## TRC - Passing
Florida Power & Light Company
Docket No. 20190015-EG
Staff's Seventh Set of Interrogatories
Interrogatory No. 74
Attachment No. 2
Tab 1 of 2
| (1) | (2) | (3) | (4) | (5) | (6) | (7) | (8) | (9) = (4)+(7)-(8) | (10) = (5)+(6) | (11) | (12) | (13) | (14) | (15) = (11)+(12)+(13)+(14) | (16) | (17) | (18) = (16)+(17) | (19) | (20 | (21) | (22) | (23) = (21)+(22) | (24) | (25) | (26)
Passing Measures Savings & Costs
TRC
| Customer Class | Measure Code | Measure Name | Avoided Gen Unit Capacity | Avoided Gen Unit Fixed O&M | Avoided Gen Unit Variable O&M | Avoided Gen Unit Fuel Cost | Replacement Fuel Cost | Avoided Generation | Avoided O&M | Avoided Transmission Cap Cost | Avoided Transmission O&M Cost | Avoided Distribution Cap Cost | Avoided Distribution O&M Cost | Avoided T&D | Program Fuel Savings | Program Off-Peak Payback | Avoided Fuel | Admin Costs | Incentives | Energy Revenue Loss | Demand Revenue Loss | Total Revenue Loss | Utility Equipment | Customer Equipment | Customer O&M
|  |  |  | NPV | NPV | NPV | NPV | NPV | NPV | NPV | NPV | NPV | NPV | NPV | NPV | NPV | NPV | NPV | NPV | NPV | NPV | NPV | NPV | NPV | NPV | NPV
|  |  |  | (2019-2065) | (2019-2065) | (2019-2065) | (2019-2065) | (2019-2065) | (2019-2065) | (2019-2065) | (2019-2065) | (2019-2065) | (2019-2065) | (2019-2065) | (2019-2065) | (2019-2065) | (2019-2065) | (2019-2065) | (2019-2065) | (2019-2065) | (2019-2065) | (2019-2065) | (2019-2065) | (2019-2065) | (2019-2065) | (2019-2065)
|  |  |  | ($000) | ($000) | ($000) | ($000) | ($000) | ($000) | ($000) | ($000) | ($000) | ($000) | ($000) | ($000) | ($000) | ($000) | ($000) | ($000) | ($000) | ($000) | ($000) | ($000) | ($000) | ($000) | ($000)
1 | Residential | RM0E204 | Ceiling Insulation (R2 to R38) | 1848.2056 | 940.5345 | 35.0932 | 5722.7512 | 6113.031 | 1457.9258 | 975.6277 | 1139.786 | 202.5495 | 220.7853 | 110.2892 | 1673.4101 | 1679.4479 | 0 | 1679.4479 | 220.9232 | 2239.8342 | 6155.3445 | 0 | 6155.3445 | 0 | 3982.3343 | 0
2 | Residential | RM0N204 | Ceiling Insulation (R2 to R38) | 1848.2056 | 940.5345 | 35.0932 | 5722.7512 | 6113.031 | 1457.9258 | 975.6277 | 1139.786 | 202.5495 | 220.7853 | 110.2892 | 1673.4101 | 1679.4479 | 0 | 1679.4479 | 220.9232 | 2239.8342 | 6155.3445 | 0 | 6155.3445 | 0 | 3982.3343 | 0
3 | Residential | RMFE204 | Ceiling Insulation (R2 to R38) | 2649.1818 | 1348.1438 | 50.3019 | 8202.8796 | 8762.2991 | 2089.7623 | 1398.4457 | 1633.747 | 290.3305 | 316.4694 | 158.0864 | 2398.6334 | 2796.8314 | 0 | 2796.8314 | 220.9232 | 3567.9749 | 10199.1192 | 0 | 10199.1192 | 0 | 6416.7998 | 0
4 | Residential | RMFN204 | Ceiling Insulation (R2 to R38) | 2649.1818 | 1348.1438 | 50.3019 | 8202.8796 | 8762.2991 | 2089.7623 | 1398.4457 | 1633.747 | 290.3305 | 316.4694 | 158.0864 | 2398.6334 | 2796.8314 | 0 | 2796.8314 | 220.9232 | 3567.9749 | 10199.1192 | 0 | 10199.1192 | 0 | 6416.7998 | 0
5 | Residential | RSFE204 | Ceiling Insulation (R2 to R38) | 4323.2515 | 2200.0621 | 82.0887 | 13386.4392 | 14299.3668 | 3410.3239 | 2282.1508 | 2666.1436 | 473.796 | 516.4526 | 257.9843 | 3914.3766 | 4631.3103 | 0 | 4631.3103 | 220.9232 | 3617.1567 | 16915.2191 | 0 | 16915.2191 | 0 | 7725.3509 | 0
6 | Residential | RSFN204 | Ceiling Insulation (R2 to R38) | 4323.2515 | 2200.0621 | 82.0887 | 13386.4392 | 14299.3668 | 3410.3239 | 2282.1508 | 2666.1436 | 473.796 | 516.4526 | 257.9843 | 3914.3766 | 4631.3103 | 0 | 4631.3103 | 220.9232 | 3617.1567 | 16915.2191 | 0 | 16915.2191 | 0 | 7725.3509 | 0
7 | Residential | RM0E207 | ENERGY STAR Certified Roof Products | 860.5744 | 437.9382 | 16.3403 | 2664.6672 | 2846.392 | 678.8496 | 454.2786 | 530.7151 | 94.3125 | 102.8036 | 51.3536 | 779.1849 | 834.5765 | 0 | 834.5765 | 220.9232 | 563.2239 | 2959.7401 | 0 | 2959.7401 | 0 | 0 | 7440.0811
8 | Residential | RM0N207 | ENERGY STAR Certified Roof Products | 860.5744 | 437.9382 | 16.3403 | 2664.6672 | 2846.392 | 678.8496 | 454.2786 | 530.7151 | 94.3125 | 102.8036 | 51.3536 | 779.1849 | 834.5765 | 0 | 834.5765 | 220.9232 | 563.2239 | 2959.7401 | 0 | 2959.7401 | 0 | 0 | 7440.0811
9 | Residential | RMFE207 | ENERGY STAR Certified Roof Products | 1064.026 | 541.4729 | 20.2034 | 3294.6313 | 3519.3184 | 839.339 | 561.6763 | 656.1835 | 116.6093 | 127.1078 | 63.4944 | 963.3949 | 1029.1146 | 0 | 1029.1146 | 220.9232 | 410.3626 | 3649.6496 | 0 | 3649.6496 | 0 | 0 | 7052.4648
10 | Residential | RMFN207 | ENERGY STAR Certified Roof Products | 1064.026 | 541.4729 | 20.2034 | 3294.6313 | 3519.3184 | 839.339 | 561.6763 | 656.1835 | 116.6093 | 127.1078 | 63.4944 | 963.3949 | 1029.1146 | 0 | 1029.1146 | 220.9232 | 410.3626 | 3649.6496 | 0 | 3649.6496 | 0 | 0 | 7052.4648
11 | Residential | RSFE207 | ENERGY STAR Certified Roof Products | 2191.1327 | 1115.0468 | 41.6046 | 6784.5843 | 7247.279 | 1728.438 | 1156.6514 | 1351.2687 | 240.1317 | 261.7512 | 130.753 | 1983.9046 | 2103.914 | 0 | 2103.914 | 220.9232 | 45.0893 | 7461.3154 | 0 | 7461.3154 | 0 | 0 | 8489.876
12 | Residential | RSFN207 | ENERGY STAR Certified Roof Products | 2191.1327 | 1115.0468 | 41.6046 | 6784.5843 | 7247.279 | 1728.438 | 1156.6514 | 1351.2687 | 240.1317 | 261.7512 | 130.753 | 1983.9046 | 2103.914 | 0 | 2103.914 | 220.9232 | 45.0893 | 7461.3154 | 0 | 7461.3154 | 0 | 0 | 8489.876
13 | Residential | RM0N301 | 14 SEER ASHP from base electric resistance heating | 239.4022 | 121.8295 | 4.5457 | 741.2807 | 791.8346 | 188.8484 | 126.3752 | 147.639 | 26.2367 | 28.5988 | 14.286 | 216.7606 | 2495.0047 | 0 | 2495.0047 | 165.168 | 217.3761 | 10017.5063 | 0 | 10017.5063 | 0 | 2399.9163 | 0
14 | Residential | RM0T301 | 14 SEER ASHP from base electric resistance heating | 239.4022 | 121.8295 | 4.5457 | 741.2807 | 791.8346 | 188.8484 | 126.3752 | 147.639 | 26.2367 | 28.5988 | 14.286 | 216.7606 | 2495.0047 | 0 | 2495.0047 | 165.168 | 217.3761 | 10017.5063 | 0 | 10017.5063 | 0 | 2399.9163 | 0
15 | Residential | RMFN301 | 14 SEER ASHP from base electric resistance heating | 271.3029 | 138.0635 | 5.1514 | 840.0574 | 897.3475 | 214.0127 | 143.2149 | 167.3121 | 29.7328 | 32.4096 | 16.1896 | 245.6442 | 2827.4674 | 0 | 2827.4674 | 165.168 | 246.3417 | 11352.3525 | 0 | 11352.3525 | 0 | 2719.7084 | 0
16 | Residential | RMFT301 | 14 SEER ASHP from base electric resistance heating | 271.3029 | 138.0635 | 5.1514 | 840.0574 | 897.3475 | 214.0127 | 143.2149 | 167.3121 | 29.7328 | 32.4096 | 16.1896 | 245.6442 | 2827.4674 | 0 | 2827.4674 | 165.168 | 246.3417 | 11352.3525 | 0 | 11352.3525 | 0 | 2719.7084 | 0
17 | Residential | RSFN301 | 14 SEER ASHP from base electric resistance heating | 406.9543 | 207.0952 | 7.7271 | 1260.086 | 1346.0212 | 321.019 | 214.8223 | 250.9682 | 44.5991 | 48.6145 | 24.2845 | 368.4662 | 4241.2014 | 0 | 4241.2014 | 165.168 | 369.5125 | 17028.5297 | 0 | 17028.5297 | 0 | 4079.5628 | 0
18 | Residential | RSFT301 | 14 SEER ASHP from base electric resistance heating | 406.9543 | 207.0952 | 7.7271 | 1260.086 | 1346.0212 | 321.019 | 214.8223 | 250.9682 | 44.5991 | 48.6145 | 24.2845 | 368.4662 | 4241.2014 | 0 | 4241.2014 | 165.168 | 369.5125 | 17028.5297 | 0 | 17028.5297 | 0 | 4079.5628 | 0
19 | Residential | RM0E314 | Duct Repair | 826.1514 | 420.4207 | 15.6867 | 2558.0805 | 2732.5363 | 651.6956 | 436.1074 | 509.4865 | 90.54 | 98.6915 | 49.2995 | 748.0175 | 801.1935 | 0 | 801.1935 | 206.3755 | 754.1596 | 2841.3505 | 0 | 2841.3505 | 0 | 1757.1944 | 0
20 | Residential | RMFE314 | Duct Repair | 1021.465 | 519.8139 | 19.3953 | 3162.8461 | 3378.5457 | 805.7654 | 539.2092 | 629.9362 | 111.9449 | 122.0235 | 60.9546 | 924.8591 | 987.9501 | 0 | 987.9501 | 206.3755 | 622.734 | 3503.6636 | 0 | 3503.6636 | 0 | 1757.1944 | 0
21 | Residential | RSFN322 | Smart Thermostat (EE ONLY) | 696.8208 | 354.6056 | 13.231 | 2157.6237 | 2304.7692 | 549.6754 | 367.8366 | 429.7285 | 76.3663 | 83.2417 | 41.5819 | 630.9185 | 997.1312 | 0 | 997.1312 | 206.3755 | 353.9279 | 3636.2077 | 0 | 3636.2077 | 0 | 1433.8754 | 0
22 | Residential | RM0N504 | Two Speed Pool Pump | 1479.2641 | 752.7836 | 28.0878 | 4580.367 | 4892.7386 | 1166.8925 | 780.8714 | 912.2602 | 162.1163 | 176.7118 | 88.2731 | 1339.3615 | 2275.0395 | 0 | 2275.0395 | 343.0335 | 1339.3619 | 8433.9858 | 0 | 8433.9858 | 0 | 4246.6368 | 0
23 | Residential | RM0T504 | Two Speed Pool Pump | 1479.2641 | 752.7836 | 28.0878 | 4580.367 | 4892.7386 | 1166.8925 | 780.8714 | 912.2602 | 162.1163 | 176.7118 | 88.2731 | 1339.3615 | 2275.0395 | 0 | 2275.0395 | 343.0335 | 1339.3619 | 8433.9858 | 0 | 8433.9858 | 0 | 4246.6368 | 0
24 | Residential | RMFN504 | Two Speed Pool Pump | 1479.2641 | 752.7836 | 28.0878 | 4580.367 | 4892.7386 | 1166.8925 | 780.8714 | 912.2602 | 162.1163 | 176.7118 | 88.2731 | 1339.3615 | 2275.0395 | 0 | 2275.0395 | 343.0335 | 1339.3619 | 8433.9858 | 0 | 8433.9858 | 0 | 4246.6368 | 0
25 | Residential | RMFT504 | Two Speed Pool Pump | 1479.2641 | 752.7836 | 28.0878 | 4580.367 | 4892.7386 | 1166.8925 | 780.8714 | 912.2602 | 162.1163 | 176.7118 | 88.2731 | 1339.3615 | 2275.0395 | 0 | 2275.0395 | 343.0335 | 1339.3619 | 8433.9858 | 0 | 8433.9858 | 0 | 4246.6368 | 0
26 | Residential | RSFN504 | Two Speed Pool Pump | 1479.2641 | 752.7836 | 28.0878 | 4580.367 | 4892.7386 | 1166.8925 | 780.8714 | 912.2602 | 162.1163 | 176.7118 | 88.2731 | 1339.3615 | 2275.0395 | 0 | 2275.0395 | 343.0335 | 1339.3619 | 8433.9858 | 0 | 8433.9858 | 0 | 4246.6368 | 0
27 | Residential | RSFT504 | Two Speed Pool Pump | 1479.2641 | 752.7836 | 28.0878 | 4580.367 | 4892.7386 | 1166.8925 | 780.8714 | 912.2602 | 162.1163 | 176.7118 | 88.2731 | 1339.3615 | 2275.0395 | 0 | 2275.0395 | 343.0335 | 1339.3619 | 8433.9858 | 0 | 8433.9858 | 0 | 4246.6368 | 0
28 | Industrial | IGSLD201 | Building Envelope Improvements | 4548.0766 | 2314.4734 | 86.3576 | 14050.7943 | 15009.0296 | 3589.8413 | 2400.831 | 2803.8155 | 498.4092 | 543.1206 | 271.3864 | 4116.7317 | 14357.2877 | 0 | 14357.2877 | 721.5234 | 1148.3521 | 49429.3306 | 11624.0132 | 61053.3438 | 0 | 7995.3446 | 11664.3818
29 | Industrial | IGSD201 | Building Envelope Improvements | 4548.0766 | 2314.4734 | 86.3576 | 14050.7943 | 15009.0296 | 3589.8413 | 2400.831 | 2803.8155 | 498.4092 | 543.1206 | 271.3864 | 4116.7317 | 14357.2877 | 0 | 14357.2877 | 721.5234 | 1128.0817 | 31300.7527 | 11624.0132 | 42924.7659 | 0 | 7995.3446 | 11664.3818
30 | Industrial | IGSLD202 | HVAC Equipment Upgrades | 4548.0766 | 2314.4734 | 86.3576 | 14050.7943 | 15009.0296 | 3589.8413 | 2400.831 | 2803.8155 | 498.4092 | 543.1206 | 271.3864 | 4116.7317 | 14357.2877 | 0 | 14357.2877 | 661.1674 | 3397.294 | 49429.3306 | 11624.0132 | 61053.3438 | 0 | 12412.2866 | 0
31 | Industrial | IGSD202 | HVAC Equipment Upgrades | 4548.0766 | 2314.4734 | 86.3576 | 14050.7943 | 15009.0296 | 3589.8413 | 2400.831 | 2803.8155 | 498.4092 | 543.1206 | 271.3864 | 4116.7317 | 14357.2877 | 0 | 14357.2877 | 661.1674 | 3378.7468 | 31300.7527 | 11624.0132 | 42924.7659 | 0 | 12412.2866 | 0
32 | Industrial | IGSLD204 | HVAC Recommissioning | 4548.0766 | 2314.4734 | 86.3576 | 14050.7943 | 15009.0296 | 3589.8413 | 2400.831 | 2803.8155 | 498.4092 | 543.1206 | 271.3864 | 4116.7317 | 14357.2877 | 0 | 14357.2877 | 981.7856 | 5259.8514 | 49429.3306 | 11624.0132 | 61053.3438 | 0 | 19084.8148 | 0
33 | Industrial | IGSD204 | HVAC Recommissioning | 4548.0766 | 2314.4734 | 86.3576 | 14050.7943 | 15009.0296 | 3589.8413 | 2400.831 | 2803.8155 | 498.4092 | 543.1206 | 271.3864 | 4116.7317 | 14357.2877 | 0 | 14357.2877 | 981.7856 | 5233.766 | 31300.7527 | 11624.0132 | 42924.7659 | 0 | 19084.8148 | 0
34 | Industrial | IGSLD303 | Efficient Lighting - High Bay | 4545.5352 | 2313.1802 | 86.3093 | 14042.9432 | 15000.643 | 3587.8354 | 2399.4895 | 2802.2488 | 498.1307 | 542.8171 | 271.2347 | 4114.4313 | 14328.7641 | 0 | 14328.7641 | 444.9675 | 3563.2753 | 49331.1293 | 11624.0132 | 60955.1425 | 0 | 14019.1149 | 0
35 | Commercial | IGSD303 | Efficient Lighting - High Bay | 4545.5352 | 2313.1802 | 86.3093 | 14042.9432 | 15000.643 | 3587.8354 | 2399.4895 | 2802.2488 | 498.1307 | 542.8171 | 271.2347 | 4114.4313 | 14328.7641 | 0 | 14328.7641 | 444.9675 | 3543.0366 | 31238.5675 | 11624.0132 | 42862.5807 | 0 | 14019.1149 | 0
36 | Commercial | IGSLD401 | Fan Equipment Upgrades | 4546.9894 | 2313.9202 | 86.3369 | 14046.245 | 15004.17 | 3589.0644 | 2400.2572 | 2803.1086 | 498.2891 | 542.9837 | 271.321 | 4115.7024 | 15126.8499 | 0 | 15126.8499 | 721.5234 | 2778.8631 | 52289.72 | 11203.2649 | 63492.9849 | 0 | 12558.4295 | 0
37 | Residential | IGSD401 | Fan Equipment Upgrades | 4546.9894 | 2313.9202 | 86.3369 | 14046.245 | 15004.17 | 3589.0644 | 2400.2572 | 2803.1086 | 498.2891 | 542.9837 | 271.321 | 4115.7024 | 15126.8499 | 0 | 15126.8499 | 721.5234 | 2716.7704 | 33112.0728 | 11203.2649 | 44315.3377 | 0 | 12558.4295 | 0
38 | Industrial | IGSLD503 | Motor Optimization | 4546.9894 | 2313.9202 | 86.3369 | 14046.245 | 15004.17 | 3589.0644 | 2400.2572 | 2803.1086 | 498.2891 | 542.9837 | 271.321 | 4115.7024 | 15126.8499 | 0 | 15126.8499 | 981.7856 | 4478.7482 | 52289.72 | 11203.2649 | 63492.9849 | 0 | 18312.8277 | 0
39 | Industrial | IGSD503 | Motor Optimization | 4546.9894 | 2313.9202 | 86.3369 | 14046.245 | 15004.17 | 3589.0644 | 2400.2572 | 2803.1086 | 498.2891 | 542.9837 | 271.321 | 4115.7024 | 15126.8499 | 0 | 15126.8499 | 981.7856 | 4398.8427 | 33112.0728 | 11203.2649 | 44315.3377 | 0 | 18312.8277 | 0
40 | Industrial | IGSLD504 | Pump Equipment Upgrade | 4546.9894 | 2313.9202 | 86.3369 | 14046.245 | 15004.17 | 3589.0644 | 2400.2572 | 2803.1086 | 498.2891 | 542.9837 | 271.321 | 4115.7024 | 15126.8499 | 0 | 15126.8499 | 721.5234 | 1004.4077 | 52289.72 | 11203.2649 | 63492.9849 | 0 | 10282.173 | 0
41 | Industrial | IGSD504 | Pump Equipment Upgrade | 4546.9894 | 2313.9202 | 86.3369 | 14046.245 | 15004.17 | 3589.0644 | 2400.2572 | 2803.1086 | 498.2891 | 542.9837 | 271.321 | 4115.7024 | 15126.8499 | 0 | 15126.8499 | 721.5234 | 942.3149 | 33112.0728 | 11203.2649 | 44315.3377 | 0 | 10282.173 | 0
42 | Industrial | IGSLD602 | Process Refrig Equipment Upgrade | 4548.0924 | 2314.4815 | 86.3579 | 14049.9584 | 15008.1366 | 3589.9142 | 2400.8394 | 2803.798 | 498.4102 | 543.1172 | 271.3869 | 4116.7124 | 14824.7803 | 0 | 14824.7803 | 816.1832 | 3031.6059 | 51146.0579 | 11308.452 | 62454.5099 | 0 | 16211.6838 | 0
43 | Industrial | IGSD602 | Process Refrig Equipment Upgrade | 4548.0924 | 2314.4815 | 86.3579 | 14049.9584 | 15008.1366 | 3589.9142 | 2400.8394 | 2803.798 | 498.4102 | 543.1172 | 271.3869 | 4116.7124 | 14824.7803 | 0 | 14824.7803 | 816.1832 | 2970.2031 | 32387.8574 | 11308.452 | 43696.3094 | 0 | 16211.6838 | 0
44 | Industrial | IGSLD701 | Process Heat Equipment Upgrade | 4548.0924 | 2314.4815 | 86.3579 | 14049.9584 | 15008.1366 | 3589.9142 | 2400.8394 | 2803.798 | 498.4102 | 543.1172 | 271.3869 | 4116.7124 | 14824.7803 | 0 | 14824.7803 | 816.1832 | 5602.1696 | 51146.0579 | 11308.452 | 62454.5099 | 0 | 19698.386 | 0
45 | Industrial | IGSD701 | Process Heat Equipment Upgrade | 4548.0924 | 2314.4815 | 86.3579 | 14049.9584 | 15008.1366 | 3589.9142 | 2400.8394 | 2803.798 | 498.4102 | 543.1172 | 271.3869 | 4116.7124 | 14824.7803 | 0 | 14824.7803 | 816.1832 | 5540.7668 | 32387.8574 | 11308.452 | 43696.3094 | 0 | 19698.386 | 0
46 | Commercial | CcoNgs101 | Efficient Exhaust Hood | 4139.3644 | 2106.4837 | 78.5971 | 12817.0546 | 13691.1513 | 3265.2677 | 2185.0808 | 2552.7407 | 453.6434 | 494.4855 | 247.0111 | 3747.8808 | 9625.9455 | 0 | 9625.9455 | 721.5234 | 1869.1942 | 35501.2839 | 0 | 35501.2839 | 0 | 9799.7383 | 0
47 | Commercial | CcoTgs101 | Efficient Exhaust Hood | 4139.3644 | 2106.4837 | 78.5971 | 12817.0546 | 13691.1513 | 3265.2677 | 2185.0808 | 2552.7407 | 453.6434 | 494.4855 | 247.0111 | 3747.8808 | 9625.9455 | 0 | 9625.9455 | 721.5234 | 1869.1942 | 35501.2839 | 0 | 35501.2839 | 0 | 9799.7383 | 0
48 | Commercial | CheNgs101 | Efficient Exhaust Hood | 4139.3644 | 2106.4837 | 78.5971 | 12817.0546 | 13691.1513 | 3265.2677 | 2185.0808 | 2552.7407 | 453.6434 | 494.4855 | 247.0111 | 3747.8808 | 9625.9455 | 0 | 9625.9455 | 721.5234 | 1869.1942 | 35501.2839 | 0 | 35501.2839 | 0 | 9799.7383 | 0
49 | Commercial | CheTgs101 | Efficient Exhaust Hood | 4139.3644 | 2106.4837 | 78.5971 | 12817.0546 | 13691.1513 | 3265.2677 | 2185.0808 | 2552.7407 | 453.6434 | 494.4855 | 247.0111 | 3747.8808 | 9625.9455 | 0 | 9625.9455 | 721.5234 | 1869.1942 | 35501.2839 | 0 | 35501.2839 | 0 | 9799.7383 | 0
50 | Commercial | ChoNgs101 | Efficient Exhaust Hood | 4139.3644 | 2106.4837 | 78.5971 | 12817.0546 | 13691.1513 | 3265.2677 | 2185.0808 | 2552.7407 | 453.6434 | 494.4855 | 247.0111 | 3747.8808 | 9625.9455 | 0 | 9625.9455 | 721.5234 | 1869.1942 | 35501.2839 | 0 | 35501.2839 | 0 | 9799.7383 | 0
51 | Commercial | ChoTgs101 | Efficient Exhaust Hood | 4139.3644 | 2106.4837 | 78.5971 | 12817.0546 | 13691.1513 | 3265.2677 | 2185.0808 | 2552.7407 | 453.6434 | 494.4855 | 247.0111 | 3747.8808 | 9625.9455 | 0 | 9625.9455 | 721.5234 | 1869.1942 | 35501.2839 | 0 | 35501.2839 | 0 | 9799.7383 | 0
52 | Commercial | CloNgs101 | Efficient Exhaust Hood | 4139.3644 | 2106.4837 | 78.5971 | 12817.0546 | 13691.1513 | 3265.2677 | 2185.0808 | 2552.7407 | 453.6434 | 494.4855 | 247.0111 | 3747.8808 | 9625.9455 | 0 | 9625.9455 | 721.5234 | 1869.1942 | 35501.2839 | 0 | 35501.2839 | 0 | 9799.7383 | 0
53 | Commercial | CloTgs101 | Efficient Exhaust Hood | 4139.3644 | 2106.4837 | 78.5971 | 12817.0546 | 13691.1513 | 3265.2677 | 2185.0808 | 2552.7407 | 453.6434 | 494.4855 | 247.0111 | 3747.8808 | 9625.9455 | 0 | 9625.9455 | 721.5234 | 1869.1942 | 35501.2839 | 0 | 35501.2839 | 0 | 9799.7383 | 0
54 | Commercial | CreNgs101 | Efficient Exhaust Hood | 4139.3644 | 2106.4837 | 78.5971 | 12817.0546 | 13691.1513 | 3265.2677 | 2185.0808 | 2552.7407 | 453.6434 | 494.4855 | 247.0111 | 3747.8808 | 9625.9455 | 0 | 9625.9455 | 721.5234 | 1869.1942 | 35501.2839 | 0 | 35501.2839 | 0 | 9799.7383 | 0
55 | Commercial | CreTgs101 | Efficient Exhaust Hood | 4139.3644 | 2106.4837 | 78.5971 | 12817.0546 | 13691.1513 | 3265.2677 | 2185.0808 | 2552.7407 | 453.6434 | 494.4855 | 247.0111 | 3747.8808 | 9625.9455 | 0 | 9625.9455 | 721.5234 | 1869.1942 | 35501.2839 | 0 | 35501.2839 | 0 | 9799.7383 | 0
56 | Commercial | CscNgs101 | Efficient Exhaust Hood | 4139.3644 | 2106.4837 | 78.5971 | 12817.0546 | 13691.1513 | 3265.2677 | 2185.0808 | 2552.7407 | 453.6434 | 494.4855 | 247.0111 | 3747.8808 | 9625.9455 | 0 | 9625.9455 | 721.5234 | 1869.1942 | 35501.2839 | 0 | 35501.2839 | 0 | 9799.7383 | 0
57 | Commercial | CscTgs101 | Efficient Exhaust Hood | 4139.3644 | 2106.4837 | 78.5971 | 12817.0546 | 13691.1513 | 3265.2677 | 2185.0808 | 2552.7407 | 453.6434 | 494.4855 | 247.0111 | 3747.8808 | 9625.9455 | 0 | 9625.9455 | 721.5234 | 1869.1942 | 35501.2839 | 0 | 35501.2839 | 0 | 9799.7383 | 0
58 | Commercial | CcoNgs103 | Energy Star Commercial Oven | 4451.4361 | 2265.294 | 84.5226 | 13093.7254 | 13986.6905 | 3558.471 | 2349.8166 | 2723.1715 | 487.2585 | 527.4978 | 265.3147 | 4003.2425 | 12694.3789 | 0 | 12694.3789 | 776.4202 | 41.5034 | 47794.6418 | 0 | 47794.6418 | 0 | 11766.2475 | 0
59 | Commercial | CcoTgs103 | Energy Star Commercial Oven | 4451.4361 | 2265.294 | 84.5226 | 13093.7254 | 13986.6905 | 3558.471 | 2349.8166 | 2723.1715 | 487.2585 | 527.4978 | 265.3147 | 4003.2425 | 12694.3789 | 0 | 12694.3789 | 776.4202 | 41.5034 | 47794.6418 | 0 | 47794.6418 | 0 | 11766.2475 | 0
60 | Commercial | CheNgs103 | Energy Star Commercial Oven | 4451.4361 | 2265.294 | 84.5226 | 13093.7254 | 13986.6905 | 3558.471 | 2349.8166 | 2723.1715 | 487.2585 | 527.4978 | 265.3147 | 4003.2425 | 12694.3789 | 0 | 12694.3789 | 776.4202 | 41.5034 | 47794.6418 | 0 | 47794.6418 | 0 | 11766.2475 | 0
61 | Commercial | CheTgs103 | Energy Star Commercial Oven | 4451.4361 | 2265.294 | 84.5226 | 13093.7254 | 13986.6905 | 3558.471 | 2349.8166 | 2723.1715 | 487.2585 | 527.4978 | 265.3147 | 4003.2425 | 12694.3789 | 0 | 12694.3789 | 776.4202 | 41.5034 | 47794.6418 | 0 | 47794.6418 | 0 | 11766.2475 | 0
62 | Commercial | ChoNgs103 | Energy Star Commercial Oven | 4451.4361 | 2265.294 | 84.5226 | 13093.7254 | 13986.6905 | 3558.471 | 2349.8166 | 2723.1715 | 487.2585 | 527.4978 | 265.3147 | 4003.2425 | 12694.3789 | 0 | 12694.3789 | 776.4202 | 41.5034 | 47794.6418 | 0 | 47794.6418 | 0 | 11766.2475 | 0
63 | Commercial | ChoTgs103 | Energy Star Commercial Oven | 4451.4361 | 2265.294 | 84.5226 | 13093.7254 | 13986.6905 | 3558.471 | 2349.8166 | 2723.1715 | 487.2585 | 527.4978 | 265.3147 | 4003.2425 | 12694.3789 | 0 | 12694.3789 | 776.4202 | 41.5034 | 47794.6418 | 0 | 47794.6418 | 0 | 11766.2475 | 0
64 | Commercial | CloNgs103 | Energy Star Commercial Oven | 4451.4361 | 2265.294 | 84.5226 | 13093.7254 | 13986.6905 | 3558.471 | 2349.8166 | 2723.1715 | 487.2585 | 527.4978 | 265.3147 | 4003.2425 | 12694.3789 | 0 | 12694.3789 | 776.4202 | 41.5034 | 47794.6418 | 0 | 47794.6418 | 0 | 11766.2475 | 0
65 | Commercial | CloTgs103 | Energy Star Commercial Oven | 4451.4361 | 2265.294 | 84.5226 | 13093.7254 | 13986.6905 | 3558.471 | 2349.8166 | 2723.1715 | 487.2585 | 527.4978 | 265.3147 | 4003.2425 | 12694.3789 | 0 | 12694.3789 | 776.4202 | 41.5034 | 47794.6418 | 0 | 47794.6418 | 0 | 11766.2475 | 0
66 | Commercial | CreNgs103 | Energy Star Commercial Oven | 4451.4361 | 2265.294 | 84.5226 | 13093.7254 | 13986.6905 | 3558.471 | 2349.8166 | 2723.1715 | 487.2585 | 527.4978 | 265.3147 | 4003.2425 | 12694.3789 | 0 | 12694.3789 | 776.4202 | 41.5034 | 47794.6418 | 0 | 47794.6418 | 0 | 11766.2475 | 0
67 | Commercial | CreTgs103 | Energy Star Commercial Oven | 4451.4361 | 2265.294 | 84.5226 | 13093.7254 | 13986.6905 | 3558.471 | 2349.8166 | 2723.1715 | 487.2585 | 527.4978 | 265.3147 | 4003.2425 | 12694.3789 | 0 | 12694.3789 | 776.4202 | 41.5034 | 47794.6418 | 0 | 47794.6418 | 0 | 11766.2475 | 0
68 | Commercial | CscNgs103 | Energy Star Commercial Oven | 4451.4361 | 2265.294 | 84.5226 | 13093.7254 | 13986.6905 | 3558.471 | 2349.8166 | 2723.1715 | 487.2585 | 527.4978 | 265.3147 | 4003.2425 | 12694.3789 | 0 | 12694.3789 | 776.4202 | 41.5034 | 47794.6418 | 0 | 47794.6418 | 0 | 11766.2475 | 0
69 | Commercial | CscTgs103 | Energy Star Commercial Oven | 4451.4361 | 2265.294 | 84.5226 | 13093.7254 | 13986.6905 | 3558.471 | 2349.8166 | 2723.1715 | 487.2585 | 527.4978 | 265.3147 | 4003.2425 | 12694.3789 | 0 | 12694.3789 | 776.4202 | 41.5034 | 47794.6418 | 0 | 47794.6418 | 0 | 11766.2475 | 0
70 | Commercial | CheEgs203 | Ceiling Insulation(R2 to R38) | 4131.9516 | 2102.7114 | 78.4563 | 12758.6027 | 13628.7132 | 3261.8412 | 2181.1677 | 2547.0772 | 452.802 | 493.3884 | 246.553 | 3739.8207 | 4376.5642 | 0 | 4376.5642 | 632.2974 | 1750.5134 | 15207.9068 | 0 | 15207.9068 | 0 | 4998.4255 | 0
71 | Commercial | CofEgs203 | Ceiling Insulation(R2 to R38) | 4131.9516 | 2102.7114 | 78.4563 | 12758.6027 | 13628.7132 | 3261.8412 | 2181.1677 | 2547.0772 | 452.802 | 493.3884 | 246.553 | 3739.8207 | 4376.5642 | 0 | 4376.5642 | 632.2974 | 1750.5134 | 15207.9068 | 0 | 15207.9068 | 0 | 4998.4255 | 0
72 | Commercial | CrtEgs207 | Wall Insulation | 5433.5834 | 2765.0996 | 103.1713 | 16824.4511 | 17971.844 | 4286.1904 | 2868.2709 | 3350.8839 | 595.4801 | 649.092 | 324.2419 | 4919.6979 | 10256.4984 | 0 | 10256.4984 | 632.2974 | 7765.2168 | 38032.3203 | 0 | 38032.3203 | 0 | 16795.657 | 0
73 | Commercial | CheEgs307 | Facility Energy Management System | 3929.9725 | 1999.9261 | 74.6212 | 12168.697 | 12998.5771 | 3100.0924 | 2074.5473 | 2423.609 | 430.6956 | 469.4717 | 234.5159 | 3558.2922 | 10007.5571 | 0 | 10007.5571 | 417.2665 | 291.7457 | 37030.1038 | 0 | 37030.1038 | 0 | 8094.9571 | 0
74 | Commercial | CheNgs307 | Facility Energy Management System | 3929.9725 | 1999.9261 | 74.6212 | 12168.697 | 12998.5771 | 3100.0924 | 2074.5473 | 2423.609 | 430.6956 | 469.4717 | 234.5159 | 3558.2922 | 10007.5571 | 0 | 10007.5571 | 417.2665 | 291.7457 | 37030.1038 | 0 | 37030.1038 | 0 | 8094.9571 | 0
75 | Commercial | ChoEgs307 | Facility Energy Management System | 4461.3566 | 2270.3425 | 84.711 | 13814.0653 | 14756.1561 | 3519.2658 | 2355.0534 | 2751.3129 | 488.9313 | 532.9505 | 266.2256 | 4039.4202 | 13856.75 | 0 | 13856.75 | 417.2665 | 413.044 | 52426.0093 | 0 | 52426.0093 | 0 | 11460.5751 | 0
76 | Commercial | ChoNgs307 | Facility Energy Management System | 4461.3566 | 2270.3425 | 84.711 | 13814.0653 | 14756.1561 | 3519.2658 | 2355.0534 | 2751.3129 | 488.9313 | 532.9505 | 266.2256 | 4039.4202 | 13856.75 | 0 | 13856.75 | 417.2665 | 413.044 | 52426.0093 | 0 | 52426.0093 | 0 | 11460.5751 | 0
77 | Commercial | CloEgs307 | Facility Energy Management System | 4185.3359 | 2129.8781 | 79.47 | 12959.3998 | 13843.2042 | 3301.5315 | 2209.3481 | 2581.0913 | 458.6815 | 499.9773 | 249.7544 | 3789.5045 | 8175.9495 | 0 | 8175.9495 | 417.2665 | 4145.598 | 29741.2305 | 0 | 29741.2305 | 0 | 11518.9285 | 0
78 | Commercial | CloNgs307 | Facility Energy Management System | 4185.3359 | 2129.8781 | 79.47 | 12959.3998 | 13843.2042 | 3301.5315 | 2209.3481 | 2581.0913 | 458.6815 | 499.9773 | 249.7544 | 3789.5045 | 8175.9495 | 0 | 8175.9495 | 417.2665 | 4145.598 | 29741.2305 | 0 | 29741.2305 | 0 | 11518.9285 | 0
79 | Commercial | CmiEgs307 | Facility Energy Management System | 3929.9725 | 1999.9261 | 74.6212 | 12168.697 | 12998.5771 | 3100.0924 | 2074.5473 | 2423.609 | 430.6956 | 469.4717 | 234.5159 | 3558.2922 | 10007.5571 | 0 | 10007.5571 | 417.2665 | 2196.7124 | 37030.1038 | 0 | 37030.1038 | 0 | 10538.6318 | 0
80 | Commercial | CmiNgs307 | Facility Energy Management System | 3929.9725 | 1999.9261 | 74.6212 | 12168.697 | 12998.5771 | 3100.0924 | 2074.5473 | 2423.609 | 430.6956 | 469.4717 | 234.5159 | 3558.2922 | 10007.5571 | 0 | 10007.5571 | 417.2665 | 2196.7124 | 37030.1038 | 0 | 37030.1038 | 0 | 10538.6318 | 0
81 | Commercial | CofEgs307 | Facility Energy Management System | 3929.9725 | 1999.9261 | 74.6212 | 12168.697 | 12998.5771 | 3100.0924 | 2074.5473 | 2423.609 | 430.6956 | 469.4717 | 234.5159 | 3558.2922 | 10007.5571 | 0 | 10007.5571 | 417.2665 | 97.2113 | 37030.1038 | 0 | 37030.1038 | 0 | 7845.4101 | 0
82 | Commercial | CofNgs307 | Facility Energy Management System | 3929.9725 | 1999.9261 | 74.6212 | 12168.697 | 12998.5771 | 3100.0924 | 2074.5473 | 2423.609 | 430.6956 | 469.4717 | 234.5159 | 3558.2922 | 10007.5571 | 0 | 10007.5571 | 417.2665 | 97.2113 | 37030.1038 | 0 | 37030.1038 | 0 | 7845.4101 | 0
83 | Commercial | CrtEgs307 | Facility Energy Management System | 4185.3359 | 2129.8781 | 79.47 | 12959.3998 | 13843.2042 | 3301.5315 | 2209.3481 | 2581.0913 | 458.6815 | 499.9773 | 249.7544 | 3789.5045 | 8175.9495 | 0 | 8175.9495 | 417.2665 | 6221.6165 | 29741.2305 | 0 | 29741.2305 | 0 | 14182.0269 | 0
84 | Commercial | CrtNgs307 | Facility Energy Management System | 4185.3359 | 2129.8781 | 79.47 | 12959.3998 | 13843.2042 | 3301.5315 | 2209.3481 | 2581.0913 | 458.6815 | 499.9773 | 249.7544 | 3789.5045 | 8175.9495 | 0 | 8175.9495 | 417.2665 | 6221.6165 | 29741.2305 | 0 | 29741.2305 | 0 | 14182.0269 | 0
85 | Commercial | CheEgs309 | Programmable Thermostat | 5395.4642 | 2745.7011 | 102.4475 | 16706.4195 | 17845.7629 | 4256.1208 | 2848.1486 | 3327.3758 | 591.3025 | 644.5383 | 321.9672 | 4885.1839 | 5496.7553 | 0 | 5496.7553 | 901.5352 | 4548.619 | 19446.3103 | 0 | 19446.3103 | 0 | 11130.5107 | 0
86 | Commercial | CheNgs309 | Programmable Thermostat | 5395.4642 | 2745.7011 | 102.4475 | 16706.4195 | 17845.7629 | 4256.1208 | 2848.1486 | 3327.3758 | 591.3025 | 644.5383 | 321.9672 | 4885.1839 | 5496.7553 | 0 | 5496.7553 | 901.5352 | 4548.619 | 19446.3103 | 0 | 19446.3103 | 0 | 11130.5107 | 0
87 | Commercial | ChoEgs309 | Programmable Thermostat | 5395.4642 | 2745.7011 | 102.4475 | 16706.4195 | 17845.7629 | 4256.1208 | 2848.1486 | 3327.3758 | 591.3025 | 644.5383 | 321.9672 | 4885.1839 | 5496.7553 | 0 | 5496.7553 | 901.5352 | 4117.98 | 19446.3103 | 0 | 19446.3103 | 0 | 10556.3617 | 0
88 | Commercial | ChoNgs309 | Programmable Thermostat | 5395.4642 | 2745.7011 | 102.4475 | 16706.4195 | 17845.7629 | 4256.1208 | 2848.1486 | 3327.3758 | 591.3025 | 644.5383 | 321.9672 | 4885.1839 | 5496.7553 | 0 | 5496.7553 | 901.5352 | 4117.98 | 19446.3103 | 0 | 19446.3103 | 0 | 10556.3617 | 0
89 | Commercial | CinEgs309 | Programmable Thermostat | 5395.4642 | 2745.7011 | 102.4475 | 16706.4195 | 17845.7629 | 4256.1208 | 2848.1486 | 3327.3758 | 591.3025 | 644.5383 | 321.9672 | 4885.1839 | 5496.7553 | 0 | 5496.7553 | 901.5352 | 3421.949 | 19446.3103 | 0 | 19446.3103 | 0 | 9628.3805 | 0
90 | Commercial | CinNgs309 | Programmable Thermostat | 5395.4642 | 2745.7011 | 102.4475 | 16706.4195 | 17845.7629 | 4256.1208 | 2848.1486 | 3327.3758 | 591.3025 | 644.5383 | 321.9672 | 4885.1839 | 5496.7553 | 0 | 5496.7553 | 901.5352 | 3421.949 | 19446.3103 | 0 | 19446.3103 | 0 | 9628.3805 | 0
91 | Commercial | CmiEgs309 | Programmable Thermostat | 5395.4642 | 2745.7011 | 102.4475 | 16706.4195 | 17845.7629 | 4256.1208 | 2848.1486 | 3327.3758 | 591.3025 | 644.5383 | 321.9672 | 4885.1839 | 5496.7553 | 0 | 5496.7553 | 901.5352 | 6493.2652 | 19446.3103 | 0 | 19446.3103 | 0 | 13723.2055 | 0
92 | Commercial | CmiNgs309 | Programmable Thermostat | 5395.4642 | 2745.7011 | 102.4475 | 16706.4195 | 17845.7629 | 4256.1208 | 2848.1486 | 3327.3758 | 591.3025 | 644.5383 | 321.9672 | 4885.1839 | 5496.7553 | 0 | 5496.7553 | 901.5352 | 6493.2652 | 19446.3103 | 0 | 19446.3103 | 0 | 13723.2055 | 0
93 | Commercial | CofEgs309 | Programmable Thermostat | 5395.4642 | 2745.7011 | 102.4475 | 16706.4195 | 17845.7629 | 4256.1208 | 2848.1486 | 3327.3758 | 591.3025 | 644.5383 | 321.9672 | 4885.1839 | 5496.7553 | 0 | 5496.7553 | 901.5352 | 3949.503 | 19446.3103 | 0 | 19446.3103 | 0 | 10331.7403 | 0
94 | Commercial | CofNgs309 | Programmable Thermostat | 5395.4642 | 2745.7011 | 102.4475 | 16706.4195 | 17845.7629 | 4256.1208 | 2848.1486 | 3327.3758 | 591.3025 | 644.5383 | 321.9672 | 4885.1839 | 5496.7553 | 0 | 5496.7553 | 901.5352 | 3949.503 | 19446.3103 | 0 | 19446.3103 | 0 | 10331.7403 | 0
95 | Commercial | CreEgs309 | Programmable Thermostat | 5395.4642 | 2745.7011 | 102.4475 | 16706.4195 | 17845.7629 | 4256.1208 | 2848.1486 | 3327.3758 | 591.3025 | 644.5383 | 321.9672 | 4885.1839 | 5496.7553 | 0 | 5496.7553 | 901.5352 | 313.3628 | 19446.3103 | 0 | 19446.3103 | 0 | 5483.8659 | 0
96 | Commercial | CreNgs309 | Programmable Thermostat | 5395.4642 | 2745.7011 | 102.4475 | 16706.4195 | 17845.7629 | 4256.1208 | 2848.1486 | 3327.3758 | 591.3025 | 644.5383 | 321.9672 | 4885.1839 | 5496.7553 | 0 | 5496.7553 | 901.5352 | 313.3628 | 19446.3103 | 0 | 19446.3103 | 0 | 5483.8659 | 0
97 | Commercial | CcoEgs310 | Smart Thermostat | 5395.4642 | 2745.7011 | 102.4475 | 16706.4195 | 17845.7629 | 4256.1208 | 2848.1486 | 3327.3758 | 591.3025 | 644.5383 | 321.9672 | 4885.1839 | 5496.7553 | 0 | 5496.7553 | 521.3698 | 8081.5533 | 19446.3103 | 0 | 19446.3103 | 0 | 15840.7863 | 0
98 | Commercial | CcoNgs310 | Smart Thermostat | 5395.4642 | 2745.7011 | 102.4475 | 16706.4195 | 17845.7629 | 4256.1208 | 2848.1486 | 3327.3758 | 591.3025 | 644.5383 | 321.9672 | 4885.1839 | 5496.7553 | 0 | 5496.7553 | 521.3698 | 8081.5533 | 19446.3103 | 0 | 19446.3103 | 0 | 15840.7863 | 0
99 | Commercial | CheEgs310 | Smart Thermostat | 5395.4642 | 2745.7011 | 102.4475 | 16706.4195 | 17845.7629 | 4256.1208 | 2848.1486 | 3327.3758 | 591.3025 | 644.5383 | 321.9672 | 4885.1839 | 5496.7553 | 0 | 5496.7553 | 521.3698 | 906.1141 | 19446.3103 | 0 | 19446.3103 | 0 | 6274.1502 | 0
100 | Commercial | CheNgs310 | Smart Thermostat | 5395.4642 | 2745.7011 | 102.4475 | 16706.4195 | 17845.7629 | 4256.1208 | 2848.1486 | 3327.3758 | 591.3025 | 644.5383 | 321.9672 | 4885.1839 | 5496.7553 | 0 | 5496.7553 | 521.3698 | 906.1141 | 19446.3103 | 0 | 19446.3103 | 0 | 6274.1502 | 0
101 | Commercial | ChoEgs310 | Smart Thermostat | 5395.4642 | 2745.7011 | 102.4475 | 16706.4195 | 17845.7629 | 4256.1208 | 2848.1486 | 3327.3758 | 591.3025 | 644.5383 | 321.9672 | 4885.1839 | 5496.7553 | 0 | 5496.7553 | 521.3698 | 663.3675 | 19446.3103 | 0 | 19446.3103 | 0 | 5950.509 | 0
102 | Commercial | ChoNgs310 | Smart Thermostat | 5395.4642 | 2745.7011 | 102.4475 | 16706.4195 | 17845.7629 | 4256.1208 | 2848.1486 | 3327.3758 | 591.3025 | 644.5383 | 321.9672 | 4885.1839 | 5496.7553 | 0 | 5496.7553 | 521.3698 | 663.3675 | 19446.3103 | 0 | 19446.3103 | 0 | 5950.509 | 0
103 | Commercial | CinEgs310 | Smart Thermostat | 5395.4642 | 2745.7011 | 102.4475 | 16706.4195 | 17845.7629 | 4256.1208 | 2848.1486 | 3327.3758 | 591.3025 | 644.5383 | 321.9672 | 4885.1839 | 5496.7553 | 0 | 5496.7553 | 521.3698 | 271.0222 | 19446.3103 | 0 | 19446.3103 | 0 | 5427.4155 | 0
104 | Commercial | CinNgs310 | Smart Thermostat | 5395.4642 | 2745.7011 | 102.4475 | 16706.4195 | 17845.7629 | 4256.1208 | 2848.1486 | 3327.3758 | 591.3025 | 644.5383 | 321.9672 | 4885.1839 | 5496.7553 | 0 | 5496.7553 | 521.3698 | 271.0222 | 19446.3103 | 0 | 19446.3103 | 0 | 5427.4155 | 0
105 | Commercial | CloEgs310 | Smart Thermostat | 5395.4642 | 2745.7011 | 102.4475 | 16706.4195 | 17845.7629 | 4256.1208 | 2848.1486 | 3327.3758 | 591.3025 | 644.5383 | 321.9672 | 4885.1839 | 5496.7553 | 0 | 5496.7553 | 521.3698 | 4081.7511 | 19446.3103 | 0 | 19446.3103 | 0 | 10508.06 | 0
106 | Commercial | CloNgs310 | Smart Thermostat | 5395.4642 | 2745.7011 | 102.4475 | 16706.4195 | 17845.7629 | 4256.1208 | 2848.1486 | 3327.3758 | 591.3025 | 644.5383 | 321.9672 | 4885.1839 | 5496.7553 | 0 | 5496.7553 | 521.3698 | 4081.7511 | 19446.3103 | 0 | 19446.3103 | 0 | 10508.06 | 0
107 | Commercial | CmiEgs310 | Smart Thermostat | 5395.4642 | 2745.7011 | 102.4475 | 16706.4195 | 17845.7629 | 4256.1208 | 2848.1486 | 3327.3758 | 591.3025 | 644.5383 | 321.9672 | 4885.1839 | 5496.7553 | 0 | 5496.7553 | 521.3698 | 2002.2905 | 19446.3103 | 0 | 19446.3103 | 0 | 7735.6247 | 0
108 | Commercial | CmiNgs310 | Smart Thermostat | 5395.4642 | 2745.7011 | 102.4475 | 16706.4195 | 17845.7629 | 4256.1208 | 2848.1486 | 3327.3758 | 591.3025 | 644.5383 | 321.9672 | 4885.1839 | 5496.7553 | 0 | 5496.7553 | 521.3698 | 2002.2905 | 19446.3103 | 0 | 19446.3103 | 0 | 7735.6247 | 0
109 | Commercial | CofEgs310 | Smart Thermostat | 5395.4642 | 2745.7011 | 102.4475 | 16706.4195 | 17845.7629 | 4256.1208 | 2848.1486 | 3327.3758 | 591.3025 | 644.5383 | 321.9672 | 4885.1839 | 5496.7553 | 0 | 5496.7553 | 521.3698 | 568.3988 | 19446.3103 | 0 | 19446.3103 | 0 | 5823.8924 | 0
110 | Commercial | CofNgs310 | Smart Thermostat | 5395.4642 | 2745.7011 | 102.4475 | 16706.4195 | 17845.7629 | 4256.1208 | 2848.1486 | 3327.3758 | 591.3025 | 644.5383 | 321.9672 | 4885.1839 | 5496.7553 | 0 | 5496.7553 | 521.3698 | 568.3988 | 19446.3103 | 0 | 19446.3103 | 0 | 5823.8924 | 0
111 | Commercial | CrtEgs310 | Smart Thermostat | 5395.4642 | 2745.7011 | 102.4475 | 16706.4195 | 17845.7629 | 4256.1208 | 2848.1486 | 3327.3758 | 591.3025 | 644.5383 | 321.9672 | 4885.1839 | 5496.7553 | 0 | 5496.7553 | 521.3698 | 6816.8483 | 19446.3103 | 0 | 19446.3103 | 0 | 14154.6214 | 0
112 | Commercial | CrtNgs310 | Smart Thermostat | 5395.4642 | 2745.7011 | 102.4475 | 16706.4195 | 17845.7629 | 4256.1208 | 2848.1486 | 3327.3758 | 591.3025 | 644.5383 | 321.9672 | 4885.1839 | 5496.7553 | 0 | 5496.7553 | 521.3698 | 6816.8483 | 19446.3103 | 0 | 19446.3103 | 0 | 14154.6214 | 0
113 | Commercial | CscEgs310 | Smart Thermostat | 5395.4642 | 2745.7011 | 102.4475 | 16706.4195 | 17845.7629 | 4256.1208 | 2848.1486 | 3327.3758 | 591.3025 | 644.5383 | 321.9672 | 4885.1839 | 5496.7553 | 0 | 5496.7553 | 521.3698 | 8131.9123 | 19446.3103 | 0 | 19446.3103 | 0 | 15907.9265 | 0
114 | Commercial | CscNgs310 | Smart Thermostat | 5395.4642 | 2745.7011 | 102.4475 | 16706.4195 | 17845.7629 | 4256.1208 | 2848.1486 | 3327.3758 | 591.3025 | 644.5383 | 321.9672 | 4885.1839 | 5496.7553 | 0 | 5496.7553 | 521.3698 | 8131.9123 | 19446.3103 | 0 | 19446.3103 | 0 | 15907.9265 | 0
115 | Commercial | CheNgs311 | High Efficiency DX, >135k and <240k Btu/h Elect Heat | 3871.2268 | 1970.0309 | 73.5058 | 11986.7978 | 12804.2727 | 3053.7518 | 2043.5367 | 2387.3806 | 424.2575 | 462.454 | 231.0104 | 3505.1024 | 3985.724 | 0 | 3985.724 | 417.2665 | 6009.5352 | 13765.7892 | 0 | 13765.7892 | 0 | 10579.1216 | 0
116 | Commercial | CheTgs311 | High Efficiency DX, >135k and <240k Btu/h Elect Heat | 3871.2268 | 1970.0309 | 73.5058 | 11986.7978 | 12804.2727 | 3053.7518 | 2043.5367 | 2387.3806 | 424.2575 | 462.454 | 231.0104 | 3505.1024 | 3985.724 | 0 | 3985.724 | 417.2665 | 6009.5352 | 13765.7892 | 0 | 13765.7892 | 0 | 10579.1216 | 0
117 | Commercial | ChoNgs311 | High Efficiency DX, >135k and <240k Btu/h Elect Heat | 3871.2268 | 1970.0309 | 73.5058 | 11986.7978 | 12804.2727 | 3053.7518 | 2043.5367 | 2387.3806 | 424.2575 | 462.454 | 231.0104 | 3505.1024 | 3782.0255 | 0 | 3782.0255 | 417.2665 | 6127.5425 | 13039.7461 | 0 | 13039.7461 | 0 | 10579.1216 | 0
118 | Commercial | ChoTgs311 | High Efficiency DX, >135k and <240k Btu/h Elect Heat | 3871.2268 | 1970.0309 | 73.5058 | 11986.7978 | 12804.2727 | 3053.7518 | 2043.5367 | 2387.3806 | 424.2575 | 462.454 | 231.0104 | 3505.1024 | 3782.0255 | 0 | 3782.0255 | 417.2665 | 6127.5425 | 13039.7461 | 0 | 13039.7461 | 0 | 10579.1216 | 0
119 | Commercial | CloNgs311 | High Efficiency DX, >135k and <240k Btu/h Elect Heat | 3871.2268 | 1970.0309 | 73.5058 | 11986.7978 | 12804.2727 | 3053.7518 | 2043.5367 | 2387.3806 | 424.2575 | 462.454 | 231.0104 | 3505.1024 | 3066.8067 | 0 | 3066.8067 | 417.2665 | 6548.4353 | 10450.1893 | 0 | 10450.1893 | 0 | 10579.1216 | 0
120 | Commercial | CloTgs311 | High Efficiency DX, >135k and <240k Btu/h Elect Heat | 3871.2268 | 1970.0309 | 73.5058 | 11986.7978 | 12804.2727 | 3053.7518 | 2043.5367 | 2387.3806 | 424.2575 | 462.454 | 231.0104 | 3505.1024 | 3066.8067 | 0 | 3066.8067 | 417.2665 | 6548.4353 | 10450.1893 | 0 | 10450.1893 | 0 | 10579.1216 | 0
121 | Commercial | CreNgs311 | High Efficiency DX, >135k and <240k Btu/h Elect Heat | 3871.2268 | 1970.0309 | 73.5058 | 11986.7978 | 12804.2727 | 3053.7518 | 2043.5367 | 2387.3806 | 424.2575 | 462.454 | 231.0104 | 3505.1024 | 3008.5673 | 0 | 3008.5673 | 417.2665 | 6580.6907 | 10251.7377 | 0 | 10251.7377 | 0 | 10579.1216 | 0
122 | Commercial | CreTgs311 | High Efficiency DX, >135k and <240k Btu/h Elect Heat | 3871.2268 | 1970.0309 | 73.5058 | 11986.7978 | 12804.2727 | 3053.7518 | 2043.5367 | 2387.3806 | 424.2575 | 462.454 | 231.0104 | 3505.1024 | 3008.5673 | 0 | 3008.5673 | 417.2665 | 6580.6907 | 10251.7377 | 0 | 10251.7377 | 0 | 10579.1216 | 0
123 | Commercial | CcoEgs312 | HVAC tune-up | 4126.6239 | 2100.0002 | 78.3552 | 12701.786 | 13568.0216 | 3260.3883 | 2178.3553 | 2542.5456 | 452.1851 | 492.5105 | 246.2171 | 3733.4583 | 5796.3833 | 0 | 5796.3833 | 1710.9354 | 1786.4092 | 20535.862 | 0 | 20535.862 | 0 | 13081.7554 | 0
124 | Commercial | CcoNgs312 | HVAC tune-up | 4126.6239 | 2100.0002 | 78.3552 | 12701.786 | 13568.0216 | 3260.3883 | 2178.3553 | 2542.5456 | 452.1851 | 492.5105 | 246.2171 | 3733.4583 | 5796.3833 | 0 | 5796.3833 | 1710.9354 | 1786.4092 | 20535.862 | 0 | 20535.862 | 0 | 13081.7554 | 0
125 | Commercial | CloEgs313 | HVAC tune-up_RTU | 3954.1745 | 2012.2423 | 75.0807 | 12243.6357 | 13078.6265 | 3119.1838 | 2087.323 | 2438.5343 | 433.3479 | 472.3629 | 235.9602 | 3580.2053 | 6217.1675 | 0 | 6217.1675 | 989.4566 | 1024.7809 | 22097.5139 | 0 | 22097.5139 | 0 | 12605.2251 | 0
126 | Commercial | CloNgs313 | HVAC tune-up_RTU | 3954.1745 | 2012.2423 | 75.0807 | 12243.6357 | 13078.6265 | 3119.1838 | 2087.323 | 2438.5343 | 433.3479 | 472.3629 | 235.9602 | 3580.2053 | 6217.1675 | 0 | 6217.1675 | 989.4566 | 1024.7809 | 22097.5139 | 0 | 22097.5139 | 0 | 12605.2251 | 0
127 | Commercial | CrtEgs319 | Duct Sealing Repair | 6622.1029 | 3369.926 | 125.7386 | 19478.657 | 20807.0613 | 5293.6986 | 3495.6646 | 4051.0796 | 724.8617 | 784.7231 | 394.6909 | 5955.3554 | 10605.0236 | 0 | 10605.0236 | 721.5234 | 446.2311 | 39393.1017 | 0 | 39393.1017 | 0 | 8785.8096 | 0
128 | Commercial | CheEgs320 | Dedicated Outdoor Air System on VRF unit | 4574.4129 | 2327.8758 | 86.8576 | 14124.8306 | 15088.115 | 3611.1285 | 2414.7334 | 2819.8256 | 501.2893 | 546.2219 | 272.9546 | 4140.2914 | 4624.279 | 0 | 4624.279 | 721.5234 | 4022.6316 | 16117.1964 | 0 | 16117.1964 | 0 | 8520.6025 | 0
129 | Commercial | CheNgs320 | Dedicated Outdoor Air System on VRF unit | 4574.4129 | 2327.8758 | 86.8576 | 14124.8306 | 15088.115 | 3611.1285 | 2414.7334 | 2819.8256 | 501.2893 | 546.2219 | 272.9546 | 4140.2914 | 4624.279 | 0 | 4624.279 | 721.5234 | 4022.6316 | 16117.1964 | 0 | 16117.1964 | 0 | 8520.6025 | 0
130 | Commercial | ChoEgs320 | Dedicated Outdoor Air System on VRF unit | 4574.4129 | 2327.8758 | 86.8576 | 14124.8306 | 15088.115 | 3611.1285 | 2414.7334 | 2819.8256 | 501.2893 | 546.2219 | 272.9546 | 4140.2914 | 4625.2184 | 0 | 4625.2184 | 721.5234 | 4382.6299 | 16120.4707 | 0 | 16120.4707 | 0 | 8983.0879 | 0
131 | Commercial | ChoNgs320 | Dedicated Outdoor Air System on VRF unit | 4574.4129 | 2327.8758 | 86.8576 | 14124.8306 | 15088.115 | 3611.1285 | 2414.7334 | 2819.8256 | 501.2893 | 546.2219 | 272.9546 | 4140.2914 | 4625.2184 | 0 | 4625.2184 | 721.5234 | 4382.6299 | 16120.4707 | 0 | 16120.4707 | 0 | 8983.0879 | 0
132 | Commercial | CreEgs320 | Dedicated Outdoor Air System on VRF unit | 4574.4129 | 2327.8758 | 86.8576 | 14124.8306 | 15088.115 | 3611.1285 | 2414.7334 | 2819.8256 | 501.2893 | 546.2219 | 272.9546 | 4140.2914 | 4634.1383 | 0 | 4634.1383 | 721.5234 | 6168.4527 | 16151.5594 | 0 | 16151.5594 | 0 | 11280.4075 | 0
133 | Commercial | CreNgs320 | Dedicated Outdoor Air System on VRF unit | 4574.4129 | 2327.8758 | 86.8576 | 14124.8306 | 15088.115 | 3611.1285 | 2414.7334 | 2819.8256 | 501.2893 | 546.2219 | 272.9546 | 4140.2914 | 4634.1383 | 0 | 4634.1383 | 721.5234 | 6168.4527 | 16151.5594 | 0 | 16151.5594 | 0 | 11280.4075 | 0
134 | Commercial | CgrNgs322 | High Efficiency PTAC | 4075.1171 | 2073.7888 | 77.3772 | 11986.7978 | 12804.2727 | 3257.6422 | 2151.166 | 2492.9579 | 446.0662 | 482.9038 | 242.8853 | 3664.8133 | 4475.9214 | 0 | 4475.9214 | 660.672 | 795.4276 | 15600.1194 | 0 | 15600.1194 | 0 | 4272.9636 | 0
135 | Commercial | CgrTgs322 | High Efficiency PTAC | 4075.1171 | 2073.7888 | 77.3772 | 11986.7978 | 12804.2727 | 3257.6422 | 2151.166 | 2492.9579 | 446.0662 | 482.9038 | 242.8853 | 3664.8133 | 4475.9214 | 0 | 4475.9214 | 660.672 | 795.4276 | 15600.1194 | 0 | 15600.1194 | 0 | 4272.9636 | 0
136 | Commercial | CinNgs322 | High Efficiency PTAC | 4075.1171 | 2073.7888 | 77.3772 | 11986.7978 | 12804.2727 | 3257.6422 | 2151.166 | 2492.9579 | 446.0662 | 482.9038 | 242.8853 | 3664.8133 | 4475.9214 | 0 | 4475.9214 | 660.672 | 870.9174 | 15600.1194 | 0 | 15600.1194 | 0 | 4369.8012 | 0
137 | Commercial | CinTgs322 | High Efficiency PTAC | 4075.1171 | 2073.7888 | 77.3772 | 11986.7978 | 12804.2727 | 3257.6422 | 2151.166 | 2492.9579 | 446.0662 | 482.9038 | 242.8853 | 3664.8133 | 4475.9214 | 0 | 4475.9214 | 660.672 | 870.9174 | 15600.1194 | 0 | 15600.1194 | 0 | 4369.8012 | 0
138 | Commercial | CmiNgs322 | High Efficiency PTAC | 4075.1171 | 2073.7888 | 77.3772 | 11986.7978 | 12804.2727 | 3257.6422 | 2151.166 | 2492.9579 | 446.0662 | 482.9038 | 242.8853 | 3664.8133 | 5315.137 | 0 | 5315.137 | 660.672 | 912.0424 | 18747.5662 | 0 | 18747.5662 | 0 | 5078.793 | 0
139 | Commercial | CmiTgs322 | High Efficiency PTAC | 4075.1171 | 2073.7888 | 77.3772 | 11986.7978 | 12804.2727 | 3257.6422 | 2151.166 | 2492.9579 | 446.0662 | 482.9038 | 242.8853 | 3664.8133 | 5315.137 | 0 | 5315.137 | 660.672 | 912.0424 | 18747.5662 | 0 | 18747.5662 | 0 | 5078.793 | 0
140 | Commercial | CwaNgs322 | High Efficiency PTAC | 4075.1171 | 2073.7888 | 77.3772 | 11986.7978 | 12804.2727 | 3257.6422 | 2151.166 | 2492.9579 | 446.0662 | 482.9038 | 242.8853 | 3664.8133 | 4475.9214 | 0 | 4475.9214 | 660.672 | 5051.1073 | 15600.1194 | 0 | 15600.1194 | 0 | 9732.1124 | 0
141 | Commercial | CwaTgs322 | High Efficiency PTAC | 4075.1171 | 2073.7888 | 77.3772 | 11986.7978 | 12804.2727 | 3257.6422 | 2151.166 | 2492.9579 | 446.0662 | 482.9038 | 242.8853 | 3664.8133 | 4475.9214 | 0 | 4475.9214 | 660.672 | 5051.1073 | 15600.1194 | 0 | 15600.1194 | 0 | 9732.1124 | 0
142 | Commercial | CgrNgs323 | High Efficiency PTHP | 3894.5864 | 1981.9184 | 73.9493 | 11987.5723 | 12805.1 | 3077.0586 | 2055.8677 | 2399.5798 | 426.759 | 464.817 | 232.3724 | 3523.5282 | 4477.2289 | 0 | 4477.2289 | 721.5234 | 759.1928 | 15604.6765 | 0 | 15604.6765 | 0 | 4227.432 | 0
143 | Commercial | CgrTgs323 | High Efficiency PTHP | 3894.5864 | 1981.9184 | 73.9493 | 11987.5723 | 12805.1 | 3077.0586 | 2055.8677 | 2399.5798 | 426.759 | 464.817 | 232.3724 | 3523.5282 | 4477.2289 | 0 | 4477.2289 | 721.5234 | 759.1928 | 15604.6765 | 0 | 15604.6765 | 0 | 4227.432 | 0
144 | Commercial | CinNgs323 | High Efficiency PTHP | 3894.5864 | 1981.9184 | 73.9493 | 11987.5723 | 12805.1 | 3077.0586 | 2055.8677 | 2399.5798 | 426.759 | 464.817 | 232.3724 | 3523.5282 | 4477.2289 | 0 | 4477.2289 | 721.5234 | 851.7339 | 15604.6765 | 0 | 15604.6765 | 0 | 4346.143 | 0
145 | Commercial | CinTgs323 | High Efficiency PTHP | 3894.5864 | 1981.9184 | 73.9493 | 11987.5723 | 12805.1 | 3077.0586 | 2055.8677 | 2399.5798 | 426.759 | 464.817 | 232.3724 | 3523.5282 | 4477.2289 | 0 | 4477.2289 | 721.5234 | 851.7339 | 15604.6765 | 0 | 15604.6765 | 0 | 4346.143 | 0
146 | Commercial | CmiNgs323 | High Efficiency PTHP | 3894.5864 | 1981.9184 | 73.9493 | 11987.5723 | 12805.1 | 3077.0586 | 2055.8677 | 2399.5798 | 426.759 | 464.817 | 232.3724 | 3523.5282 | 4477.2289 | 0 | 4477.2289 | 721.5234 | 747.6108 | 15604.6765 | 0 | 15604.6765 | 0 | 4212.5746 | 0
147 | Commercial | CmiTgs323 | High Efficiency PTHP | 3894.5864 | 1981.9184 | 73.9493 | 11987.5723 | 12805.1 | 3077.0586 | 2055.8677 | 2399.5798 | 426.759 | 464.817 | 232.3724 | 3523.5282 | 4477.2289 | 0 | 4477.2289 | 721.5234 | 747.6108 | 15604.6765 | 0 | 15604.6765 | 0 | 4212.5746 | 0
148 | Commercial | CwaNgs323 | High Efficiency PTHP | 3894.5864 | 1981.9184 | 73.9493 | 11987.5723 | 12805.1 | 3077.0586 | 2055.8677 | 2399.5798 | 426.759 | 464.817 | 232.3724 | 3523.5282 | 4477.2289 | 0 | 4477.2289 | 721.5234 | 4991.6924 | 15604.6765 | 0 | 15604.6765 | 0 | 9656.8462 | 0
149 | Commercial | CwaTgs323 | High Efficiency PTHP | 3894.5864 | 1981.9184 | 73.9493 | 11987.5723 | 12805.1 | 3077.0586 | 2055.8677 | 2399.5798 | 426.759 | 464.817 | 232.3724 | 3523.5282 | 4477.2289 | 0 | 4477.2289 | 721.5234 | 4991.6924 | 15604.6765 | 0 | 15604.6765 | 0 | 9656.8462 | 0
150 | Commercial | CheNgs324 | Variable Refrigerant Flow (VRF) HVAC Systems | 4801.978 | 2443.6815 | 91.1786 | 14124.8306 | 15088.115 | 3838.6936 | 2534.8601 | 2937.6159 | 525.6291 | 569.0372 | 286.2077 | 4318.49 | 7101.0201 | 0 | 7101.0201 | 660.672 | 6201.9924 | 25506.0444 | 0 | 25506.0444 | 0 | 13273.8247 | 0
151 | Commercial | CheTgs324 | Variable Refrigerant Flow (VRF) HVAC Systems | 4801.978 | 2443.6815 | 91.1786 | 14124.8306 | 15088.115 | 3838.6936 | 2534.8601 | 2937.6159 | 525.6291 | 569.0372 | 286.2077 | 4318.49 | 7101.0201 | 0 | 7101.0201 | 660.672 | 6201.9924 | 25506.0444 | 0 | 25506.0444 | 0 | 13273.8247 | 0
152 | Commercial | ChoNgs324 | Variable Refrigerant Flow (VRF) HVAC Systems | 4801.978 | 2443.6815 | 91.1786 | 14124.8306 | 15088.115 | 3838.6936 | 2534.8601 | 2937.6159 | 525.6291 | 569.0372 | 286.2077 | 4318.49 | 7101.0201 | 0 | 7101.0201 | 660.672 | 6756.7249 | 25506.0444 | 0 | 25506.0444 | 0 | 13985.4304 | 0
153 | Commercial | ChoTgs324 | Variable Refrigerant Flow (VRF) HVAC Systems | 4801.978 | 2443.6815 | 91.1786 | 14124.8306 | 15088.115 | 3838.6936 | 2534.8601 | 2937.6159 | 525.6291 | 569.0372 | 286.2077 | 4318.49 | 7101.0201 | 0 | 7101.0201 | 660.672 | 6756.7249 | 25506.0444 | 0 | 25506.0444 | 0 | 13985.4304 | 0
154 | Commercial | CcoEgs328 | Demand Controlled Ventilation | 7717.4045 | 3927.3147 | 146.5359 | 23896.0342 | 25525.6945 | 6087.7441 | 4073.8505 | 4759.3134 | 845.7698 | 921.9157 | 460.526 | 6987.5248 | 4600.6374 | 0 | 4600.6374 | 981.7856 | 10186.4297 | 16034.7973 | 0 | 16034.7973 | 0 | 18365.9949 | 0
155 | Commercial | CcoNgs328 | Demand Controlled Ventilation | 7717.4045 | 3927.3147 | 146.5359 | 23896.0342 | 25525.6945 | 6087.7441 | 4073.8505 | 4759.3134 | 845.7698 | 921.9157 | 460.526 | 6987.5248 | 4600.6374 | 0 | 4600.6374 | 981.7856 | 10186.4297 | 16034.7973 | 0 | 16034.7973 | 0 | 18365.9949 | 0
156 | Commercial | CheEgs328 | Demand Controlled Ventilation | 7717.4045 | 3927.3147 | 146.5359 | 23896.0342 | 25525.6945 | 6087.7441 | 4073.8505 | 4759.3134 | 845.7698 | 921.9157 | 460.526 | 6987.5248 | 4600.6374 | 0 | 4600.6374 | 981.7856 | 11535.0338 | 16034.7973 | 0 | 16034.7973 | 0 | 20195.2351 | 0
157 | Commercial | CheNgs328 | Demand Controlled Ventilation | 7717.4045 | 3927.3147 | 146.5359 | 23896.0342 | 25525.6945 | 6087.7441 | 4073.8505 | 4759.3134 | 845.7698 | 921.9157 | 460.526 | 6987.5248 | 4600.6374 | 0 | 4600.6374 | 981.7856 | 11535.0338 | 16034.7973 | 0 | 16034.7973 | 0 | 20195.2351 | 0
158 | Commercial | ChoEgs328 | Demand Controlled Ventilation | 7717.4045 | 3927.3147 | 146.5359 | 23896.0342 | 25525.6945 | 6087.7441 | 4073.8505 | 4759.3134 | 845.7698 | 921.9157 | 460.526 | 6987.5248 | 4600.6374 | 0 | 4600.6374 | 981.7856 | 6076.8659 | 16034.7973 | 0 | 16034.7973 | 0 | 12791.8013 | 0
159 | Commercial | ChoNgs328 | Demand Controlled Ventilation | 7717.4045 | 3927.3147 | 146.5359 | 23896.0342 | 25525.6945 | 6087.7441 | 4073.8505 | 4759.3134 | 845.7698 | 921.9157 | 460.526 | 6987.5248 | 4600.6374 | 0 | 4600.6374 | 981.7856 | 6076.8659 | 16034.7973 | 0 | 16034.7973 | 0 | 12791.8013 | 0
160 | Commercial | CinEgs328 | Demand Controlled Ventilation | 7717.4045 | 3927.3147 | 146.5359 | 23896.0342 | 25525.6945 | 6087.7441 | 4073.8505 | 4759.3134 | 845.7698 | 921.9157 | 460.526 | 6987.5248 | 4600.6374 | 0 | 4600.6374 | 981.7856 | 11167.3122 | 16034.7973 | 0 | 16034.7973 | 0 | 19696.4598 | 0
161 | Commercial | CinNgs328 | Demand Controlled Ventilation | 7717.4045 | 3927.3147 | 146.5359 | 23896.0342 | 25525.6945 | 6087.7441 | 4073.8505 | 4759.3134 | 845.7698 | 921.9157 | 460.526 | 6987.5248 | 4600.6374 | 0 | 4600.6374 | 981.7856 | 11167.3122 | 16034.7973 | 0 | 16034.7973 | 0 | 19696.4598 | 0
162 | Commercial | CscEgs328 | Demand Controlled Ventilation | 7717.4045 | 3927.3147 | 146.5359 | 23896.0342 | 25525.6945 | 6087.7441 | 4073.8505 | 4759.3134 | 845.7698 | 921.9157 | 460.526 | 6987.5248 | 4600.6374 | 0 | 4600.6374 | 981.7856 | 10752.5769 | 16034.7973 | 0 | 16034.7973 | 0 | 19133.9145 | 0
163 | Commercial | CscNgs328 | Demand Controlled Ventilation | 7717.4045 | 3927.3147 | 146.5359 | 23896.0342 | 25525.6945 | 6087.7441 | 4073.8505 | 4759.3134 | 845.7698 | 921.9157 | 460.526 | 6987.5248 | 4600.6374 | 0 | 4600.6374 | 981.7856 | 10752.5769 | 16034.7973 | 0 | 16034.7973 | 0 | 19133.9145 | 0
164 | Commercial | CasTgs507 | High Bay LED | 4543.9953 | 2312.3965 | 86.2801 | 13365.9847 | 14277.5173 | 3632.4627 | 2398.6766 | 2779.7947 | 497.3901 | 538.4661 | 270.8315 | 4086.4824 | 11234.8401 | 0 | 11234.8401 | 660.672 | 2561.5632 | 41968.7275 | 0 | 41968.7275 | 0 | 12036.3529 | 0
165 | Commercial | CwaTgs507 | High Bay LED | 4543.9953 | 2312.3965 | 86.2801 | 13365.9847 | 14277.5173 | 3632.4627 | 2398.6766 | 2779.7947 | 497.3901 | 538.4661 | 270.8315 | 4086.4824 | 11234.8401 | 0 | 11234.8401 | 660.672 | 235.4579 | 41968.7275 | 0 | 41968.7275 | 0 | 9052.4456 | 0
166 | Commercial | CasEgs603 | VSD Controlled Compressor | 4190.9729 | 2132.7468 | 79.577 | 12976.8542 | 13861.8489 | 3305.9782 | 2212.3238 | 2584.5676 | 459.2993 | 500.6507 | 250.0908 | 3794.6084 | 13613.1222 | 0 | 13613.1222 | 417.2665 | 5246.3552 | 51472.7896 | 0 | 51472.7896 | 0 | 17461.9607 | 0
167 | Commercial | CasNgs603 | VSD Controlled Compressor | 4190.9729 | 2132.7468 | 79.577 | 12976.8542 | 13861.8489 | 3305.9782 | 2212.3238 | 2584.5676 | 459.2993 | 500.6507 | 250.0908 | 3794.6084 | 13613.1222 | 0 | 13613.1222 | 417.2665 | 5246.3552 | 51472.7896 | 0 | 51472.7896 | 0 | 17461.9607 | 0
168 | Commercial | CcoEgs603 | VSD Controlled Compressor | 4443.4568 | 2261.2334 | 84.3711 | 13758.6407 | 14696.9517 | 3505.1458 | 2345.6045 | 2740.2741 | 486.9696 | 530.8122 | 265.1574 | 4023.2133 | 15665.2541 | 0 | 15665.2541 | 417.2665 | 6101.3152 | 59860.9332 | 0 | 59860.9332 | 0 | 20307.608 | 0
169 | Commercial | CcoNgs603 | VSD Controlled Compressor | 4443.4568 | 2261.2334 | 84.3711 | 13758.6407 | 14696.9517 | 3505.1458 | 2345.6045 | 2740.2741 | 486.9696 | 530.8122 | 265.1574 | 4023.2133 | 15665.2541 | 0 | 15665.2541 | 417.2665 | 6101.3152 | 59860.9332 | 0 | 59860.9332 | 0 | 20307.608 | 0
170 | Commercial | CgrEgs603 | VSD Controlled Compressor | 4190.9729 | 2132.7468 | 79.577 | 12976.8542 | 13861.8489 | 3305.9782 | 2212.3238 | 2584.5676 | 459.2993 | 500.6507 | 250.0908 | 3794.6084 | 13613.1222 | 0 | 13613.1222 | 417.2665 | 5246.3552 | 51472.7896 | 0 | 51472.7896 | 0 | 17461.9607 | 0
171 | Commercial | CgrNgs603 | VSD Controlled Compressor | 4190.9729 | 2132.7468 | 79.577 | 12976.8542 | 13861.8489 | 3305.9782 | 2212.3238 | 2584.5676 | 459.2993 | 500.6507 | 250.0908 | 3794.6084 | 13613.1222 | 0 | 13613.1222 | 417.2665 | 5246.3552 | 51472.7896 | 0 | 51472.7896 | 0 | 17461.9607 | 0
172 | Commercial | CheEgs603 | VSD Controlled Compressor | 4443.4568 | 2261.2334 | 84.3711 | 13758.6407 | 14696.9517 | 3505.1458 | 2345.6045 | 2740.2741 | 486.9696 | 530.8122 | 265.1574 | 4023.2133 | 15665.2541 | 0 | 15665.2541 | 417.2665 | 6101.3152 | 59860.9332 | 0 | 59860.9332 | 0 | 20307.608 | 0
173 | Commercial | CheNgs603 | VSD Controlled Compressor | 4443.4568 | 2261.2334 | 84.3711 | 13758.6407 | 14696.9517 | 3505.1458 | 2345.6045 | 2740.2741 | 486.9696 | 530.8122 | 265.1574 | 4023.2133 | 15665.2541 | 0 | 15665.2541 | 417.2665 | 6101.3152 | 59860.9332 | 0 | 59860.9332 | 0 | 20307.608 | 0
174 | Commercial | ChoEgs603 | VSD Controlled Compressor | 4443.4568 | 2261.2334 | 84.3711 | 13758.6407 | 14696.9517 | 3505.1458 | 2345.6045 | 2740.2741 | 486.9696 | 530.8122 | 265.1574 | 4023.2133 | 15665.2541 | 0 | 15665.2541 | 417.2665 | 6101.3152 | 59860.9332 | 0 | 59860.9332 | 0 | 20307.608 | 0
175 | Commercial | ChoNgs603 | VSD Controlled Compressor | 4443.4568 | 2261.2334 | 84.3711 | 13758.6407 | 14696.9517 | 3505.1458 | 2345.6045 | 2740.2741 | 486.9696 | 530.8122 | 265.1574 | 4023.2133 | 15665.2541 | 0 | 15665.2541 | 417.2665 | 6101.3152 | 59860.9332 | 0 | 59860.9332 | 0 | 20307.608 | 0
176 | Commercial | CinEgs603 | VSD Controlled Compressor | 4190.9729 | 2132.7468 | 79.577 | 12976.8542 | 13861.8489 | 3305.9782 | 2212.3238 | 2584.5676 | 459.2993 | 500.6507 | 250.0908 | 3794.6084 | 13613.1222 | 0 | 13613.1222 | 417.2665 | 5246.3552 | 51472.7896 | 0 | 51472.7896 | 0 | 17461.9607 | 0
177 | Commercial | CinNgs603 | VSD Controlled Compressor | 4190.9729 | 2132.7468 | 79.577 | 12976.8542 | 13861.8489 | 3305.9782 | 2212.3238 | 2584.5676 | 459.2993 | 500.6507 | 250.0908 | 3794.6084 | 13613.1222 | 0 | 13613.1222 | 417.2665 | 5246.3552 | 51472.7896 | 0 | 51472.7896 | 0 | 17461.9607 | 0
178 | Commercial | CloEgs603 | VSD Controlled Compressor | 4443.4568 | 2261.2334 | 84.3711 | 13758.6407 | 14696.9517 | 3505.1458 | 2345.6045 | 2740.2741 | 486.9696 | 530.8122 | 265.1574 | 4023.2133 | 15665.2541 | 0 | 15665.2541 | 417.2665 | 6101.3152 | 59860.9332 | 0 | 59860.9332 | 0 | 20307.608 | 0
179 | Commercial | CloNgs603 | VSD Controlled Compressor | 4443.4568 | 2261.2334 | 84.3711 | 13758.6407 | 14696.9517 | 3505.1458 | 2345.6045 | 2740.2741 | 486.9696 | 530.8122 | 265.1574 | 4023.2133 | 15665.2541 | 0 | 15665.2541 | 417.2665 | 6101.3152 | 59860.9332 | 0 | 59860.9332 | 0 | 20307.608 | 0
180 | Commercial | CmiEgs603 | VSD Controlled Compressor | 4190.9729 | 2132.7468 | 79.577 | 12976.8542 | 13861.8489 | 3305.9782 | 2212.3238 | 2584.5676 | 459.2993 | 500.6507 | 250.0908 | 3794.6084 | 13613.1222 | 0 | 13613.1222 | 417.2665 | 5246.3552 | 51472.7896 | 0 | 51472.7896 | 0 | 17461.9607 | 0
181 | Commercial | CmiNgs603 | VSD Controlled Compressor | 4190.9729 | 2132.7468 | 79.577 | 12976.8542 | 13861.8489 | 3305.9782 | 2212.3238 | 2584.5676 | 459.2993 | 500.6507 | 250.0908 | 3794.6084 | 13613.1222 | 0 | 13613.1222 | 417.2665 | 5246.3552 | 51472.7896 | 0 | 51472.7896 | 0 | 17461.9607 | 0
182 | Commercial | CofEgs603 | VSD Controlled Compressor | 4190.9729 | 2132.7468 | 79.577 | 12976.8542 | 13861.8489 | 3305.9782 | 2212.3238 | 2584.5676 | 459.2993 | 500.6507 | 250.0908 | 3794.6084 | 13613.1222 | 0 | 13613.1222 | 417.2665 | 5246.3552 | 51472.7896 | 0 | 51472.7896 | 0 | 17461.9607 | 0
183 | Commercial | CofNgs603 | VSD Controlled Compressor | 4190.9729 | 2132.7468 | 79.577 | 12976.8542 | 13861.8489 | 3305.9782 | 2212.3238 | 2584.5676 | 459.2993 | 500.6507 | 250.0908 | 3794.6084 | 13613.1222 | 0 | 13613.1222 | 417.2665 | 5246.3552 | 51472.7896 | 0 | 51472.7896 | 0 | 17461.9607 | 0
184 | Commercial | CreEgs603 | VSD Controlled Compressor | 4443.4568 | 2261.2334 | 84.3711 | 13758.6407 | 14696.9517 | 3505.1458 | 2345.6045 | 2740.2741 | 486.9696 | 530.8122 | 265.1574 | 4023.2133 | 15665.2541 | 0 | 15665.2541 | 417.2665 | 6101.3152 | 59860.9332 | 0 | 59860.9332 | 0 | 20307.608 | 0
185 | Commercial | CreNgs603 | VSD Controlled Compressor | 4443.4568 | 2261.2334 | 84.3711 | 13758.6407 | 14696.9517 | 3505.1458 | 2345.6045 | 2740.2741 | 486.9696 | 530.8122 | 265.1574 | 4023.2133 | 15665.2541 | 0 | 15665.2541 | 417.2665 | 6101.3152 | 59860.9332 | 0 | 59860.9332 | 0 | 20307.608 | 0
186 | Commercial | CrtEgs603 | VSD Controlled Compressor | 4190.9729 | 2132.7468 | 79.577 | 12976.8542 | 13861.8489 | 3305.9782 | 2212.3238 | 2584.5676 | 459.2993 | 500.6507 | 250.0908 | 3794.6084 | 13613.1222 | 0 | 13613.1222 | 417.2665 | 5246.3552 | 51472.7896 | 0 | 51472.7896 | 0 | 17461.9607 | 0
187 | Commercial | CrtNgs603 | VSD Controlled Compressor | 4190.9729 | 2132.7468 | 79.577 | 12976.8542 | 13861.8489 | 3305.9782 | 2212.3238 | 2584.5676 | 459.2993 | 500.6507 | 250.0908 | 3794.6084 | 13613.1222 | 0 | 13613.1222 | 417.2665 | 5246.3552 | 51472.7896 | 0 | 51472.7896 | 0 | 17461.9607 | 0
188 | Commercial | CscEgs603 | VSD Controlled Compressor | 4443.4568 | 2261.2334 | 84.3711 | 13758.6407 | 14696.9517 | 3505.1458 | 2345.6045 | 2740.2741 | 486.9696 | 530.8122 | 265.1574 | 4023.2133 | 15665.2541 | 0 | 15665.2541 | 417.2665 | 6101.3152 | 59860.9332 | 0 | 59860.9332 | 0 | 20307.608 | 0
189 | Commercial | CscNgs603 | VSD Controlled Compressor | 4443.4568 | 2261.2334 | 84.3711 | 13758.6407 | 14696.9517 | 3505.1458 | 2345.6045 | 2740.2741 | 486.9696 | 530.8122 | 265.1574 | 4023.2133 | 15665.2541 | 0 | 15665.2541 | 417.2665 | 6101.3152 | 59860.9332 | 0 | 59860.9332 | 0 | 20307.608 | 0
190 | Commercial | CwaEgs603 | VSD Controlled Compressor | 4190.9729 | 2132.7468 | 79.577 | 12976.8542 | 13861.8489 | 3305.9782 | 2212.3238 | 2584.5676 | 459.2993 | 500.6507 | 250.0908 | 3794.6084 | 13613.1222 | 0 | 13613.1222 | 417.2665 | 5246.3552 | 51472.7896 | 0 | 51472.7896 | 0 | 17461.9607 | 0
191 | Commercial | CwaNgs603 | VSD Controlled Compressor | 4190.9729 | 2132.7468 | 79.577 | 12976.8542 | 13861.8489 | 3305.9782 | 2212.3238 | 2584.5676 | 459.2993 | 500.6507 | 250.0908 | 3794.6084 | 13613.1222 | 0 | 13613.1222 | 417.2665 | 5246.3552 | 51472.7896 | 0 | 51472.7896 | 0 | 17461.9607 | 0
192 | Commercial | CasTgs607 | Two Speed Pool Pump | 4537.6198 | 2309.1521 | 86.159 | 14050.2054 | 15008.4005 | 3579.4247 | 2395.3111 | 2798.3443 | 497.2892 | 542.0609 | 270.7765 | 4108.4708 | 6933.5227 | 0 | 6933.5227 | 567.7796 | 4394.8003 | 24904.4129 | 0 | 24904.4129 | 0 | 13026.6174 | 0
193 | Commercial | CcoTgs607 | Two Speed Pool Pump | 4537.6198 | 2309.1521 | 86.159 | 14050.2054 | 15008.4005 | 3579.4247 | 2395.3111 | 2798.3443 | 497.2892 | 542.0609 | 270.7765 | 4108.4708 | 6933.5227 | 0 | 6933.5227 | 567.7796 | 4394.8003 | 24904.4129 | 0 | 24904.4129 | 0 | 13026.6174 | 0
194 | Commercial | CloTgs607 | Two Speed Pool Pump | 4537.6198 | 2309.1521 | 86.159 | 14050.2054 | 15008.4005 | 3579.4247 | 2395.3111 | 2798.3443 | 497.2892 | 542.0609 | 270.7765 | 4108.4708 | 6933.5227 | 0 | 6933.5227 | 567.7796 | 4394.8003 | 24904.4129 | 0 | 24904.4129 | 0 | 13026.6174 | 0
195 | Commercial | CasNgs701 | Efficient Battery Charger | 3871.2268 | 1970.0309 | 73.5058 | 11986.7978 | 12804.2727 | 3053.7518 | 2043.5367 | 2387.3806 | 424.2575 | 462.454 | 231.0104 | 3505.1024 | 4086.7198 | 0 | 4086.7198 | 744.1909 | 3545.2634 | 14164.3296 | 0 | 14164.3296 | 0 | 10185.2436 | 0
196 | Commercial | CasTgs701 | Efficient Battery Charger | 3871.2268 | 1970.0309 | 73.5058 | 11986.7978 | 12804.2727 | 3053.7518 | 2043.5367 | 2387.3806 | 424.2575 | 462.454 | 231.0104 | 3505.1024 | 4086.7198 | 0 | 4086.7198 | 744.1909 | 3545.2634 | 14164.3296 | 0 | 14164.3296 | 0 | 10185.2436 | 0
197 | Commercial | CgrNgs701 | Efficient Battery Charger | 3871.2268 | 1970.0309 | 73.5058 | 11986.7978 | 12804.2727 | 3053.7518 | 2043.5367 | 2387.3806 | 424.2575 | 462.454 | 231.0104 | 3505.1024 | 4086.7198 | 0 | 4086.7198 | 744.1909 | 3545.2634 | 14164.3296 | 0 | 14164.3296 | 0 | 10185.2436 | 0
198 | Commercial | CgrTgs701 | Efficient Battery Charger | 3871.2268 | 1970.0309 | 73.5058 | 11986.7978 | 12804.2727 | 3053.7518 | 2043.5367 | 2387.3806 | 424.2575 | 462.454 | 231.0104 | 3505.1024 | 4086.7198 | 0 | 4086.7198 | 744.1909 | 3545.2634 | 14164.3296 | 0 | 14164.3296 | 0 | 10185.2436 | 0
199 | Commercial | CheNgs701 | Efficient Battery Charger | 3871.2268 | 1970.0309 | 73.5058 | 11986.7978 | 12804.2727 | 3053.7518 | 2043.5367 | 2387.3806 | 424.2575 | 462.454 | 231.0104 | 3505.1024 | 4086.7198 | 0 | 4086.7198 | 744.1909 | 3545.2634 | 14164.3296 | 0 | 14164.3296 | 0 | 10185.2436 | 0
200 | Commercial | CheTgs701 | Efficient Battery Charger | 3871.2268 | 1970.0309 | 73.5058 | 11986.7978 | 12804.2727 | 3053.7518 | 2043.5367 | 2387.3806 | 424.2575 | 462.454 | 231.0104 | 3505.1024 | 4086.7198 | 0 | 4086.7198 | 744.1909 | 3545.2634 | 14164.3296 | 0 | 14164.3296 | 0 | 10185.2436 | 0
201 | Commercial | ChoNgs701 | Efficient Battery Charger | 3871.2268 | 1970.0309 | 73.5058 | 11986.7978 | 12804.2727 | 3053.7518 | 2043.5367 | 2387.3806 | 424.2575 | 462.454 | 231.0104 | 3505.1024 | 4086.7198 | 0 | 4086.7198 | 744.1909 | 3545.2634 | 14164.3296 | 0 | 14164.3296 | 0 | 10185.2436 | 0
202 | Commercial | ChoTgs701 | Efficient Battery Charger | 3871.2268 | 1970.0309 | 73.5058 | 11986.7978 | 12804.2727 | 3053.7518 | 2043.5367 | 2387.3806 | 424.2575 | 462.454 | 231.0104 | 3505.1024 | 4086.7198 | 0 | 4086.7198 | 744.1909 | 3545.2634 | 14164.3296 | 0 | 14164.3296 | 0 | 10185.2436 | 0
203 | Commercial | CinNgs701 | Efficient Battery Charger | 3871.2268 | 1970.0309 | 73.5058 | 11986.7978 | 12804.2727 | 3053.7518 | 2043.5367 | 2387.3806 | 424.2575 | 462.454 | 231.0104 | 3505.1024 | 4086.7198 | 0 | 4086.7198 | 744.1909 | 3545.2634 | 14164.3296 | 0 | 14164.3296 | 0 | 10185.2436 | 0
204 | Commercial | CinTgs701 | Efficient Battery Charger | 3871.2268 | 1970.0309 | 73.5058 | 11986.7978 | 12804.2727 | 3053.7518 | 2043.5367 | 2387.3806 | 424.2575 | 462.454 | 231.0104 | 3505.1024 | 4086.7198 | 0 | 4086.7198 | 744.1909 | 3545.2634 | 14164.3296 | 0 | 14164.3296 | 0 | 10185.2436 | 0
205 | Commercial | CloNgs701 | Efficient Battery Charger | 3871.2268 | 1970.0309 | 73.5058 | 11986.7978 | 12804.2727 | 3053.7518 | 2043.5367 | 2387.3806 | 424.2575 | 462.454 | 231.0104 | 3505.1024 | 4086.7198 | 0 | 4086.7198 | 744.1909 | 3545.2634 | 14164.3296 | 0 | 14164.3296 | 0 | 10185.2436 | 0
206 | Commercial | CloTgs701 | Efficient Battery Charger | 3871.2268 | 1970.0309 | 73.5058 | 11986.7978 | 12804.2727 | 3053.7518 | 2043.5367 | 2387.3806 | 424.2575 | 462.454 | 231.0104 | 3505.1024 | 4086.7198 | 0 | 4086.7198 | 744.1909 | 3545.2634 | 14164.3296 | 0 | 14164.3296 | 0 | 10185.2436 | 0
207 | Commercial | CofNgs701 | Efficient Battery Charger | 3871.2268 | 1970.0309 | 73.5058 | 11986.7978 | 12804.2727 | 3053.7518 | 2043.5367 | 2387.3806 | 424.2575 | 462.454 | 231.0104 | 3505.1024 | 4086.7198 | 0 | 4086.7198 | 744.1909 | 3545.2634 | 14164.3296 | 0 | 14164.3296 | 0 | 10185.2436 | 0
208 | Commercial | CofTgs701 | Efficient Battery Charger | 3871.2268 | 1970.0309 | 73.5058 | 11986.7978 | 12804.2727 | 3053.7518 | 2043.5367 | 2387.3806 | 424.2575 | 462.454 | 231.0104 | 3505.1024 | 4086.7198 | 0 | 4086.7198 | 744.1909 | 3545.2634 | 14164.3296 | 0 | 14164.3296 | 0 | 10185.2436 | 0
209 | Commercial | CrtNgs701 | Efficient Battery Charger | 3871.2268 | 1970.0309 | 73.5058 | 11986.7978 | 12804.2727 | 3053.7518 | 2043.5367 | 2387.3806 | 424.2575 | 462.454 | 231.0104 | 3505.1024 | 4086.7198 | 0 | 4086.7198 | 744.1909 | 3545.2634 | 14164.3296 | 0 | 14164.3296 | 0 | 10185.2436 | 0
210 | Commercial | CrtTgs701 | Efficient Battery Charger | 3871.2268 | 1970.0309 | 73.5058 | 11986.7978 | 12804.2727 | 3053.7518 | 2043.5367 | 2387.3806 | 424.2575 | 462.454 | 231.0104 | 3505.1024 | 4086.7198 | 0 | 4086.7198 | 744.1909 | 3545.2634 | 14164.3296 | 0 | 14164.3296 | 0 | 10185.2436 | 0
211 | Commercial | CwaNgs701 | Efficient Battery Charger | 3871.2268 | 1970.0309 | 73.5058 | 11986.7978 | 12804.2727 | 3053.7518 | 2043.5367 | 2387.3806 | 424.2575 | 462.454 | 231.0104 | 3505.1024 | 4086.7198 | 0 | 4086.7198 | 744.1909 | 3545.2634 | 14164.3296 | 0 | 14164.3296 | 0 | 10185.2436 | 0
212 | Commercial | CwaTgs701 | Efficient Battery Charger | 3871.2268 | 1970.0309 | 73.5058 | 11986.7978 | 12804.2727 | 3053.7518 | 2043.5367 | 2387.3806 | 424.2575 | 462.454 | 231.0104 | 3505.1024 | 4086.7198 | 0 | 4086.7198 | 744.1909 | 3545.2634 | 14164.3296 | 0 | 14164.3296 | 0 | 10185.2436 | 0
213 | Commercial | CasEgs808 | PSC to ECM Evaporator Fan Motor (Reach-In) | 3933.8094 | 2001.8787 | 74.6941 | 12180.5776 | 13011.2679 | 3103.1191 | 2076.5727 | 2425.9752 | 431.1161 | 469.9301 | 234.7449 | 3561.7663 | 14679.5726 | 0 | 14679.5726 | 417.2665 | 8037.9379 | 55763.1232 | 0 | 55763.1232 | 0 | 21937.5045 | 0
214 | Commercial | CasNgs808 | PSC to ECM Evaporator Fan Motor (Reach-In) | 3933.8094 | 2001.8787 | 74.6941 | 12180.5776 | 13011.2679 | 3103.1191 | 2076.5727 | 2425.9752 | 431.1161 | 469.9301 | 234.7449 | 3561.7663 | 14679.5726 | 0 | 14679.5726 | 417.2665 | 8037.9379 | 55763.1232 | 0 | 55763.1232 | 0 | 21937.5045 | 0
215 | Commercial | CcoEgs808 | PSC to ECM Evaporator Fan Motor (Reach-In) | 4443.4568 | 2261.2335 | 84.3711 | 13758.6408 | 14696.9518 | 3505.1459 | 2345.6045 | 2740.2741 | 486.9696 | 530.8122 | 265.1574 | 4023.2134 | 15665.2521 | 0 | 15665.2521 | 417.2665 | 8628.613 | 59860.9256 | 0 | 59860.9256 | 0 | 23549.6031 | 0
216 | Commercial | CcoNgs808 | PSC to ECM Evaporator Fan Motor (Reach-In) | 4443.4568 | 2261.2335 | 84.3711 | 13758.6408 | 14696.9518 | 3505.1459 | 2345.6045 | 2740.2741 | 486.9696 | 530.8122 | 265.1574 | 4023.2134 | 15665.2521 | 0 | 15665.2521 | 417.2665 | 8628.613 | 59860.9256 | 0 | 59860.9256 | 0 | 23549.6031 | 0
217 | Commercial | CgrEgs808 | PSC to ECM Evaporator Fan Motor (Reach-In) | 3933.8094 | 2001.8787 | 74.6941 | 12180.5776 | 13011.2679 | 3103.1191 | 2076.5727 | 2425.9752 | 431.1161 | 469.9301 | 234.7449 | 3561.7663 | 14679.5726 | 0 | 14679.5726 | 417.2665 | 8037.9379 | 55763.1232 | 0 | 55763.1232 | 0 | 21937.5045 | 0
218 | Commercial | CgrNgs808 | PSC to ECM Evaporator Fan Motor (Reach-In) | 3933.8094 | 2001.8787 | 74.6941 | 12180.5776 | 13011.2679 | 3103.1191 | 2076.5727 | 2425.9752 | 431.1161 | 469.9301 | 234.7449 | 3561.7663 | 14679.5726 | 0 | 14679.5726 | 417.2665 | 8037.9379 | 55763.1232 | 0 | 55763.1232 | 0 | 21937.5045 | 0
219 | Commercial | CheEgs808 | PSC to ECM Evaporator Fan Motor (Reach-In) | 4443.4568 | 2261.2335 | 84.3711 | 13758.6408 | 14696.9518 | 3505.1459 | 2345.6045 | 2740.2741 | 486.9696 | 530.8122 | 265.1574 | 4023.2134 | 15665.2521 | 0 | 15665.2521 | 417.2665 | 8628.613 | 59860.9256 | 0 | 59860.9256 | 0 | 23549.6031 | 0
220 | Commercial | CheNgs808 | PSC to ECM Evaporator Fan Motor (Reach-In) | 4443.4568 | 2261.2335 | 84.3711 | 13758.6408 | 14696.9518 | 3505.1459 | 2345.6045 | 2740.2741 | 486.9696 | 530.8122 | 265.1574 | 4023.2134 | 15665.2521 | 0 | 15665.2521 | 417.2665 | 8628.613 | 59860.9256 | 0 | 59860.9256 | 0 | 23549.6031 | 0
221 | Commercial | ChoEgs808 | PSC to ECM Evaporator Fan Motor (Reach-In) | 4443.4568 | 2261.2335 | 84.3711 | 13758.6408 | 14696.9518 | 3505.1459 | 2345.6045 | 2740.2741 | 486.9696 | 530.8122 | 265.1574 | 4023.2134 | 15665.2521 | 0 | 15665.2521 | 417.2665 | 8628.613 | 59860.9256 | 0 | 59860.9256 | 0 | 23549.6031 | 0
222 | Commercial | ChoNgs808 | PSC to ECM Evaporator Fan Motor (Reach-In) | 4443.4568 | 2261.2335 | 84.3711 | 13758.6408 | 14696.9518 | 3505.1459 | 2345.6045 | 2740.2741 | 486.9696 | 530.8122 | 265.1574 | 4023.2134 | 15665.2521 | 0 | 15665.2521 | 417.2665 | 8628.613 | 59860.9256 | 0 | 59860.9256 | 0 | 23549.6031 | 0
223 | Commercial | CloEgs808 | PSC to ECM Evaporator Fan Motor (Reach-In) | 4443.4568 | 2261.2335 | 84.3711 | 13758.6408 | 14696.9518 | 3505.1459 | 2345.6045 | 2740.2741 | 486.9696 | 530.8122 | 265.1574 | 4023.2134 | 15665.2521 | 0 | 15665.2521 | 417.2665 | 8628.613 | 59860.9256 | 0 | 59860.9256 | 0 | 23549.6031 | 0
224 | Commercial | CloNgs808 | PSC to ECM Evaporator Fan Motor (Reach-In) | 4443.4568 | 2261.2335 | 84.3711 | 13758.6408 | 14696.9518 | 3505.1459 | 2345.6045 | 2740.2741 | 486.9696 | 530.8122 | 265.1574 | 4023.2134 | 15665.2521 | 0 | 15665.2521 | 417.2665 | 8628.613 | 59860.9256 | 0 | 59860.9256 | 0 | 23549.6031 | 0
225 | Commercial | CreEgs808 | PSC to ECM Evaporator Fan Motor (Reach-In) | 4443.4568 | 2261.2335 | 84.3711 | 13758.6408 | 14696.9518 | 3505.1459 | 2345.6045 | 2740.2741 | 486.9696 | 530.8122 | 265.1574 | 4023.2134 | 15665.2521 | 0 | 15665.2521 | 417.2665 | 8628.613 | 59860.9256 | 0 | 59860.9256 | 0 | 23549.6031 | 0
226 | Commercial | CreNgs808 | PSC to ECM Evaporator Fan Motor (Reach-In) | 4443.4568 | 2261.2335 | 84.3711 | 13758.6408 | 14696.9518 | 3505.1459 | 2345.6045 | 2740.2741 | 486.9696 | 530.8122 | 265.1574 | 4023.2134 | 15665.2521 | 0 | 15665.2521 | 417.2665 | 8628.613 | 59860.9256 | 0 | 59860.9256 | 0 | 23549.6031 | 0
227 | Commercial | CrtEgs808 | PSC to ECM Evaporator Fan Motor (Reach-In) | 3933.8094 | 2001.8787 | 74.6941 | 12180.5776 | 13011.2679 | 3103.1191 | 2076.5727 | 2425.9752 | 431.1161 | 469.9301 | 234.7449 | 3561.7663 | 14679.5726 | 0 | 14679.5726 | 417.2665 | 8037.9379 | 55763.1232 | 0 | 55763.1232 | 0 | 21937.5045 | 0
228 | Commercial | CrtNgs808 | PSC to ECM Evaporator Fan Motor (Reach-In) | 3933.8094 | 2001.8787 | 74.6941 | 12180.5776 | 13011.2679 | 3103.1191 | 2076.5727 | 2425.9752 | 431.1161 | 469.9301 | 234.7449 | 3561.7663 | 14679.5726 | 0 | 14679.5726 | 417.2665 | 8037.9379 | 55763.1232 | 0 | 55763.1232 | 0 | 21937.5045 | 0
229 | Commercial | CscEgs808 | PSC to ECM Evaporator Fan Motor (Reach-In) | 4443.4568 | 2261.2335 | 84.3711 | 13758.6408 | 14696.9518 | 3505.1459 | 2345.6045 | 2740.2741 | 486.9696 | 530.8122 | 265.1574 | 4023.2134 | 15665.2521 | 0 | 15665.2521 | 417.2665 | 8628.613 | 59860.9256 | 0 | 59860.9256 | 0 | 23549.6031 | 0
230 | Commercial | CscNgs808 | PSC to ECM Evaporator Fan Motor (Reach-In) | 4443.4568 | 2261.2335 | 84.3711 | 13758.6408 | 14696.9518 | 3505.1459 | 2345.6045 | 2740.2741 | 486.9696 | 530.8122 | 265.1574 | 4023.2134 | 15665.2521 | 0 | 15665.2521 | 417.2665 | 8628.613 | 59860.9256 | 0 | 59860.9256 | 0 | 23549.6031 | 0
231 | Commercial | CgrNgs816 | Energy Star Commercial Solid Door Refrigerator | 4396.4721 | 2237.3234 | 83.479 | 12932.051 | 13813.9902 | 3514.5328 | 2320.8023 | 2689.5472 | 481.242 | 520.9846 | 262.0388 | 3953.8126 | 13742.6933 | 0 | 13742.6933 | 776.4202 | 349.5489 | 51962.7126 | 0 | 51962.7126 | 0 | 13197.9255 | 0
232 | Commercial | CgrTgs816 | Energy Star Commercial Solid Door Refrigerator | 4396.4721 | 2237.3234 | 83.479 | 12932.051 | 13813.9902 | 3514.5328 | 2320.8023 | 2689.5472 | 481.242 | 520.9846 | 262.0388 | 3953.8126 | 13742.6933 | 0 | 13742.6933 | 776.4202 | 349.5489 | 51962.7126 | 0 | 51962.7126 | 0 | 13197.9255 | 0
233 | Commercial | CrtNgs816 | Energy Star Commercial Solid Door Refrigerator | 4396.4721 | 2237.3234 | 83.479 | 12932.051 | 13813.9902 | 3514.5328 | 2320.8023 | 2689.5472 | 481.242 | 520.9846 | 262.0388 | 3953.8126 | 13742.6933 | 0 | 13742.6933 | 776.4202 | 349.5489 | 51962.7126 | 0 | 51962.7126 | 0 | 13197.9255 | 0
234 | Commercial | CrtTgs816 | Energy Star Commercial Solid Door Refrigerator | 4396.4721 | 2237.3234 | 83.479 | 12932.051 | 13813.9902 | 3514.5328 | 2320.8023 | 2689.5472 | 481.242 | 520.9846 | 262.0388 | 3953.8126 | 13742.6933 | 0 | 13742.6933 | 776.4202 | 349.5489 | 51962.7126 | 0 | 51962.7126 | 0 | 13197.9255 | 0
235 | Commercial | CinNgs909 | Solar Water Heater | 4218.5998 | 2146.8058 | 80.1016 | 13062.3975 | 13953.2261 | 3327.7712 | 2226.9074 | 2601.6051 | 462.327 | 503.9509 | 251.7394 | 3819.6224 | 10161.7612 | 0 | 10161.7612 | 660.672 | 7885.2843 | 37628.5937 | 0 | 37628.5937 | 0 | 17960.6663 | 0
236 | Commercial | CinTgs909 | Solar Water Heater | 4218.5998 | 2146.8058 | 80.1016 | 13062.3975 | 13953.2261 | 3327.7712 | 2226.9074 | 2601.6051 | 462.327 | 503.9509 | 251.7394 | 3819.6224 | 10161.7612 | 0 | 10161.7612 | 660.672 | 7885.2843 | 37628.5937 | 0 | 37628.5937 | 0 | 17960.6663 | 0
237 | Commercial | CasNgs911 | Heat Pump Water Heater | 4519.9449 | 2300.1575 | 85.8234 | 13295.2414 | 14201.9495 | 3613.2368 | 2385.9809 | 2765.0819 | 494.7575 | 535.6162 | 269.398 | 4064.8535 | 9087.4138 | 0 | 9087.4138 | 898.9844 | 1942.3663 | 33377.4909 | 0 | 33377.4909 | 0 | 12104.0094 | 0
238 | Commercial | CasTgs911 | Heat Pump Water Heater | 4519.9449 | 2300.1575 | 85.8234 | 13295.2414 | 14201.9495 | 3613.2368 | 2385.9809 | 2765.0819 | 494.7575 | 535.6162 | 269.398 | 4064.8535 | 9087.4138 | 0 | 9087.4138 | 898.9844 | 1942.3663 | 33377.4909 | 0 | 33377.4909 | 0 | 12104.0094 | 0
239 | Commercial | CcoEgs921 | Retro-Commissioning | 4083.3791 | 2077.9933 | 77.534 | 12011.1001 | 12830.2324 | 3264.2468 | 2155.5273 | 2498.0122 | 446.9706 | 483.8828 | 243.3778 | 3672.2434 | 5234.3165 | 0 | 5234.3165 | 1710.9354 | 309.7286 | 18406.8715 | 0 | 18406.8715 | 0 | 9608.276 | 0
240 | Commercial | CscEgs921 | Retro-Commissioning | 6304.7296 | 3208.4177 | 119.7124 | 18545.1158 | 19809.8545 | 5039.9909 | 3328.1301 | 3856.9261 | 690.1217 | 747.1142 | 375.7748 | 5669.9368 | 12350.7198 | 0 | 12350.7198 | 1710.9354 | 781.1749 | 46424.1626 | 0 | 46424.1626 | 0 | 24233.1422 | 0
241 | Commercial | CcoNgsd101 | Efficient Exhaust Hood | 4139.3644 | 2106.4837 | 78.5971 | 12817.0546 | 13691.1513 | 3265.2677 | 2185.0808 | 2552.7407 | 453.6434 | 494.4855 | 247.0111 | 3747.8808 | 9625.9455 | 0 | 9625.9455 | 721.5234 | 2651.0553 | 20395.7348 | 10518.704 | 30914.4388 | 0 | 9799.7383 | 0
242 | Commercial | CcoTgsd101 | Efficient Exhaust Hood | 4139.3644 | 2106.4837 | 78.5971 | 12817.0546 | 13691.1513 | 3265.2677 | 2185.0808 | 2552.7407 | 453.6434 | 494.4855 | 247.0111 | 3747.8808 | 9625.9455 | 0 | 9625.9455 | 721.5234 | 2651.0553 | 20395.7348 | 10518.704 | 30914.4388 | 0 | 9799.7383 | 0
243 | Commercial | CheNgsd101 | Efficient Exhaust Hood | 4139.3644 | 2106.4837 | 78.5971 | 12817.0546 | 13691.1513 | 3265.2677 | 2185.0808 | 2552.7407 | 453.6434 | 494.4855 | 247.0111 | 3747.8808 | 9625.9455 | 0 | 9625.9455 | 721.5234 | 2651.0553 | 20395.7348 | 10518.704 | 30914.4388 | 0 | 9799.7383 | 0
244 | Commercial | CheTgsd101 | Efficient Exhaust Hood | 4139.3644 | 2106.4837 | 78.5971 | 12817.0546 | 13691.1513 | 3265.2677 | 2185.0808 | 2552.7407 | 453.6434 | 494.4855 | 247.0111 | 3747.8808 | 9625.9455 | 0 | 9625.9455 | 721.5234 | 2651.0553 | 20395.7348 | 10518.704 | 30914.4388 | 0 | 9799.7383 | 0
245 | Commercial | ChoNgsd101 | Efficient Exhaust Hood | 4139.3644 | 2106.4837 | 78.5971 | 12817.0546 | 13691.1513 | 3265.2677 | 2185.0808 | 2552.7407 | 453.6434 | 494.4855 | 247.0111 | 3747.8808 | 9625.9455 | 0 | 9625.9455 | 721.5234 | 2651.0553 | 20395.7348 | 10518.704 | 30914.4388 | 0 | 9799.7383 | 0
246 | Commercial | ChoTgsd101 | Efficient Exhaust Hood | 4139.3644 | 2106.4837 | 78.5971 | 12817.0546 | 13691.1513 | 3265.2677 | 2185.0808 | 2552.7407 | 453.6434 | 494.4855 | 247.0111 | 3747.8808 | 9625.9455 | 0 | 9625.9455 | 721.5234 | 2651.0553 | 20395.7348 | 10518.704 | 30914.4388 | 0 | 9799.7383 | 0
247 | Commercial | CloNgsd101 | Efficient Exhaust Hood | 4139.3644 | 2106.4837 | 78.5971 | 12817.0546 | 13691.1513 | 3265.2677 | 2185.0808 | 2552.7407 | 453.6434 | 494.4855 | 247.0111 | 3747.8808 | 9625.9455 | 0 | 9625.9455 | 721.5234 | 2651.0553 | 20395.7348 | 10518.704 | 30914.4388 | 0 | 9799.7383 | 0
248 | Commercial | CloTgsd101 | Efficient Exhaust Hood | 4139.3644 | 2106.4837 | 78.5971 | 12817.0546 | 13691.1513 | 3265.2677 | 2185.0808 | 2552.7407 | 453.6434 | 494.4855 | 247.0111 | 3747.8808 | 9625.9455 | 0 | 9625.9455 | 721.5234 | 2651.0553 | 20395.7348 | 10518.704 | 30914.4388 | 0 | 9799.7383 | 0
249 | Commercial | CreNgsd101 | Efficient Exhaust Hood | 4139.3644 | 2106.4837 | 78.5971 | 12817.0546 | 13691.1513 | 3265.2677 | 2185.0808 | 2552.7407 | 453.6434 | 494.4855 | 247.0111 | 3747.8808 | 9625.9455 | 0 | 9625.9455 | 721.5234 | 2651.0553 | 20395.7348 | 10518.704 | 30914.4388 | 0 | 9799.7383 | 0
250 | Commercial | CreTgsd101 | Efficient Exhaust Hood | 4139.3644 | 2106.4837 | 78.5971 | 12817.0546 | 13691.1513 | 3265.2677 | 2185.0808 | 2552.7407 | 453.6434 | 494.4855 | 247.0111 | 3747.8808 | 9625.9455 | 0 | 9625.9455 | 721.5234 | 2651.0553 | 20395.7348 | 10518.704 | 30914.4388 | 0 | 9799.7383 | 0
251 | Commercial | CscNgsd101 | Efficient Exhaust Hood | 4139.3644 | 2106.4837 | 78.5971 | 12817.0546 | 13691.1513 | 3265.2677 | 2185.0808 | 2552.7407 | 453.6434 | 494.4855 | 247.0111 | 3747.8808 | 9625.9455 | 0 | 9625.9455 | 721.5234 | 2651.0553 | 20395.7348 | 10518.704 | 30914.4388 | 0 | 9799.7383 | 0
252 | Commercial | CscTgsd101 | Efficient Exhaust Hood | 4139.3644 | 2106.4837 | 78.5971 | 12817.0546 | 13691.1513 | 3265.2677 | 2185.0808 | 2552.7407 | 453.6434 | 494.4855 | 247.0111 | 3747.8808 | 9625.9455 | 0 | 9625.9455 | 721.5234 | 2651.0553 | 20395.7348 | 10518.704 | 30914.4388 | 0 | 9799.7383 | 0
253 | Commercial | CcoNgsd103 | Energy Star Commercial Oven | 4451.4361 | 2265.294 | 84.5226 | 13093.7254 | 13986.6905 | 3558.471 | 2349.8166 | 2723.1715 | 487.2585 | 527.4978 | 265.3147 | 4003.2425 | 12694.3789 | 0 | 12694.3789 | 776.4202 | 1935.9474 | 27458.3546 | 10617.8427 | 38076.1973 | 0 | 11766.2475 | 0
254 | Commercial | CcoTgsd103 | Energy Star Commercial Oven | 4451.4361 | 2265.294 | 84.5226 | 13093.7254 | 13986.6905 | 3558.471 | 2349.8166 | 2723.1715 | 487.2585 | 527.4978 | 265.3147 | 4003.2425 | 12694.3789 | 0 | 12694.3789 | 776.4202 | 1935.9474 | 27458.3546 | 10617.8427 | 38076.1973 | 0 | 11766.2475 | 0
255 | Commercial | CheNgsd103 | Energy Star Commercial Oven | 4451.4361 | 2265.294 | 84.5226 | 13093.7254 | 13986.6905 | 3558.471 | 2349.8166 | 2723.1715 | 487.2585 | 527.4978 | 265.3147 | 4003.2425 | 12694.3789 | 0 | 12694.3789 | 776.4202 | 1935.9474 | 27458.3546 | 10617.8427 | 38076.1973 | 0 | 11766.2475 | 0
256 | Commercial | CheTgsd103 | Energy Star Commercial Oven | 4451.4361 | 2265.294 | 84.5226 | 13093.7254 | 13986.6905 | 3558.471 | 2349.8166 | 2723.1715 | 487.2585 | 527.4978 | 265.3147 | 4003.2425 | 12694.3789 | 0 | 12694.3789 | 776.4202 | 1935.9474 | 27458.3546 | 10617.8427 | 38076.1973 | 0 | 11766.2475 | 0
257 | Commercial | ChoNgsd103 | Energy Star Commercial Oven | 4451.4361 | 2265.294 | 84.5226 | 13093.7254 | 13986.6905 | 3558.471 | 2349.8166 | 2723.1715 | 487.2585 | 527.4978 | 265.3147 | 4003.2425 | 12694.3789 | 0 | 12694.3789 | 776.4202 | 1935.9474 | 27458.3546 | 10617.8427 | 38076.1973 | 0 | 11766.2475 | 0
258 | Commercial | ChoTgsd103 | Energy Star Commercial Oven | 4451.4361 | 2265.294 | 84.5226 | 13093.7254 | 13986.6905 | 3558.471 | 2349.8166 | 2723.1715 | 487.2585 | 527.4978 | 265.3147 | 4003.2425 | 12694.3789 | 0 | 12694.3789 | 776.4202 | 1935.9474 | 27458.3546 | 10617.8427 | 38076.1973 | 0 | 11766.2475 | 0
259 | Commercial | CloNgsd103 | Energy Star Commercial Oven | 4451.4361 | 2265.294 | 84.5226 | 13093.7254 | 13986.6905 | 3558.471 | 2349.8166 | 2723.1715 | 487.2585 | 527.4978 | 265.3147 | 4003.2425 | 12694.3789 | 0 | 12694.3789 | 776.4202 | 1935.9474 | 27458.3546 | 10617.8427 | 38076.1973 | 0 | 11766.2475 | 0
260 | Commercial | CloTgsd103 | Energy Star Commercial Oven | 4451.4361 | 2265.294 | 84.5226 | 13093.7254 | 13986.6905 | 3558.471 | 2349.8166 | 2723.1715 | 487.2585 | 527.4978 | 265.3147 | 4003.2425 | 12694.3789 | 0 | 12694.3789 | 776.4202 | 1935.9474 | 27458.3546 | 10617.8427 | 38076.1973 | 0 | 11766.2475 | 0
261 | Commercial | CreNgsd103 | Energy Star Commercial Oven | 4451.4361 | 2265.294 | 84.5226 | 13093.7254 | 13986.6905 | 3558.471 | 2349.8166 | 2723.1715 | 487.2585 | 527.4978 | 265.3147 | 4003.2425 | 12694.3789 | 0 | 12694.3789 | 776.4202 | 1935.9474 | 27458.3546 | 10617.8427 | 38076.1973 | 0 | 11766.2475 | 0
262 | Commercial | CreTgsd103 | Energy Star Commercial Oven | 4451.4361 | 2265.294 | 84.5226 | 13093.7254 | 13986.6905 | 3558.471 | 2349.8166 | 2723.1715 | 487.2585 | 527.4978 | 265.3147 | 4003.2425 | 12694.3789 | 0 | 12694.3789 | 776.4202 | 1935.9474 | 27458.3546 | 10617.8427 | 38076.1973 | 0 | 11766.2475 | 0
263 | Commercial | CscNgsd103 | Energy Star Commercial Oven | 4451.4361 | 2265.294 | 84.5226 | 13093.7254 | 13986.6905 | 3558.471 | 2349.8166 | 2723.1715 | 487.2585 | 527.4978 | 265.3147 | 4003.2425 | 12694.3789 | 0 | 12694.3789 | 776.4202 | 1935.9474 | 27458.3546 | 10617.8427 | 38076.1973 | 0 | 11766.2475 | 0
264 | Commercial | CscTgsd103 | Energy Star Commercial Oven | 4451.4361 | 2265.294 | 84.5226 | 13093.7254 | 13986.6905 | 3558.471 | 2349.8166 | 2723.1715 | 487.2585 | 527.4978 | 265.3147 | 4003.2425 | 12694.3789 | 0 | 12694.3789 | 776.4202 | 1935.9474 | 27458.3546 | 10617.8427 | 38076.1973 | 0 | 11766.2475 | 0
265 | Commercial | CinNgsd119 | ENERGY STAR Water Cooler | 4794.2554 | 2439.7516 | 91.032 | 14102.1151 | 15063.8503 | 3832.5202 | 2530.7835 | 2932.8917 | 524.7838 | 568.1221 | 285.7475 | 4311.545 | 11904.6691 | 0 | 11904.6691 | 3808.855 | 304.4569 | 25638.3888 | 10617.8427 | 36256.2315 | 0 | 10559.3125 | 0
266 | Commercial | CinTgsd119 | ENERGY STAR Water Cooler | 4794.2554 | 2439.7516 | 91.032 | 14102.1151 | 15063.8503 | 3832.5202 | 2530.7835 | 2932.8917 | 524.7838 | 568.1221 | 285.7475 | 4311.545 | 11904.6691 | 0 | 11904.6691 | 3808.855 | 304.4569 | 25638.3888 | 10617.8427 | 36256.2315 | 0 | 10559.3125 | 0
267 | Commercial | CofNgsd119 | ENERGY STAR Water Cooler | 4794.2554 | 2439.7516 | 91.032 | 14102.1151 | 15063.8503 | 3832.5202 | 2530.7835 | 2932.8917 | 524.7838 | 568.1221 | 285.7475 | 4311.545 | 11904.6691 | 0 | 11904.6691 | 3808.855 | 304.4569 | 25638.3888 | 10617.8427 | 36256.2315 | 0 | 10559.3125 | 0
268 | Commercial | CofTgsd119 | ENERGY STAR Water Cooler | 4794.2554 | 2439.7516 | 91.032 | 14102.1151 | 15063.8503 | 3832.5202 | 2530.7835 | 2932.8917 | 524.7838 | 568.1221 | 285.7475 | 4311.545 | 11904.6691 | 0 | 11904.6691 | 3808.855 | 304.4569 | 25638.3888 | 10617.8427 | 36256.2315 | 0 | 10559.3125 | 0
269 | Commercial | CheEgsd203 | Ceiling Insulation(R2 to R38) | 4131.9516 | 2102.7114 | 78.4563 | 12758.6027 | 13628.7132 | 3261.8412 | 2181.1677 | 2547.0772 | 452.802 | 493.3884 | 246.553 | 3739.8207 | 4376.5642 | 0 | 4376.5642 | 632.2974 | 443.6972 | 8737.0483 | 14872.023 | 23609.0713 | 0 | 4998.4255 | 0
270 | Commercial | CofEgsd203 | Ceiling Insulation(R2 to R38) | 4131.9516 | 2102.7114 | 78.4563 | 12758.6027 | 13628.7132 | 3261.8412 | 2181.1677 | 2547.0772 | 452.802 | 493.3884 | 246.553 | 3739.8207 | 4376.5642 | 0 | 4376.5642 | 632.2974 | 443.6972 | 8737.0483 | 14872.023 | 23609.0713 | 0 | 4998.4255 | 0
271 | Commercial | CrtEgsd207 | Wall Insulation | 5433.5834 | 2765.0996 | 103.1713 | 16824.4511 | 17971.844 | 4286.1904 | 2868.2709 | 3350.8839 | 595.4801 | 649.092 | 324.2419 | 4919.6979 | 10256.4984 | 0 | 10256.4984 | 632.2974 | 8623.8151 | 21849.8328 | 10518.704 | 32368.5369 | 0 | 16795.657 | 0
272 | Commercial | CasEgsd302 | Chilled Water System - Variable Speed Drives | 4581.5703 | 2331.5181 | 86.9936 | 14102.1151 | 15063.8503 | 3619.8351 | 2418.5117 | 2822.8527 | 502.0369 | 546.8081 | 273.3617 | 4145.0594 | 17590.8973 | 0 | 17590.8973 | 814.9618 | 4925.9228 | 39060.0288 | 11040.5152 | 50100.5441 | 0 | 18084.0752 | 0
273 | Commercial | CasNgsd302 | Chilled Water System - Variable Speed Drives | 4581.5703 | 2331.5181 | 86.9936 | 14102.1151 | 15063.8503 | 3619.8351 | 2418.5117 | 2822.8527 | 502.0369 | 546.8081 | 273.3617 | 4145.0594 | 17590.8973 | 0 | 17590.8973 | 814.9618 | 4925.9228 | 39060.0288 | 11040.5152 | 50100.5441 | 0 | 18084.0752 | 0
274 | Commercial | CcoEgsd302 | Chilled Water System - Variable Speed Drives | 4581.5703 | 2331.5181 | 86.9936 | 14102.1151 | 15063.8503 | 3619.8351 | 2418.5117 | 2822.8527 | 502.0369 | 546.8081 | 273.3617 | 4145.0594 | 17590.8973 | 0 | 17590.8973 | 814.9618 | 4925.9228 | 39060.0288 | 11040.5152 | 50100.5441 | 0 | 18084.0752 | 0
275 | Commercial | CcoNgsd302 | Chilled Water System - Variable Speed Drives | 4581.5703 | 2331.5181 | 86.9936 | 14102.1151 | 15063.8503 | 3619.8351 | 2418.5117 | 2822.8527 | 502.0369 | 546.8081 | 273.3617 | 4145.0594 | 17590.8973 | 0 | 17590.8973 | 814.9618 | 4925.9228 | 39060.0288 | 11040.5152 | 50100.5441 | 0 | 18084.0752 | 0
276 | Commercial | CgrEgsd302 | Chilled Water System - Variable Speed Drives | 4581.5703 | 2331.5181 | 86.9936 | 14102.1151 | 15063.8503 | 3619.8351 | 2418.5117 | 2822.8527 | 502.0369 | 546.8081 | 273.3617 | 4145.0594 | 17590.8973 | 0 | 17590.8973 | 814.9618 | 4925.9228 | 39060.0288 | 11040.5152 | 50100.5441 | 0 | 18084.0752 | 0
277 | Commercial | CgrNgsd302 | Chilled Water System - Variable Speed Drives | 4581.5703 | 2331.5181 | 86.9936 | 14102.1151 | 15063.8503 | 3619.8351 | 2418.5117 | 2822.8527 | 502.0369 | 546.8081 | 273.3617 | 4145.0594 | 17590.8973 | 0 | 17590.8973 | 814.9618 | 4925.9228 | 39060.0288 | 11040.5152 | 50100.5441 | 0 | 18084.0752 | 0
278 | Commercial | CheEgsd302 | Chilled Water System - Variable Speed Drives | 4581.5703 | 2331.5181 | 86.9936 | 14102.1151 | 15063.8503 | 3619.8351 | 2418.5117 | 2822.8527 | 502.0369 | 546.8081 | 273.3617 | 4145.0594 | 17590.8973 | 0 | 17590.8973 | 814.9618 | 4925.9228 | 39060.0288 | 11040.5152 | 50100.5441 | 0 | 18084.0752 | 0
279 | Commercial | CheNgsd302 | Chilled Water System - Variable Speed Drives | 4581.5703 | 2331.5181 | 86.9936 | 14102.1151 | 15063.8503 | 3619.8351 | 2418.5117 | 2822.8527 | 502.0369 | 546.8081 | 273.3617 | 4145.0594 | 17590.8973 | 0 | 17590.8973 | 814.9618 | 4925.9228 | 39060.0288 | 11040.5152 | 50100.5441 | 0 | 18084.0752 | 0
280 | Commercial | ChoEgsd302 | Chilled Water System - Variable Speed Drives | 4581.5703 | 2331.5181 | 86.9936 | 14102.1151 | 15063.8503 | 3619.8351 | 2418.5117 | 2822.8527 | 502.0369 | 546.8081 | 273.3617 | 4145.0594 | 17590.8973 | 0 | 17590.8973 | 814.9618 | 4925.9228 | 39060.0288 | 11040.5152 | 50100.5441 | 0 | 18084.0752 | 0
281 | Commercial | ChoNgsd302 | Chilled Water System - Variable Speed Drives | 4581.5703 | 2331.5181 | 86.9936 | 14102.1151 | 15063.8503 | 3619.8351 | 2418.5117 | 2822.8527 | 502.0369 | 546.8081 | 273.3617 | 4145.0594 | 17590.8973 | 0 | 17590.8973 | 814.9618 | 4925.9228 | 39060.0288 | 11040.5152 | 50100.5441 | 0 | 18084.0752 | 0
282 | Commercial | CinEgsd302 | Chilled Water System - Variable Speed Drives | 4581.5703 | 2331.5181 | 86.9936 | 14102.1151 | 15063.8503 | 3619.8351 | 2418.5117 | 2822.8527 | 502.0369 | 546.8081 | 273.3617 | 4145.0594 | 17590.8973 | 0 | 17590.8973 | 814.9618 | 4925.9228 | 39060.0288 | 11040.5152 | 50100.5441 | 0 | 18084.0752 | 0
283 | Commercial | CinNgsd302 | Chilled Water System - Variable Speed Drives | 4581.5703 | 2331.5181 | 86.9936 | 14102.1151 | 15063.8503 | 3619.8351 | 2418.5117 | 2822.8527 | 502.0369 | 546.8081 | 273.3617 | 4145.0594 | 17590.8973 | 0 | 17590.8973 | 814.9618 | 4925.9228 | 39060.0288 | 11040.5152 | 50100.5441 | 0 | 18084.0752 | 0
284 | Commercial | CloEgsd302 | Chilled Water System - Variable Speed Drives | 4581.5703 | 2331.5181 | 86.9936 | 14102.1151 | 15063.8503 | 3619.8351 | 2418.5117 | 2822.8527 | 502.0369 | 546.8081 | 273.3617 | 4145.0594 | 17590.8973 | 0 | 17590.8973 | 814.9618 | 4925.9228 | 39060.0288 | 11040.5152 | 50100.5441 | 0 | 18084.0752 | 0
285 | Commercial | CloNgsd302 | Chilled Water System - Variable Speed Drives | 4581.5703 | 2331.5181 | 86.9936 | 14102.1151 | 15063.8503 | 3619.8351 | 2418.5117 | 2822.8527 | 502.0369 | 546.8081 | 273.3617 | 4145.0594 | 17590.8973 | 0 | 17590.8973 | 814.9618 | 4925.9228 | 39060.0288 | 11040.5152 | 50100.5441 | 0 | 18084.0752 | 0
286 | Commercial | CmiEgsd302 | Chilled Water System - Variable Speed Drives | 4581.5703 | 2331.5181 | 86.9936 | 14102.1151 | 15063.8503 | 3619.8351 | 2418.5117 | 2822.8527 | 502.0369 | 546.8081 | 273.3617 | 4145.0594 | 17590.8973 | 0 | 17590.8973 | 814.9618 | 4925.9228 | 39060.0288 | 11040.5152 | 50100.5441 | 0 | 18084.0752 | 0
287 | Commercial | CmiNgsd302 | Chilled Water System - Variable Speed Drives | 4581.5703 | 2331.5181 | 86.9936 | 14102.1151 | 15063.8503 | 3619.8351 | 2418.5117 | 2822.8527 | 502.0369 | 546.8081 | 273.3617 | 4145.0594 | 17590.8973 | 0 | 17590.8973 | 814.9618 | 4925.9228 | 39060.0288 | 11040.5152 | 50100.5441 | 0 | 18084.0752 | 0
288 | Commercial | CofEgsd302 | Chilled Water System - Variable Speed Drives | 4581.5703 | 2331.5181 | 86.9936 | 14102.1151 | 15063.8503 | 3619.8351 | 2418.5117 | 2822.8527 | 502.0369 | 546.8081 | 273.3617 | 4145.0594 | 17590.8973 | 0 | 17590.8973 | 814.9618 | 4925.9228 | 39060.0288 | 11040.5152 | 50100.5441 | 0 | 18084.0752 | 0
289 | Commercial | CofNgsd302 | Chilled Water System - Variable Speed Drives | 4581.5703 | 2331.5181 | 86.9936 | 14102.1151 | 15063.8503 | 3619.8351 | 2418.5117 | 2822.8527 | 502.0369 | 546.8081 | 273.3617 | 4145.0594 | 17590.8973 | 0 | 17590.8973 | 814.9618 | 4925.9228 | 39060.0288 | 11040.5152 | 50100.5441 | 0 | 18084.0752 | 0
290 | Commercial | CreEgsd302 | Chilled Water System - Variable Speed Drives | 4581.5703 | 2331.5181 | 86.9936 | 14102.1151 | 15063.8503 | 3619.8351 | 2418.5117 | 2822.8527 | 502.0369 | 546.8081 | 273.3617 | 4145.0594 | 17590.8973 | 0 | 17590.8973 | 814.9618 | 4925.9228 | 39060.0288 | 11040.5152 | 50100.5441 | 0 | 18084.0752 | 0
291 | Commercial | CreNgsd302 | Chilled Water System - Variable Speed Drives | 4581.5703 | 2331.5181 | 86.9936 | 14102.1151 | 15063.8503 | 3619.8351 | 2418.5117 | 2822.8527 | 502.0369 | 546.8081 | 273.3617 | 4145.0594 | 17590.8973 | 0 | 17590.8973 | 814.9618 | 4925.9228 | 39060.0288 | 11040.5152 | 50100.5441 | 0 | 18084.0752 | 0
292 | Commercial | CrtEgsd302 | Chilled Water System - Variable Speed Drives | 4581.5703 | 2331.5181 | 86.9936 | 14102.1151 | 15063.8503 | 3619.8351 | 2418.5117 | 2822.8527 | 502.0369 | 546.8081 | 273.3617 | 4145.0594 | 17590.8973 | 0 | 17590.8973 | 814.9618 | 4925.9228 | 39060.0288 | 11040.5152 | 50100.5441 | 0 | 18084.0752 | 0
293 | Commercial | CrtNgsd302 | Chilled Water System - Variable Speed Drives | 4581.5703 | 2331.5181 | 86.9936 | 14102.1151 | 15063.8503 | 3619.8351 | 2418.5117 | 2822.8527 | 502.0369 | 546.8081 | 273.3617 | 4145.0594 | 17590.8973 | 0 | 17590.8973 | 814.9618 | 4925.9228 | 39060.0288 | 11040.5152 | 50100.5441 | 0 | 18084.0752 | 0
294 | Commercial | CscEgsd302 | Chilled Water System - Variable Speed Drives | 4581.5703 | 2331.5181 | 86.9936 | 14102.1151 | 15063.8503 | 3619.8351 | 2418.5117 | 2822.8527 | 502.0369 | 546.8081 | 273.3617 | 4145.0594 | 17590.8973 | 0 | 17590.8973 | 814.9618 | 4925.9228 | 39060.0288 | 11040.5152 | 50100.5441 | 0 | 18084.0752 | 0
295 | Commercial | CscNgsd302 | Chilled Water System - Variable Speed Drives | 4581.5703 | 2331.5181 | 86.9936 | 14102.1151 | 15063.8503 | 3619.8351 | 2418.5117 | 2822.8527 | 502.0369 | 546.8081 | 273.3617 | 4145.0594 | 17590.8973 | 0 | 17590.8973 | 814.9618 | 4925.9228 | 39060.0288 | 11040.5152 | 50100.5441 | 0 | 18084.0752 | 0
296 | Commercial | CwaEgsd302 | Chilled Water System - Variable Speed Drives | 4581.5703 | 2331.5181 | 86.9936 | 14102.1151 | 15063.8503 | 3619.8351 | 2418.5117 | 2822.8527 | 502.0369 | 546.8081 | 273.3617 | 4145.0594 | 17590.8973 | 0 | 17590.8973 | 814.9618 | 4925.9228 | 39060.0288 | 11040.5152 | 50100.5441 | 0 | 18084.0752 | 0
297 | Commercial | CwaNgsd302 | Chilled Water System - Variable Speed Drives | 4581.5703 | 2331.5181 | 86.9936 | 14102.1151 | 15063.8503 | 3619.8351 | 2418.5117 | 2822.8527 | 502.0369 | 546.8081 | 273.3617 | 4145.0594 | 17590.8973 | 0 | 17590.8973 | 814.9618 | 4925.9228 | 39060.0288 | 11040.5152 | 50100.5441 | 0 | 18084.0752 | 0
298 | Commercial | CasNgsd303 | High Efficiency Chiller (Air Cooled, 50 tons) | 4018.1057 | 2044.7762 | 76.2946 | 12441.591 | 13290.0819 | 3169.6148 | 2121.0709 | 2477.9606 | 440.3543 | 480.0001 | 239.7752 | 3638.0901 | 2550.8519 | 0 | 2550.8519 | 365.666 | 614.6902 | 4931.7982 | 10518.704 | 15450.5022 | 0 | 3700.1915 | 0
299 | Commercial | CasTgsd303 | High Efficiency Chiller (Air Cooled, 50 tons) | 4018.1057 | 2044.7762 | 76.2946 | 12441.591 | 13290.0819 | 3169.6148 | 2121.0709 | 2477.9606 | 440.3543 | 480.0001 | 239.7752 | 3638.0901 | 2550.8519 | 0 | 2550.8519 | 365.666 | 614.6902 | 4931.7982 | 10518.704 | 15450.5022 | 0 | 3700.1915 | 0
300 | Commercial | CcoNgsd303 | High Efficiency Chiller (Air Cooled, 50 tons) | 4018.1057 | 2044.7762 | 76.2946 | 12441.591 | 13290.0819 | 3169.6148 | 2121.0709 | 2477.9606 | 440.3543 | 480.0001 | 239.7752 | 3638.0901 | 2811.9809 | 0 | 2811.9809 | 365.666 | 540.752 | 5471.3902 | 10518.704 | 15990.0942 | 0 | 3700.1915 | 0
301 | Commercial | CcoTgsd303 | High Efficiency Chiller (Air Cooled, 50 tons) | 4018.1057 | 2044.7762 | 76.2946 | 12441.591 | 13290.0819 | 3169.6148 | 2121.0709 | 2477.9606 | 440.3543 | 480.0001 | 239.7752 | 3638.0901 | 2811.9809 | 0 | 2811.9809 | 365.666 | 540.752 | 5471.3902 | 10518.704 | 15990.0942 | 0 | 3700.1915 | 0
302 | Commercial | CgrNgsd303 | High Efficiency Chiller (Air Cooled, 50 tons) | 4018.1057 | 2044.7762 | 76.2946 | 12441.591 | 13290.0819 | 3169.6148 | 2121.0709 | 2477.9606 | 440.3543 | 480.0001 | 239.7752 | 3638.0901 | 1445.4538 | 0 | 1445.4538 | 365.666 | 917.1647 | 2724.375 | 10518.704 | 13243.079 | 0 | 3700.1915 | 0
303 | Commercial | CgrTgsd303 | High Efficiency Chiller (Air Cooled, 50 tons) | 4018.1057 | 2044.7762 | 76.2946 | 12441.591 | 13290.0819 | 3169.6148 | 2121.0709 | 2477.9606 | 440.3543 | 480.0001 | 239.7752 | 3638.0901 | 1445.4538 | 0 | 1445.4538 | 365.666 | 917.1647 | 2724.375 | 10518.704 | 13243.079 | 0 | 3700.1915 | 0
304 | Commercial | CinNgsd303 | High Efficiency Chiller (Air Cooled, 50 tons) | 4018.1057 | 2044.7762 | 76.2946 | 12441.591 | 13290.0819 | 3169.6148 | 2121.0709 | 2477.9606 | 440.3543 | 480.0001 | 239.7752 | 3638.0901 | 1419.3847 | 0 | 1419.3847 | 365.666 | 925.4375 | 2664.001 | 10518.704 | 13182.705 | 0 | 3700.1915 | 0
305 | Commercial | CinTgsd303 | High Efficiency Chiller (Air Cooled, 50 tons) | 4018.1057 | 2044.7762 | 76.2946 | 12441.591 | 13290.0819 | 3169.6148 | 2121.0709 | 2477.9606 | 440.3543 | 480.0001 | 239.7752 | 3638.0901 | 1419.3847 | 0 | 1419.3847 | 365.666 | 925.4375 | 2664.001 | 10518.704 | 13182.705 | 0 | 3700.1915 | 0
306 | Commercial | CloNgsd303 | High Efficiency Chiller (Air Cooled, 50 tons) | 4018.1057 | 2044.7762 | 76.2946 | 12441.591 | 13290.0819 | 3169.6148 | 2121.0709 | 2477.9606 | 440.3543 | 480.0001 | 239.7752 | 3638.0901 | 4091.3428 | 0 | 4091.3428 | 365.666 | 174.1632 | 8146.7112 | 10518.704 | 18665.4152 | 0 | 3700.1915 | 0
307 | Commercial | CloTgsd303 | High Efficiency Chiller (Air Cooled, 50 tons) | 4018.1057 | 2044.7762 | 76.2946 | 12441.591 | 13290.0819 | 3169.6148 | 2121.0709 | 2477.9606 | 440.3543 | 480.0001 | 239.7752 | 3638.0901 | 4091.3428 | 0 | 4091.3428 | 365.666 | 174.1632 | 8146.7112 | 10518.704 | 18665.4152 | 0 | 3700.1915 | 0
308 | Commercial | CmiNgsd303 | High Efficiency Chiller (Air Cooled, 50 tons) | 4018.1057 | 2044.7762 | 76.2946 | 12441.591 | 13290.0819 | 3169.6148 | 2121.0709 | 2477.9606 | 440.3543 | 480.0001 | 239.7752 | 3638.0901 | 1461.4699 | 0 | 1461.4699 | 365.666 | 913.0283 | 2754.5619 | 10518.704 | 13273.2659 | 0 | 3700.1915 | 0
309 | Commercial | CmiTgsd303 | High Efficiency Chiller (Air Cooled, 50 tons) | 4018.1057 | 2044.7762 | 76.2946 | 12441.591 | 13290.0819 | 3169.6148 | 2121.0709 | 2477.9606 | 440.3543 | 480.0001 | 239.7752 | 3638.0901 | 1461.4699 | 0 | 1461.4699 | 365.666 | 913.0283 | 2754.5619 | 10518.704 | 13273.2659 | 0 | 3700.1915 | 0
310 | Commercial | CofNgsd303 | High Efficiency Chiller (Air Cooled, 50 tons) | 4018.1057 | 2044.7762 | 76.2946 | 12441.591 | 13290.0819 | 3169.6148 | 2121.0709 | 2477.9606 | 440.3543 | 480.0001 | 239.7752 | 3638.0901 | 2852.7061 | 0 | 2852.7061 | 365.666 | 529.8939 | 5550.631 | 10518.704 | 16069.335 | 0 | 3700.1915 | 0
311 | Commercial | CofTgsd303 | High Efficiency Chiller (Air Cooled, 50 tons) | 4018.1057 | 2044.7762 | 76.2946 | 12441.591 | 13290.0819 | 3169.6148 | 2121.0709 | 2477.9606 | 440.3543 | 480.0001 | 239.7752 | 3638.0901 | 2852.7061 | 0 | 2852.7061 | 365.666 | 529.8939 | 5550.631 | 10518.704 | 16069.335 | 0 | 3700.1915 | 0
312 | Commercial | CreNgsd303 | High Efficiency Chiller (Air Cooled, 50 tons) | 4018.1057 | 2044.7762 | 76.2946 | 12441.591 | 13290.0819 | 3169.6148 | 2121.0709 | 2477.9606 | 440.3543 | 480.0001 | 239.7752 | 3638.0901 | 4027.7866 | 0 | 4027.7866 | 365.666 | 195.3623 | 7992.0031 | 10518.704 | 18510.7071 | 0 | 3700.1915 | 0
313 | Commercial | CreTgsd303 | High Efficiency Chiller (Air Cooled, 50 tons) | 4018.1057 | 2044.7762 | 76.2946 | 12441.591 | 13290.0819 | 3169.6148 | 2121.0709 | 2477.9606 | 440.3543 | 480.0001 | 239.7752 | 3638.0901 | 4027.7866 | 0 | 4027.7866 | 365.666 | 195.3623 | 7992.0031 | 10518.704 | 18510.7071 | 0 | 3700.1915 | 0
314 | Commercial | CrtNgsd303 | High Efficiency Chiller (Air Cooled, 50 tons) | 4018.1057 | 2044.7762 | 76.2946 | 12441.591 | 13290.0819 | 3169.6148 | 2121.0709 | 2477.9606 | 440.3543 | 480.0001 | 239.7752 | 3638.0901 | 3188.6165 | 0 | 3188.6165 | 365.666 | 432.1714 | 6263.7982 | 10518.704 | 16782.5022 | 0 | 3700.1915 | 0
315 | Commercial | CrtTgsd303 | High Efficiency Chiller (Air Cooled, 50 tons) | 4018.1057 | 2044.7762 | 76.2946 | 12441.591 | 13290.0819 | 3169.6148 | 2121.0709 | 2477.9606 | 440.3543 | 480.0001 | 239.7752 | 3638.0901 | 3188.6165 | 0 | 3188.6165 | 365.666 | 432.1714 | 6263.7982 | 10518.704 | 16782.5022 | 0 | 3700.1915 | 0
316 | Commercial | CscNgsd303 | High Efficiency Chiller (Air Cooled, 50 tons) | 4018.1057 | 2044.7762 | 76.2946 | 12441.591 | 13290.0819 | 3169.6148 | 2121.0709 | 2477.9606 | 440.3543 | 480.0001 | 239.7752 | 3638.0901 | 2798.4057 | 0 | 2798.4057 | 365.666 | 544.3713 | 5444.9764 | 10518.704 | 15963.6804 | 0 | 3700.1915 | 0
317 | Commercial | CscTgsd303 | High Efficiency Chiller (Air Cooled, 50 tons) | 4018.1057 | 2044.7762 | 76.2946 | 12441.591 | 13290.0819 | 3169.6148 | 2121.0709 | 2477.9606 | 440.3543 | 480.0001 | 239.7752 | 3638.0901 | 2798.4057 | 0 | 2798.4057 | 365.666 | 544.3713 | 5444.9764 | 10518.704 | 15963.6804 | 0 | 3700.1915 | 0
318 | Commercial | CwaNgsd303 | High Efficiency Chiller (Air Cooled, 50 tons) | 4018.1057 | 2044.7762 | 76.2946 | 12441.591 | 13290.0819 | 3169.6148 | 2121.0709 | 2477.9606 | 440.3543 | 480.0001 | 239.7752 | 3638.0901 | 651.1325 | 0 | 651.1325 | 365.666 | 1126.5701 | 1196.1591 | 10518.704 | 11714.8631 | 0 | 3700.1915 | 0
319 | Commercial | CwaTgsd303 | High Efficiency Chiller (Air Cooled, 50 tons) | 4018.1057 | 2044.7762 | 76.2946 | 12441.591 | 13290.0819 | 3169.6148 | 2121.0709 | 2477.9606 | 440.3543 | 480.0001 | 239.7752 | 3638.0901 | 651.1325 | 0 | 651.1325 | 365.666 | 1126.5701 | 1196.1591 | 10518.704 | 11714.8631 | 0 | 3700.1915 | 0
320 | Commercial | CasNgsd304 | High Efficiency Chiller (Water cooled-centrifugal, 200 tons) | 4042.0904 | 2056.9819 | 76.7501 | 12441.591 | 13290.0819 | 3193.5995 | 2133.7319 | 2490.4618 | 442.9221 | 482.4215 | 241.1733 | 3656.9787 | 5827.0815 | 0 | 5827.0815 | 632.2974 | 4621.5107 | 11860.4792 | 11040.5152 | 22900.9945 | 0 | 10086.8511 | 0
321 | Commercial | CasTgsd304 | High Efficiency Chiller (Water cooled-centrifugal, 200 tons) | 4042.0904 | 2056.9819 | 76.7501 | 12441.591 | 13290.0819 | 3193.5995 | 2133.7319 | 2490.4618 | 442.9221 | 482.4215 | 241.1733 | 3656.9787 | 5827.0815 | 0 | 5827.0815 | 632.2974 | 4621.5107 | 11860.4792 | 11040.5152 | 22900.9945 | 0 | 10086.8511 | 0
322 | Commercial | CcoNgsd304 | High Efficiency Chiller (Water cooled-centrifugal, 200 tons) | 4042.0904 | 2056.9819 | 76.7501 | 12441.591 | 13290.0819 | 3193.5995 | 2133.7319 | 2490.4618 | 442.9221 | 482.4215 | 241.1733 | 3656.9787 | 6425.9636 | 0 | 6425.9636 | 632.2974 | 4443.6967 | 13158.1443 | 11040.5152 | 24198.6595 | 0 | 10086.8511 | 0
323 | Commercial | CcoTgsd304 | High Efficiency Chiller (Water cooled-centrifugal, 200 tons) | 4042.0904 | 2056.9819 | 76.7501 | 12441.591 | 13290.0819 | 3193.5995 | 2133.7319 | 2490.4618 | 442.9221 | 482.4215 | 241.1733 | 3656.9787 | 6425.9636 | 0 | 6425.9636 | 632.2974 | 4443.6967 | 13158.1443 | 11040.5152 | 24198.6595 | 0 | 10086.8511 | 0
324 | Commercial | CgrNgsd304 | High Efficiency Chiller (Water cooled-centrifugal, 200 tons) | 4042.0904 | 2056.9819 | 76.7501 | 12441.591 | 13290.0819 | 3193.5995 | 2133.7319 | 2490.4618 | 442.9221 | 482.4215 | 241.1733 | 3656.9787 | 3335.2499 | 0 | 3335.2499 | 632.2974 | 5348.9315 | 6551.8484 | 11040.5152 | 17592.3637 | 0 | 10086.8511 | 0
325 | Commercial | CgrTgsd304 | High Efficiency Chiller (Water cooled-centrifugal, 200 tons) | 4042.0904 | 2056.9819 | 76.7501 | 12441.591 | 13290.0819 | 3193.5995 | 2133.7319 | 2490.4618 | 442.9221 | 482.4215 | 241.1733 | 3656.9787 | 3335.2499 | 0 | 3335.2499 | 632.2974 | 5348.9315 | 6551.8484 | 11040.5152 | 17592.3637 | 0 | 10086.8511 | 0
326 | Commercial | CheNgsd304 | High Efficiency Chiller (Water cooled-centrifugal, 200 tons) | 4042.0904 | 2056.9819 | 76.7501 | 12441.591 | 13290.0819 | 3193.5995 | 2133.7319 | 2490.4618 | 442.9221 | 482.4215 | 241.1733 | 3656.9787 | 11983.4768 | 0 | 11983.4768 | 632.2974 | 2710.3211 | 25808.1125 | 11040.5152 | 36848.6277 | 0 | 10086.8511 | 0
327 | Commercial | CheTgsd304 | High Efficiency Chiller (Water cooled-centrifugal, 200 tons) | 4042.0904 | 2056.9819 | 76.7501 | 12441.591 | 13290.0819 | 3193.5995 | 2133.7319 | 2490.4618 | 442.9221 | 482.4215 | 241.1733 | 3656.9787 | 11983.4768 | 0 | 11983.4768 | 632.2974 | 2710.3211 | 25808.1125 | 11040.5152 | 36848.6277 | 0 | 10086.8511 | 0
328 | Commercial | ChoNgsd304 | High Efficiency Chiller (Water cooled-centrifugal, 200 tons) | 4042.0904 | 2056.9819 | 76.7501 | 12441.591 | 13290.0819 | 3193.5995 | 2133.7319 | 2490.4618 | 442.9221 | 482.4215 | 241.1733 | 3656.9787 | 11391.2143 | 0 | 11391.2143 | 632.2974 | 2896.8393 | 24446.9243 | 11040.5152 | 35487.4396 | 0 | 10086.8511 | 0
329 | Commercial | ChoTgsd304 | High Efficiency Chiller (Water cooled-centrifugal, 200 tons) | 4042.0904 | 2056.9819 | 76.7501 | 12441.591 | 13290.0819 | 3193.5995 | 2133.7319 | 2490.4618 | 442.9221 | 482.4215 | 241.1733 | 3656.9787 | 11391.2143 | 0 | 11391.2143 | 632.2974 | 2896.8393 | 24446.9243 | 11040.5152 | 35487.4396 | 0 | 10086.8511 | 0
330 | Commercial | CinNgsd304 | High Efficiency Chiller (Water cooled-centrifugal, 200 tons) | 4042.0904 | 2056.9819 | 76.7501 | 12441.591 | 13290.0819 | 3193.5995 | 2133.7319 | 2490.4618 | 442.9221 | 482.4215 | 241.1733 | 3656.9787 | 3261.3386 | 0 | 3261.3386 | 632.2974 | 5368.8268 | 6406.6553 | 11040.5152 | 17447.1705 | 0 | 10086.8511 | 0
331 | Commercial | CinTgsd304 | High Efficiency Chiller (Water cooled-centrifugal, 200 tons) | 4042.0904 | 2056.9819 | 76.7501 | 12441.591 | 13290.0819 | 3193.5995 | 2133.7319 | 2490.4618 | 442.9221 | 482.4215 | 241.1733 | 3656.9787 | 3261.3386 | 0 | 3261.3386 | 632.2974 | 5368.8268 | 6406.6553 | 11040.5152 | 17447.1705 | 0 | 10086.8511 | 0
332 | Commercial | CloNgsd304 | High Efficiency Chiller (Water cooled-centrifugal, 200 tons) | 4042.0904 | 2056.9819 | 76.7501 | 12441.591 | 13290.0819 | 3193.5995 | 2133.7319 | 2490.4618 | 442.9221 | 482.4215 | 241.1733 | 3656.9787 | 9284.7585 | 0 | 9284.7585 | 632.2974 | 3562.0874 | 19592.0233 | 11040.5152 | 30632.5385 | 0 | 10086.8511 | 0
333 | Commercial | CloTgsd304 | High Efficiency Chiller (Water cooled-centrifugal, 200 tons) | 4042.0904 | 2056.9819 | 76.7501 | 12441.591 | 13290.0819 | 3193.5995 | 2133.7319 | 2490.4618 | 442.9221 | 482.4215 | 241.1733 | 3656.9787 | 9284.7585 | 0 | 9284.7585 | 632.2974 | 3562.0874 | 19592.0233 | 11040.5152 | 30632.5385 | 0 | 10086.8511 | 0
334 | Commercial | CmiNgsd304 | High Efficiency Chiller (Water cooled-centrifugal, 200 tons) | 4042.0904 | 2056.9819 | 76.7501 | 12441.591 | 13290.0819 | 3193.5995 | 2133.7319 | 2490.4618 | 442.9221 | 482.4215 | 241.1733 | 3656.9787 | 3372.2055 | 0 | 3372.2055 | 632.2974 | 5338.9839 | 6624.445 | 11040.5152 | 17664.9603 | 0 | 10086.8511 | 0
335 | Commercial | CmiTgsd304 | High Efficiency Chiller (Water cooled-centrifugal, 200 tons) | 4042.0904 | 2056.9819 | 76.7501 | 12441.591 | 13290.0819 | 3193.5995 | 2133.7319 | 2490.4618 | 442.9221 | 482.4215 | 241.1733 | 3656.9787 | 3372.2055 | 0 | 3372.2055 | 632.2974 | 5338.9839 | 6624.445 | 11040.5152 | 17664.9603 | 0 | 10086.8511 | 0
336 | Commercial | CofNgsd304 | High Efficiency Chiller (Water cooled-centrifugal, 200 tons) | 4042.0904 | 2056.9819 | 76.7501 | 12441.591 | 13290.0819 | 3193.5995 | 2133.7319 | 2490.4618 | 442.9221 | 482.4215 | 241.1733 | 3656.9787 | 6519.0291 | 0 | 6519.0291 | 632.2974 | 4417.5841 | 13348.7103 | 11040.5152 | 24389.2256 | 0 | 10086.8511 | 0
337 | Commercial | CofTgsd304 | High Efficiency Chiller (Water cooled-centrifugal, 200 tons) | 4042.0904 | 2056.9819 | 76.7501 | 12441.591 | 13290.0819 | 3193.5995 | 2133.7319 | 2490.4618 | 442.9221 | 482.4215 | 241.1733 | 3656.9787 | 6519.0291 | 0 | 6519.0291 | 632.2974 | 4417.5841 | 13348.7103 | 11040.5152 | 24389.2256 | 0 | 10086.8511 | 0
338 | Commercial | CreNgsd304 | High Efficiency Chiller (Water cooled-centrifugal, 200 tons) | 4042.0904 | 2056.9819 | 76.7501 | 12441.591 | 13290.0819 | 3193.5995 | 2133.7319 | 2490.4618 | 442.9221 | 482.4215 | 241.1733 | 3656.9787 | 9108.4385 | 0 | 9108.4385 | 632.2974 | 3613.0691 | 19219.9658 | 11040.5152 | 30260.481 | 0 | 10086.8511 | 0
339 | Commercial | CreTgsd304 | High Efficiency Chiller (Water cooled-centrifugal, 200 tons) | 4042.0904 | 2056.9819 | 76.7501 | 12441.591 | 13290.0819 | 3193.5995 | 2133.7319 | 2490.4618 | 442.9221 | 482.4215 | 241.1733 | 3656.9787 | 9108.4385 | 0 | 9108.4385 | 632.2974 | 3613.0691 | 19219.9658 | 11040.5152 | 30260.481 | 0 | 10086.8511 | 0
340 | Commercial | CrtNgsd304 | High Efficiency Chiller (Water cooled-centrifugal, 200 tons) | 4042.0904 | 2056.9819 | 76.7501 | 12441.591 | 13290.0819 | 3193.5995 | 2133.7319 | 2490.4618 | 442.9221 | 482.4215 | 241.1733 | 3656.9787 | 7283.7247 | 0 | 7283.7247 | 632.2974 | 4182.5712 | 15063.8069 | 11040.5152 | 26104.3221 | 0 | 10086.8511 | 0
341 | Commercial | CrtTgsd304 | High Efficiency Chiller (Water cooled-centrifugal, 200 tons) | 4042.0904 | 2056.9819 | 76.7501 | 12441.591 | 13290.0819 | 3193.5995 | 2133.7319 | 2490.4618 | 442.9221 | 482.4215 | 241.1733 | 3656.9787 | 7283.7247 | 0 | 7283.7247 | 632.2974 | 4182.5712 | 15063.8069 | 11040.5152 | 26104.3221 | 0 | 10086.8511 | 0
342 | Commercial | CscNgsd304 | High Efficiency Chiller (Water cooled-centrifugal, 200 tons) | 4042.0904 | 2056.9819 | 76.7501 | 12441.591 | 13290.0819 | 3193.5995 | 2133.7319 | 2490.4618 | 442.9221 | 482.4215 | 241.1733 | 3656.9787 | 6394.9417 | 0 | 6394.9417 | 632.2974 | 4452.4008 | 13094.6223 | 11040.5152 | 24135.1375 | 0 | 10086.8511 | 0
343 | Commercial | CscTgsd304 | High Efficiency Chiller (Water cooled-centrifugal, 200 tons) | 4042.0904 | 2056.9819 | 76.7501 | 12441.591 | 13290.0819 | 3193.5995 | 2133.7319 | 2490.4618 | 442.9221 | 482.4215 | 241.1733 | 3656.9787 | 6394.9417 | 0 | 6394.9417 | 632.2974 | 4452.4008 | 13094.6223 | 11040.5152 | 24135.1375 | 0 | 10086.8511 | 0
344 | Commercial | CheEgsd307 | Facility Energy Management System | 3929.9725 | 1999.9261 | 74.6212 | 12168.697 | 12998.5771 | 3100.0924 | 2074.5473 | 2423.609 | 430.6956 | 469.4717 | 234.5159 | 3558.2922 | 10007.5571 | 0 | 10007.5571 | 417.2665 | 1186.3367 | 21274.0525 | 10518.704 | 31792.7565 | 0 | 8094.9571 | 0
345 | Commercial | CheNgsd307 | Facility Energy Management System | 3929.9725 | 1999.9261 | 74.6212 | 12168.697 | 12998.5771 | 3100.0924 | 2074.5473 | 2423.609 | 430.6956 | 469.4717 | 234.5159 | 3558.2922 | 10007.5571 | 0 | 10007.5571 | 417.2665 | 1186.3367 | 21274.0525 | 10518.704 | 31792.7565 | 0 | 8094.9571 | 0
346 | Commercial | ChoEgsd307 | Facility Energy Management System | 4461.3566 | 2270.3425 | 84.711 | 13814.0653 | 14756.1561 | 3519.2658 | 2355.0534 | 2751.3129 | 488.9313 | 532.9505 | 266.2256 | 4039.4202 | 13856.75 | 0 | 13856.75 | 417.2665 | 2442.8758 | 30119.1074 | 10518.704 | 40637.8114 | 0 | 11460.5751 | 0
347 | Commercial | ChoNgsd307 | Facility Energy Management System | 4461.3566 | 2270.3425 | 84.711 | 13814.0653 | 14756.1561 | 3519.2658 | 2355.0534 | 2751.3129 | 488.9313 | 532.9505 | 266.2256 | 4039.4202 | 13856.75 | 0 | 13856.75 | 417.2665 | 2442.8758 | 30119.1074 | 10518.704 | 40637.8114 | 0 | 11460.5751 | 0
348 | Commercial | CinEgsd307 | Facility Energy Management System | 3929.9725 | 1999.9261 | 74.6212 | 12168.697 | 12998.5771 | 3100.0924 | 2074.5473 | 2423.609 | 430.6956 | 469.4717 | 234.5159 | 3558.2922 | 10007.5571 | 0 | 10007.5571 | 417.2665 | 472.9405 | 21274.0525 | 10518.704 | 31792.7565 | 0 | 7179.8185 | 0
349 | Commercial | CinNgsd307 | Facility Energy Management System | 3929.9725 | 1999.9261 | 74.6212 | 12168.697 | 12998.5771 | 3100.0924 | 2074.5473 | 2423.609 | 430.6956 | 469.4717 | 234.5159 | 3558.2922 | 10007.5571 | 0 | 10007.5571 | 417.2665 | 472.9405 | 21274.0525 | 10518.704 | 31792.7565 | 0 | 7179.8185 | 0
350 | Commercial | CloEgsd307 | Facility Energy Management System | 4185.3359 | 2129.8781 | 79.47 | 12959.3998 | 13843.2042 | 3301.5315 | 2209.3481 | 2581.0913 | 458.6815 | 499.9773 | 249.7544 | 3789.5045 | 8175.9495 | 0 | 8175.9495 | 417.2665 | 4502.7326 | 17086.544 | 10518.704 | 27605.2481 | 0 | 11518.9285 | 0
351 | Commercial | CloNgsd307 | Facility Energy Management System | 4185.3359 | 2129.8781 | 79.47 | 12959.3998 | 13843.2042 | 3301.5315 | 2209.3481 | 2581.0913 | 458.6815 | 499.9773 | 249.7544 | 3789.5045 | 8175.9495 | 0 | 8175.9495 | 417.2665 | 4502.7326 | 17086.544 | 10518.704 | 27605.2481 | 0 | 11518.9285 | 0
352 | Commercial | CmiEgsd307 | Facility Energy Management System | 3929.9725 | 1999.9261 | 74.6212 | 12168.697 | 12998.5771 | 3100.0924 | 2074.5473 | 2423.609 | 430.6956 | 469.4717 | 234.5159 | 3558.2922 | 10007.5571 | 0 | 10007.5571 | 417.2665 | 3091.3034 | 21274.0525 | 10518.704 | 31792.7565 | 0 | 10538.6318 | 0
353 | Commercial | CmiNgsd307 | Facility Energy Management System | 3929.9725 | 1999.9261 | 74.6212 | 12168.697 | 12998.5771 | 3100.0924 | 2074.5473 | 2423.609 | 430.6956 | 469.4717 | 234.5159 | 3558.2922 | 10007.5571 | 0 | 10007.5571 | 417.2665 | 3091.3034 | 21274.0525 | 10518.704 | 31792.7565 | 0 | 10538.6318 | 0
354 | Commercial | CofEgsd307 | Facility Energy Management System | 3929.9725 | 1999.9261 | 74.6212 | 12168.697 | 12998.5771 | 3100.0924 | 2074.5473 | 2423.609 | 430.6956 | 469.4717 | 234.5159 | 3558.2922 | 10007.5571 | 0 | 10007.5571 | 417.2665 | 991.8023 | 21274.0525 | 10518.704 | 31792.7565 | 0 | 7845.4101 | 0
355 | Commercial | CofNgsd307 | Facility Energy Management System | 3929.9725 | 1999.9261 | 74.6212 | 12168.697 | 12998.5771 | 3100.0924 | 2074.5473 | 2423.609 | 430.6956 | 469.4717 | 234.5159 | 3558.2922 | 10007.5571 | 0 | 10007.5571 | 417.2665 | 991.8023 | 21274.0525 | 10518.704 | 31792.7565 | 0 | 7845.4101 | 0
356 | Commercial | CrtEgsd307 | Facility Energy Management System | 4185.3359 | 2129.8781 | 79.47 | 12959.3998 | 13843.2042 | 3301.5315 | 2209.3481 | 2581.0913 | 458.6815 | 499.9773 | 249.7544 | 3789.5045 | 8175.9495 | 0 | 8175.9495 | 417.2665 | 6578.7511 | 17086.544 | 10518.704 | 27605.2481 | 0 | 14182.0269 | 0
357 | Commercial | CrtNgsd307 | Facility Energy Management System | 4185.3359 | 2129.8781 | 79.47 | 12959.3998 | 13843.2042 | 3301.5315 | 2209.3481 | 2581.0913 | 458.6815 | 499.9773 | 249.7544 | 3789.5045 | 8175.9495 | 0 | 8175.9495 | 417.2665 | 6578.7511 | 17086.544 | 10518.704 | 27605.2481 | 0 | 14182.0269 | 0
358 | Commercial | CheEgsd309 | Programmable Thermostat | 5395.4642 | 2745.7011 | 102.4475 | 16706.4195 | 17845.7629 | 4256.1208 | 2848.1486 | 3327.3758 | 591.3025 | 644.5383 | 321.9672 | 4885.1839 | 5496.7553 | 0 | 5496.7553 | 901.5352 | 4065.3609 | 11172.0407 | 10518.704 | 21690.7447 | 0 | 11130.5107 | 0
359 | Commercial | CheNgsd309 | Programmable Thermostat | 5395.4642 | 2745.7011 | 102.4475 | 16706.4195 | 17845.7629 | 4256.1208 | 2848.1486 | 3327.3758 | 591.3025 | 644.5383 | 321.9672 | 4885.1839 | 5496.7553 | 0 | 5496.7553 | 901.5352 | 4065.3609 | 11172.0407 | 10518.704 | 21690.7447 | 0 | 11130.5107 | 0
360 | Commercial | ChoEgsd309 | Programmable Thermostat | 5395.4642 | 2745.7011 | 102.4475 | 16706.4195 | 17845.7629 | 4256.1208 | 2848.1486 | 3327.3758 | 591.3025 | 644.5383 | 321.9672 | 4885.1839 | 5496.7553 | 0 | 5496.7553 | 901.5352 | 3634.7219 | 11172.0407 | 10518.704 | 21690.7447 | 0 | 10556.3617 | 0
361 | Commercial | ChoNgsd309 | Programmable Thermostat | 5395.4642 | 2745.7011 | 102.4475 | 16706.4195 | 17845.7629 | 4256.1208 | 2848.1486 | 3327.3758 | 591.3025 | 644.5383 | 321.9672 | 4885.1839 | 5496.7553 | 0 | 5496.7553 | 901.5352 | 3634.7219 | 11172.0407 | 10518.704 | 21690.7447 | 0 | 10556.3617 | 0
362 | Commercial | CinEgsd309 | Programmable Thermostat | 5395.4642 | 2745.7011 | 102.4475 | 16706.4195 | 17845.7629 | 4256.1208 | 2848.1486 | 3327.3758 | 591.3025 | 644.5383 | 321.9672 | 4885.1839 | 5496.7553 | 0 | 5496.7553 | 901.5352 | 2938.6909 | 11172.0407 | 10518.704 | 21690.7447 | 0 | 9628.3805 | 0
363 | Commercial | CinNgsd309 | Programmable Thermostat | 5395.4642 | 2745.7011 | 102.4475 | 16706.4195 | 17845.7629 | 4256.1208 | 2848.1486 | 3327.3758 | 591.3025 | 644.5383 | 321.9672 | 4885.1839 | 5496.7553 | 0 | 5496.7553 | 901.5352 | 2938.6909 | 11172.0407 | 10518.704 | 21690.7447 | 0 | 9628.3805 | 0
364 | Commercial | CmiEgsd309 | Programmable Thermostat | 5395.4642 | 2745.7011 | 102.4475 | 16706.4195 | 17845.7629 | 4256.1208 | 2848.1486 | 3327.3758 | 591.3025 | 644.5383 | 321.9672 | 4885.1839 | 5496.7553 | 0 | 5496.7553 | 901.5352 | 6010.0071 | 11172.0407 | 10518.704 | 21690.7447 | 0 | 13723.2055 | 0
365 | Commercial | CmiNgsd309 | Programmable Thermostat | 5395.4642 | 2745.7011 | 102.4475 | 16706.4195 | 17845.7629 | 4256.1208 | 2848.1486 | 3327.3758 | 591.3025 | 644.5383 | 321.9672 | 4885.1839 | 5496.7553 | 0 | 5496.7553 | 901.5352 | 6010.0071 | 11172.0407 | 10518.704 | 21690.7447 | 0 | 13723.2055 | 0
366 | Commercial | CofEgsd309 | Programmable Thermostat | 5395.4642 | 2745.7011 | 102.4475 | 16706.4195 | 17845.7629 | 4256.1208 | 2848.1486 | 3327.3758 | 591.3025 | 644.5383 | 321.9672 | 4885.1839 | 5496.7553 | 0 | 5496.7553 | 901.5352 | 3466.2449 | 11172.0407 | 10518.704 | 21690.7447 | 0 | 10331.7403 | 0
367 | Commercial | CofNgsd309 | Programmable Thermostat | 5395.4642 | 2745.7011 | 102.4475 | 16706.4195 | 17845.7629 | 4256.1208 | 2848.1486 | 3327.3758 | 591.3025 | 644.5383 | 321.9672 | 4885.1839 | 5496.7553 | 0 | 5496.7553 | 901.5352 | 3466.2449 | 11172.0407 | 10518.704 | 21690.7447 | 0 | 10331.7403 | 0
368 | Commercial | CcoEgsd310 | Smart Thermostat | 5395.4642 | 2745.7011 | 102.4475 | 16706.4195 | 17845.7629 | 4256.1208 | 2848.1486 | 3327.3758 | 591.3025 | 644.5383 | 321.9672 | 4885.1839 | 5496.7553 | 0 | 5496.7553 | 521.3698 | 7598.2952 | 11172.0407 | 10518.704 | 21690.7447 | 0 | 15840.7863 | 0
369 | Commercial | CcoNgsd310 | Smart Thermostat | 5395.4642 | 2745.7011 | 102.4475 | 16706.4195 | 17845.7629 | 4256.1208 | 2848.1486 | 3327.3758 | 591.3025 | 644.5383 | 321.9672 | 4885.1839 | 5496.7553 | 0 | 5496.7553 | 521.3698 | 7598.2952 | 11172.0407 | 10518.704 | 21690.7447 | 0 | 15840.7863 | 0
370 | Commercial | CheEgsd310 | Smart Thermostat | 5395.4642 | 2745.7011 | 102.4475 | 16706.4195 | 17845.7629 | 4256.1208 | 2848.1486 | 3327.3758 | 591.3025 | 644.5383 | 321.9672 | 4885.1839 | 5496.7553 | 0 | 5496.7553 | 521.3698 | 422.856 | 11172.0407 | 10518.704 | 21690.7447 | 0 | 6274.1502 | 0
371 | Commercial | CheNgsd310 | Smart Thermostat | 5395.4642 | 2745.7011 | 102.4475 | 16706.4195 | 17845.7629 | 4256.1208 | 2848.1486 | 3327.3758 | 591.3025 | 644.5383 | 321.9672 | 4885.1839 | 5496.7553 | 0 | 5496.7553 | 521.3698 | 422.856 | 11172.0407 | 10518.704 | 21690.7447 | 0 | 6274.1502 | 0
372 | Commercial | ChoEgsd310 | Smart Thermostat | 5395.4642 | 2745.7011 | 102.4475 | 16706.4195 | 17845.7629 | 4256.1208 | 2848.1486 | 3327.3758 | 591.3025 | 644.5383 | 321.9672 | 4885.1839 | 5496.7553 | 0 | 5496.7553 | 521.3698 | 180.1094 | 11172.0407 | 10518.704 | 21690.7447 | 0 | 5950.509 | 0
373 | Commercial | ChoNgsd310 | Smart Thermostat | 5395.4642 | 2745.7011 | 102.4475 | 16706.4195 | 17845.7629 | 4256.1208 | 2848.1486 | 3327.3758 | 591.3025 | 644.5383 | 321.9672 | 4885.1839 | 5496.7553 | 0 | 5496.7553 | 521.3698 | 180.1094 | 11172.0407 | 10518.704 | 21690.7447 | 0 | 5950.509 | 0
374 | Commercial | CloEgsd310 | Smart Thermostat | 5395.4642 | 2745.7011 | 102.4475 | 16706.4195 | 17845.7629 | 4256.1208 | 2848.1486 | 3327.3758 | 591.3025 | 644.5383 | 321.9672 | 4885.1839 | 5496.7553 | 0 | 5496.7553 | 521.3698 | 3598.493 | 11172.0407 | 10518.704 | 21690.7447 | 0 | 10508.06 | 0
375 | Commercial | CloNgsd310 | Smart Thermostat | 5395.4642 | 2745.7011 | 102.4475 | 16706.4195 | 17845.7629 | 4256.1208 | 2848.1486 | 3327.3758 | 591.3025 | 644.5383 | 321.9672 | 4885.1839 | 5496.7553 | 0 | 5496.7553 | 521.3698 | 3598.493 | 11172.0407 | 10518.704 | 21690.7447 | 0 | 10508.06 | 0
376 | Commercial | CmiEgsd310 | Smart Thermostat | 5395.4642 | 2745.7011 | 102.4475 | 16706.4195 | 17845.7629 | 4256.1208 | 2848.1486 | 3327.3758 | 591.3025 | 644.5383 | 321.9672 | 4885.1839 | 5496.7553 | 0 | 5496.7553 | 521.3698 | 1519.0324 | 11172.0407 | 10518.704 | 21690.7447 | 0 | 7735.6247 | 0
377 | Commercial | CmiNgsd310 | Smart Thermostat | 5395.4642 | 2745.7011 | 102.4475 | 16706.4195 | 17845.7629 | 4256.1208 | 2848.1486 | 3327.3758 | 591.3025 | 644.5383 | 321.9672 | 4885.1839 | 5496.7553 | 0 | 5496.7553 | 521.3698 | 1519.0324 | 11172.0407 | 10518.704 | 21690.7447 | 0 | 7735.6247 | 0
378 | Commercial | CofEgsd310 | Smart Thermostat | 5395.4642 | 2745.7011 | 102.4475 | 16706.4195 | 17845.7629 | 4256.1208 | 2848.1486 | 3327.3758 | 591.3025 | 644.5383 | 321.9672 | 4885.1839 | 5496.7553 | 0 | 5496.7553 | 521.3698 | 85.1407 | 11172.0407 | 10518.704 | 21690.7447 | 0 | 5823.8924 | 0
379 | Commercial | CofNgsd310 | Smart Thermostat | 5395.4642 | 2745.7011 | 102.4475 | 16706.4195 | 17845.7629 | 4256.1208 | 2848.1486 | 3327.3758 | 591.3025 | 644.5383 | 321.9672 | 4885.1839 | 5496.7553 | 0 | 5496.7553 | 521.3698 | 85.1407 | 11172.0407 | 10518.704 | 21690.7447 | 0 | 5823.8924 | 0
380 | Commercial | CrtEgsd310 | Smart Thermostat | 5395.4642 | 2745.7011 | 102.4475 | 16706.4195 | 17845.7629 | 4256.1208 | 2848.1486 | 3327.3758 | 591.3025 | 644.5383 | 321.9672 | 4885.1839 | 5496.7553 | 0 | 5496.7553 | 521.3698 | 6333.5901 | 11172.0407 | 10518.704 | 21690.7447 | 0 | 14154.6214 | 0
381 | Commercial | CrtNgsd310 | Smart Thermostat | 5395.4642 | 2745.7011 | 102.4475 | 16706.4195 | 17845.7629 | 4256.1208 | 2848.1486 | 3327.3758 | 591.3025 | 644.5383 | 321.9672 | 4885.1839 | 5496.7553 | 0 | 5496.7553 | 521.3698 | 6333.5901 | 11172.0407 | 10518.704 | 21690.7447 | 0 | 14154.6214 | 0
382 | Commercial | CscEgsd310 | Smart Thermostat | 5395.4642 | 2745.7011 | 102.4475 | 16706.4195 | 17845.7629 | 4256.1208 | 2848.1486 | 3327.3758 | 591.3025 | 644.5383 | 321.9672 | 4885.1839 | 5496.7553 | 0 | 5496.7553 | 521.3698 | 7648.6542 | 11172.0407 | 10518.704 | 21690.7447 | 0 | 15907.9265 | 0
383 | Commercial | CscNgsd310 | Smart Thermostat | 5395.4642 | 2745.7011 | 102.4475 | 16706.4195 | 17845.7629 | 4256.1208 | 2848.1486 | 3327.3758 | 591.3025 | 644.5383 | 321.9672 | 4885.1839 | 5496.7553 | 0 | 5496.7553 | 521.3698 | 7648.6542 | 11172.0407 | 10518.704 | 21690.7447 | 0 | 15907.9265 | 0
384 | Commercial | CheNgsd311 | High Efficiency DX, >135k and <240k Btu/h Elect Heat | 3871.2268 | 1970.0309 | 73.5058 | 11986.7978 | 12804.2727 | 3053.7518 | 2043.5367 | 2387.3806 | 424.2575 | 462.454 | 231.0104 | 3505.1024 | 3985.724 | 0 | 3985.724 | 417.2665 | 5188.6959 | 7908.5418 | 10518.704 | 18427.2458 | 0 | 10579.1216 | 0
385 | Commercial | CheTgsd311 | High Efficiency DX, >135k and <240k Btu/h Elect Heat | 3871.2268 | 1970.0309 | 73.5058 | 11986.7978 | 12804.2727 | 3053.7518 | 2043.5367 | 2387.3806 | 424.2575 | 462.454 | 231.0104 | 3505.1024 | 3985.724 | 0 | 3985.724 | 417.2665 | 5188.6959 | 7908.5418 | 10518.704 | 18427.2458 | 0 | 10579.1216 | 0
386 | Commercial | ChoNgsd311 | High Efficiency DX, >135k and <240k Btu/h Elect Heat | 3871.2268 | 1970.0309 | 73.5058 | 11986.7978 | 12804.2727 | 3053.7518 | 2043.5367 | 2387.3806 | 424.2575 | 462.454 | 231.0104 | 3505.1024 | 3782.0255 | 0 | 3782.0255 | 417.2665 | 5253.1673 | 7491.4249 | 10518.704 | 18010.1289 | 0 | 10579.1216 | 0
387 | Commercial | ChoTgsd311 | High Efficiency DX, >135k and <240k Btu/h Elect Heat | 3871.2268 | 1970.0309 | 73.5058 | 11986.7978 | 12804.2727 | 3053.7518 | 2043.5367 | 2387.3806 | 424.2575 | 462.454 | 231.0104 | 3505.1024 | 3782.0255 | 0 | 3782.0255 | 417.2665 | 5253.1673 | 7491.4249 | 10518.704 | 18010.1289 | 0 | 10579.1216 | 0
388 | Commercial | CloNgsd311 | High Efficiency DX, >135k and <240k Btu/h Elect Heat | 3871.2268 | 1970.0309 | 73.5058 | 11986.7978 | 12804.2727 | 3053.7518 | 2043.5367 | 2387.3806 | 424.2575 | 462.454 | 231.0104 | 3505.1024 | 3066.8067 | 0 | 3066.8067 | 417.2665 | 5483.1152 | 6003.7065 | 10518.704 | 16522.4106 | 0 | 10579.1216 | 0
389 | Commercial | CloTgsd311 | High Efficiency DX, >135k and <240k Btu/h Elect Heat | 3871.2268 | 1970.0309 | 73.5058 | 11986.7978 | 12804.2727 | 3053.7518 | 2043.5367 | 2387.3806 | 424.2575 | 462.454 | 231.0104 | 3505.1024 | 3066.8067 | 0 | 3066.8067 | 417.2665 | 5483.1152 | 6003.7065 | 10518.704 | 16522.4106 | 0 | 10579.1216 | 0
390 | Commercial | CreNgsd311 | High Efficiency DX, >135k and <240k Btu/h Elect Heat | 3871.2268 | 1970.0309 | 73.5058 | 11986.7978 | 12804.2727 | 3053.7518 | 2043.5367 | 2387.3806 | 424.2575 | 462.454 | 231.0104 | 3505.1024 | 3008.5673 | 0 | 3008.5673 | 417.2665 | 5500.7373 | 5889.6947 | 10518.704 | 16408.3987 | 0 | 10579.1216 | 0
391 | Commercial | CreTgsd311 | High Efficiency DX, >135k and <240k Btu/h Elect Heat | 3871.2268 | 1970.0309 | 73.5058 | 11986.7978 | 12804.2727 | 3053.7518 | 2043.5367 | 2387.3806 | 424.2575 | 462.454 | 231.0104 | 3505.1024 | 3008.5673 | 0 | 3008.5673 | 417.2665 | 5500.7373 | 5889.6947 | 10518.704 | 16408.3987 | 0 | 10579.1216 | 0
392 | Commercial | CcoEgsd312 | HVAC tune-up | 4126.6239 | 2100.0002 | 78.3552 | 12701.786 | 13568.0216 | 3260.3883 | 2178.3553 | 2542.5456 | 452.1851 | 492.5105 | 246.2171 | 3733.4583 | 5796.3833 | 0 | 5796.3833 | 1710.9354 | 1021.3261 | 11797.9957 | 11040.5152 | 22838.511 | 0 | 13081.7554 | 0
393 | Commercial | CcoNgsd312 | HVAC tune-up | 4126.6239 | 2100.0002 | 78.3552 | 12701.786 | 13568.0216 | 3260.3883 | 2178.3553 | 2542.5456 | 452.1851 | 492.5105 | 246.2171 | 3733.4583 | 5796.3833 | 0 | 5796.3833 | 1710.9354 | 1021.3261 | 11797.9957 | 11040.5152 | 22838.511 | 0 | 13081.7554 | 0
394 | Commercial | CreEgsd312 | HVAC tune-up | 4019.4401 | 2045.4553 | 76.32 | 12371.8732 | 13215.6095 | 3175.7038 | 2121.7753 | 2476.5062 | 440.4401 | 479.7182 | 239.8219 | 3636.4864 | 10524.2353 | 0 | 10524.2353 | 1710.9354 | 383.6341 | 22459.2052 | 11040.5152 | 33499.7205 | 0 | 17048.8155 | 0
395 | Commercial | CreNgsd312 | HVAC tune-up | 4019.4401 | 2045.4553 | 76.32 | 12371.8732 | 13215.6095 | 3175.7038 | 2121.7753 | 2476.5062 | 440.4401 | 479.7182 | 239.8219 | 3636.4864 | 10524.2353 | 0 | 10524.2353 | 1710.9354 | 383.6341 | 22459.2052 | 11040.5152 | 33499.7205 | 0 | 17048.8155 | 0
396 | Commercial | CloEgsd313 | HVAC tune-up_RTU | 3954.1745 | 2012.2423 | 75.0807 | 12243.6357 | 13078.6265 | 3119.1838 | 2087.323 | 2438.5343 | 433.3479 | 472.3629 | 235.9602 | 3580.2053 | 6217.1675 | 0 | 6217.1675 | 989.4566 | 641.6539 | 12695.1756 | 10518.704 | 23213.8796 | 0 | 12605.2251 | 0
397 | Commercial | CloNgsd313 | HVAC tune-up_RTU | 3954.1745 | 2012.2423 | 75.0807 | 12243.6357 | 13078.6265 | 3119.1838 | 2087.323 | 2438.5343 | 433.3479 | 472.3629 | 235.9602 | 3580.2053 | 6217.1675 | 0 | 6217.1675 | 989.4566 | 641.6539 | 12695.1756 | 10518.704 | 23213.8796 | 0 | 12605.2251 | 0
398 | Commercial | CrtEgsd319 | Duct Sealing Repair | 6622.1029 | 3369.926 | 125.7386 | 19478.657 | 20807.0613 | 5293.6986 | 3495.6646 | 4051.0796 | 724.8617 | 784.7231 | 394.6909 | 5955.3554 | 10605.0236 | 0 | 10605.0236 | 721.5234 | 1500.8898 | 22631.6112 | 10617.8427 | 33249.454 | 0 | 8785.8096 | 0
399 | Commercial | CheEgsd320 | Dedicated Outdoor Air System on VRF unit | 4574.4129 | 2327.8758 | 86.8576 | 14124.8306 | 15088.115 | 3611.1285 | 2414.7334 | 2819.8256 | 501.2893 | 546.2219 | 272.9546 | 4140.2914 | 4624.279 | 0 | 4624.279 | 721.5234 | 2615.603 | 9259.4416 | 14872.023 | 24131.4645 | 0 | 8520.6025 | 0
400 | Commercial | CheNgsd320 | Dedicated Outdoor Air System on VRF unit | 4574.4129 | 2327.8758 | 86.8576 | 14124.8306 | 15088.115 | 3611.1285 | 2414.7334 | 2819.8256 | 501.2893 | 546.2219 | 272.9546 | 4140.2914 | 4624.279 | 0 | 4624.279 | 721.5234 | 2615.603 | 9259.4416 | 14872.023 | 24131.4645 | 0 | 8520.6025 | 0
401 | Commercial | ChoEgsd320 | Dedicated Outdoor Air System on VRF unit | 4574.4129 | 2327.8758 | 86.8576 | 14124.8306 | 15088.115 | 3611.1285 | 2414.7334 | 2819.8256 | 501.2893 | 546.2219 | 272.9546 | 4140.2914 | 4625.2184 | 0 | 4625.2184 | 721.5234 | 2975.8427 | 9261.3227 | 14872.023 | 24133.3456 | 0 | 8983.0879 | 0
402 | Commercial | ChoNgsd320 | Dedicated Outdoor Air System on VRF unit | 4574.4129 | 2327.8758 | 86.8576 | 14124.8306 | 15088.115 | 3611.1285 | 2414.7334 | 2819.8256 | 501.2893 | 546.2219 | 272.9546 | 4140.2914 | 4625.2184 | 0 | 4625.2184 | 721.5234 | 2975.8427 | 9261.3227 | 14872.023 | 24133.3456 | 0 | 8983.0879 | 0
403 | Commercial | CreEgsd320 | Dedicated Outdoor Air System on VRF unit | 4574.4129 | 2327.8758 | 86.8576 | 14124.8306 | 15088.115 | 3611.1285 | 2414.7334 | 2819.8256 | 501.2893 | 546.2219 | 272.9546 | 4140.2914 | 4634.1383 | 0 | 4634.1383 | 721.5234 | 4763.9578 | 9279.1833 | 14872.023 | 24151.2063 | 0 | 11280.4075 | 0
404 | Commercial | CreNgsd320 | Dedicated Outdoor Air System on VRF unit | 4574.4129 | 2327.8758 | 86.8576 | 14124.8306 | 15088.115 | 3611.1285 | 2414.7334 | 2819.8256 | 501.2893 | 546.2219 | 272.9546 | 4140.2914 | 4634.1383 | 0 | 4634.1383 | 721.5234 | 4763.9578 | 9279.1833 | 14872.023 | 24151.2063 | 0 | 11280.4075 | 0
405 | Commercial | CgrNgsd322 | High Efficiency PTAC | 4075.1171 | 2073.7888 | 77.3772 | 11986.7978 | 12804.2727 | 3257.6422 | 2151.166 | 2492.9579 | 446.0662 | 482.9038 | 242.8853 | 3664.8133 | 4475.9214 | 0 | 4475.9214 | 660.672 | 95.6741 | 8962.3772 | 10617.8427 | 19580.22 | 0 | 4272.9636 | 0
406 | Commercial | CgrTgsd322 | High Efficiency PTAC | 4075.1171 | 2073.7888 | 77.3772 | 11986.7978 | 12804.2727 | 3257.6422 | 2151.166 | 2492.9579 | 446.0662 | 482.9038 | 242.8853 | 3664.8133 | 4475.9214 | 0 | 4475.9214 | 660.672 | 95.6741 | 8962.3772 | 10617.8427 | 19580.22 | 0 | 4272.9636 | 0
407 | Commercial | CinNgsd322 | High Efficiency PTAC | 4075.1171 | 2073.7888 | 77.3772 | 11986.7978 | 12804.2727 | 3257.6422 | 2151.166 | 2492.9579 | 446.0662 | 482.9038 | 242.8853 | 3664.8133 | 4475.9214 | 0 | 4475.9214 | 660.672 | 171.1639 | 8962.3772 | 10617.8427 | 19580.22 | 0 | 4369.8012 | 0
408 | Commercial | CinTgsd322 | High Efficiency PTAC | 4075.1171 | 2073.7888 | 77.3772 | 11986.7978 | 12804.2727 | 3257.6422 | 2151.166 | 2492.9579 | 446.0662 | 482.9038 | 242.8853 | 3664.8133 | 4475.9214 | 0 | 4475.9214 | 660.672 | 171.1639 | 8962.3772 | 10617.8427 | 19580.22 | 0 | 4369.8012 | 0
409 | Commercial | CmiNgsd322 | High Efficiency PTAC | 4075.1171 | 2073.7888 | 77.3772 | 11986.7978 | 12804.2727 | 3257.6422 | 2151.166 | 2492.9579 | 446.0662 | 482.9038 | 242.8853 | 3664.8133 | 5315.137 | 0 | 5315.137 | 660.672 | 444.3708 | 10770.6073 | 10617.8427 | 21388.4501 | 0 | 5078.793 | 0
410 | Commercial | CmiTgsd322 | High Efficiency PTAC | 4075.1171 | 2073.7888 | 77.3772 | 11986.7978 | 12804.2727 | 3257.6422 | 2151.166 | 2492.9579 | 446.0662 | 482.9038 | 242.8853 | 3664.8133 | 5315.137 | 0 | 5315.137 | 660.672 | 444.3708 | 10770.6073 | 10617.8427 | 21388.4501 | 0 | 5078.793 | 0
411 | Commercial | CwaNgsd322 | High Efficiency PTAC | 4075.1171 | 2073.7888 | 77.3772 | 11986.7978 | 12804.2727 | 3257.6422 | 2151.166 | 2492.9579 | 446.0662 | 482.9038 | 242.8853 | 3664.8133 | 4475.9214 | 0 | 4475.9214 | 660.672 | 4351.3539 | 8962.3772 | 10617.8427 | 19580.22 | 0 | 9732.1124 | 0
412 | Commercial | CwaTgsd322 | High Efficiency PTAC | 4075.1171 | 2073.7888 | 77.3772 | 11986.7978 | 12804.2727 | 3257.6422 | 2151.166 | 2492.9579 | 446.0662 | 482.9038 | 242.8853 | 3664.8133 | 4475.9214 | 0 | 4475.9214 | 660.672 | 4351.3539 | 8962.3772 | 10617.8427 | 19580.22 | 0 | 9732.1124 | 0
413 | Commercial | CinNgsd323 | High Efficiency PTHP | 3894.5864 | 1981.9184 | 73.9493 | 11987.5723 | 12805.1 | 3077.0586 | 2055.8677 | 2399.5798 | 426.759 | 464.817 | 232.3724 | 3523.5282 | 4477.2289 | 0 | 4477.2289 | 721.5234 | 75.7831 | 8964.9953 | 11040.5152 | 20005.5105 | 0 | 4346.143 | 0
414 | Commercial | CinTgsd323 | High Efficiency PTHP | 3894.5864 | 1981.9184 | 73.9493 | 11987.5723 | 12805.1 | 3077.0586 | 2055.8677 | 2399.5798 | 426.759 | 464.817 | 232.3724 | 3523.5282 | 4477.2289 | 0 | 4477.2289 | 721.5234 | 75.7831 | 8964.9953 | 11040.5152 | 20005.5105 | 0 | 4346.143 | 0
415 | Commercial | CwaNgsd323 | High Efficiency PTHP | 3894.5864 | 1981.9184 | 73.9493 | 11987.5723 | 12805.1 | 3077.0586 | 2055.8677 | 2399.5798 | 426.759 | 464.817 | 232.3724 | 3523.5282 | 4477.2289 | 0 | 4477.2289 | 721.5234 | 4215.7416 | 8964.9953 | 11040.5152 | 20005.5105 | 0 | 9656.8462 | 0
416 | Commercial | CwaTgsd323 | High Efficiency PTHP | 3894.5864 | 1981.9184 | 73.9493 | 11987.5723 | 12805.1 | 3077.0586 | 2055.8677 | 2399.5798 | 426.759 | 464.817 | 232.3724 | 3523.5282 | 4477.2289 | 0 | 4477.2289 | 721.5234 | 4215.7416 | 8964.9953 | 11040.5152 | 20005.5105 | 0 | 9656.8462 | 0
417 | Commercial | CheNgsd324 | Variable Refrigerant Flow (VRF) HVAC Systems | 4801.978 | 2443.6815 | 91.1786 | 14124.8306 | 15088.115 | 3838.6936 | 2534.8601 | 2937.6159 | 525.6291 | 569.0372 | 286.2077 | 4318.49 | 7101.0201 | 0 | 7101.0201 | 660.672 | 6232.6676 | 14653.4001 | 10617.8427 | 25271.2429 | 0 | 13273.8247 | 0
418 | Commercial | CheTgsd324 | Variable Refrigerant Flow (VRF) HVAC Systems | 4801.978 | 2443.6815 | 91.1786 | 14124.8306 | 15088.115 | 3838.6936 | 2534.8601 | 2937.6159 | 525.6291 | 569.0372 | 286.2077 | 4318.49 | 7101.0201 | 0 | 7101.0201 | 660.672 | 6232.6676 | 14653.4001 | 10617.8427 | 25271.2429 | 0 | 13273.8247 | 0
419 | Commercial | ChoNgsd324 | Variable Refrigerant Flow (VRF) HVAC Systems | 4801.978 | 2443.6815 | 91.1786 | 14124.8306 | 15088.115 | 3838.6936 | 2534.8601 | 2937.6159 | 525.6291 | 569.0372 | 286.2077 | 4318.49 | 7101.0201 | 0 | 7101.0201 | 660.672 | 6787.4001 | 14653.4001 | 10617.8427 | 25271.2429 | 0 | 13985.4304 | 0
420 | Commercial | ChoTgsd324 | Variable Refrigerant Flow (VRF) HVAC Systems | 4801.978 | 2443.6815 | 91.1786 | 14124.8306 | 15088.115 | 3838.6936 | 2534.8601 | 2937.6159 | 525.6291 | 569.0372 | 286.2077 | 4318.49 | 7101.0201 | 0 | 7101.0201 | 660.672 | 6787.4001 | 14653.4001 | 10617.8427 | 25271.2429 | 0 | 13985.4304 | 0
421 | Commercial | CcoEgsd328 | Demand Controlled Ventilation | 7717.4045 | 3927.3147 | 146.5359 | 23896.0342 | 25525.6945 | 6087.7441 | 4073.8505 | 4759.3134 | 845.7698 | 921.9157 | 460.526 | 6987.5248 | 4600.6374 | 0 | 4600.6374 | 981.7856 | 9345.4185 | 9212.1027 | 10518.704 | 19730.8067 | 0 | 18365.9949 | 0
422 | Commercial | CcoNgsd328 | Demand Controlled Ventilation | 7717.4045 | 3927.3147 | 146.5359 | 23896.0342 | 25525.6945 | 6087.7441 | 4073.8505 | 4759.3134 | 845.7698 | 921.9157 | 460.526 | 6987.5248 | 4600.6374 | 0 | 4600.6374 | 981.7856 | 9345.4185 | 9212.1027 | 10518.704 | 19730.8067 | 0 | 18365.9949 | 0
423 | Commercial | CheEgsd328 | Demand Controlled Ventilation | 7717.4045 | 3927.3147 | 146.5359 | 23896.0342 | 25525.6945 | 6087.7441 | 4073.8505 | 4759.3134 | 845.7698 | 921.9157 | 460.526 | 6987.5248 | 4600.6374 | 0 | 4600.6374 | 981.7856 | 10694.0226 | 9212.1027 | 10518.704 | 19730.8067 | 0 | 20195.2351 | 0
424 | Commercial | CheNgsd328 | Demand Controlled Ventilation | 7717.4045 | 3927.3147 | 146.5359 | 23896.0342 | 25525.6945 | 6087.7441 | 4073.8505 | 4759.3134 | 845.7698 | 921.9157 | 460.526 | 6987.5248 | 4600.6374 | 0 | 4600.6374 | 981.7856 | 10694.0226 | 9212.1027 | 10518.704 | 19730.8067 | 0 | 20195.2351 | 0
425 | Commercial | ChoEgsd328 | Demand Controlled Ventilation | 7717.4045 | 3927.3147 | 146.5359 | 23896.0342 | 25525.6945 | 6087.7441 | 4073.8505 | 4759.3134 | 845.7698 | 921.9157 | 460.526 | 6987.5248 | 4600.6374 | 0 | 4600.6374 | 981.7856 | 5235.8547 | 9212.1027 | 10518.704 | 19730.8067 | 0 | 12791.8013 | 0
426 | Commercial | ChoNgsd328 | Demand Controlled Ventilation | 7717.4045 | 3927.3147 | 146.5359 | 23896.0342 | 25525.6945 | 6087.7441 | 4073.8505 | 4759.3134 | 845.7698 | 921.9157 | 460.526 | 6987.5248 | 4600.6374 | 0 | 4600.6374 | 981.7856 | 5235.8547 | 9212.1027 | 10518.704 | 19730.8067 | 0 | 12791.8013 | 0
427 | Commercial | CinEgsd328 | Demand Controlled Ventilation | 7717.4045 | 3927.3147 | 146.5359 | 23896.0342 | 25525.6945 | 6087.7441 | 4073.8505 | 4759.3134 | 845.7698 | 921.9157 | 460.526 | 6987.5248 | 4600.6374 | 0 | 4600.6374 | 981.7856 | 10326.301 | 9212.1027 | 10518.704 | 19730.8067 | 0 | 19696.4598 | 0
428 | Commercial | CinNgsd328 | Demand Controlled Ventilation | 7717.4045 | 3927.3147 | 146.5359 | 23896.0342 | 25525.6945 | 6087.7441 | 4073.8505 | 4759.3134 | 845.7698 | 921.9157 | 460.526 | 6987.5248 | 4600.6374 | 0 | 4600.6374 | 981.7856 | 10326.301 | 9212.1027 | 10518.704 | 19730.8067 | 0 | 19696.4598 | 0
429 | Commercial | CscEgsd328 | Demand Controlled Ventilation | 7717.4045 | 3927.3147 | 146.5359 | 23896.0342 | 25525.6945 | 6087.7441 | 4073.8505 | 4759.3134 | 845.7698 | 921.9157 | 460.526 | 6987.5248 | 4600.6374 | 0 | 4600.6374 | 981.7856 | 9911.5658 | 9212.1027 | 10518.704 | 19730.8067 | 0 | 19133.9145 | 0
430 | Commercial | CscNgsd328 | Demand Controlled Ventilation | 7717.4045 | 3927.3147 | 146.5359 | 23896.0342 | 25525.6945 | 6087.7441 | 4073.8505 | 4759.3134 | 845.7698 | 921.9157 | 460.526 | 6987.5248 | 4600.6374 | 0 | 4600.6374 | 981.7856 | 9911.5658 | 9212.1027 | 10518.704 | 19730.8067 | 0 | 19133.9145 | 0
431 | Commercial | CasNgsd504 | High Bay Fluorescent (T5) | 4328.656 | 2202.8124 | 82.1913 | 13365.9847 | 14277.5173 | 3417.1233 | 2285.0037 | 2668.3326 | 474.3579 | 516.8765 | 258.2903 | 3917.8574 | 11234.8401 | 0 | 11234.8401 | 721.5234 | 37.9406 | 24111.3262 | 14872.023 | 38983.3492 | 0 | 8158.7362 | 0
432 | Commercial | CasTgsd504 | High Bay Fluorescent (T5) | 4328.656 | 2202.8124 | 82.1913 | 13365.9847 | 14277.5173 | 3417.1233 | 2285.0037 | 2668.3326 | 474.3579 | 516.8765 | 258.2903 | 3917.8574 | 11234.8401 | 0 | 11234.8401 | 721.5234 | 37.9406 | 24111.3262 | 14872.023 | 38983.3492 | 0 | 8158.7362 | 0
433 | Commercial | CasTgsd507 | High Bay LED | 4543.9953 | 2312.3965 | 86.2801 | 13365.9847 | 14277.5173 | 3632.4627 | 2398.6766 | 2779.7947 | 497.3901 | 538.4661 | 270.8315 | 4086.4824 | 11234.8401 | 0 | 11234.8401 | 660.672 | 3806.14 | 24111.3262 | 10617.8427 | 34729.169 | 0 | 12036.3529 | 0
434 | Commercial | CwaTgsd507 | High Bay LED | 4543.9953 | 2312.3965 | 86.2801 | 13365.9847 | 14277.5173 | 3632.4627 | 2398.6766 | 2779.7947 | 497.3901 | 538.4661 | 270.8315 | 4086.4824 | 11234.8401 | 0 | 11234.8401 | 660.672 | 1480.0347 | 24111.3262 | 10617.8427 | 34729.169 | 0 | 9052.4456 | 0
435 | Commercial | CcoEgsd602 | CO Sensors for Parking Garage Exhaust | 4554.3844 | 2317.6835 | 86.4774 | 14102.1151 | 15063.8503 | 3592.6492 | 2404.1608 | 2808.683 | 499.1264 | 544.0635 | 271.7769 | 4123.6499 | 49886.3087 | 0 | 49886.3087 | 417.2665 | 1562.5662 | 110770.9645 | 10518.704 | 121289.6685 | 0 | 26322.4535 | 0
436 | Commercial | CcoNgsd602 | CO Sensors for Parking Garage Exhaust | 4554.3844 | 2317.6835 | 86.4774 | 14102.1151 | 15063.8503 | 3592.6492 | 2404.1608 | 2808.683 | 499.1264 | 544.0635 | 271.7769 | 4123.6499 | 49886.3087 | 0 | 49886.3087 | 417.2665 | 1562.5662 | 110770.9645 | 10518.704 | 121289.6685 | 0 | 26322.4535 | 0
437 | Commercial | CheEgsd602 | CO Sensors for Parking Garage Exhaust | 4554.3844 | 2317.6835 | 86.4774 | 14102.1151 | 15063.8503 | 3592.6492 | 2404.1608 | 2808.683 | 499.1264 | 544.0635 | 271.7769 | 4123.6499 | 49886.3087 | 0 | 49886.3087 | 417.2665 | 1562.5662 | 110770.9645 | 10518.704 | 121289.6685 | 0 | 26322.4535 | 0
438 | Commercial | CheNgsd602 | CO Sensors for Parking Garage Exhaust | 4554.3844 | 2317.6835 | 86.4774 | 14102.1151 | 15063.8503 | 3592.6492 | 2404.1608 | 2808.683 | 499.1264 | 544.0635 | 271.7769 | 4123.6499 | 49886.3087 | 0 | 49886.3087 | 417.2665 | 1562.5662 | 110770.9645 | 10518.704 | 121289.6685 | 0 | 26322.4535 | 0
439 | Commercial | ChoEgsd602 | CO Sensors for Parking Garage Exhaust | 4554.3844 | 2317.6835 | 86.4774 | 14102.1151 | 15063.8503 | 3592.6492 | 2404.1608 | 2808.683 | 499.1264 | 544.0635 | 271.7769 | 4123.6499 | 49886.3087 | 0 | 49886.3087 | 417.2665 | 1562.5662 | 110770.9645 | 10518.704 | 121289.6685 | 0 | 26322.4535 | 0
440 | Commercial | ChoNgsd602 | CO Sensors for Parking Garage Exhaust | 4554.3844 | 2317.6835 | 86.4774 | 14102.1151 | 15063.8503 | 3592.6492 | 2404.1608 | 2808.683 | 499.1264 | 544.0635 | 271.7769 | 4123.6499 | 49886.3087 | 0 | 49886.3087 | 417.2665 | 1562.5662 | 110770.9645 | 10518.704 | 121289.6685 | 0 | 26322.4535 | 0
441 | Commercial | CinEgsd602 | CO Sensors for Parking Garage Exhaust | 4554.3844 | 2317.6835 | 86.4774 | 14102.1151 | 15063.8503 | 3592.6492 | 2404.1608 | 2808.683 | 499.1264 | 544.0635 | 271.7769 | 4123.6499 | 49886.3087 | 0 | 49886.3087 | 417.2665 | 1562.5662 | 110770.9645 | 10518.704 | 121289.6685 | 0 | 26322.4535 | 0
442 | Commercial | CinNgsd602 | CO Sensors for Parking Garage Exhaust | 4554.3844 | 2317.6835 | 86.4774 | 14102.1151 | 15063.8503 | 3592.6492 | 2404.1608 | 2808.683 | 499.1264 | 544.0635 | 271.7769 | 4123.6499 | 49886.3087 | 0 | 49886.3087 | 417.2665 | 1562.5662 | 110770.9645 | 10518.704 | 121289.6685 | 0 | 26322.4535 | 0
443 | Commercial | CofEgsd602 | CO Sensors for Parking Garage Exhaust | 4554.3844 | 2317.6835 | 86.4774 | 14102.1151 | 15063.8503 | 3592.6492 | 2404.1608 | 2808.683 | 499.1264 | 544.0635 | 271.7769 | 4123.6499 | 49886.3087 | 0 | 49886.3087 | 417.2665 | 1562.5662 | 110770.9645 | 10518.704 | 121289.6685 | 0 | 26322.4535 | 0
444 | Commercial | CofNgsd602 | CO Sensors for Parking Garage Exhaust | 4554.3844 | 2317.6835 | 86.4774 | 14102.1151 | 15063.8503 | 3592.6492 | 2404.1608 | 2808.683 | 499.1264 | 544.0635 | 271.7769 | 4123.6499 | 49886.3087 | 0 | 49886.3087 | 417.2665 | 1562.5662 | 110770.9645 | 10518.704 | 121289.6685 | 0 | 26322.4535 | 0
445 | Commercial | CrtEgsd602 | CO Sensors for Parking Garage Exhaust | 4554.3844 | 2317.6835 | 86.4774 | 14102.1151 | 15063.8503 | 3592.6492 | 2404.1608 | 2808.683 | 499.1264 | 544.0635 | 271.7769 | 4123.6499 | 49886.3087 | 0 | 49886.3087 | 417.2665 | 1562.5662 | 110770.9645 | 10518.704 | 121289.6685 | 0 | 26322.4535 | 0
446 | Commercial | CrtNgsd602 | CO Sensors for Parking Garage Exhaust | 4554.3844 | 2317.6835 | 86.4774 | 14102.1151 | 15063.8503 | 3592.6492 | 2404.1608 | 2808.683 | 499.1264 | 544.0635 | 271.7769 | 4123.6499 | 49886.3087 | 0 | 49886.3087 | 417.2665 | 1562.5662 | 110770.9645 | 10518.704 | 121289.6685 | 0 | 26322.4535 | 0
447 | Commercial | CasEgsd603 | VSD Controlled Compressor | 4190.9729 | 2132.7468 | 79.577 | 12976.8542 | 13861.8489 | 3305.9782 | 2212.3238 | 2584.5676 | 459.2993 | 500.6507 | 250.0908 | 3794.6084 | 13613.1222 | 0 | 13613.1222 | 417.2665 | 7205.9 | 29571.4761 | 10518.704 | 40090.1801 | 0 | 17461.9607 | 0
448 | Commercial | CasNgsd603 | VSD Controlled Compressor | 4190.9729 | 2132.7468 | 79.577 | 12976.8542 | 13861.8489 | 3305.9782 | 2212.3238 | 2584.5676 | 459.2993 | 500.6507 | 250.0908 | 3794.6084 | 13613.1222 | 0 | 13613.1222 | 417.2665 | 7205.9 | 29571.4761 | 10518.704 | 40090.1801 | 0 | 17461.9607 | 0
449 | Commercial | CcoEgsd603 | VSD Controlled Compressor | 4443.4568 | 2261.2334 | 84.3711 | 13758.6407 | 14696.9517 | 3505.1458 | 2345.6045 | 2740.2741 | 486.9696 | 530.8122 | 265.1574 | 4023.2133 | 15665.2541 | 0 | 15665.2541 | 417.2665 | 8679.3727 | 34390.523 | 10518.704 | 44909.227 | 0 | 20307.608 | 0
450 | Commercial | CcoNgsd603 | VSD Controlled Compressor | 4443.4568 | 2261.2334 | 84.3711 | 13758.6407 | 14696.9517 | 3505.1458 | 2345.6045 | 2740.2741 | 486.9696 | 530.8122 | 265.1574 | 4023.2133 | 15665.2541 | 0 | 15665.2541 | 417.2665 | 8679.3727 | 34390.523 | 10518.704 | 44909.227 | 0 | 20307.608 | 0
451 | Commercial | CgrEgsd603 | VSD Controlled Compressor | 4190.9729 | 2132.7468 | 79.577 | 12976.8542 | 13861.8489 | 3305.9782 | 2212.3238 | 2584.5676 | 459.2993 | 500.6507 | 250.0908 | 3794.6084 | 13613.1222 | 0 | 13613.1222 | 417.2665 | 7205.9 | 29571.4761 | 10518.704 | 40090.1801 | 0 | 17461.9607 | 0
452 | Commercial | CgrNgsd603 | VSD Controlled Compressor | 4190.9729 | 2132.7468 | 79.577 | 12976.8542 | 13861.8489 | 3305.9782 | 2212.3238 | 2584.5676 | 459.2993 | 500.6507 | 250.0908 | 3794.6084 | 13613.1222 | 0 | 13613.1222 | 417.2665 | 7205.9 | 29571.4761 | 10518.704 | 40090.1801 | 0 | 17461.9607 | 0
453 | Commercial | CheEgsd603 | VSD Controlled Compressor | 4443.4568 | 2261.2334 | 84.3711 | 13758.6407 | 14696.9517 | 3505.1458 | 2345.6045 | 2740.2741 | 486.9696 | 530.8122 | 265.1574 | 4023.2133 | 15665.2541 | 0 | 15665.2541 | 417.2665 | 8679.3727 | 34390.523 | 10518.704 | 44909.227 | 0 | 20307.608 | 0
454 | Commercial | CheNgsd603 | VSD Controlled Compressor | 4443.4568 | 2261.2334 | 84.3711 | 13758.6407 | 14696.9517 | 3505.1458 | 2345.6045 | 2740.2741 | 486.9696 | 530.8122 | 265.1574 | 4023.2133 | 15665.2541 | 0 | 15665.2541 | 417.2665 | 8679.3727 | 34390.523 | 10518.704 | 44909.227 | 0 | 20307.608 | 0
455 | Commercial | ChoEgsd603 | VSD Controlled Compressor | 4443.4568 | 2261.2334 | 84.3711 | 13758.6407 | 14696.9517 | 3505.1458 | 2345.6045 | 2740.2741 | 486.9696 | 530.8122 | 265.1574 | 4023.2133 | 15665.2541 | 0 | 15665.2541 | 417.2665 | 8679.3727 | 34390.523 | 10518.704 | 44909.227 | 0 | 20307.608 | 0
456 | Commercial | ChoNgsd603 | VSD Controlled Compressor | 4443.4568 | 2261.2334 | 84.3711 | 13758.6407 | 14696.9517 | 3505.1458 | 2345.6045 | 2740.2741 | 486.9696 | 530.8122 | 265.1574 | 4023.2133 | 15665.2541 | 0 | 15665.2541 | 417.2665 | 8679.3727 | 34390.523 | 10518.704 | 44909.227 | 0 | 20307.608 | 0
457 | Commercial | CinEgsd603 | VSD Controlled Compressor | 4190.9729 | 2132.7468 | 79.577 | 12976.8542 | 13861.8489 | 3305.9782 | 2212.3238 | 2584.5676 | 459.2993 | 500.6507 | 250.0908 | 3794.6084 | 13613.1222 | 0 | 13613.1222 | 417.2665 | 7205.9 | 29571.4761 | 10518.704 | 40090.1801 | 0 | 17461.9607 | 0
458 | Commercial | CinNgsd603 | VSD Controlled Compressor | 4190.9729 | 2132.7468 | 79.577 | 12976.8542 | 13861.8489 | 3305.9782 | 2212.3238 | 2584.5676 | 459.2993 | 500.6507 | 250.0908 | 3794.6084 | 13613.1222 | 0 | 13613.1222 | 417.2665 | 7205.9 | 29571.4761 | 10518.704 | 40090.1801 | 0 | 17461.9607 | 0
459 | Commercial | CloEgsd603 | VSD Controlled Compressor | 4443.4568 | 2261.2334 | 84.3711 | 13758.6407 | 14696.9517 | 3505.1458 | 2345.6045 | 2740.2741 | 486.9696 | 530.8122 | 265.1574 | 4023.2133 | 15665.2541 | 0 | 15665.2541 | 417.2665 | 8679.3727 | 34390.523 | 10518.704 | 44909.227 | 0 | 20307.608 | 0
460 | Commercial | CloNgsd603 | VSD Controlled Compressor | 4443.4568 | 2261.2334 | 84.3711 | 13758.6407 | 14696.9517 | 3505.1458 | 2345.6045 | 2740.2741 | 486.9696 | 530.8122 | 265.1574 | 4023.2133 | 15665.2541 | 0 | 15665.2541 | 417.2665 | 8679.3727 | 34390.523 | 10518.704 | 44909.227 | 0 | 20307.608 | 0
461 | Commercial | CmiEgsd603 | VSD Controlled Compressor | 4190.9729 | 2132.7468 | 79.577 | 12976.8542 | 13861.8489 | 3305.9782 | 2212.3238 | 2584.5676 | 459.2993 | 500.6507 | 250.0908 | 3794.6084 | 13613.1222 | 0 | 13613.1222 | 417.2665 | 7205.9 | 29571.4761 | 10518.704 | 40090.1801 | 0 | 17461.9607 | 0
462 | Commercial | CmiNgsd603 | VSD Controlled Compressor | 4190.9729 | 2132.7468 | 79.577 | 12976.8542 | 13861.8489 | 3305.9782 | 2212.3238 | 2584.5676 | 459.2993 | 500.6507 | 250.0908 | 3794.6084 | 13613.1222 | 0 | 13613.1222 | 417.2665 | 7205.9 | 29571.4761 | 10518.704 | 40090.1801 | 0 | 17461.9607 | 0
463 | Commercial | CofEgsd603 | VSD Controlled Compressor | 4190.9729 | 2132.7468 | 79.577 | 12976.8542 | 13861.8489 | 3305.9782 | 2212.3238 | 2584.5676 | 459.2993 | 500.6507 | 250.0908 | 3794.6084 | 13613.1222 | 0 | 13613.1222 | 417.2665 | 7205.9 | 29571.4761 | 10518.704 | 40090.1801 | 0 | 17461.9607 | 0
464 | Commercial | CofNgsd603 | VSD Controlled Compressor | 4190.9729 | 2132.7468 | 79.577 | 12976.8542 | 13861.8489 | 3305.9782 | 2212.3238 | 2584.5676 | 459.2993 | 500.6507 | 250.0908 | 3794.6084 | 13613.1222 | 0 | 13613.1222 | 417.2665 | 7205.9 | 29571.4761 | 10518.704 | 40090.1801 | 0 | 17461.9607 | 0
465 | Commercial | CreEgsd603 | VSD Controlled Compressor | 4443.4568 | 2261.2334 | 84.3711 | 13758.6407 | 14696.9517 | 3505.1458 | 2345.6045 | 2740.2741 | 486.9696 | 530.8122 | 265.1574 | 4023.2133 | 15665.2541 | 0 | 15665.2541 | 417.2665 | 8679.3727 | 34390.523 | 10518.704 | 44909.227 | 0 | 20307.608 | 0
466 | Commercial | CreNgsd603 | VSD Controlled Compressor | 4443.4568 | 2261.2334 | 84.3711 | 13758.6407 | 14696.9517 | 3505.1458 | 2345.6045 | 2740.2741 | 486.9696 | 530.8122 | 265.1574 | 4023.2133 | 15665.2541 | 0 | 15665.2541 | 417.2665 | 8679.3727 | 34390.523 | 10518.704 | 44909.227 | 0 | 20307.608 | 0
467 | Commercial | CrtEgsd603 | VSD Controlled Compressor | 4190.9729 | 2132.7468 | 79.577 | 12976.8542 | 13861.8489 | 3305.9782 | 2212.3238 | 2584.5676 | 459.2993 | 500.6507 | 250.0908 | 3794.6084 | 13613.1222 | 0 | 13613.1222 | 417.2665 | 7205.9 | 29571.4761 | 10518.704 | 40090.1801 | 0 | 17461.9607 | 0
468 | Commercial | CrtNgsd603 | VSD Controlled Compressor | 4190.9729 | 2132.7468 | 79.577 | 12976.8542 | 13861.8489 | 3305.9782 | 2212.3238 | 2584.5676 | 459.2993 | 500.6507 | 250.0908 | 3794.6084 | 13613.1222 | 0 | 13613.1222 | 417.2665 | 7205.9 | 29571.4761 | 10518.704 | 40090.1801 | 0 | 17461.9607 | 0
469 | Commercial | CscEgsd603 | VSD Controlled Compressor | 4443.4568 | 2261.2334 | 84.3711 | 13758.6407 | 14696.9517 | 3505.1458 | 2345.6045 | 2740.2741 | 486.9696 | 530.8122 | 265.1574 | 4023.2133 | 15665.2541 | 0 | 15665.2541 | 417.2665 | 8679.3727 | 34390.523 | 10518.704 | 44909.227 | 0 | 20307.608 | 0
470 | Commercial | CscNgsd603 | VSD Controlled Compressor | 4443.4568 | 2261.2334 | 84.3711 | 13758.6407 | 14696.9517 | 3505.1458 | 2345.6045 | 2740.2741 | 486.9696 | 530.8122 | 265.1574 | 4023.2133 | 15665.2541 | 0 | 15665.2541 | 417.2665 | 8679.3727 | 34390.523 | 10518.704 | 44909.227 | 0 | 20307.608 | 0
471 | Commercial | CwaEgsd603 | VSD Controlled Compressor | 4190.9729 | 2132.7468 | 79.577 | 12976.8542 | 13861.8489 | 3305.9782 | 2212.3238 | 2584.5676 | 459.2993 | 500.6507 | 250.0908 | 3794.6084 | 13613.1222 | 0 | 13613.1222 | 417.2665 | 7205.9 | 29571.4761 | 10518.704 | 40090.1801 | 0 | 17461.9607 | 0
472 | Commercial | CwaNgsd603 | VSD Controlled Compressor | 4190.9729 | 2132.7468 | 79.577 | 12976.8542 | 13861.8489 | 3305.9782 | 2212.3238 | 2584.5676 | 459.2993 | 500.6507 | 250.0908 | 3794.6084 | 13613.1222 | 0 | 13613.1222 | 417.2665 | 7205.9 | 29571.4761 | 10518.704 | 40090.1801 | 0 | 17461.9607 | 0
473 | Commercial | CasTgsd607 | Two Speed Pool Pump | 4537.6198 | 2309.1521 | 86.159 | 14050.2054 | 15008.4005 | 3579.4247 | 2395.3111 | 2798.3443 | 497.2892 | 542.0609 | 270.7765 | 4108.4708 | 6933.5227 | 0 | 6933.5227 | 567.7796 | 4395.4236 | 14307.7586 | 10518.704 | 24826.4626 | 0 | 13026.6174 | 0
474 | Commercial | CcoTgsd607 | Two Speed Pool Pump | 4537.6198 | 2309.1521 | 86.159 | 14050.2054 | 15008.4005 | 3579.4247 | 2395.3111 | 2798.3443 | 497.2892 | 542.0609 | 270.7765 | 4108.4708 | 6933.5227 | 0 | 6933.5227 | 567.7796 | 4395.4236 | 14307.7586 | 10518.704 | 24826.4626 | 0 | 13026.6174 | 0
475 | Commercial | CloTgsd607 | Two Speed Pool Pump | 4537.6198 | 2309.1521 | 86.159 | 14050.2054 | 15008.4005 | 3579.4247 | 2395.3111 | 2798.3443 | 497.2892 | 542.0609 | 270.7765 | 4108.4708 | 6933.5227 | 0 | 6933.5227 | 567.7796 | 4395.4236 | 14307.7586 | 10518.704 | 24826.4626 | 0 | 13026.6174 | 0
476 | Commercial | CasNgsd701 | Efficient Battery Charger | 3871.2268 | 1970.0309 | 73.5058 | 11986.7978 | 12804.2727 | 3053.7518 | 2043.5367 | 2387.3806 | 424.2575 | 462.454 | 231.0104 | 3505.1024 | 4086.7198 | 0 | 4086.7198 | 744.1909 | 2240.0059 | 8137.506 | 10518.704 | 18656.21 | 0 | 10185.2436 | 0
477 | Commercial | CasTgsd701 | Efficient Battery Charger | 3871.2268 | 1970.0309 | 73.5058 | 11986.7978 | 12804.2727 | 3053.7518 | 2043.5367 | 2387.3806 | 424.2575 | 462.454 | 231.0104 | 3505.1024 | 4086.7198 | 0 | 4086.7198 | 744.1909 | 2240.0059 | 8137.506 | 10518.704 | 18656.21 | 0 | 10185.2436 | 0
478 | Commercial | CgrNgsd701 | Efficient Battery Charger | 3871.2268 | 1970.0309 | 73.5058 | 11986.7978 | 12804.2727 | 3053.7518 | 2043.5367 | 2387.3806 | 424.2575 | 462.454 | 231.0104 | 3505.1024 | 4086.7198 | 0 | 4086.7198 | 744.1909 | 2240.0059 | 8137.506 | 10518.704 | 18656.21 | 0 | 10185.2436 | 0
479 | Commercial | CgrTgsd701 | Efficient Battery Charger | 3871.2268 | 1970.0309 | 73.5058 | 11986.7978 | 12804.2727 | 3053.7518 | 2043.5367 | 2387.3806 | 424.2575 | 462.454 | 231.0104 | 3505.1024 | 4086.7198 | 0 | 4086.7198 | 744.1909 | 2240.0059 | 8137.506 | 10518.704 | 18656.21 | 0 | 10185.2436 | 0
480 | Commercial | CheNgsd701 | Efficient Battery Charger | 3871.2268 | 1970.0309 | 73.5058 | 11986.7978 | 12804.2727 | 3053.7518 | 2043.5367 | 2387.3806 | 424.2575 | 462.454 | 231.0104 | 3505.1024 | 4086.7198 | 0 | 4086.7198 | 744.1909 | 2240.0059 | 8137.506 | 10518.704 | 18656.21 | 0 | 10185.2436 | 0
481 | Commercial | CheTgsd701 | Efficient Battery Charger | 3871.2268 | 1970.0309 | 73.5058 | 11986.7978 | 12804.2727 | 3053.7518 | 2043.5367 | 2387.3806 | 424.2575 | 462.454 | 231.0104 | 3505.1024 | 4086.7198 | 0 | 4086.7198 | 744.1909 | 2240.0059 | 8137.506 | 10518.704 | 18656.21 | 0 | 10185.2436 | 0
482 | Commercial | ChoNgsd701 | Efficient Battery Charger | 3871.2268 | 1970.0309 | 73.5058 | 11986.7978 | 12804.2727 | 3053.7518 | 2043.5367 | 2387.3806 | 424.2575 | 462.454 | 231.0104 | 3505.1024 | 4086.7198 | 0 | 4086.7198 | 744.1909 | 2240.0059 | 8137.506 | 10518.704 | 18656.21 | 0 | 10185.2436 | 0
483 | Commercial | ChoTgsd701 | Efficient Battery Charger | 3871.2268 | 1970.0309 | 73.5058 | 11986.7978 | 12804.2727 | 3053.7518 | 2043.5367 | 2387.3806 | 424.2575 | 462.454 | 231.0104 | 3505.1024 | 4086.7198 | 0 | 4086.7198 | 744.1909 | 2240.0059 | 8137.506 | 10518.704 | 18656.21 | 0 | 10185.2436 | 0
484 | Commercial | CinNgsd701 | Efficient Battery Charger | 3871.2268 | 1970.0309 | 73.5058 | 11986.7978 | 12804.2727 | 3053.7518 | 2043.5367 | 2387.3806 | 424.2575 | 462.454 | 231.0104 | 3505.1024 | 4086.7198 | 0 | 4086.7198 | 744.1909 | 2240.0059 | 8137.506 | 10518.704 | 18656.21 | 0 | 10185.2436 | 0
485 | Commercial | CinTgsd701 | Efficient Battery Charger | 3871.2268 | 1970.0309 | 73.5058 | 11986.7978 | 12804.2727 | 3053.7518 | 2043.5367 | 2387.3806 | 424.2575 | 462.454 | 231.0104 | 3505.1024 | 4086.7198 | 0 | 4086.7198 | 744.1909 | 2240.0059 | 8137.506 | 10518.704 | 18656.21 | 0 | 10185.2436 | 0
486 | Commercial | CloNgsd701 | Efficient Battery Charger | 3871.2268 | 1970.0309 | 73.5058 | 11986.7978 | 12804.2727 | 3053.7518 | 2043.5367 | 2387.3806 | 424.2575 | 462.454 | 231.0104 | 3505.1024 | 4086.7198 | 0 | 4086.7198 | 744.1909 | 2240.0059 | 8137.506 | 10518.704 | 18656.21 | 0 | 10185.2436 | 0
487 | Commercial | CloTgsd701 | Efficient Battery Charger | 3871.2268 | 1970.0309 | 73.5058 | 11986.7978 | 12804.2727 | 3053.7518 | 2043.5367 | 2387.3806 | 424.2575 | 462.454 | 231.0104 | 3505.1024 | 4086.7198 | 0 | 4086.7198 | 744.1909 | 2240.0059 | 8137.506 | 10518.704 | 18656.21 | 0 | 10185.2436 | 0
488 | Commercial | CofNgsd701 | Efficient Battery Charger | 3871.2268 | 1970.0309 | 73.5058 | 11986.7978 | 12804.2727 | 3053.7518 | 2043.5367 | 2387.3806 | 424.2575 | 462.454 | 231.0104 | 3505.1024 | 4086.7198 | 0 | 4086.7198 | 744.1909 | 2240.0059 | 8137.506 | 10518.704 | 18656.21 | 0 | 10185.2436 | 0
489 | Commercial | CofTgsd701 | Efficient Battery Charger | 3871.2268 | 1970.0309 | 73.5058 | 11986.7978 | 12804.2727 | 3053.7518 | 2043.5367 | 2387.3806 | 424.2575 | 462.454 | 231.0104 | 3505.1024 | 4086.7198 | 0 | 4086.7198 | 744.1909 | 2240.0059 | 8137.506 | 10518.704 | 18656.21 | 0 | 10185.2436 | 0
490 | Commercial | CrtNgsd701 | Efficient Battery Charger | 3871.2268 | 1970.0309 | 73.5058 | 11986.7978 | 12804.2727 | 3053.7518 | 2043.5367 | 2387.3806 | 424.2575 | 462.454 | 231.0104 | 3505.1024 | 4086.7198 | 0 | 4086.7198 | 744.1909 | 2240.0059 | 8137.506 | 10518.704 | 18656.21 | 0 | 10185.2436 | 0
491 | Commercial | CrtTgsd701 | Efficient Battery Charger | 3871.2268 | 1970.0309 | 73.5058 | 11986.7978 | 12804.2727 | 3053.7518 | 2043.5367 | 2387.3806 | 424.2575 | 462.454 | 231.0104 | 3505.1024 | 4086.7198 | 0 | 4086.7198 | 744.1909 | 2240.0059 | 8137.506 | 10518.704 | 18656.21 | 0 | 10185.2436 | 0
492 | Commercial | CwaNgsd701 | Efficient Battery Charger | 3871.2268 | 1970.0309 | 73.5058 | 11986.7978 | 12804.2727 | 3053.7518 | 2043.5367 | 2387.3806 | 424.2575 | 462.454 | 231.0104 | 3505.1024 | 4086.7198 | 0 | 4086.7198 | 744.1909 | 2240.0059 | 8137.506 | 10518.704 | 18656.21 | 0 | 10185.2436 | 0
493 | Commercial | CwaTgsd701 | Efficient Battery Charger | 3871.2268 | 1970.0309 | 73.5058 | 11986.7978 | 12804.2727 | 3053.7518 | 2043.5367 | 2387.3806 | 424.2575 | 462.454 | 231.0104 | 3505.1024 | 4086.7198 | 0 | 4086.7198 | 744.1909 | 2240.0059 | 8137.506 | 10518.704 | 18656.21 | 0 | 10185.2436 | 0
494 | Commercial | CasEgsd801 | Anti-Sweat Controls | 4558.0612 | 2319.5545 | 86.5472 | 14113.4998 | 15076.0114 | 3595.5496 | 2406.1017 | 2810.9505 | 499.5294 | 544.5028 | 271.9963 | 4126.979 | 25126.738 | 0 | 25126.738 | 1160.8607 | 5572.2761 | 55793.1239 | 10518.704 | 66311.8279 | 0 | 29263.7707 | 0
495 | Commercial | CcoEgsd801 | Anti-Sweat Controls | 4443.4568 | 2261.2334 | 84.3711 | 13758.6407 | 14696.9517 | 3505.1458 | 2345.6045 | 2740.2741 | 486.9696 | 530.8122 | 265.1574 | 4023.2133 | 15665.2541 | 0 | 15665.2541 | 1160.8607 | 2379.6427 | 34390.523 | 10518.704 | 44909.227 | 0 | 18038.0005 | 0
496 | Commercial | CgrEgsd801 | Anti-Sweat Controls | 4558.0612 | 2319.5545 | 86.5472 | 14113.4998 | 15076.0114 | 3595.5496 | 2406.1017 | 2810.9505 | 499.5294 | 544.5028 | 271.9963 | 4126.979 | 25126.738 | 0 | 25126.738 | 1160.8607 | 5572.2761 | 55793.1239 | 10518.704 | 66311.8279 | 0 | 29263.7707 | 0
497 | Commercial | CheEgsd801 | Anti-Sweat Controls | 4443.4568 | 2261.2334 | 84.3711 | 13758.6407 | 14696.9517 | 3505.1458 | 2345.6045 | 2740.2741 | 486.9696 | 530.8122 | 265.1574 | 4023.2133 | 15665.2541 | 0 | 15665.2541 | 1160.8607 | 2379.6427 | 34390.523 | 10518.704 | 44909.227 | 0 | 18038.0005 | 0
498 | Commercial | ChoEgsd801 | Anti-Sweat Controls | 4443.4568 | 2261.2334 | 84.3711 | 13758.6407 | 14696.9517 | 3505.1458 | 2345.6045 | 2740.2741 | 486.9696 | 530.8122 | 265.1574 | 4023.2133 | 15665.2541 | 0 | 15665.2541 | 1160.8607 | 2379.6427 | 34390.523 | 10518.704 | 44909.227 | 0 | 18038.0005 | 0
499 | Commercial | CloEgsd801 | Anti-Sweat Controls | 4443.4568 | 2261.2334 | 84.3711 | 13758.6407 | 14696.9517 | 3505.1458 | 2345.6045 | 2740.2741 | 486.9696 | 530.8122 | 265.1574 | 4023.2133 | 15665.2541 | 0 | 15665.2541 | 1160.8607 | 2379.6427 | 34390.523 | 10518.704 | 44909.227 | 0 | 18038.0005 | 0
500 | Commercial | CreEgsd801 | Anti-Sweat Controls | 4443.4568 | 2261.2334 | 84.3711 | 13758.6407 | 14696.9517 | 3505.1458 | 2345.6045 | 2740.2741 | 486.9696 | 530.8122 | 265.1574 | 4023.2133 | 15665.2541 | 0 | 15665.2541 | 1160.8607 | 2379.6427 | 34390.523 | 10518.704 | 44909.227 | 0 | 18038.0005 | 0
501 | Commercial | CrtEgsd801 | Anti-Sweat Controls | 4558.0612 | 2319.5545 | 86.5472 | 14113.4998 | 15076.0114 | 3595.5496 | 2406.1017 | 2810.9505 | 499.5294 | 544.5028 | 271.9963 | 4126.979 | 25126.738 | 0 | 25126.738 | 1160.8607 | 5572.2761 | 55793.1239 | 10518.704 | 66311.8279 | 0 | 29263.7707 | 0
502 | Commercial | CscEgsd801 | Anti-Sweat Controls | 4443.4568 | 2261.2334 | 84.3711 | 13758.6407 | 14696.9517 | 3505.1458 | 2345.6045 | 2740.2741 | 486.9696 | 530.8122 | 265.1574 | 4023.2133 | 15665.2541 | 0 | 15665.2541 | 1160.8607 | 2379.6427 | 34390.523 | 10518.704 | 44909.227 | 0 | 18038.0005 | 0
503 | Commercial | CasEgsd808 | PSC to ECM Evaporator Fan Motor (Reach-In) | 3933.8094 | 2001.8787 | 74.6941 | 12180.5776 | 13011.2679 | 3103.1191 | 2076.5727 | 2425.9752 | 431.1161 | 469.9301 | 234.7449 | 3561.7663 | 14679.5726 | 0 | 14679.5726 | 417.2665 | 10313.8371 | 32036.3026 | 10518.704 | 42555.0066 | 0 | 21937.5045 | 0
504 | Commercial | CasNgsd808 | PSC to ECM Evaporator Fan Motor (Reach-In) | 3933.8094 | 2001.8787 | 74.6941 | 12180.5776 | 13011.2679 | 3103.1191 | 2076.5727 | 2425.9752 | 431.1161 | 469.9301 | 234.7449 | 3561.7663 | 14679.5726 | 0 | 14679.5726 | 417.2665 | 10313.8371 | 32036.3026 | 10518.704 | 42555.0066 | 0 | 21937.5045 | 0
505 | Commercial | CcoEgsd808 | PSC to ECM Evaporator Fan Motor (Reach-In) | 4443.4568 | 2261.2335 | 84.3711 | 13758.6408 | 14696.9518 | 3505.1459 | 2345.6045 | 2740.2741 | 486.9696 | 530.8122 | 265.1574 | 4023.2134 | 15665.2521 | 0 | 15665.2521 | 417.2665 | 11206.67 | 34390.5186 | 10518.704 | 44909.2226 | 0 | 23549.6031 | 0
506 | Commercial | CcoNgsd808 | PSC to ECM Evaporator Fan Motor (Reach-In) | 4443.4568 | 2261.2335 | 84.3711 | 13758.6408 | 14696.9518 | 3505.1459 | 2345.6045 | 2740.2741 | 486.9696 | 530.8122 | 265.1574 | 4023.2134 | 15665.2521 | 0 | 15665.2521 | 417.2665 | 11206.67 | 34390.5186 | 10518.704 | 44909.2226 | 0 | 23549.6031 | 0
507 | Commercial | CgrEgsd808 | PSC to ECM Evaporator Fan Motor (Reach-In) | 3933.8094 | 2001.8787 | 74.6941 | 12180.5776 | 13011.2679 | 3103.1191 | 2076.5727 | 2425.9752 | 431.1161 | 469.9301 | 234.7449 | 3561.7663 | 14679.5726 | 0 | 14679.5726 | 417.2665 | 10313.8371 | 32036.3026 | 10518.704 | 42555.0066 | 0 | 21937.5045 | 0
508 | Commercial | CgrNgsd808 | PSC to ECM Evaporator Fan Motor (Reach-In) | 3933.8094 | 2001.8787 | 74.6941 | 12180.5776 | 13011.2679 | 3103.1191 | 2076.5727 | 2425.9752 | 431.1161 | 469.9301 | 234.7449 | 3561.7663 | 14679.5726 | 0 | 14679.5726 | 417.2665 | 10313.8371 | 32036.3026 | 10518.704 | 42555.0066 | 0 | 21937.5045 | 0
509 | Commercial | CheEgsd808 | PSC to ECM Evaporator Fan Motor (Reach-In) | 4443.4568 | 2261.2335 | 84.3711 | 13758.6408 | 14696.9518 | 3505.1459 | 2345.6045 | 2740.2741 | 486.9696 | 530.8122 | 265.1574 | 4023.2134 | 15665.2521 | 0 | 15665.2521 | 417.2665 | 11206.67 | 34390.5186 | 10518.704 | 44909.2226 | 0 | 23549.6031 | 0
510 | Commercial | CheNgsd808 | PSC to ECM Evaporator Fan Motor (Reach-In) | 4443.4568 | 2261.2335 | 84.3711 | 13758.6408 | 14696.9518 | 3505.1459 | 2345.6045 | 2740.2741 | 486.9696 | 530.8122 | 265.1574 | 4023.2134 | 15665.2521 | 0 | 15665.2521 | 417.2665 | 11206.67 | 34390.5186 | 10518.704 | 44909.2226 | 0 | 23549.6031 | 0
511 | Commercial | ChoEgsd808 | PSC to ECM Evaporator Fan Motor (Reach-In) | 4443.4568 | 2261.2335 | 84.3711 | 13758.6408 | 14696.9518 | 3505.1459 | 2345.6045 | 2740.2741 | 486.9696 | 530.8122 | 265.1574 | 4023.2134 | 15665.2521 | 0 | 15665.2521 | 417.2665 | 11206.67 | 34390.5186 | 10518.704 | 44909.2226 | 0 | 23549.6031 | 0
512 | Commercial | ChoNgsd808 | PSC to ECM Evaporator Fan Motor (Reach-In) | 4443.4568 | 2261.2335 | 84.3711 | 13758.6408 | 14696.9518 | 3505.1459 | 2345.6045 | 2740.2741 | 486.9696 | 530.8122 | 265.1574 | 4023.2134 | 15665.2521 | 0 | 15665.2521 | 417.2665 | 11206.67 | 34390.5186 | 10518.704 | 44909.2226 | 0 | 23549.6031 | 0
513 | Commercial | CloEgsd808 | PSC to ECM Evaporator Fan Motor (Reach-In) | 4443.4568 | 2261.2335 | 84.3711 | 13758.6408 | 14696.9518 | 3505.1459 | 2345.6045 | 2740.2741 | 486.9696 | 530.8122 | 265.1574 | 4023.2134 | 15665.2521 | 0 | 15665.2521 | 417.2665 | 11206.67 | 34390.5186 | 10518.704 | 44909.2226 | 0 | 23549.6031 | 0
514 | Commercial | CloNgsd808 | PSC to ECM Evaporator Fan Motor (Reach-In) | 4443.4568 | 2261.2335 | 84.3711 | 13758.6408 | 14696.9518 | 3505.1459 | 2345.6045 | 2740.2741 | 486.9696 | 530.8122 | 265.1574 | 4023.2134 | 15665.2521 | 0 | 15665.2521 | 417.2665 | 11206.67 | 34390.5186 | 10518.704 | 44909.2226 | 0 | 23549.6031 | 0
515 | Commercial | CreEgsd808 | PSC to ECM Evaporator Fan Motor (Reach-In) | 4443.4568 | 2261.2335 | 84.3711 | 13758.6408 | 14696.9518 | 3505.1459 | 2345.6045 | 2740.2741 | 486.9696 | 530.8122 | 265.1574 | 4023.2134 | 15665.2521 | 0 | 15665.2521 | 417.2665 | 11206.67 | 34390.5186 | 10518.704 | 44909.2226 | 0 | 23549.6031 | 0
516 | Commercial | CreNgsd808 | PSC to ECM Evaporator Fan Motor (Reach-In) | 4443.4568 | 2261.2335 | 84.3711 | 13758.6408 | 14696.9518 | 3505.1459 | 2345.6045 | 2740.2741 | 486.9696 | 530.8122 | 265.1574 | 4023.2134 | 15665.2521 | 0 | 15665.2521 | 417.2665 | 11206.67 | 34390.5186 | 10518.704 | 44909.2226 | 0 | 23549.6031 | 0
517 | Commercial | CrtEgsd808 | PSC to ECM Evaporator Fan Motor (Reach-In) | 3933.8094 | 2001.8787 | 74.6941 | 12180.5776 | 13011.2679 | 3103.1191 | 2076.5727 | 2425.9752 | 431.1161 | 469.9301 | 234.7449 | 3561.7663 | 14679.5726 | 0 | 14679.5726 | 417.2665 | 10313.8371 | 32036.3026 | 10518.704 | 42555.0066 | 0 | 21937.5045 | 0
518 | Commercial | CrtNgsd808 | PSC to ECM Evaporator Fan Motor (Reach-In) | 3933.8094 | 2001.8787 | 74.6941 | 12180.5776 | 13011.2679 | 3103.1191 | 2076.5727 | 2425.9752 | 431.1161 | 469.9301 | 234.7449 | 3561.7663 | 14679.5726 | 0 | 14679.5726 | 417.2665 | 10313.8371 | 32036.3026 | 10518.704 | 42555.0066 | 0 | 21937.5045 | 0
519 | Commercial | CscEgsd808 | PSC to ECM Evaporator Fan Motor (Reach-In) | 4443.4568 | 2261.2335 | 84.3711 | 13758.6408 | 14696.9518 | 3505.1459 | 2345.6045 | 2740.2741 | 486.9696 | 530.8122 | 265.1574 | 4023.2134 | 15665.2521 | 0 | 15665.2521 | 417.2665 | 11206.67 | 34390.5186 | 10518.704 | 44909.2226 | 0 | 23549.6031 | 0
520 | Commercial | CscNgsd808 | PSC to ECM Evaporator Fan Motor (Reach-In) | 4443.4568 | 2261.2335 | 84.3711 | 13758.6408 | 14696.9518 | 3505.1459 | 2345.6045 | 2740.2741 | 486.9696 | 530.8122 | 265.1574 | 4023.2134 | 15665.2521 | 0 | 15665.2521 | 417.2665 | 11206.67 | 34390.5186 | 10518.704 | 44909.2226 | 0 | 23549.6031 | 0
521 | Commercial | CgrNgsd814 | Energy Star Commercial Glass Door Refrigerator | 4106.1973 | 2089.6052 | 77.9673 | 12714.3564 | 13581.4493 | 3239.1044 | 2167.5725 | 2532.2866 | 450.0085 | 490.5234 | 245.0319 | 3717.8504 | 14035.3419 | 0 | 14035.3419 | 847.9325 | 1913.5573 | 30531.9482 | 10518.704 | 41050.6522 | 0 | 12431.2351 | 0
522 | Commercial | CgrTgsd814 | Energy Star Commercial Glass Door Refrigerator | 4106.1973 | 2089.6052 | 77.9673 | 12714.3564 | 13581.4493 | 3239.1044 | 2167.5725 | 2532.2866 | 450.0085 | 490.5234 | 245.0319 | 3717.8504 | 14035.3419 | 0 | 14035.3419 | 847.9325 | 1913.5573 | 30531.9482 | 10518.704 | 41050.6522 | 0 | 12431.2351 | 0
523 | Commercial | CrtNgsd814 | Energy Star Commercial Glass Door Refrigerator | 4106.1973 | 2089.6052 | 77.9673 | 12714.3564 | 13581.4493 | 3239.1044 | 2167.5725 | 2532.2866 | 450.0085 | 490.5234 | 245.0319 | 3717.8504 | 14035.3419 | 0 | 14035.3419 | 847.9325 | 1913.5573 | 30531.9482 | 10518.704 | 41050.6522 | 0 | 12431.2351 | 0
524 | Commercial | CrtTgsd814 | Energy Star Commercial Glass Door Refrigerator | 4106.1973 | 2089.6052 | 77.9673 | 12714.3564 | 13581.4493 | 3239.1044 | 2167.5725 | 2532.2866 | 450.0085 | 490.5234 | 245.0319 | 3717.8504 | 14035.3419 | 0 | 14035.3419 | 847.9325 | 1913.5573 | 30531.9482 | 10518.704 | 41050.6522 | 0 | 12431.2351 | 0
525 | Commercial | CgrNgsd816 | Energy Star Commercial Solid Door Refrigerator | 4396.4721 | 2237.3234 | 83.479 | 12932.051 | 13813.9902 | 3514.5328 | 2320.8023 | 2689.5472 | 481.242 | 520.9846 | 262.0388 | 3953.8126 | 13742.6933 | 0 | 13742.6933 | 776.4202 | 2591.7717 | 29852.9402 | 10617.8427 | 40470.783 | 0 | 13197.9255 | 0
526 | Commercial | CgrTgsd816 | Energy Star Commercial Solid Door Refrigerator | 4396.4721 | 2237.3234 | 83.479 | 12932.051 | 13813.9902 | 3514.5328 | 2320.8023 | 2689.5472 | 481.242 | 520.9846 | 262.0388 | 3953.8126 | 13742.6933 | 0 | 13742.6933 | 776.4202 | 2591.7717 | 29852.9402 | 10617.8427 | 40470.783 | 0 | 13197.9255 | 0
527 | Commercial | CrtNgsd816 | Energy Star Commercial Solid Door Refrigerator | 4396.4721 | 2237.3234 | 83.479 | 12932.051 | 13813.9902 | 3514.5328 | 2320.8023 | 2689.5472 | 481.242 | 520.9846 | 262.0388 | 3953.8126 | 13742.6933 | 0 | 13742.6933 | 776.4202 | 2591.7717 | 29852.9402 | 10617.8427 | 40470.783 | 0 | 13197.9255 | 0
528 | Commercial | CrtTgsd816 | Energy Star Commercial Solid Door Refrigerator | 4396.4721 | 2237.3234 | 83.479 | 12932.051 | 13813.9902 | 3514.5328 | 2320.8023 | 2689.5472 | 481.242 | 520.9846 | 262.0388 | 3953.8126 | 13742.6933 | 0 | 13742.6933 | 776.4202 | 2591.7717 | 29852.9402 | 10617.8427 | 40470.783 | 0 | 13197.9255 | 0
529 | Commercial | CasEgsd905 | Hot Water Pipe Insulation | 4639.0013 | 2360.7442 | 88.084 | 14364.1213 | 15343.7248 | 3659.3978 | 2448.8282 | 2860.8661 | 508.3998 | 554.1718 | 276.8263 | 4200.2641 | 17975.0687 | 0 | 17975.0687 | 814.9618 | 54.1257 | 39913.0692 | 10518.704 | 50431.7732 | 0 | 11670.4974 | 0
530 | Commercial | CasNgsd905 | Hot Water Pipe Insulation | 4639.0013 | 2360.7442 | 88.084 | 14364.1213 | 15343.7248 | 3659.3978 | 2448.8282 | 2860.8661 | 508.3998 | 554.1718 | 276.8263 | 4200.2641 | 17975.0687 | 0 | 17975.0687 | 814.9618 | 54.1257 | 39913.0692 | 10518.704 | 50431.7732 | 0 | 11670.4974 | 0
531 | Commercial | CcoEgsd905 | Hot Water Pipe Insulation | 4554.3844 | 2317.6835 | 86.4774 | 14102.1151 | 15063.8503 | 3592.6492 | 2404.1608 | 2808.683 | 499.1264 | 544.0635 | 271.7769 | 4123.6499 | 17591.0973 | 0 | 17591.0973 | 814.9618 | 10.2047 | 39060.473 | 10518.704 | 49579.177 | 0 | 11421.1998 | 0
532 | Commercial | CcoNgsd905 | Hot Water Pipe Insulation | 4554.3844 | 2317.6835 | 86.4774 | 14102.1151 | 15063.8503 | 3592.6492 | 2404.1608 | 2808.683 | 499.1264 | 544.0635 | 271.7769 | 4123.6499 | 17591.0973 | 0 | 17591.0973 | 814.9618 | 10.2047 | 39060.473 | 10518.704 | 49579.177 | 0 | 11421.1998 | 0
533 | Commercial | CgrEgsd905 | Hot Water Pipe Insulation | 5052.2523 | 2571.0438 | 95.9307 | 15643.7044 | 16710.5729 | 3985.3839 | 2666.9745 | 3115.7175 | 553.689 | 603.5385 | 301.4865 | 4574.4316 | 25518.4202 | 0 | 25518.4202 | 814.9618 | 916.9802 | 56662.8416 | 10518.704 | 67181.5457 | 0 | 16568.0951 | 0
534 | Commercial | CgrNgsd905 | Hot Water Pipe Insulation | 5052.2523 | 2571.0438 | 95.9307 | 15643.7044 | 16710.5729 | 3985.3839 | 2666.9745 | 3115.7175 | 553.689 | 603.5385 | 301.4865 | 4574.4316 | 25518.4202 | 0 | 25518.4202 | 814.9618 | 916.9802 | 56662.8416 | 10518.704 | 67181.5457 | 0 | 16568.0951 | 0
535 | Commercial | CheEgsd905 | Hot Water Pipe Insulation | 4639.0013 | 2360.7442 | 88.084 | 14364.1213 | 15343.7248 | 3659.3978 | 2448.8282 | 2860.8661 | 508.3998 | 554.1718 | 276.8263 | 4200.2641 | 17975.0687 | 0 | 17975.0687 | 814.9618 | 54.1257 | 39913.0692 | 10518.704 | 50431.7732 | 0 | 11670.4974 | 0
536 | Commercial | CheNgsd905 | Hot Water Pipe Insulation | 4639.0013 | 2360.7442 | 88.084 | 14364.1213 | 15343.7248 | 3659.3978 | 2448.8282 | 2860.8661 | 508.3998 | 554.1718 | 276.8263 | 4200.2641 | 17975.0687 | 0 | 17975.0687 | 814.9618 | 54.1257 | 39913.0692 | 10518.704 | 50431.7732 | 0 | 11670.4974 | 0
537 | Commercial | ChoEgsd905 | Hot Water Pipe Insulation | 4554.3844 | 2317.6835 | 86.4774 | 14102.1151 | 15063.8503 | 3592.6492 | 2404.1608 | 2808.683 | 499.1264 | 544.0635 | 271.7769 | 4123.6499 | 17591.0973 | 0 | 17591.0973 | 814.9618 | 10.2047 | 39060.473 | 10518.704 | 49579.177 | 0 | 11421.1998 | 0
538 | Commercial | ChoNgsd905 | Hot Water Pipe Insulation | 4554.3844 | 2317.6835 | 86.4774 | 14102.1151 | 15063.8503 | 3592.6492 | 2404.1608 | 2808.683 | 499.1264 | 544.0635 | 271.7769 | 4123.6499 | 17591.0973 | 0 | 17591.0973 | 814.9618 | 10.2047 | 39060.473 | 10518.704 | 49579.177 | 0 | 11421.1998 | 0
539 | Commercial | CinEgsd905 | Hot Water Pipe Insulation | 4639.0013 | 2360.7442 | 88.084 | 14364.1213 | 15343.7248 | 3659.3978 | 2448.8282 | 2860.8661 | 508.3998 | 554.1718 | 276.8263 | 4200.2641 | 17975.0687 | 0 | 17975.0687 | 814.9618 | 54.1257 | 39913.0692 | 10518.704 | 50431.7732 | 0 | 11670.4974 | 0
540 | Commercial | CinNgsd905 | Hot Water Pipe Insulation | 4639.0013 | 2360.7442 | 88.084 | 14364.1213 | 15343.7248 | 3659.3978 | 2448.8282 | 2860.8661 | 508.3998 | 554.1718 | 276.8263 | 4200.2641 | 17975.0687 | 0 | 17975.0687 | 814.9618 | 54.1257 | 39913.0692 | 10518.704 | 50431.7732 | 0 | 11670.4974 | 0
541 | Commercial | CloEgsd905 | Hot Water Pipe Insulation | 5052.2523 | 2571.0438 | 95.9307 | 15643.7044 | 16710.5729 | 3985.3839 | 2666.9745 | 3115.7175 | 553.689 | 603.5385 | 301.4865 | 4574.4316 | 25518.4202 | 0 | 25518.4202 | 814.9618 | 916.9802 | 56662.8416 | 10518.704 | 67181.5457 | 0 | 16568.0951 | 0
542 | Commercial | CloNgsd905 | Hot Water Pipe Insulation | 5052.2523 | 2571.0438 | 95.9307 | 15643.7044 | 16710.5729 | 3985.3839 | 2666.9745 | 3115.7175 | 553.689 | 603.5385 | 301.4865 | 4574.4316 | 25518.4202 | 0 | 25518.4202 | 814.9618 | 916.9802 | 56662.8416 | 10518.704 | 67181.5457 | 0 | 16568.0951 | 0
543 | Commercial | CmiEgsd905 | Hot Water Pipe Insulation | 4639.0013 | 2360.7442 | 88.084 | 14364.1213 | 15343.7248 | 3659.3978 | 2448.8282 | 2860.8661 | 508.3998 | 554.1718 | 276.8263 | 4200.2641 | 17975.0687 | 0 | 17975.0687 | 814.9618 | 54.1257 | 39913.0692 | 10518.704 | 50431.7732 | 0 | 11670.4974 | 0
544 | Commercial | CmiNgsd905 | Hot Water Pipe Insulation | 4639.0013 | 2360.7442 | 88.084 | 14364.1213 | 15343.7248 | 3659.3978 | 2448.8282 | 2860.8661 | 508.3998 | 554.1718 | 276.8263 | 4200.2641 | 17975.0687 | 0 | 17975.0687 | 814.9618 | 54.1257 | 39913.0692 | 10518.704 | 50431.7732 | 0 | 11670.4974 | 0
545 | Commercial | CofEgsd905 | Hot Water Pipe Insulation | 4639.0013 | 2360.7442 | 88.084 | 14364.1213 | 15343.7248 | 3659.3978 | 2448.8282 | 2860.8661 | 508.3998 | 554.1718 | 276.8263 | 4200.2641 | 17975.0687 | 0 | 17975.0687 | 814.9618 | 54.1257 | 39913.0692 | 10518.704 | 50431.7732 | 0 | 11670.4974 | 0
546 | Commercial | CofNgsd905 | Hot Water Pipe Insulation | 4639.0013 | 2360.7442 | 88.084 | 14364.1213 | 15343.7248 | 3659.3978 | 2448.8282 | 2860.8661 | 508.3998 | 554.1718 | 276.8263 | 4200.2641 | 17975.0687 | 0 | 17975.0687 | 814.9618 | 54.1257 | 39913.0692 | 10518.704 | 50431.7732 | 0 | 11670.4974 | 0
547 | Commercial | CreEgsd905 | Hot Water Pipe Insulation | 5052.2523 | 2571.0438 | 95.9307 | 15643.7044 | 16710.5729 | 3985.3839 | 2666.9745 | 3115.7175 | 553.689 | 603.5385 | 301.4865 | 4574.4316 | 25518.4202 | 0 | 25518.4202 | 814.9618 | 916.9802 | 56662.8416 | 10518.704 | 67181.5457 | 0 | 16568.0951 | 0
548 | Commercial | CreNgsd905 | Hot Water Pipe Insulation | 5052.2523 | 2571.0438 | 95.9307 | 15643.7044 | 16710.5729 | 3985.3839 | 2666.9745 | 3115.7175 | 553.689 | 603.5385 | 301.4865 | 4574.4316 | 25518.4202 | 0 | 25518.4202 | 814.9618 | 916.9802 | 56662.8416 | 10518.704 | 67181.5457 | 0 | 16568.0951 | 0
549 | Commercial | CrtEgsd905 | Hot Water Pipe Insulation | 5052.2523 | 2571.0438 | 95.9307 | 15643.7044 | 16710.5729 | 3985.3839 | 2666.9745 | 3115.7175 | 553.689 | 603.5385 | 301.4865 | 4574.4316 | 25518.4202 | 0 | 25518.4202 | 814.9618 | 916.9802 | 56662.8416 | 10518.704 | 67181.5457 | 0 | 16568.0951 | 0
550 | Commercial | CrtNgsd905 | Hot Water Pipe Insulation | 5052.2523 | 2571.0438 | 95.9307 | 15643.7044 | 16710.5729 | 3985.3839 | 2666.9745 | 3115.7175 | 553.689 | 603.5385 | 301.4865 | 4574.4316 | 25518.4202 | 0 | 25518.4202 | 814.9618 | 916.9802 | 56662.8416 | 10518.704 | 67181.5457 | 0 | 16568.0951 | 0
551 | Commercial | CscEgsd905 | Hot Water Pipe Insulation | 4639.0013 | 2360.7442 | 88.084 | 14364.1213 | 15343.7248 | 3659.3978 | 2448.8282 | 2860.8661 | 508.3998 | 554.1718 | 276.8263 | 4200.2641 | 17975.0687 | 0 | 17975.0687 | 814.9618 | 54.1257 | 39913.0692 | 10518.704 | 50431.7732 | 0 | 11670.4974 | 0
552 | Commercial | CscNgsd905 | Hot Water Pipe Insulation | 4639.0013 | 2360.7442 | 88.084 | 14364.1213 | 15343.7248 | 3659.3978 | 2448.8282 | 2860.8661 | 508.3998 | 554.1718 | 276.8263 | 4200.2641 | 17975.0687 | 0 | 17975.0687 | 814.9618 | 54.1257 | 39913.0692 | 10518.704 | 50431.7732 | 0 | 11670.4974 | 0
553 | Commercial | CwaEgsd905 | Hot Water Pipe Insulation | 4639.0013 | 2360.7442 | 88.084 | 14364.1213 | 15343.7248 | 3659.3978 | 2448.8282 | 2860.8661 | 508.3998 | 554.1718 | 276.8263 | 4200.2641 | 17975.0687 | 0 | 17975.0687 | 814.9618 | 54.1257 | 39913.0692 | 10518.704 | 50431.7732 | 0 | 11670.4974 | 0
554 | Commercial | CwaNgsd905 | Hot Water Pipe Insulation | 4639.0013 | 2360.7442 | 88.084 | 14364.1213 | 15343.7248 | 3659.3978 | 2448.8282 | 2860.8661 | 508.3998 | 554.1718 | 276.8263 | 4200.2641 | 17975.0687 | 0 | 17975.0687 | 814.9618 | 54.1257 | 39913.0692 | 10518.704 | 50431.7732 | 0 | 11670.4974 | 0
555 | Commercial | CinNgsd909 | Solar Water Heater | 4218.5998 | 2146.8058 | 80.1016 | 13062.3975 | 13953.2261 | 3327.7712 | 2226.9074 | 2601.6051 | 462.327 | 503.9509 | 251.7394 | 3819.6224 | 10161.7612 | 0 | 10161.7612 | 660.672 | 8824.0057 | 21617.8891 | 10518.704 | 32136.5931 | 0 | 17960.6663 | 0
556 | Commercial | CinTgsd909 | Solar Water Heater | 4218.5998 | 2146.8058 | 80.1016 | 13062.3975 | 13953.2261 | 3327.7712 | 2226.9074 | 2601.6051 | 462.327 | 503.9509 | 251.7394 | 3819.6224 | 10161.7612 | 0 | 10161.7612 | 660.672 | 8824.0057 | 21617.8891 | 10518.704 | 32136.5931 | 0 | 17960.6663 | 0
557 | Commercial | CasNgsd911 | Heat Pump Water Heater | 4519.9449 | 2300.1575 | 85.8234 | 13295.2414 | 14201.9495 | 3613.2368 | 2385.9809 | 2765.0819 | 494.7575 | 535.6162 | 269.398 | 4064.8535 | 9087.4138 | 0 | 9087.4138 | 898.9844 | 2728.7599 | 19175.6009 | 10617.8427 | 29793.4437 | 0 | 12104.0094 | 0
558 | Commercial | CasTgsd911 | Heat Pump Water Heater | 4519.9449 | 2300.1575 | 85.8234 | 13295.2414 | 14201.9495 | 3613.2368 | 2385.9809 | 2765.0819 | 494.7575 | 535.6162 | 269.398 | 4064.8535 | 9087.4138 | 0 | 9087.4138 | 898.9844 | 2728.7599 | 19175.6009 | 10617.8427 | 29793.4437 | 0 | 12104.0094 | 0
559 | Commercial | CheNgsd911 | Heat Pump Water Heater | 4519.9449 | 2300.1575 | 85.8234 | 13295.2414 | 14201.9495 | 3613.2368 | 2385.9809 | 2765.0819 | 494.7575 | 535.6162 | 269.398 | 4064.8535 | 9087.4138 | 0 | 9087.4138 | 898.9844 | 497.8455 | 19175.6009 | 10617.8427 | 29793.4437 | 0 | 9078.0073 | 0
560 | Commercial | CheTgsd911 | Heat Pump Water Heater | 4519.9449 | 2300.1575 | 85.8234 | 13295.2414 | 14201.9495 | 3613.2368 | 2385.9809 | 2765.0819 | 494.7575 | 535.6162 | 269.398 | 4064.8535 | 9087.4138 | 0 | 9087.4138 | 898.9844 | 497.8455 | 19175.6009 | 10617.8427 | 29793.4437 | 0 | 9078.0073 | 0
561 | Commercial | CscEgsd921 | Retro-Commissioning | 6304.7296 | 3208.4177 | 119.7124 | 18545.1158 | 19809.8545 | 5039.9909 | 3328.1301 | 3856.9261 | 690.1217 | 747.1142 | 375.7748 | 5669.9368 | 12350.7198 | 0 | 12350.7198 | 1710.9354 | 3700.003 | 26671.0047 | 10617.8427 | 37288.8474 | 0 | 24233.1422 | 0
562 | Commercial | CcoNgsld101 | Efficient Exhaust Hood | 4139.3644 | 2106.4837 | 78.5971 | 12817.0546 | 13691.1513 | 3265.2677 | 2185.0808 | 2552.7407 | 453.6434 | 494.4855 | 247.0111 | 3747.8808 | 9625.9455 | 0 | 9625.9455 | 721.5234 | 2554.7739 | 32208.4113 | 10518.704 | 42727.1154 | 0 | 9799.7383 | 0
563 | Commercial | CcoTgsld101 | Efficient Exhaust Hood | 4139.3644 | 2106.4837 | 78.5971 | 12817.0546 | 13691.1513 | 3265.2677 | 2185.0808 | 2552.7407 | 453.6434 | 494.4855 | 247.0111 | 3747.8808 | 9625.9455 | 0 | 9625.9455 | 721.5234 | 2554.7739 | 32208.4113 | 10518.704 | 42727.1154 | 0 | 9799.7383 | 0
564 | Commercial | CheNgsld101 | Efficient Exhaust Hood | 4139.3644 | 2106.4837 | 78.5971 | 12817.0546 | 13691.1513 | 3265.2677 | 2185.0808 | 2552.7407 | 453.6434 | 494.4855 | 247.0111 | 3747.8808 | 9625.9455 | 0 | 9625.9455 | 721.5234 | 2554.7739 | 32208.4113 | 10518.704 | 42727.1154 | 0 | 9799.7383 | 0
565 | Commercial | CheTgsld101 | Efficient Exhaust Hood | 4139.3644 | 2106.4837 | 78.5971 | 12817.0546 | 13691.1513 | 3265.2677 | 2185.0808 | 2552.7407 | 453.6434 | 494.4855 | 247.0111 | 3747.8808 | 9625.9455 | 0 | 9625.9455 | 721.5234 | 2554.7739 | 32208.4113 | 10518.704 | 42727.1154 | 0 | 9799.7383 | 0
566 | Commercial | ChoNgsld101 | Efficient Exhaust Hood | 4139.3644 | 2106.4837 | 78.5971 | 12817.0546 | 13691.1513 | 3265.2677 | 2185.0808 | 2552.7407 | 453.6434 | 494.4855 | 247.0111 | 3747.8808 | 9625.9455 | 0 | 9625.9455 | 721.5234 | 2554.7739 | 32208.4113 | 10518.704 | 42727.1154 | 0 | 9799.7383 | 0
567 | Commercial | ChoTgsld101 | Efficient Exhaust Hood | 4139.3644 | 2106.4837 | 78.5971 | 12817.0546 | 13691.1513 | 3265.2677 | 2185.0808 | 2552.7407 | 453.6434 | 494.4855 | 247.0111 | 3747.8808 | 9625.9455 | 0 | 9625.9455 | 721.5234 | 2554.7739 | 32208.4113 | 10518.704 | 42727.1154 | 0 | 9799.7383 | 0
568 | Commercial | CloNgsld101 | Efficient Exhaust Hood | 4139.3644 | 2106.4837 | 78.5971 | 12817.0546 | 13691.1513 | 3265.2677 | 2185.0808 | 2552.7407 | 453.6434 | 494.4855 | 247.0111 | 3747.8808 | 9625.9455 | 0 | 9625.9455 | 721.5234 | 2554.7739 | 32208.4113 | 10518.704 | 42727.1154 | 0 | 9799.7383 | 0
569 | Commercial | CloTgsld101 | Efficient Exhaust Hood | 4139.3644 | 2106.4837 | 78.5971 | 12817.0546 | 13691.1513 | 3265.2677 | 2185.0808 | 2552.7407 | 453.6434 | 494.4855 | 247.0111 | 3747.8808 | 9625.9455 | 0 | 9625.9455 | 721.5234 | 2554.7739 | 32208.4113 | 10518.704 | 42727.1154 | 0 | 9799.7383 | 0
570 | Commercial | CreNgsld101 | Efficient Exhaust Hood | 4139.3644 | 2106.4837 | 78.5971 | 12817.0546 | 13691.1513 | 3265.2677 | 2185.0808 | 2552.7407 | 453.6434 | 494.4855 | 247.0111 | 3747.8808 | 9625.9455 | 0 | 9625.9455 | 721.5234 | 2554.7739 | 32208.4113 | 10518.704 | 42727.1154 | 0 | 9799.7383 | 0
571 | Commercial | CreTgsld101 | Efficient Exhaust Hood | 4139.3644 | 2106.4837 | 78.5971 | 12817.0546 | 13691.1513 | 3265.2677 | 2185.0808 | 2552.7407 | 453.6434 | 494.4855 | 247.0111 | 3747.8808 | 9625.9455 | 0 | 9625.9455 | 721.5234 | 2554.7739 | 32208.4113 | 10518.704 | 42727.1154 | 0 | 9799.7383 | 0
572 | Commercial | CscNgsld101 | Efficient Exhaust Hood | 4139.3644 | 2106.4837 | 78.5971 | 12817.0546 | 13691.1513 | 3265.2677 | 2185.0808 | 2552.7407 | 453.6434 | 494.4855 | 247.0111 | 3747.8808 | 9625.9455 | 0 | 9625.9455 | 721.5234 | 2554.7739 | 32208.4113 | 10518.704 | 42727.1154 | 0 | 9799.7383 | 0
573 | Commercial | CscTgsld101 | Efficient Exhaust Hood | 4139.3644 | 2106.4837 | 78.5971 | 12817.0546 | 13691.1513 | 3265.2677 | 2185.0808 | 2552.7407 | 453.6434 | 494.4855 | 247.0111 | 3747.8808 | 9625.9455 | 0 | 9625.9455 | 721.5234 | 2554.7739 | 32208.4113 | 10518.704 | 42727.1154 | 0 | 9799.7383 | 0
574 | Commercial | CcoNgsld103 | Energy Star Commercial Oven | 4451.4361 | 2265.294 | 84.5226 | 13093.7254 | 13986.6905 | 3558.471 | 2349.8166 | 2723.1715 | 487.2585 | 527.4978 | 265.3147 | 4003.2425 | 12694.3789 | 0 | 12694.3789 | 776.4202 | 1939.0913 | 43361.5159 | 10617.8427 | 53979.3586 | 0 | 11766.2475 | 0
575 | Commercial | CcoTgsld103 | Energy Star Commercial Oven | 4451.4361 | 2265.294 | 84.5226 | 13093.7254 | 13986.6905 | 3558.471 | 2349.8166 | 2723.1715 | 487.2585 | 527.4978 | 265.3147 | 4003.2425 | 12694.3789 | 0 | 12694.3789 | 776.4202 | 1939.0913 | 43361.5159 | 10617.8427 | 53979.3586 | 0 | 11766.2475 | 0
576 | Commercial | CheNgsld103 | Energy Star Commercial Oven | 4451.4361 | 2265.294 | 84.5226 | 13093.7254 | 13986.6905 | 3558.471 | 2349.8166 | 2723.1715 | 487.2585 | 527.4978 | 265.3147 | 4003.2425 | 12694.3789 | 0 | 12694.3789 | 776.4202 | 1939.0913 | 43361.5159 | 10617.8427 | 53979.3586 | 0 | 11766.2475 | 0
577 | Commercial | CheTgsld103 | Energy Star Commercial Oven | 4451.4361 | 2265.294 | 84.5226 | 13093.7254 | 13986.6905 | 3558.471 | 2349.8166 | 2723.1715 | 487.2585 | 527.4978 | 265.3147 | 4003.2425 | 12694.3789 | 0 | 12694.3789 | 776.4202 | 1939.0913 | 43361.5159 | 10617.8427 | 53979.3586 | 0 | 11766.2475 | 0
578 | Commercial | ChoNgsld103 | Energy Star Commercial Oven | 4451.4361 | 2265.294 | 84.5226 | 13093.7254 | 13986.6905 | 3558.471 | 2349.8166 | 2723.1715 | 487.2585 | 527.4978 | 265.3147 | 4003.2425 | 12694.3789 | 0 | 12694.3789 | 776.4202 | 1939.0913 | 43361.5159 | 10617.8427 | 53979.3586 | 0 | 11766.2475 | 0
579 | Commercial | ChoTgsld103 | Energy Star Commercial Oven | 4451.4361 | 2265.294 | 84.5226 | 13093.7254 | 13986.6905 | 3558.471 | 2349.8166 | 2723.1715 | 487.2585 | 527.4978 | 265.3147 | 4003.2425 | 12694.3789 | 0 | 12694.3789 | 776.4202 | 1939.0913 | 43361.5159 | 10617.8427 | 53979.3586 | 0 | 11766.2475 | 0
580 | Commercial | CloNgsld103 | Energy Star Commercial Oven | 4451.4361 | 2265.294 | 84.5226 | 13093.7254 | 13986.6905 | 3558.471 | 2349.8166 | 2723.1715 | 487.2585 | 527.4978 | 265.3147 | 4003.2425 | 12694.3789 | 0 | 12694.3789 | 776.4202 | 1939.0913 | 43361.5159 | 10617.8427 | 53979.3586 | 0 | 11766.2475 | 0
581 | Commercial | CloTgsld103 | Energy Star Commercial Oven | 4451.4361 | 2265.294 | 84.5226 | 13093.7254 | 13986.6905 | 3558.471 | 2349.8166 | 2723.1715 | 487.2585 | 527.4978 | 265.3147 | 4003.2425 | 12694.3789 | 0 | 12694.3789 | 776.4202 | 1939.0913 | 43361.5159 | 10617.8427 | 53979.3586 | 0 | 11766.2475 | 0
582 | Commercial | CreNgsld103 | Energy Star Commercial Oven | 4451.4361 | 2265.294 | 84.5226 | 13093.7254 | 13986.6905 | 3558.471 | 2349.8166 | 2723.1715 | 487.2585 | 527.4978 | 265.3147 | 4003.2425 | 12694.3789 | 0 | 12694.3789 | 776.4202 | 1939.0913 | 43361.5159 | 10617.8427 | 53979.3586 | 0 | 11766.2475 | 0
583 | Commercial | CreTgsld103 | Energy Star Commercial Oven | 4451.4361 | 2265.294 | 84.5226 | 13093.7254 | 13986.6905 | 3558.471 | 2349.8166 | 2723.1715 | 487.2585 | 527.4978 | 265.3147 | 4003.2425 | 12694.3789 | 0 | 12694.3789 | 776.4202 | 1939.0913 | 43361.5159 | 10617.8427 | 53979.3586 | 0 | 11766.2475 | 0
584 | Commercial | CscNgsld103 | Energy Star Commercial Oven | 4451.4361 | 2265.294 | 84.5226 | 13093.7254 | 13986.6905 | 3558.471 | 2349.8166 | 2723.1715 | 487.2585 | 527.4978 | 265.3147 | 4003.2425 | 12694.3789 | 0 | 12694.3789 | 776.4202 | 1939.0913 | 43361.5159 | 10617.8427 | 53979.3586 | 0 | 11766.2475 | 0
585 | Commercial | CscTgsld103 | Energy Star Commercial Oven | 4451.4361 | 2265.294 | 84.5226 | 13093.7254 | 13986.6905 | 3558.471 | 2349.8166 | 2723.1715 | 487.2585 | 527.4978 | 265.3147 | 4003.2425 | 12694.3789 | 0 | 12694.3789 | 776.4202 | 1939.0913 | 43361.5159 | 10617.8427 | 53979.3586 | 0 | 11766.2475 | 0
586 | Commercial | CinNgsld119 | ENERGY STAR Water Cooler | 4794.2554 | 2439.7516 | 91.032 | 14102.1151 | 15063.8503 | 3832.5202 | 2530.7835 | 2932.8917 | 524.7838 | 568.1221 | 285.7475 | 4311.545 | 11904.6691 | 0 | 11904.6691 | 3808.855 | 274.1816 | 40487.4735 | 10617.8427 | 51105.3163 | 0 | 10559.3125 | 0
587 | Commercial | CinTgsld119 | ENERGY STAR Water Cooler | 4794.2554 | 2439.7516 | 91.032 | 14102.1151 | 15063.8503 | 3832.5202 | 2530.7835 | 2932.8917 | 524.7838 | 568.1221 | 285.7475 | 4311.545 | 11904.6691 | 0 | 11904.6691 | 3808.855 | 274.1816 | 40487.4735 | 10617.8427 | 51105.3163 | 0 | 10559.3125 | 0
588 | Commercial | CofNgsld119 | ENERGY STAR Water Cooler | 4794.2554 | 2439.7516 | 91.032 | 14102.1151 | 15063.8503 | 3832.5202 | 2530.7835 | 2932.8917 | 524.7838 | 568.1221 | 285.7475 | 4311.545 | 11904.6691 | 0 | 11904.6691 | 3808.855 | 274.1816 | 40487.4735 | 10617.8427 | 51105.3163 | 0 | 10559.3125 | 0
589 | Commercial | CofTgsld119 | ENERGY STAR Water Cooler | 4794.2554 | 2439.7516 | 91.032 | 14102.1151 | 15063.8503 | 3832.5202 | 2530.7835 | 2932.8917 | 524.7838 | 568.1221 | 285.7475 | 4311.545 | 11904.6691 | 0 | 11904.6691 | 3808.855 | 274.1816 | 40487.4735 | 10617.8427 | 51105.3163 | 0 | 10559.3125 | 0
590 | Commercial | CheEgsld203 | Ceiling Insulation(R2 to R38) | 4131.9516 | 2102.7114 | 78.4563 | 12758.6027 | 13628.7132 | 3261.8412 | 2181.1677 | 2547.0772 | 452.802 | 493.3884 | 246.553 | 3739.8207 | 4376.5642 | 0 | 4376.5642 | 632.2974 | 65.5131 | 13797.3184 | 14872.023 | 28669.3414 | 0 | 4998.4255 | 0
591 | Commercial | CofEgsld203 | Ceiling Insulation(R2 to R38) | 4131.9516 | 2102.7114 | 78.4563 | 12758.6027 | 13628.7132 | 3261.8412 | 2181.1677 | 2547.0772 | 452.802 | 493.3884 | 246.553 | 3739.8207 | 4376.5642 | 0 | 4376.5642 | 632.2974 | 65.5131 | 13797.3184 | 14872.023 | 28669.3414 | 0 | 4998.4255 | 0
592 | Commercial | CrtEgsld207 | Wall Insulation | 5433.5834 | 2765.0996 | 103.1713 | 16824.4511 | 17971.844 | 4286.1904 | 2868.2709 | 3350.8839 | 595.4801 | 649.092 | 324.2419 | 4919.6979 | 10256.4984 | 0 | 10256.4984 | 632.2974 | 8557.0904 | 34504.685 | 10518.704 | 45023.389 | 0 | 16795.657 | 0
593 | Commercial | CasEgsld302 | Chilled Water System - Variable Speed Drives | 4581.5703 | 2331.5181 | 86.9936 | 14102.1151 | 15063.8503 | 3619.8351 | 2418.5117 | 2822.8527 | 502.0369 | 546.8081 | 273.3617 | 4145.0594 | 17590.8973 | 0 | 17590.8973 | 814.9618 | 5094.0281 | 61682.5767 | 11040.5152 | 72723.0919 | 0 | 18084.0752 | 0
594 | Commercial | CasNgsld302 | Chilled Water System - Variable Speed Drives | 4581.5703 | 2331.5181 | 86.9936 | 14102.1151 | 15063.8503 | 3619.8351 | 2418.5117 | 2822.8527 | 502.0369 | 546.8081 | 273.3617 | 4145.0594 | 17590.8973 | 0 | 17590.8973 | 814.9618 | 5094.0281 | 61682.5767 | 11040.5152 | 72723.0919 | 0 | 18084.0752 | 0
595 | Commercial | CcoEgsld302 | Chilled Water System - Variable Speed Drives | 4581.5703 | 2331.5181 | 86.9936 | 14102.1151 | 15063.8503 | 3619.8351 | 2418.5117 | 2822.8527 | 502.0369 | 546.8081 | 273.3617 | 4145.0594 | 17590.8973 | 0 | 17590.8973 | 814.9618 | 5094.0281 | 61682.5767 | 11040.5152 | 72723.0919 | 0 | 18084.0752 | 0
596 | Commercial | CcoNgsld302 | Chilled Water System - Variable Speed Drives | 4581.5703 | 2331.5181 | 86.9936 | 14102.1151 | 15063.8503 | 3619.8351 | 2418.5117 | 2822.8527 | 502.0369 | 546.8081 | 273.3617 | 4145.0594 | 17590.8973 | 0 | 17590.8973 | 814.9618 | 5094.0281 | 61682.5767 | 11040.5152 | 72723.0919 | 0 | 18084.0752 | 0
597 | Commercial | CgrEgsld302 | Chilled Water System - Variable Speed Drives | 4581.5703 | 2331.5181 | 86.9936 | 14102.1151 | 15063.8503 | 3619.8351 | 2418.5117 | 2822.8527 | 502.0369 | 546.8081 | 273.3617 | 4145.0594 | 17590.8973 | 0 | 17590.8973 | 814.9618 | 5094.0281 | 61682.5767 | 11040.5152 | 72723.0919 | 0 | 18084.0752 | 0
598 | Commercial | CgrNgsld302 | Chilled Water System - Variable Speed Drives | 4581.5703 | 2331.5181 | 86.9936 | 14102.1151 | 15063.8503 | 3619.8351 | 2418.5117 | 2822.8527 | 502.0369 | 546.8081 | 273.3617 | 4145.0594 | 17590.8973 | 0 | 17590.8973 | 814.9618 | 5094.0281 | 61682.5767 | 11040.5152 | 72723.0919 | 0 | 18084.0752 | 0
599 | Commercial | CheEgsld302 | Chilled Water System - Variable Speed Drives | 4581.5703 | 2331.5181 | 86.9936 | 14102.1151 | 15063.8503 | 3619.8351 | 2418.5117 | 2822.8527 | 502.0369 | 546.8081 | 273.3617 | 4145.0594 | 17590.8973 | 0 | 17590.8973 | 814.9618 | 5094.0281 | 61682.5767 | 11040.5152 | 72723.0919 | 0 | 18084.0752 | 0
600 | Commercial | CheNgsld302 | Chilled Water System - Variable Speed Drives | 4581.5703 | 2331.5181 | 86.9936 | 14102.1151 | 15063.8503 | 3619.8351 | 2418.5117 | 2822.8527 | 502.0369 | 546.8081 | 273.3617 | 4145.0594 | 17590.8973 | 0 | 17590.8973 | 814.9618 | 5094.0281 | 61682.5767 | 11040.5152 | 72723.0919 | 0 | 18084.0752 | 0
601 | Commercial | ChoEgsld302 | Chilled Water System - Variable Speed Drives | 4581.5703 | 2331.5181 | 86.9936 | 14102.1151 | 15063.8503 | 3619.8351 | 2418.5117 | 2822.8527 | 502.0369 | 546.8081 | 273.3617 | 4145.0594 | 17590.8973 | 0 | 17590.8973 | 814.9618 | 5094.0281 | 61682.5767 | 11040.5152 | 72723.0919 | 0 | 18084.0752 | 0
602 | Commercial | ChoNgsld302 | Chilled Water System - Variable Speed Drives | 4581.5703 | 2331.5181 | 86.9936 | 14102.1151 | 15063.8503 | 3619.8351 | 2418.5117 | 2822.8527 | 502.0369 | 546.8081 | 273.3617 | 4145.0594 | 17590.8973 | 0 | 17590.8973 | 814.9618 | 5094.0281 | 61682.5767 | 11040.5152 | 72723.0919 | 0 | 18084.0752 | 0
603 | Commercial | CinEgsld302 | Chilled Water System - Variable Speed Drives | 4581.5703 | 2331.5181 | 86.9936 | 14102.1151 | 15063.8503 | 3619.8351 | 2418.5117 | 2822.8527 | 502.0369 | 546.8081 | 273.3617 | 4145.0594 | 17590.8973 | 0 | 17590.8973 | 814.9618 | 5094.0281 | 61682.5767 | 11040.5152 | 72723.0919 | 0 | 18084.0752 | 0
604 | Commercial | CinNgsld302 | Chilled Water System - Variable Speed Drives | 4581.5703 | 2331.5181 | 86.9936 | 14102.1151 | 15063.8503 | 3619.8351 | 2418.5117 | 2822.8527 | 502.0369 | 546.8081 | 273.3617 | 4145.0594 | 17590.8973 | 0 | 17590.8973 | 814.9618 | 5094.0281 | 61682.5767 | 11040.5152 | 72723.0919 | 0 | 18084.0752 | 0
605 | Commercial | CloEgsld302 | Chilled Water System - Variable Speed Drives | 4581.5703 | 2331.5181 | 86.9936 | 14102.1151 | 15063.8503 | 3619.8351 | 2418.5117 | 2822.8527 | 502.0369 | 546.8081 | 273.3617 | 4145.0594 | 17590.8973 | 0 | 17590.8973 | 814.9618 | 5094.0281 | 61682.5767 | 11040.5152 | 72723.0919 | 0 | 18084.0752 | 0
606 | Commercial | CloNgsld302 | Chilled Water System - Variable Speed Drives | 4581.5703 | 2331.5181 | 86.9936 | 14102.1151 | 15063.8503 | 3619.8351 | 2418.5117 | 2822.8527 | 502.0369 | 546.8081 | 273.3617 | 4145.0594 | 17590.8973 | 0 | 17590.8973 | 814.9618 | 5094.0281 | 61682.5767 | 11040.5152 | 72723.0919 | 0 | 18084.0752 | 0
607 | Commercial | CmiEgsld302 | Chilled Water System - Variable Speed Drives | 4581.5703 | 2331.5181 | 86.9936 | 14102.1151 | 15063.8503 | 3619.8351 | 2418.5117 | 2822.8527 | 502.0369 | 546.8081 | 273.3617 | 4145.0594 | 17590.8973 | 0 | 17590.8973 | 814.9618 | 5094.0281 | 61682.5767 | 11040.5152 | 72723.0919 | 0 | 18084.0752 | 0
608 | Commercial | CmiNgsld302 | Chilled Water System - Variable Speed Drives | 4581.5703 | 2331.5181 | 86.9936 | 14102.1151 | 15063.8503 | 3619.8351 | 2418.5117 | 2822.8527 | 502.0369 | 546.8081 | 273.3617 | 4145.0594 | 17590.8973 | 0 | 17590.8973 | 814.9618 | 5094.0281 | 61682.5767 | 11040.5152 | 72723.0919 | 0 | 18084.0752 | 0
609 | Commercial | CofEgsld302 | Chilled Water System - Variable Speed Drives | 4581.5703 | 2331.5181 | 86.9936 | 14102.1151 | 15063.8503 | 3619.8351 | 2418.5117 | 2822.8527 | 502.0369 | 546.8081 | 273.3617 | 4145.0594 | 17590.8973 | 0 | 17590.8973 | 814.9618 | 5094.0281 | 61682.5767 | 11040.5152 | 72723.0919 | 0 | 18084.0752 | 0
610 | Commercial | CofNgsld302 | Chilled Water System - Variable Speed Drives | 4581.5703 | 2331.5181 | 86.9936 | 14102.1151 | 15063.8503 | 3619.8351 | 2418.5117 | 2822.8527 | 502.0369 | 546.8081 | 273.3617 | 4145.0594 | 17590.8973 | 0 | 17590.8973 | 814.9618 | 5094.0281 | 61682.5767 | 11040.5152 | 72723.0919 | 0 | 18084.0752 | 0
611 | Commercial | CreEgsld302 | Chilled Water System - Variable Speed Drives | 4581.5703 | 2331.5181 | 86.9936 | 14102.1151 | 15063.8503 | 3619.8351 | 2418.5117 | 2822.8527 | 502.0369 | 546.8081 | 273.3617 | 4145.0594 | 17590.8973 | 0 | 17590.8973 | 814.9618 | 5094.0281 | 61682.5767 | 11040.5152 | 72723.0919 | 0 | 18084.0752 | 0
612 | Commercial | CreNgsld302 | Chilled Water System - Variable Speed Drives | 4581.5703 | 2331.5181 | 86.9936 | 14102.1151 | 15063.8503 | 3619.8351 | 2418.5117 | 2822.8527 | 502.0369 | 546.8081 | 273.3617 | 4145.0594 | 17590.8973 | 0 | 17590.8973 | 814.9618 | 5094.0281 | 61682.5767 | 11040.5152 | 72723.0919 | 0 | 18084.0752 | 0
613 | Commercial | CrtEgsld302 | Chilled Water System - Variable Speed Drives | 4581.5703 | 2331.5181 | 86.9936 | 14102.1151 | 15063.8503 | 3619.8351 | 2418.5117 | 2822.8527 | 502.0369 | 546.8081 | 273.3617 | 4145.0594 | 17590.8973 | 0 | 17590.8973 | 814.9618 | 5094.0281 | 61682.5767 | 11040.5152 | 72723.0919 | 0 | 18084.0752 | 0
614 | Commercial | CrtNgsld302 | Chilled Water System - Variable Speed Drives | 4581.5703 | 2331.5181 | 86.9936 | 14102.1151 | 15063.8503 | 3619.8351 | 2418.5117 | 2822.8527 | 502.0369 | 546.8081 | 273.3617 | 4145.0594 | 17590.8973 | 0 | 17590.8973 | 814.9618 | 5094.0281 | 61682.5767 | 11040.5152 | 72723.0919 | 0 | 18084.0752 | 0
615 | Commercial | CscEgsld302 | Chilled Water System - Variable Speed Drives | 4581.5703 | 2331.5181 | 86.9936 | 14102.1151 | 15063.8503 | 3619.8351 | 2418.5117 | 2822.8527 | 502.0369 | 546.8081 | 273.3617 | 4145.0594 | 17590.8973 | 0 | 17590.8973 | 814.9618 | 5094.0281 | 61682.5767 | 11040.5152 | 72723.0919 | 0 | 18084.0752 | 0
616 | Commercial | CscNgsld302 | Chilled Water System - Variable Speed Drives | 4581.5703 | 2331.5181 | 86.9936 | 14102.1151 | 15063.8503 | 3619.8351 | 2418.5117 | 2822.8527 | 502.0369 | 546.8081 | 273.3617 | 4145.0594 | 17590.8973 | 0 | 17590.8973 | 814.9618 | 5094.0281 | 61682.5767 | 11040.5152 | 72723.0919 | 0 | 18084.0752 | 0
617 | Commercial | CwaEgsld302 | Chilled Water System - Variable Speed Drives | 4581.5703 | 2331.5181 | 86.9936 | 14102.1151 | 15063.8503 | 3619.8351 | 2418.5117 | 2822.8527 | 502.0369 | 546.8081 | 273.3617 | 4145.0594 | 17590.8973 | 0 | 17590.8973 | 814.9618 | 5094.0281 | 61682.5767 | 11040.5152 | 72723.0919 | 0 | 18084.0752 | 0
618 | Commercial | CwaNgsld302 | Chilled Water System - Variable Speed Drives | 4581.5703 | 2331.5181 | 86.9936 | 14102.1151 | 15063.8503 | 3619.8351 | 2418.5117 | 2822.8527 | 502.0369 | 546.8081 | 273.3617 | 4145.0594 | 17590.8973 | 0 | 17590.8973 | 814.9618 | 5094.0281 | 61682.5767 | 11040.5152 | 72723.0919 | 0 | 18084.0752 | 0
619 | Commercial | CasNgsld303 | High Efficiency Chiller (Air Cooled, 50 tons) | 4018.1057 | 2044.7762 | 76.2946 | 12441.591 | 13290.0819 | 3169.6148 | 2121.0709 | 2477.9606 | 440.3543 | 480.0001 | 239.7752 | 3638.0901 | 2550.8519 | 0 | 2550.8519 | 365.666 | 331.1887 | 7788.1667 | 10518.704 | 18306.8708 | 0 | 3700.1915 | 0
620 | Commercial | CasTgsld303 | High Efficiency Chiller (Air Cooled, 50 tons) | 4018.1057 | 2044.7762 | 76.2946 | 12441.591 | 13290.0819 | 3169.6148 | 2121.0709 | 2477.9606 | 440.3543 | 480.0001 | 239.7752 | 3638.0901 | 2550.8519 | 0 | 2550.8519 | 365.666 | 331.1887 | 7788.1667 | 10518.704 | 18306.8708 | 0 | 3700.1915 | 0
621 | Commercial | CcoNgsld303 | High Efficiency Chiller (Air Cooled, 50 tons) | 4018.1057 | 2044.7762 | 76.2946 | 12441.591 | 13290.0819 | 3169.6148 | 2121.0709 | 2477.9606 | 440.3543 | 480.0001 | 239.7752 | 3638.0901 | 2811.9809 | 0 | 2811.9809 | 365.666 | 264.1645 | 8640.2764 | 10518.704 | 19158.9804 | 0 | 3700.1915 | 0
622 | Commercial | CcoTgsld303 | High Efficiency Chiller (Air Cooled, 50 tons) | 4018.1057 | 2044.7762 | 76.2946 | 12441.591 | 13290.0819 | 3169.6148 | 2121.0709 | 2477.9606 | 440.3543 | 480.0001 | 239.7752 | 3638.0901 | 2811.9809 | 0 | 2811.9809 | 365.666 | 264.1645 | 8640.2764 | 10518.704 | 19158.9804 | 0 | 3700.1915 | 0
623 | Commercial | CgrNgsld303 | High Efficiency Chiller (Air Cooled, 50 tons) | 4018.1057 | 2044.7762 | 76.2946 | 12441.591 | 13290.0819 | 3169.6148 | 2121.0709 | 2477.9606 | 440.3543 | 480.0001 | 239.7752 | 3638.0901 | 1445.4538 | 0 | 1445.4538 | 365.666 | 605.3787 | 4302.2618 | 10518.704 | 14820.9658 | 0 | 3700.1915 | 0
624 | Commercial | CgrTgsld303 | High Efficiency Chiller (Air Cooled, 50 tons) | 4018.1057 | 2044.7762 | 76.2946 | 12441.591 | 13290.0819 | 3169.6148 | 2121.0709 | 2477.9606 | 440.3543 | 480.0001 | 239.7752 | 3638.0901 | 1445.4538 | 0 | 1445.4538 | 365.666 | 605.3787 | 4302.2618 | 10518.704 | 14820.9658 | 0 | 3700.1915 | 0
625 | Commercial | CinNgsld303 | High Efficiency Chiller (Air Cooled, 50 tons) | 4018.1057 | 2044.7762 | 76.2946 | 12441.591 | 13290.0819 | 3169.6148 | 2121.0709 | 2477.9606 | 440.3543 | 480.0001 | 239.7752 | 3638.0901 | 1419.3847 | 0 | 1419.3847 | 365.666 | 612.8779 | 4206.9207 | 10518.704 | 14725.6247 | 0 | 3700.1915 | 0
626 | Commercial | CinTgsld303 | High Efficiency Chiller (Air Cooled, 50 tons) | 4018.1057 | 2044.7762 | 76.2946 | 12441.591 | 13290.0819 | 3169.6148 | 2121.0709 | 2477.9606 | 440.3543 | 480.0001 | 239.7752 | 3638.0901 | 1419.3847 | 0 | 1419.3847 | 365.666 | 612.8779 | 4206.9207 | 10518.704 | 14725.6247 | 0 | 3700.1915 | 0
627 | Commercial | CmiNgsld303 | High Efficiency Chiller (Air Cooled, 50 tons) | 4018.1057 | 2044.7762 | 76.2946 | 12441.591 | 13290.0819 | 3169.6148 | 2121.0709 | 2477.9606 | 440.3543 | 480.0001 | 239.7752 | 3638.0901 | 1461.4699 | 0 | 1461.4699 | 365.666 | 601.6291 | 4349.9322 | 10518.704 | 14868.6362 | 0 | 3700.1915 | 0
628 | Commercial | CmiTgsld303 | High Efficiency Chiller (Air Cooled, 50 tons) | 4018.1057 | 2044.7762 | 76.2946 | 12441.591 | 13290.0819 | 3169.6148 | 2121.0709 | 2477.9606 | 440.3543 | 480.0001 | 239.7752 | 3638.0901 | 1461.4699 | 0 | 1461.4699 | 365.666 | 601.6291 | 4349.9322 | 10518.704 | 14868.6362 | 0 | 3700.1915 | 0
629 | Commercial | CofNgsld303 | High Efficiency Chiller (Air Cooled, 50 tons) | 4018.1057 | 2044.7762 | 76.2946 | 12441.591 | 13290.0819 | 3169.6148 | 2121.0709 | 2477.9606 | 440.3543 | 480.0001 | 239.7752 | 3638.0901 | 2852.7061 | 0 | 2852.7061 | 365.666 | 254.3218 | 8765.4115 | 10518.704 | 19284.1155 | 0 | 3700.1915 | 0
630 | Commercial | CofTgsld303 | High Efficiency Chiller (Air Cooled, 50 tons) | 4018.1057 | 2044.7762 | 76.2946 | 12441.591 | 13290.0819 | 3169.6148 | 2121.0709 | 2477.9606 | 440.3543 | 480.0001 | 239.7752 | 3638.0901 | 2852.7061 | 0 | 2852.7061 | 365.666 | 254.3218 | 8765.4115 | 10518.704 | 19284.1155 | 0 | 3700.1915 | 0
631 | Commercial | CrtNgsld303 | High Efficiency Chiller (Air Cooled, 50 tons) | 4018.1057 | 2044.7762 | 76.2946 | 12441.591 | 13290.0819 | 3169.6148 | 2121.0709 | 2477.9606 | 440.3543 | 480.0001 | 239.7752 | 3638.0901 | 3188.6165 | 0 | 3188.6165 | 365.666 | 165.7373 | 9891.6264 | 10518.704 | 20410.3305 | 0 | 3700.1915 | 0
632 | Commercial | CrtTgsld303 | High Efficiency Chiller (Air Cooled, 50 tons) | 4018.1057 | 2044.7762 | 76.2946 | 12441.591 | 13290.0819 | 3169.6148 | 2121.0709 | 2477.9606 | 440.3543 | 480.0001 | 239.7752 | 3638.0901 | 3188.6165 | 0 | 3188.6165 | 365.666 | 165.7373 | 9891.6264 | 10518.704 | 20410.3305 | 0 | 3700.1915 | 0
633 | Commercial | CscNgsld303 | High Efficiency Chiller (Air Cooled, 50 tons) | 4018.1057 | 2044.7762 | 76.2946 | 12441.591 | 13290.0819 | 3169.6148 | 2121.0709 | 2477.9606 | 440.3543 | 480.0001 | 239.7752 | 3638.0901 | 2798.4057 | 0 | 2798.4057 | 365.666 | 267.4454 | 8598.5644 | 10518.704 | 19117.2684 | 0 | 3700.1915 | 0
634 | Commercial | CscTgsld303 | High Efficiency Chiller (Air Cooled, 50 tons) | 4018.1057 | 2044.7762 | 76.2946 | 12441.591 | 13290.0819 | 3169.6148 | 2121.0709 | 2477.9606 | 440.3543 | 480.0001 | 239.7752 | 3638.0901 | 2798.4057 | 0 | 2798.4057 | 365.666 | 267.4454 | 8598.5644 | 10518.704 | 19117.2684 | 0 | 3700.1915 | 0
635 | Commercial | CwaNgsld303 | High Efficiency Chiller (Air Cooled, 50 tons) | 4018.1057 | 2044.7762 | 76.2946 | 12441.591 | 13290.0819 | 3169.6148 | 2121.0709 | 2477.9606 | 440.3543 | 480.0001 | 239.7752 | 3638.0901 | 651.1325 | 0 | 651.1325 | 365.666 | 795.2026 | 1888.9431 | 10518.704 | 12407.6471 | 0 | 3700.1915 | 0
636 | Commercial | CwaTgsld303 | High Efficiency Chiller (Air Cooled, 50 tons) | 4018.1057 | 2044.7762 | 76.2946 | 12441.591 | 13290.0819 | 3169.6148 | 2121.0709 | 2477.9606 | 440.3543 | 480.0001 | 239.7752 | 3638.0901 | 651.1325 | 0 | 651.1325 | 365.666 | 795.2026 | 1888.9431 | 10518.704 | 12407.6471 | 0 | 3700.1915 | 0
637 | Commercial | CasNgsld304 | High Efficiency Chiller (Water cooled-centrifugal, 200 tons) | 4042.0904 | 2056.9819 | 76.7501 | 12441.591 | 13290.0819 | 3193.5995 | 2133.7319 | 2490.4618 | 442.9221 | 482.4215 | 241.1733 | 3656.9787 | 5827.0815 | 0 | 5827.0815 | 632.2974 | 4409.6598 | 18729.7588 | 11040.5152 | 29770.2741 | 0 | 10086.8511 | 0
638 | Commercial | CasTgsld304 | High Efficiency Chiller (Water cooled-centrifugal, 200 tons) | 4042.0904 | 2056.9819 | 76.7501 | 12441.591 | 13290.0819 | 3193.5995 | 2133.7319 | 2490.4618 | 442.9221 | 482.4215 | 241.1733 | 3656.9787 | 5827.0815 | 0 | 5827.0815 | 632.2974 | 4409.6598 | 18729.7588 | 11040.5152 | 29770.2741 | 0 | 10086.8511 | 0
639 | Commercial | CcoNgsld304 | High Efficiency Chiller (Water cooled-centrifugal, 200 tons) | 4042.0904 | 2056.9819 | 76.7501 | 12441.591 | 13290.0819 | 3193.5995 | 2133.7319 | 2490.4618 | 442.9221 | 482.4215 | 241.1733 | 3656.9787 | 6425.9636 | 0 | 6425.9636 | 632.2974 | 4248.4733 | 20778.9976 | 11040.5152 | 31819.5128 | 0 | 10086.8511 | 0
640 | Commercial | CcoTgsld304 | High Efficiency Chiller (Water cooled-centrifugal, 200 tons) | 4042.0904 | 2056.9819 | 76.7501 | 12441.591 | 13290.0819 | 3193.5995 | 2133.7319 | 2490.4618 | 442.9221 | 482.4215 | 241.1733 | 3656.9787 | 6425.9636 | 0 | 6425.9636 | 632.2974 | 4248.4733 | 20778.9976 | 11040.5152 | 31819.5128 | 0 | 10086.8511 | 0
641 | Commercial | CgrNgsld304 | High Efficiency Chiller (Water cooled-centrifugal, 200 tons) | 4042.0904 | 2056.9819 | 76.7501 | 12441.591 | 13290.0819 | 3193.5995 | 2133.7319 | 2490.4618 | 442.9221 | 482.4215 | 241.1733 | 3656.9787 | 3335.2499 | 0 | 3335.2499 | 632.2974 | 5069.0593 | 10346.5078 | 11040.5152 | 21387.023 | 0 | 10086.8511 | 0
642 | Commercial | CgrTgsld304 | High Efficiency Chiller (Water cooled-centrifugal, 200 tons) | 4042.0904 | 2056.9819 | 76.7501 | 12441.591 | 13290.0819 | 3193.5995 | 2133.7319 | 2490.4618 | 442.9221 | 482.4215 | 241.1733 | 3656.9787 | 3335.2499 | 0 | 3335.2499 | 632.2974 | 5069.0593 | 10346.5078 | 11040.5152 | 21387.023 | 0 | 10086.8511 | 0
643 | Commercial | CheNgsld304 | High Efficiency Chiller (Water cooled-centrifugal, 200 tons) | 4042.0904 | 2056.9819 | 76.7501 | 12441.591 | 13290.0819 | 3193.5995 | 2133.7319 | 2490.4618 | 442.9221 | 482.4215 | 241.1733 | 3656.9787 | 11983.4768 | 0 | 11983.4768 | 632.2974 | 2677.1862 | 40755.4967 | 11040.5152 | 51796.012 | 0 | 10086.8511 | 0
644 | Commercial | CheTgsld304 | High Efficiency Chiller (Water cooled-centrifugal, 200 tons) | 4042.0904 | 2056.9819 | 76.7501 | 12441.591 | 13290.0819 | 3193.5995 | 2133.7319 | 2490.4618 | 442.9221 | 482.4215 | 241.1733 | 3656.9787 | 11983.4768 | 0 | 11983.4768 | 632.2974 | 2677.1862 | 40755.4967 | 11040.5152 | 51796.012 | 0 | 10086.8511 | 0
645 | Commercial | ChoNgsld304 | High Efficiency Chiller (Water cooled-centrifugal, 200 tons) | 4042.0904 | 2056.9819 | 76.7501 | 12441.591 | 13290.0819 | 3193.5995 | 2133.7319 | 2490.4618 | 442.9221 | 482.4215 | 241.1733 | 3656.9787 | 11391.2143 | 0 | 11391.2143 | 632.2974 | 2846.263 | 38605.944 | 11040.5152 | 49646.4592 | 0 | 10086.8511 | 0
646 | Commercial | ChoTgsld304 | High Efficiency Chiller (Water cooled-centrifugal, 200 tons) | 4042.0904 | 2056.9819 | 76.7501 | 12441.591 | 13290.0819 | 3193.5995 | 2133.7319 | 2490.4618 | 442.9221 | 482.4215 | 241.1733 | 3656.9787 | 11391.2143 | 0 | 11391.2143 | 632.2974 | 2846.263 | 38605.944 | 11040.5152 | 49646.4592 | 0 | 10086.8511 | 0
647 | Commercial | CinNgsld304 | High Efficiency Chiller (Water cooled-centrifugal, 200 tons) | 4042.0904 | 2056.9819 | 76.7501 | 12441.591 | 13290.0819 | 3193.5995 | 2133.7319 | 2490.4618 | 442.9221 | 482.4215 | 241.1733 | 3656.9787 | 3261.3386 | 0 | 3261.3386 | 632.2974 | 5087.0942 | 10117.2225 | 11040.5152 | 21157.7378 | 0 | 10086.8511 | 0
648 | Commercial | CinTgsld304 | High Efficiency Chiller (Water cooled-centrifugal, 200 tons) | 4042.0904 | 2056.9819 | 76.7501 | 12441.591 | 13290.0819 | 3193.5995 | 2133.7319 | 2490.4618 | 442.9221 | 482.4215 | 241.1733 | 3656.9787 | 3261.3386 | 0 | 3261.3386 | 632.2974 | 5087.0942 | 10117.2225 | 11040.5152 | 21157.7378 | 0 | 10086.8511 | 0
649 | Commercial | CloNgsld304 | High Efficiency Chiller (Water cooled-centrifugal, 200 tons) | 4042.0904 | 2056.9819 | 76.7501 | 12441.591 | 13290.0819 | 3193.5995 | 2133.7319 | 2490.4618 | 442.9221 | 482.4215 | 241.1733 | 3656.9787 | 9284.7585 | 0 | 9284.7585 | 632.2974 | 3449.3036 | 30939.2111 | 11040.5152 | 41979.7263 | 0 | 10086.8511 | 0
650 | Commercial | CloTgsld304 | High Efficiency Chiller (Water cooled-centrifugal, 200 tons) | 4042.0904 | 2056.9819 | 76.7501 | 12441.591 | 13290.0819 | 3193.5995 | 2133.7319 | 2490.4618 | 442.9221 | 482.4215 | 241.1733 | 3656.9787 | 9284.7585 | 0 | 9284.7585 | 632.2974 | 3449.3036 | 30939.2111 | 11040.5152 | 41979.7263 | 0 | 10086.8511 | 0
651 | Commercial | CmiNgsld304 | High Efficiency Chiller (Water cooled-centrifugal, 200 tons) | 4042.0904 | 2056.9819 | 76.7501 | 12441.591 | 13290.0819 | 3193.5995 | 2133.7319 | 2490.4618 | 442.9221 | 482.4215 | 241.1733 | 3656.9787 | 3372.2055 | 0 | 3372.2055 | 632.2974 | 5060.0419 | 10461.1504 | 11040.5152 | 21501.6657 | 0 | 10086.8511 | 0
652 | Commercial | CmiTgsld304 | High Efficiency Chiller (Water cooled-centrifugal, 200 tons) | 4042.0904 | 2056.9819 | 76.7501 | 12441.591 | 13290.0819 | 3193.5995 | 2133.7319 | 2490.4618 | 442.9221 | 482.4215 | 241.1733 | 3656.9787 | 3372.2055 | 0 | 3372.2055 | 632.2974 | 5060.0419 | 10461.1504 | 11040.5152 | 21501.6657 | 0 | 10086.8511 | 0
653 | Commercial | CofNgsld304 | High Efficiency Chiller (Water cooled-centrifugal, 200 tons) | 4042.0904 | 2056.9819 | 76.7501 | 12441.591 | 13290.0819 | 3193.5995 | 2133.7319 | 2490.4618 | 442.9221 | 482.4215 | 241.1733 | 3656.9787 | 6519.0291 | 0 | 6519.0291 | 632.2974 | 4224.8025 | 21079.9345 | 11040.5152 | 32120.4497 | 0 | 10086.8511 | 0
654 | Commercial | CofTgsld304 | High Efficiency Chiller (Water cooled-centrifugal, 200 tons) | 4042.0904 | 2056.9819 | 76.7501 | 12441.591 | 13290.0819 | 3193.5995 | 2133.7319 | 2490.4618 | 442.9221 | 482.4215 | 241.1733 | 3656.9787 | 6519.0291 | 0 | 6519.0291 | 632.2974 | 4224.8025 | 21079.9345 | 11040.5152 | 32120.4497 | 0 | 10086.8511 | 0
655 | Commercial | CreNgsld304 | High Efficiency Chiller (Water cooled-centrifugal, 200 tons) | 4042.0904 | 2056.9819 | 76.7501 | 12441.591 | 13290.0819 | 3193.5995 | 2133.7319 | 2490.4618 | 442.9221 | 482.4215 | 241.1733 | 3656.9787 | 9108.4385 | 0 | 9108.4385 | 632.2974 | 3495.5179 | 30351.6676 | 11040.5152 | 41392.1829 | 0 | 10086.8511 | 0
656 | Commercial | CreTgsld304 | High Efficiency Chiller (Water cooled-centrifugal, 200 tons) | 4042.0904 | 2056.9819 | 76.7501 | 12441.591 | 13290.0819 | 3193.5995 | 2133.7319 | 2490.4618 | 442.9221 | 482.4215 | 241.1733 | 3656.9787 | 9108.4385 | 0 | 9108.4385 | 632.2974 | 3495.5179 | 30351.6676 | 11040.5152 | 41392.1829 | 0 | 10086.8511 | 0
657 | Commercial | CrtNgsld304 | High Efficiency Chiller (Water cooled-centrifugal, 200 tons) | 4042.0904 | 2056.9819 | 76.7501 | 12441.591 | 13290.0819 | 3193.5995 | 2133.7319 | 2490.4618 | 442.9221 | 482.4215 | 241.1733 | 3656.9787 | 7283.7247 | 0 | 7283.7247 | 632.2974 | 4011.7658 | 23788.3701 | 11040.5152 | 34828.8853 | 0 | 10086.8511 | 0
658 | Commercial | CrtTgsld304 | High Efficiency Chiller (Water cooled-centrifugal, 200 tons) | 4042.0904 | 2056.9819 | 76.7501 | 12441.591 | 13290.0819 | 3193.5995 | 2133.7319 | 2490.4618 | 442.9221 | 482.4215 | 241.1733 | 3656.9787 | 7283.7247 | 0 | 7283.7247 | 632.2974 | 4011.7658 | 23788.3701 | 11040.5152 | 34828.8853 | 0 | 10086.8511 | 0
659 | Commercial | CscNgsld304 | High Efficiency Chiller (Water cooled-centrifugal, 200 tons) | 4042.0904 | 2056.9819 | 76.7501 | 12441.591 | 13290.0819 | 3193.5995 | 2133.7319 | 2490.4618 | 442.9221 | 482.4215 | 241.1733 | 3656.9787 | 6394.9417 | 0 | 6394.9417 | 632.2974 | 4256.3635 | 20678.6853 | 11040.5152 | 31719.2005 | 0 | 10086.8511 | 0
660 | Commercial | CscTgsld304 | High Efficiency Chiller (Water cooled-centrifugal, 200 tons) | 4042.0904 | 2056.9819 | 76.7501 | 12441.591 | 13290.0819 | 3193.5995 | 2133.7319 | 2490.4618 | 442.9221 | 482.4215 | 241.1733 | 3656.9787 | 6394.9417 | 0 | 6394.9417 | 632.2974 | 4256.3635 | 20678.6853 | 11040.5152 | 31719.2005 | 0 | 10086.8511 | 0
661 | Commercial | CheEgsld307 | Facility Energy Management System | 3929.9725 | 1999.9261 | 74.6212 | 12168.697 | 12998.5771 | 3100.0924 | 2074.5473 | 2423.609 | 430.6956 | 469.4717 | 234.5159 | 3558.2922 | 10007.5571 | 0 | 10007.5571 | 417.2665 | 1102.7499 | 33595.4277 | 10518.704 | 44114.1317 | 0 | 8094.9571 | 0
662 | Commercial | CheNgsld307 | Facility Energy Management System | 3929.9725 | 1999.9261 | 74.6212 | 12168.697 | 12998.5771 | 3100.0924 | 2074.5473 | 2423.609 | 430.6956 | 469.4717 | 234.5159 | 3558.2922 | 10007.5571 | 0 | 10007.5571 | 417.2665 | 1102.7499 | 33595.4277 | 10518.704 | 44114.1317 | 0 | 8094.9571 | 0
663 | Commercial | ChoEgsld307 | Facility Energy Management System | 4461.3566 | 2270.3425 | 84.711 | 13814.0653 | 14756.1561 | 3519.2658 | 2355.0534 | 2751.3129 | 488.9313 | 532.9505 | 266.2256 | 4039.4202 | 13856.75 | 0 | 13856.75 | 417.2665 | 2487.1296 | 47563.3072 | 10518.704 | 58082.0112 | 0 | 11460.5751 | 0
664 | Commercial | ChoNgsld307 | Facility Energy Management System | 4461.3566 | 2270.3425 | 84.711 | 13814.0653 | 14756.1561 | 3519.2658 | 2355.0534 | 2751.3129 | 488.9313 | 532.9505 | 266.2256 | 4039.4202 | 13856.75 | 0 | 13856.75 | 417.2665 | 2487.1296 | 47563.3072 | 10518.704 | 58082.0112 | 0 | 11460.5751 | 0
665 | Commercial | CinEgsld307 | Facility Energy Management System | 3929.9725 | 1999.9261 | 74.6212 | 12168.697 | 12998.5771 | 3100.0924 | 2074.5473 | 2423.609 | 430.6956 | 469.4717 | 234.5159 | 3558.2922 | 10007.5571 | 0 | 10007.5571 | 417.2665 | 389.3537 | 33595.4277 | 10518.704 | 44114.1317 | 0 | 7179.8185 | 0
666 | Commercial | CinNgsld307 | Facility Energy Management System | 3929.9725 | 1999.9261 | 74.6212 | 12168.697 | 12998.5771 | 3100.0924 | 2074.5473 | 2423.609 | 430.6956 | 469.4717 | 234.5159 | 3558.2922 | 10007.5571 | 0 | 10007.5571 | 417.2665 | 389.3537 | 33595.4277 | 10518.704 | 44114.1317 | 0 | 7179.8185 | 0
667 | Commercial | CloEgsld307 | Facility Energy Management System | 4185.3359 | 2129.8781 | 79.47 | 12959.3998 | 13843.2042 | 3301.5315 | 2209.3481 | 2581.0913 | 458.6815 | 499.9773 | 249.7544 | 3789.5045 | 8175.9495 | 0 | 8175.9495 | 417.2665 | 4358.6222 | 26982.6238 | 10518.704 | 37501.3278 | 0 | 11518.9285 | 0
668 | Commercial | CloNgsld307 | Facility Energy Management System | 4185.3359 | 2129.8781 | 79.47 | 12959.3998 | 13843.2042 | 3301.5315 | 2209.3481 | 2581.0913 | 458.6815 | 499.9773 | 249.7544 | 3789.5045 | 8175.9495 | 0 | 8175.9495 | 417.2665 | 4358.6222 | 26982.6238 | 10518.704 | 37501.3278 | 0 | 11518.9285 | 0
669 | Commercial | CmiEgsld307 | Facility Energy Management System | 3929.9725 | 1999.9261 | 74.6212 | 12168.697 | 12998.5771 | 3100.0924 | 2074.5473 | 2423.609 | 430.6956 | 469.4717 | 234.5159 | 3558.2922 | 10007.5571 | 0 | 10007.5571 | 417.2665 | 3007.7166 | 33595.4277 | 10518.704 | 44114.1317 | 0 | 10538.6318 | 0
670 | Commercial | CmiNgsld307 | Facility Energy Management System | 3929.9725 | 1999.9261 | 74.6212 | 12168.697 | 12998.5771 | 3100.0924 | 2074.5473 | 2423.609 | 430.6956 | 469.4717 | 234.5159 | 3558.2922 | 10007.5571 | 0 | 10007.5571 | 417.2665 | 3007.7166 | 33595.4277 | 10518.704 | 44114.1317 | 0 | 10538.6318 | 0
671 | Commercial | CofEgsld307 | Facility Energy Management System | 3929.9725 | 1999.9261 | 74.6212 | 12168.697 | 12998.5771 | 3100.0924 | 2074.5473 | 2423.609 | 430.6956 | 469.4717 | 234.5159 | 3558.2922 | 10007.5571 | 0 | 10007.5571 | 417.2665 | 908.2155 | 33595.4277 | 10518.704 | 44114.1317 | 0 | 7845.4101 | 0
672 | Commercial | CofNgsld307 | Facility Energy Management System | 3929.9725 | 1999.9261 | 74.6212 | 12168.697 | 12998.5771 | 3100.0924 | 2074.5473 | 2423.609 | 430.6956 | 469.4717 | 234.5159 | 3558.2922 | 10007.5571 | 0 | 10007.5571 | 417.2665 | 908.2155 | 33595.4277 | 10518.704 | 44114.1317 | 0 | 7845.4101 | 0
673 | Commercial | CrtEgsld307 | Facility Energy Management System | 4185.3359 | 2129.8781 | 79.47 | 12959.3998 | 13843.2042 | 3301.5315 | 2209.3481 | 2581.0913 | 458.6815 | 499.9773 | 249.7544 | 3789.5045 | 8175.9495 | 0 | 8175.9495 | 417.2665 | 6434.6407 | 26982.6238 | 10518.704 | 37501.3278 | 0 | 14182.0269 | 0
674 | Commercial | CrtNgsld307 | Facility Energy Management System | 4185.3359 | 2129.8781 | 79.47 | 12959.3998 | 13843.2042 | 3301.5315 | 2209.3481 | 2581.0913 | 458.6815 | 499.9773 | 249.7544 | 3789.5045 | 8175.9495 | 0 | 8175.9495 | 417.2665 | 6434.6407 | 26982.6238 | 10518.704 | 37501.3278 | 0 | 14182.0269 | 0
675 | Commercial | CheEgsld309 | Programmable Thermostat | 5395.4642 | 2745.7011 | 102.4475 | 16706.4195 | 17845.7629 | 4256.1208 | 2848.1486 | 3327.3758 | 591.3025 | 644.5383 | 321.9672 | 4885.1839 | 5496.7553 | 0 | 5496.7553 | 901.5352 | 3789.3416 | 17642.5947 | 10518.704 | 28161.2987 | 0 | 11130.5107 | 0
676 | Commercial | CheNgsld309 | Programmable Thermostat | 5395.4642 | 2745.7011 | 102.4475 | 16706.4195 | 17845.7629 | 4256.1208 | 2848.1486 | 3327.3758 | 591.3025 | 644.5383 | 321.9672 | 4885.1839 | 5496.7553 | 0 | 5496.7553 | 901.5352 | 3789.3416 | 17642.5947 | 10518.704 | 28161.2987 | 0 | 11130.5107 | 0
677 | Commercial | ChoEgsld309 | Programmable Thermostat | 5395.4642 | 2745.7011 | 102.4475 | 16706.4195 | 17845.7629 | 4256.1208 | 2848.1486 | 3327.3758 | 591.3025 | 644.5383 | 321.9672 | 4885.1839 | 5496.7553 | 0 | 5496.7553 | 901.5352 | 3358.7026 | 17642.5947 | 10518.704 | 28161.2987 | 0 | 10556.3617 | 0
678 | Commercial | ChoNgsld309 | Programmable Thermostat | 5395.4642 | 2745.7011 | 102.4475 | 16706.4195 | 17845.7629 | 4256.1208 | 2848.1486 | 3327.3758 | 591.3025 | 644.5383 | 321.9672 | 4885.1839 | 5496.7553 | 0 | 5496.7553 | 901.5352 | 3358.7026 | 17642.5947 | 10518.704 | 28161.2987 | 0 | 10556.3617 | 0
679 | Commercial | CinEgsld309 | Programmable Thermostat | 5395.4642 | 2745.7011 | 102.4475 | 16706.4195 | 17845.7629 | 4256.1208 | 2848.1486 | 3327.3758 | 591.3025 | 644.5383 | 321.9672 | 4885.1839 | 5496.7553 | 0 | 5496.7553 | 901.5352 | 2662.6716 | 17642.5947 | 10518.704 | 28161.2987 | 0 | 9628.3805 | 0
680 | Commercial | CinNgsld309 | Programmable Thermostat | 5395.4642 | 2745.7011 | 102.4475 | 16706.4195 | 17845.7629 | 4256.1208 | 2848.1486 | 3327.3758 | 591.3025 | 644.5383 | 321.9672 | 4885.1839 | 5496.7553 | 0 | 5496.7553 | 901.5352 | 2662.6716 | 17642.5947 | 10518.704 | 28161.2987 | 0 | 9628.3805 | 0
681 | Commercial | CmiEgsld309 | Programmable Thermostat | 5395.4642 | 2745.7011 | 102.4475 | 16706.4195 | 17845.7629 | 4256.1208 | 2848.1486 | 3327.3758 | 591.3025 | 644.5383 | 321.9672 | 4885.1839 | 5496.7553 | 0 | 5496.7553 | 901.5352 | 5733.9879 | 17642.5947 | 10518.704 | 28161.2987 | 0 | 13723.2055 | 0
682 | Commercial | CmiNgsld309 | Programmable Thermostat | 5395.4642 | 2745.7011 | 102.4475 | 16706.4195 | 17845.7629 | 4256.1208 | 2848.1486 | 3327.3758 | 591.3025 | 644.5383 | 321.9672 | 4885.1839 | 5496.7553 | 0 | 5496.7553 | 901.5352 | 5733.9879 | 17642.5947 | 10518.704 | 28161.2987 | 0 | 13723.2055 | 0
683 | Commercial | CofEgsld309 | Programmable Thermostat | 5395.4642 | 2745.7011 | 102.4475 | 16706.4195 | 17845.7629 | 4256.1208 | 2848.1486 | 3327.3758 | 591.3025 | 644.5383 | 321.9672 | 4885.1839 | 5496.7553 | 0 | 5496.7553 | 901.5352 | 3190.2256 | 17642.5947 | 10518.704 | 28161.2987 | 0 | 10331.7403 | 0
684 | Commercial | CofNgsld309 | Programmable Thermostat | 5395.4642 | 2745.7011 | 102.4475 | 16706.4195 | 17845.7629 | 4256.1208 | 2848.1486 | 3327.3758 | 591.3025 | 644.5383 | 321.9672 | 4885.1839 | 5496.7553 | 0 | 5496.7553 | 901.5352 | 3190.2256 | 17642.5947 | 10518.704 | 28161.2987 | 0 | 10331.7403 | 0
685 | Commercial | CcoEgsld310 | Smart Thermostat | 5395.4642 | 2745.7011 | 102.4475 | 16706.4195 | 17845.7629 | 4256.1208 | 2848.1486 | 3327.3758 | 591.3025 | 644.5383 | 321.9672 | 4885.1839 | 5496.7553 | 0 | 5496.7553 | 521.3698 | 7322.2759 | 17642.5947 | 10518.704 | 28161.2987 | 0 | 15840.7863 | 0
686 | Commercial | CcoNgsld310 | Smart Thermostat | 5395.4642 | 2745.7011 | 102.4475 | 16706.4195 | 17845.7629 | 4256.1208 | 2848.1486 | 3327.3758 | 591.3025 | 644.5383 | 321.9672 | 4885.1839 | 5496.7553 | 0 | 5496.7553 | 521.3698 | 7322.2759 | 17642.5947 | 10518.704 | 28161.2987 | 0 | 15840.7863 | 0
687 | Commercial | CheEgsld310 | Smart Thermostat | 5395.4642 | 2745.7011 | 102.4475 | 16706.4195 | 17845.7629 | 4256.1208 | 2848.1486 | 3327.3758 | 591.3025 | 644.5383 | 321.9672 | 4885.1839 | 5496.7553 | 0 | 5496.7553 | 521.3698 | 146.8367 | 17642.5947 | 10518.704 | 28161.2987 | 0 | 6274.1502 | 0
688 | Commercial | CheNgsld310 | Smart Thermostat | 5395.4642 | 2745.7011 | 102.4475 | 16706.4195 | 17845.7629 | 4256.1208 | 2848.1486 | 3327.3758 | 591.3025 | 644.5383 | 321.9672 | 4885.1839 | 5496.7553 | 0 | 5496.7553 | 521.3698 | 146.8367 | 17642.5947 | 10518.704 | 28161.2987 | 0 | 6274.1502 | 0
689 | Commercial | CloEgsld310 | Smart Thermostat | 5395.4642 | 2745.7011 | 102.4475 | 16706.4195 | 17845.7629 | 4256.1208 | 2848.1486 | 3327.3758 | 591.3025 | 644.5383 | 321.9672 | 4885.1839 | 5496.7553 | 0 | 5496.7553 | 521.3698 | 3322.4737 | 17642.5947 | 10518.704 | 28161.2987 | 0 | 10508.06 | 0
690 | Commercial | CloNgsld310 | Smart Thermostat | 5395.4642 | 2745.7011 | 102.4475 | 16706.4195 | 17845.7629 | 4256.1208 | 2848.1486 | 3327.3758 | 591.3025 | 644.5383 | 321.9672 | 4885.1839 | 5496.7553 | 0 | 5496.7553 | 521.3698 | 3322.4737 | 17642.5947 | 10518.704 | 28161.2987 | 0 | 10508.06 | 0
691 | Commercial | CmiEgsld310 | Smart Thermostat | 5395.4642 | 2745.7011 | 102.4475 | 16706.4195 | 17845.7629 | 4256.1208 | 2848.1486 | 3327.3758 | 591.3025 | 644.5383 | 321.9672 | 4885.1839 | 5496.7553 | 0 | 5496.7553 | 521.3698 | 1243.0131 | 17642.5947 | 10518.704 | 28161.2987 | 0 | 7735.6247 | 0
692 | Commercial | CmiNgsld310 | Smart Thermostat | 5395.4642 | 2745.7011 | 102.4475 | 16706.4195 | 17845.7629 | 4256.1208 | 2848.1486 | 3327.3758 | 591.3025 | 644.5383 | 321.9672 | 4885.1839 | 5496.7553 | 0 | 5496.7553 | 521.3698 | 1243.0131 | 17642.5947 | 10518.704 | 28161.2987 | 0 | 7735.6247 | 0
693 | Commercial | CrtEgsld310 | Smart Thermostat | 5395.4642 | 2745.7011 | 102.4475 | 16706.4195 | 17845.7629 | 4256.1208 | 2848.1486 | 3327.3758 | 591.3025 | 644.5383 | 321.9672 | 4885.1839 | 5496.7553 | 0 | 5496.7553 | 521.3698 | 6057.5709 | 17642.5947 | 10518.704 | 28161.2987 | 0 | 14154.6214 | 0
694 | Commercial | CrtNgsld310 | Smart Thermostat | 5395.4642 | 2745.7011 | 102.4475 | 16706.4195 | 17845.7629 | 4256.1208 | 2848.1486 | 3327.3758 | 591.3025 | 644.5383 | 321.9672 | 4885.1839 | 5496.7553 | 0 | 5496.7553 | 521.3698 | 6057.5709 | 17642.5947 | 10518.704 | 28161.2987 | 0 | 14154.6214 | 0
695 | Commercial | CscEgsld310 | Smart Thermostat | 5395.4642 | 2745.7011 | 102.4475 | 16706.4195 | 17845.7629 | 4256.1208 | 2848.1486 | 3327.3758 | 591.3025 | 644.5383 | 321.9672 | 4885.1839 | 5496.7553 | 0 | 5496.7553 | 521.3698 | 7372.6349 | 17642.5947 | 10518.704 | 28161.2987 | 0 | 15907.9265 | 0
696 | Commercial | CscNgsld310 | Smart Thermostat | 5395.4642 | 2745.7011 | 102.4475 | 16706.4195 | 17845.7629 | 4256.1208 | 2848.1486 | 3327.3758 | 591.3025 | 644.5383 | 321.9672 | 4885.1839 | 5496.7553 | 0 | 5496.7553 | 521.3698 | 7372.6349 | 17642.5947 | 10518.704 | 28161.2987 | 0 | 15907.9265 | 0
697 | Commercial | CheNgsld311 | High Efficiency DX, >135k and <240k Btu/h Elect Heat | 3871.2268 | 1970.0309 | 73.5058 | 11986.7978 | 12804.2727 | 3053.7518 | 2043.5367 | 2387.3806 | 424.2575 | 462.454 | 231.0104 | 3505.1024 | 3985.724 | 0 | 3985.724 | 417.2665 | 4911.9327 | 12488.9625 | 10518.704 | 23007.6665 | 0 | 10579.1216 | 0
698 | Commercial | CheTgsld311 | High Efficiency DX, >135k and <240k Btu/h Elect Heat | 3871.2268 | 1970.0309 | 73.5058 | 11986.7978 | 12804.2727 | 3053.7518 | 2043.5367 | 2387.3806 | 424.2575 | 462.454 | 231.0104 | 3505.1024 | 3985.724 | 0 | 3985.724 | 417.2665 | 4911.9327 | 12488.9625 | 10518.704 | 23007.6665 | 0 | 10579.1216 | 0
699 | Commercial | ChoNgsld311 | High Efficiency DX, >135k and <240k Btu/h Elect Heat | 3871.2268 | 1970.0309 | 73.5058 | 11986.7978 | 12804.2727 | 3053.7518 | 2043.5367 | 2387.3806 | 424.2575 | 462.454 | 231.0104 | 3505.1024 | 3782.0255 | 0 | 3782.0255 | 417.2665 | 4970.3754 | 11830.2624 | 10518.704 | 22348.9664 | 0 | 10579.1216 | 0
700 | Commercial | ChoTgsld311 | High Efficiency DX, >135k and <240k Btu/h Elect Heat | 3871.2268 | 1970.0309 | 73.5058 | 11986.7978 | 12804.2727 | 3053.7518 | 2043.5367 | 2387.3806 | 424.2575 | 462.454 | 231.0104 | 3505.1024 | 3782.0255 | 0 | 3782.0255 | 417.2665 | 4970.3754 | 11830.2624 | 10518.704 | 22348.9664 | 0 | 10579.1216 | 0
701 | Commercial | CloNgsld311 | High Efficiency DX, >135k and <240k Btu/h Elect Heat | 3871.2268 | 1970.0309 | 73.5058 | 11986.7978 | 12804.2727 | 3053.7518 | 2043.5367 | 2387.3806 | 424.2575 | 462.454 | 231.0104 | 3505.1024 | 3066.8067 | 0 | 3066.8067 | 417.2665 | 5178.8208 | 9480.8965 | 10518.704 | 19999.6005 | 0 | 10579.1216 | 0
702 | Commercial | CloTgsld311 | High Efficiency DX, >135k and <240k Btu/h Elect Heat | 3871.2268 | 1970.0309 | 73.5058 | 11986.7978 | 12804.2727 | 3053.7518 | 2043.5367 | 2387.3806 | 424.2575 | 462.454 | 231.0104 | 3505.1024 | 3066.8067 | 0 | 3066.8067 | 417.2665 | 5178.8208 | 9480.8965 | 10518.704 | 19999.6005 | 0 | 10579.1216 | 0
703 | Commercial | CreNgsld311 | High Efficiency DX, >135k and <240k Btu/h Elect Heat | 3871.2268 | 1970.0309 | 73.5058 | 11986.7978 | 12804.2727 | 3053.7518 | 2043.5367 | 2387.3806 | 424.2575 | 462.454 | 231.0104 | 3505.1024 | 3008.5673 | 0 | 3008.5673 | 417.2665 | 5194.7951 | 9300.8519 | 10518.704 | 19819.5559 | 0 | 10579.1216 | 0
704 | Commercial | CreTgsld311 | High Efficiency DX, >135k and <240k Btu/h Elect Heat | 3871.2268 | 1970.0309 | 73.5058 | 11986.7978 | 12804.2727 | 3053.7518 | 2043.5367 | 2387.3806 | 424.2575 | 462.454 | 231.0104 | 3505.1024 | 3008.5673 | 0 | 3008.5673 | 417.2665 | 5194.7951 | 9300.8519 | 10518.704 | 19819.5559 | 0 | 10579.1216 | 0
705 | Commercial | CcoEgsld312 | HVAC tune-up | 4126.6239 | 2100.0002 | 78.3552 | 12701.786 | 13568.0216 | 3260.3883 | 2178.3553 | 2542.5456 | 452.1851 | 492.5105 | 246.2171 | 3733.4583 | 5796.3833 | 0 | 5796.3833 | 1710.9354 | 576.2598 | 18631.0865 | 11040.5152 | 29671.6018 | 0 | 13081.7554 | 0
706 | Commercial | CcoNgsld312 | HVAC tune-up | 4126.6239 | 2100.0002 | 78.3552 | 12701.786 | 13568.0216 | 3260.3883 | 2178.3553 | 2542.5456 | 452.1851 | 492.5105 | 246.2171 | 3733.4583 | 5796.3833 | 0 | 5796.3833 | 1710.9354 | 576.2598 | 18631.0865 | 11040.5152 | 29671.6018 | 0 | 13081.7554 | 0
707 | Commercial | CreEgsld312 | HVAC tune-up | 4019.4401 | 2045.4553 | 76.32 | 12371.8732 | 13215.6095 | 3175.7038 | 2121.7753 | 2476.5062 | 440.4401 | 479.7182 | 239.8219 | 3636.4864 | 10524.2353 | 0 | 10524.2353 | 1710.9354 | 224.4754 | 35466.9899 | 11040.5152 | 46507.5052 | 0 | 17048.8155 | 0
708 | Commercial | CreNgsld312 | HVAC tune-up | 4019.4401 | 2045.4553 | 76.32 | 12371.8732 | 13215.6095 | 3175.7038 | 2121.7753 | 2476.5062 | 440.4401 | 479.7182 | 239.8219 | 3636.4864 | 10524.2353 | 0 | 10524.2353 | 1710.9354 | 224.4754 | 35466.9899 | 11040.5152 | 46507.5052 | 0 | 17048.8155 | 0
709 | Commercial | CloEgsld313 | HVAC tune-up_RTU | 3954.1745 | 2012.2423 | 75.0807 | 12243.6357 | 13078.6265 | 3119.1838 | 2087.323 | 2438.5343 | 433.3479 | 472.3629 | 235.9602 | 3580.2053 | 6217.1675 | 0 | 6217.1675 | 989.4566 | 256.4977 | 20047.8895 | 10518.704 | 30566.5935 | 0 | 12605.2251 | 0
710 | Commercial | CloNgsld313 | HVAC tune-up_RTU | 3954.1745 | 2012.2423 | 75.0807 | 12243.6357 | 13078.6265 | 3119.1838 | 2087.323 | 2438.5343 | 433.3479 | 472.3629 | 235.9602 | 3580.2053 | 6217.1675 | 0 | 6217.1675 | 989.4566 | 256.4977 | 20047.8895 | 10518.704 | 30566.5935 | 0 | 12605.2251 | 0
711 | Commercial | CrtEgsld319 | Duct Sealing Repair | 6622.1029 | 3369.926 | 125.7386 | 19478.657 | 20807.0613 | 5293.6986 | 3495.6646 | 4051.0796 | 724.8617 | 784.7231 | 394.6909 | 5955.3554 | 10605.0236 | 0 | 10605.0236 | 721.5234 | 1433.9056 | 35739.249 | 10617.8427 | 46357.0917 | 0 | 8785.8096 | 0
712 | Commercial | CheEgsld320 | Dedicated Outdoor Air System on VRF unit | 4574.4129 | 2327.8758 | 86.8576 | 14124.8306 | 15088.115 | 3611.1285 | 2414.7334 | 2819.8256 | 501.2893 | 546.2219 | 272.9546 | 4140.2914 | 4624.279 | 0 | 4624.279 | 721.5234 | 2196.5651 | 14622.2681 | 14872.023 | 29494.2911 | 0 | 8520.6025 | 0
713 | Commercial | CheNgsld320 | Dedicated Outdoor Air System on VRF unit | 4574.4129 | 2327.8758 | 86.8576 | 14124.8306 | 15088.115 | 3611.1285 | 2414.7334 | 2819.8256 | 501.2893 | 546.2219 | 272.9546 | 4140.2914 | 4624.279 | 0 | 4624.279 | 721.5234 | 2196.5651 | 14622.2681 | 14872.023 | 29494.2911 | 0 | 8520.6025 | 0
714 | Commercial | ChoEgsld320 | Dedicated Outdoor Air System on VRF unit | 4574.4129 | 2327.8758 | 86.8576 | 14124.8306 | 15088.115 | 3611.1285 | 2414.7334 | 2819.8256 | 501.2893 | 546.2219 | 272.9546 | 4140.2914 | 4625.2184 | 0 | 4625.2184 | 721.5234 | 2556.832 | 14625.2387 | 14872.023 | 29497.2617 | 0 | 8983.0879 | 0
715 | Commercial | ChoNgsld320 | Dedicated Outdoor Air System on VRF unit | 4574.4129 | 2327.8758 | 86.8576 | 14124.8306 | 15088.115 | 3611.1285 | 2414.7334 | 2819.8256 | 501.2893 | 546.2219 | 272.9546 | 4140.2914 | 4625.2184 | 0 | 4625.2184 | 721.5234 | 2556.832 | 14625.2387 | 14872.023 | 29497.2617 | 0 | 8983.0879 | 0
716 | Commercial | CreEgsld320 | Dedicated Outdoor Air System on VRF unit | 4574.4129 | 2327.8758 | 86.8576 | 14124.8306 | 15088.115 | 3611.1285 | 2414.7334 | 2819.8256 | 501.2893 | 546.2219 | 272.9546 | 4140.2914 | 4634.1383 | 0 | 4634.1383 | 721.5234 | 4345.2052 | 14653.4438 | 14872.023 | 29525.4668 | 0 | 11280.4075 | 0
717 | Commercial | CreNgsld320 | Dedicated Outdoor Air System on VRF unit | 4574.4129 | 2327.8758 | 86.8576 | 14124.8306 | 15088.115 | 3611.1285 | 2414.7334 | 2819.8256 | 501.2893 | 546.2219 | 272.9546 | 4140.2914 | 4634.1383 | 0 | 4634.1383 | 721.5234 | 4345.2052 | 14653.4438 | 14872.023 | 29525.4668 | 0 | 11280.4075 | 0
718 | Commercial | CmiNgsld322 | High Efficiency PTAC | 4075.1171 | 2073.7888 | 77.3772 | 11986.7978 | 12804.2727 | 3257.6422 | 2151.166 | 2492.9579 | 446.0662 | 482.9038 | 242.8853 | 3664.8133 | 5315.137 | 0 | 5315.137 | 660.672 | 205.9553 | 17008.6616 | 10617.8427 | 27626.5043 | 0 | 5078.793 | 0
719 | Commercial | CmiTgsld322 | High Efficiency PTAC | 4075.1171 | 2073.7888 | 77.3772 | 11986.7978 | 12804.2727 | 3257.6422 | 2151.166 | 2492.9579 | 446.0662 | 482.9038 | 242.8853 | 3664.8133 | 5315.137 | 0 | 5315.137 | 660.672 | 205.9553 | 17008.6616 | 10617.8427 | 27626.5043 | 0 | 5078.793 | 0
720 | Commercial | CwaNgsld322 | High Efficiency PTAC | 4075.1171 | 2073.7888 | 77.3772 | 11986.7978 | 12804.2727 | 3257.6422 | 2151.166 | 2492.9579 | 446.0662 | 482.9038 | 242.8853 | 3664.8133 | 4475.9214 | 0 | 4475.9214 | 660.672 | 4086.8035 | 14153.1518 | 10617.8427 | 24770.9946 | 0 | 9732.1124 | 0
721 | Commercial | CwaTgsld322 | High Efficiency PTAC | 4075.1171 | 2073.7888 | 77.3772 | 11986.7978 | 12804.2727 | 3257.6422 | 2151.166 | 2492.9579 | 446.0662 | 482.9038 | 242.8853 | 3664.8133 | 4475.9214 | 0 | 4475.9214 | 660.672 | 4086.8035 | 14153.1518 | 10617.8427 | 24770.9946 | 0 | 9732.1124 | 0
722 | Commercial | CwaNgsld323 | High Efficiency PTHP | 3894.5864 | 1981.9184 | 73.9493 | 11987.5723 | 12805.1 | 3077.0586 | 2055.8677 | 2399.5798 | 426.759 | 464.817 | 232.3724 | 3523.5282 | 4477.2289 | 0 | 4477.2289 | 721.5234 | 3934.9264 | 14157.2863 | 11040.5152 | 25197.8015 | 0 | 9656.8462 | 0
723 | Commercial | CwaTgsld323 | High Efficiency PTHP | 3894.5864 | 1981.9184 | 73.9493 | 11987.5723 | 12805.1 | 3077.0586 | 2055.8677 | 2399.5798 | 426.759 | 464.817 | 232.3724 | 3523.5282 | 4477.2289 | 0 | 4477.2289 | 721.5234 | 3934.9264 | 14157.2863 | 11040.5152 | 25197.8015 | 0 | 9656.8462 | 0
724 | Commercial | CheNgsld324 | Variable Refrigerant Flow (VRF) HVAC Systems | 4801.978 | 2443.6815 | 91.1786 | 14124.8306 | 15088.115 | 3838.6936 | 2534.8601 | 2937.6159 | 525.6291 | 569.0372 | 286.2077 | 4318.49 | 7101.0201 | 0 | 7101.0201 | 660.672 | 6050.3715 | 23140.2665 | 10617.8427 | 33758.1093 | 0 | 13273.8247 | 0
725 | Commercial | CheTgsld324 | Variable Refrigerant Flow (VRF) HVAC Systems | 4801.978 | 2443.6815 | 91.1786 | 14124.8306 | 15088.115 | 3838.6936 | 2534.8601 | 2937.6159 | 525.6291 | 569.0372 | 286.2077 | 4318.49 | 7101.0201 | 0 | 7101.0201 | 660.672 | 6050.3715 | 23140.2665 | 10617.8427 | 33758.1093 | 0 | 13273.8247 | 0
726 | Commercial | ChoNgsld324 | Variable Refrigerant Flow (VRF) HVAC Systems | 4801.978 | 2443.6815 | 91.1786 | 14124.8306 | 15088.115 | 3838.6936 | 2534.8601 | 2937.6159 | 525.6291 | 569.0372 | 286.2077 | 4318.49 | 7101.0201 | 0 | 7101.0201 | 660.672 | 6605.104 | 23140.2665 | 10617.8427 | 33758.1093 | 0 | 13985.4304 | 0
727 | Commercial | ChoTgsld324 | Variable Refrigerant Flow (VRF) HVAC Systems | 4801.978 | 2443.6815 | 91.1786 | 14124.8306 | 15088.115 | 3838.6936 | 2534.8601 | 2937.6159 | 525.6291 | 569.0372 | 286.2077 | 4318.49 | 7101.0201 | 0 | 7101.0201 | 660.672 | 6605.104 | 23140.2665 | 10617.8427 | 33758.1093 | 0 | 13985.4304 | 0
728 | Commercial | CcoEgsld328 | Demand Controlled Ventilation | 7717.4045 | 3927.3147 | 146.5359 | 23896.0342 | 25525.6945 | 6087.7441 | 4073.8505 | 4759.3134 | 845.7698 | 921.9157 | 460.526 | 6987.5248 | 4600.6374 | 0 | 4600.6374 | 981.7856 | 9013.505 | 14547.5118 | 10518.704 | 25066.2158 | 0 | 18365.9949 | 0
729 | Commercial | CcoNgsld328 | Demand Controlled Ventilation | 7717.4045 | 3927.3147 | 146.5359 | 23896.0342 | 25525.6945 | 6087.7441 | 4073.8505 | 4759.3134 | 845.7698 | 921.9157 | 460.526 | 6987.5248 | 4600.6374 | 0 | 4600.6374 | 981.7856 | 9013.505 | 14547.5118 | 10518.704 | 25066.2158 | 0 | 18365.9949 | 0
730 | Commercial | CheEgsld328 | Demand Controlled Ventilation | 7717.4045 | 3927.3147 | 146.5359 | 23896.0342 | 25525.6945 | 6087.7441 | 4073.8505 | 4759.3134 | 845.7698 | 921.9157 | 460.526 | 6987.5248 | 4600.6374 | 0 | 4600.6374 | 981.7856 | 10362.1091 | 14547.5118 | 10518.704 | 25066.2158 | 0 | 20195.2351 | 0
731 | Commercial | CheNgsld328 | Demand Controlled Ventilation | 7717.4045 | 3927.3147 | 146.5359 | 23896.0342 | 25525.6945 | 6087.7441 | 4073.8505 | 4759.3134 | 845.7698 | 921.9157 | 460.526 | 6987.5248 | 4600.6374 | 0 | 4600.6374 | 981.7856 | 10362.1091 | 14547.5118 | 10518.704 | 25066.2158 | 0 | 20195.2351 | 0
732 | Commercial | ChoEgsld328 | Demand Controlled Ventilation | 7717.4045 | 3927.3147 | 146.5359 | 23896.0342 | 25525.6945 | 6087.7441 | 4073.8505 | 4759.3134 | 845.7698 | 921.9157 | 460.526 | 6987.5248 | 4600.6374 | 0 | 4600.6374 | 981.7856 | 4903.9412 | 14547.5118 | 10518.704 | 25066.2158 | 0 | 12791.8013 | 0
733 | Commercial | ChoNgsld328 | Demand Controlled Ventilation | 7717.4045 | 3927.3147 | 146.5359 | 23896.0342 | 25525.6945 | 6087.7441 | 4073.8505 | 4759.3134 | 845.7698 | 921.9157 | 460.526 | 6987.5248 | 4600.6374 | 0 | 4600.6374 | 981.7856 | 4903.9412 | 14547.5118 | 10518.704 | 25066.2158 | 0 | 12791.8013 | 0
734 | Commercial | CinEgsld328 | Demand Controlled Ventilation | 7717.4045 | 3927.3147 | 146.5359 | 23896.0342 | 25525.6945 | 6087.7441 | 4073.8505 | 4759.3134 | 845.7698 | 921.9157 | 460.526 | 6987.5248 | 4600.6374 | 0 | 4600.6374 | 981.7856 | 9994.3875 | 14547.5118 | 10518.704 | 25066.2158 | 0 | 19696.4598 | 0
735 | Commercial | CinNgsld328 | Demand Controlled Ventilation | 7717.4045 | 3927.3147 | 146.5359 | 23896.0342 | 25525.6945 | 6087.7441 | 4073.8505 | 4759.3134 | 845.7698 | 921.9157 | 460.526 | 6987.5248 | 4600.6374 | 0 | 4600.6374 | 981.7856 | 9994.3875 | 14547.5118 | 10518.704 | 25066.2158 | 0 | 19696.4598 | 0
736 | Commercial | CscEgsld328 | Demand Controlled Ventilation | 7717.4045 | 3927.3147 | 146.5359 | 23896.0342 | 25525.6945 | 6087.7441 | 4073.8505 | 4759.3134 | 845.7698 | 921.9157 | 460.526 | 6987.5248 | 4600.6374 | 0 | 4600.6374 | 981.7856 | 9579.6523 | 14547.5118 | 10518.704 | 25066.2158 | 0 | 19133.9145 | 0
737 | Commercial | CscNgsld328 | Demand Controlled Ventilation | 7717.4045 | 3927.3147 | 146.5359 | 23896.0342 | 25525.6945 | 6087.7441 | 4073.8505 | 4759.3134 | 845.7698 | 921.9157 | 460.526 | 6987.5248 | 4600.6374 | 0 | 4600.6374 | 981.7856 | 9579.6523 | 14547.5118 | 10518.704 | 25066.2158 | 0 | 19133.9145 | 0
738 | Commercial | CasTgsld507 | High Bay LED | 4543.9953 | 2312.3965 | 86.2801 | 13365.9847 | 14277.5173 | 3632.4627 | 2398.6766 | 2779.7947 | 497.3901 | 538.4661 | 270.8315 | 4086.4824 | 11234.8401 | 0 | 11234.8401 | 660.672 | 3760.5426 | 38075.9762 | 10617.8427 | 48693.819 | 0 | 12036.3529 | 0
739 | Commercial | CwaTgsld507 | High Bay LED | 4543.9953 | 2312.3965 | 86.2801 | 13365.9847 | 14277.5173 | 3632.4627 | 2398.6766 | 2779.7947 | 497.3901 | 538.4661 | 270.8315 | 4086.4824 | 11234.8401 | 0 | 11234.8401 | 660.672 | 1434.4373 | 38075.9762 | 10617.8427 | 48693.819 | 0 | 9052.4456 | 0
740 | Commercial | CcoEgsld602 | CO Sensors for Parking Garage Exhaust | 4554.3844 | 2317.6835 | 86.4774 | 14102.1151 | 15063.8503 | 3592.6492 | 2404.1608 | 2808.683 | 499.1264 | 544.0635 | 271.7769 | 4123.6499 | 49886.3087 | 0 | 49886.3087 | 417.2665 | 2772.5092 | 174926.6121 | 10518.704 | 185445.3161 | 0 | 26322.4535 | 0
741 | Commercial | CcoNgsld602 | CO Sensors for Parking Garage Exhaust | 4554.3844 | 2317.6835 | 86.4774 | 14102.1151 | 15063.8503 | 3592.6492 | 2404.1608 | 2808.683 | 499.1264 | 544.0635 | 271.7769 | 4123.6499 | 49886.3087 | 0 | 49886.3087 | 417.2665 | 2772.5092 | 174926.6121 | 10518.704 | 185445.3161 | 0 | 26322.4535 | 0
742 | Commercial | CheEgsld602 | CO Sensors for Parking Garage Exhaust | 4554.3844 | 2317.6835 | 86.4774 | 14102.1151 | 15063.8503 | 3592.6492 | 2404.1608 | 2808.683 | 499.1264 | 544.0635 | 271.7769 | 4123.6499 | 49886.3087 | 0 | 49886.3087 | 417.2665 | 2772.5092 | 174926.6121 | 10518.704 | 185445.3161 | 0 | 26322.4535 | 0
743 | Commercial | CheNgsld602 | CO Sensors for Parking Garage Exhaust | 4554.3844 | 2317.6835 | 86.4774 | 14102.1151 | 15063.8503 | 3592.6492 | 2404.1608 | 2808.683 | 499.1264 | 544.0635 | 271.7769 | 4123.6499 | 49886.3087 | 0 | 49886.3087 | 417.2665 | 2772.5092 | 174926.6121 | 10518.704 | 185445.3161 | 0 | 26322.4535 | 0
744 | Commercial | ChoEgsld602 | CO Sensors for Parking Garage Exhaust | 4554.3844 | 2317.6835 | 86.4774 | 14102.1151 | 15063.8503 | 3592.6492 | 2404.1608 | 2808.683 | 499.1264 | 544.0635 | 271.7769 | 4123.6499 | 49886.3087 | 0 | 49886.3087 | 417.2665 | 2772.5092 | 174926.6121 | 10518.704 | 185445.3161 | 0 | 26322.4535 | 0
745 | Commercial | ChoNgsld602 | CO Sensors for Parking Garage Exhaust | 4554.3844 | 2317.6835 | 86.4774 | 14102.1151 | 15063.8503 | 3592.6492 | 2404.1608 | 2808.683 | 499.1264 | 544.0635 | 271.7769 | 4123.6499 | 49886.3087 | 0 | 49886.3087 | 417.2665 | 2772.5092 | 174926.6121 | 10518.704 | 185445.3161 | 0 | 26322.4535 | 0
746 | Commercial | CinEgsld602 | CO Sensors for Parking Garage Exhaust | 4554.3844 | 2317.6835 | 86.4774 | 14102.1151 | 15063.8503 | 3592.6492 | 2404.1608 | 2808.683 | 499.1264 | 544.0635 | 271.7769 | 4123.6499 | 49886.3087 | 0 | 49886.3087 | 417.2665 | 2772.5092 | 174926.6121 | 10518.704 | 185445.3161 | 0 | 26322.4535 | 0
747 | Commercial | CinNgsld602 | CO Sensors for Parking Garage Exhaust | 4554.3844 | 2317.6835 | 86.4774 | 14102.1151 | 15063.8503 | 3592.6492 | 2404.1608 | 2808.683 | 499.1264 | 544.0635 | 271.7769 | 4123.6499 | 49886.3087 | 0 | 49886.3087 | 417.2665 | 2772.5092 | 174926.6121 | 10518.704 | 185445.3161 | 0 | 26322.4535 | 0
748 | Commercial | CofEgsld602 | CO Sensors for Parking Garage Exhaust | 4554.3844 | 2317.6835 | 86.4774 | 14102.1151 | 15063.8503 | 3592.6492 | 2404.1608 | 2808.683 | 499.1264 | 544.0635 | 271.7769 | 4123.6499 | 49886.3087 | 0 | 49886.3087 | 417.2665 | 2772.5092 | 174926.6121 | 10518.704 | 185445.3161 | 0 | 26322.4535 | 0
749 | Commercial | CofNgsld602 | CO Sensors for Parking Garage Exhaust | 4554.3844 | 2317.6835 | 86.4774 | 14102.1151 | 15063.8503 | 3592.6492 | 2404.1608 | 2808.683 | 499.1264 | 544.0635 | 271.7769 | 4123.6499 | 49886.3087 | 0 | 49886.3087 | 417.2665 | 2772.5092 | 174926.6121 | 10518.704 | 185445.3161 | 0 | 26322.4535 | 0
750 | Commercial | CrtEgsld602 | CO Sensors for Parking Garage Exhaust | 4554.3844 | 2317.6835 | 86.4774 | 14102.1151 | 15063.8503 | 3592.6492 | 2404.1608 | 2808.683 | 499.1264 | 544.0635 | 271.7769 | 4123.6499 | 49886.3087 | 0 | 49886.3087 | 417.2665 | 2772.5092 | 174926.6121 | 10518.704 | 185445.3161 | 0 | 26322.4535 | 0
751 | Commercial | CrtNgsld602 | CO Sensors for Parking Garage Exhaust | 4554.3844 | 2317.6835 | 86.4774 | 14102.1151 | 15063.8503 | 3592.6492 | 2404.1608 | 2808.683 | 499.1264 | 544.0635 | 271.7769 | 4123.6499 | 49886.3087 | 0 | 49886.3087 | 417.2665 | 2772.5092 | 174926.6121 | 10518.704 | 185445.3161 | 0 | 26322.4535 | 0
752 | Commercial | CasEgsld603 | VSD Controlled Compressor | 4190.9729 | 2132.7468 | 79.577 | 12976.8542 | 13861.8489 | 3305.9782 | 2212.3238 | 2584.5676 | 459.2993 | 500.6507 | 250.0908 | 3794.6084 | 13613.1222 | 0 | 13613.1222 | 417.2665 | 7242.2387 | 46698.5021 | 10518.704 | 57217.2061 | 0 | 17461.9607 | 0
753 | Commercial | CasNgsld603 | VSD Controlled Compressor | 4190.9729 | 2132.7468 | 79.577 | 12976.8542 | 13861.8489 | 3305.9782 | 2212.3238 | 2584.5676 | 459.2993 | 500.6507 | 250.0908 | 3794.6084 | 13613.1222 | 0 | 13613.1222 | 417.2665 | 7242.2387 | 46698.5021 | 10518.704 | 57217.2061 | 0 | 17461.9607 | 0
754 | Commercial | CcoEgsld603 | VSD Controlled Compressor | 4443.4568 | 2261.2334 | 84.3711 | 13758.6407 | 14696.9517 | 3505.1458 | 2345.6045 | 2740.2741 | 486.9696 | 530.8122 | 265.1574 | 4023.2133 | 15665.2541 | 0 | 15665.2541 | 417.2665 | 8785.3628 | 54308.6151 | 10518.704 | 64827.3191 | 0 | 20307.608 | 0
755 | Commercial | CcoNgsld603 | VSD Controlled Compressor | 4443.4568 | 2261.2334 | 84.3711 | 13758.6407 | 14696.9517 | 3505.1458 | 2345.6045 | 2740.2741 | 486.9696 | 530.8122 | 265.1574 | 4023.2133 | 15665.2541 | 0 | 15665.2541 | 417.2665 | 8785.3628 | 54308.6151 | 10518.704 | 64827.3191 | 0 | 20307.608 | 0
756 | Commercial | CgrEgsld603 | VSD Controlled Compressor | 4190.9729 | 2132.7468 | 79.577 | 12976.8542 | 13861.8489 | 3305.9782 | 2212.3238 | 2584.5676 | 459.2993 | 500.6507 | 250.0908 | 3794.6084 | 13613.1222 | 0 | 13613.1222 | 417.2665 | 7242.2387 | 46698.5021 | 10518.704 | 57217.2061 | 0 | 17461.9607 | 0
757 | Commercial | CgrNgsld603 | VSD Controlled Compressor | 4190.9729 | 2132.7468 | 79.577 | 12976.8542 | 13861.8489 | 3305.9782 | 2212.3238 | 2584.5676 | 459.2993 | 500.6507 | 250.0908 | 3794.6084 | 13613.1222 | 0 | 13613.1222 | 417.2665 | 7242.2387 | 46698.5021 | 10518.704 | 57217.2061 | 0 | 17461.9607 | 0
758 | Commercial | CheEgsld603 | VSD Controlled Compressor | 4443.4568 | 2261.2334 | 84.3711 | 13758.6407 | 14696.9517 | 3505.1458 | 2345.6045 | 2740.2741 | 486.9696 | 530.8122 | 265.1574 | 4023.2133 | 15665.2541 | 0 | 15665.2541 | 417.2665 | 8785.3628 | 54308.6151 | 10518.704 | 64827.3191 | 0 | 20307.608 | 0
759 | Commercial | CheNgsld603 | VSD Controlled Compressor | 4443.4568 | 2261.2334 | 84.3711 | 13758.6407 | 14696.9517 | 3505.1458 | 2345.6045 | 2740.2741 | 486.9696 | 530.8122 | 265.1574 | 4023.2133 | 15665.2541 | 0 | 15665.2541 | 417.2665 | 8785.3628 | 54308.6151 | 10518.704 | 64827.3191 | 0 | 20307.608 | 0
760 | Commercial | ChoEgsld603 | VSD Controlled Compressor | 4443.4568 | 2261.2334 | 84.3711 | 13758.6407 | 14696.9517 | 3505.1458 | 2345.6045 | 2740.2741 | 486.9696 | 530.8122 | 265.1574 | 4023.2133 | 15665.2541 | 0 | 15665.2541 | 417.2665 | 8785.3628 | 54308.6151 | 10518.704 | 64827.3191 | 0 | 20307.608 | 0
761 | Commercial | ChoNgsld603 | VSD Controlled Compressor | 4443.4568 | 2261.2334 | 84.3711 | 13758.6407 | 14696.9517 | 3505.1458 | 2345.6045 | 2740.2741 | 486.9696 | 530.8122 | 265.1574 | 4023.2133 | 15665.2541 | 0 | 15665.2541 | 417.2665 | 8785.3628 | 54308.6151 | 10518.704 | 64827.3191 | 0 | 20307.608 | 0
762 | Commercial | CinEgsld603 | VSD Controlled Compressor | 4190.9729 | 2132.7468 | 79.577 | 12976.8542 | 13861.8489 | 3305.9782 | 2212.3238 | 2584.5676 | 459.2993 | 500.6507 | 250.0908 | 3794.6084 | 13613.1222 | 0 | 13613.1222 | 417.2665 | 7242.2387 | 46698.5021 | 10518.704 | 57217.2061 | 0 | 17461.9607 | 0
763 | Commercial | CinNgsld603 | VSD Controlled Compressor | 4190.9729 | 2132.7468 | 79.577 | 12976.8542 | 13861.8489 | 3305.9782 | 2212.3238 | 2584.5676 | 459.2993 | 500.6507 | 250.0908 | 3794.6084 | 13613.1222 | 0 | 13613.1222 | 417.2665 | 7242.2387 | 46698.5021 | 10518.704 | 57217.2061 | 0 | 17461.9607 | 0
764 | Commercial | CloEgsld603 | VSD Controlled Compressor | 4443.4568 | 2261.2334 | 84.3711 | 13758.6407 | 14696.9517 | 3505.1458 | 2345.6045 | 2740.2741 | 486.9696 | 530.8122 | 265.1574 | 4023.2133 | 15665.2541 | 0 | 15665.2541 | 417.2665 | 8785.3628 | 54308.6151 | 10518.704 | 64827.3191 | 0 | 20307.608 | 0
765 | Commercial | CloNgsld603 | VSD Controlled Compressor | 4443.4568 | 2261.2334 | 84.3711 | 13758.6407 | 14696.9517 | 3505.1458 | 2345.6045 | 2740.2741 | 486.9696 | 530.8122 | 265.1574 | 4023.2133 | 15665.2541 | 0 | 15665.2541 | 417.2665 | 8785.3628 | 54308.6151 | 10518.704 | 64827.3191 | 0 | 20307.608 | 0
766 | Commercial | CmiEgsld603 | VSD Controlled Compressor | 4190.9729 | 2132.7468 | 79.577 | 12976.8542 | 13861.8489 | 3305.9782 | 2212.3238 | 2584.5676 | 459.2993 | 500.6507 | 250.0908 | 3794.6084 | 13613.1222 | 0 | 13613.1222 | 417.2665 | 7242.2387 | 46698.5021 | 10518.704 | 57217.2061 | 0 | 17461.9607 | 0
767 | Commercial | CmiNgsld603 | VSD Controlled Compressor | 4190.9729 | 2132.7468 | 79.577 | 12976.8542 | 13861.8489 | 3305.9782 | 2212.3238 | 2584.5676 | 459.2993 | 500.6507 | 250.0908 | 3794.6084 | 13613.1222 | 0 | 13613.1222 | 417.2665 | 7242.2387 | 46698.5021 | 10518.704 | 57217.2061 | 0 | 17461.9607 | 0
768 | Commercial | CofEgsld603 | VSD Controlled Compressor | 4190.9729 | 2132.7468 | 79.577 | 12976.8542 | 13861.8489 | 3305.9782 | 2212.3238 | 2584.5676 | 459.2993 | 500.6507 | 250.0908 | 3794.6084 | 13613.1222 | 0 | 13613.1222 | 417.2665 | 7242.2387 | 46698.5021 | 10518.704 | 57217.2061 | 0 | 17461.9607 | 0
769 | Commercial | CofNgsld603 | VSD Controlled Compressor | 4190.9729 | 2132.7468 | 79.577 | 12976.8542 | 13861.8489 | 3305.9782 | 2212.3238 | 2584.5676 | 459.2993 | 500.6507 | 250.0908 | 3794.6084 | 13613.1222 | 0 | 13613.1222 | 417.2665 | 7242.2387 | 46698.5021 | 10518.704 | 57217.2061 | 0 | 17461.9607 | 0
770 | Commercial | CreEgsld603 | VSD Controlled Compressor | 4443.4568 | 2261.2334 | 84.3711 | 13758.6407 | 14696.9517 | 3505.1458 | 2345.6045 | 2740.2741 | 486.9696 | 530.8122 | 265.1574 | 4023.2133 | 15665.2541 | 0 | 15665.2541 | 417.2665 | 8785.3628 | 54308.6151 | 10518.704 | 64827.3191 | 0 | 20307.608 | 0
771 | Commercial | CreNgsld603 | VSD Controlled Compressor | 4443.4568 | 2261.2334 | 84.3711 | 13758.6407 | 14696.9517 | 3505.1458 | 2345.6045 | 2740.2741 | 486.9696 | 530.8122 | 265.1574 | 4023.2133 | 15665.2541 | 0 | 15665.2541 | 417.2665 | 8785.3628 | 54308.6151 | 10518.704 | 64827.3191 | 0 | 20307.608 | 0
772 | Commercial | CrtEgsld603 | VSD Controlled Compressor | 4190.9729 | 2132.7468 | 79.577 | 12976.8542 | 13861.8489 | 3305.9782 | 2212.3238 | 2584.5676 | 459.2993 | 500.6507 | 250.0908 | 3794.6084 | 13613.1222 | 0 | 13613.1222 | 417.2665 | 7242.2387 | 46698.5021 | 10518.704 | 57217.2061 | 0 | 17461.9607 | 0
773 | Commercial | CrtNgsld603 | VSD Controlled Compressor | 4190.9729 | 2132.7468 | 79.577 | 12976.8542 | 13861.8489 | 3305.9782 | 2212.3238 | 2584.5676 | 459.2993 | 500.6507 | 250.0908 | 3794.6084 | 13613.1222 | 0 | 13613.1222 | 417.2665 | 7242.2387 | 46698.5021 | 10518.704 | 57217.2061 | 0 | 17461.9607 | 0
774 | Commercial | CscEgsld603 | VSD Controlled Compressor | 4443.4568 | 2261.2334 | 84.3711 | 13758.6407 | 14696.9517 | 3505.1458 | 2345.6045 | 2740.2741 | 486.9696 | 530.8122 | 265.1574 | 4023.2133 | 15665.2541 | 0 | 15665.2541 | 417.2665 | 8785.3628 | 54308.6151 | 10518.704 | 64827.3191 | 0 | 20307.608 | 0
775 | Commercial | CscNgsld603 | VSD Controlled Compressor | 4443.4568 | 2261.2334 | 84.3711 | 13758.6407 | 14696.9517 | 3505.1458 | 2345.6045 | 2740.2741 | 486.9696 | 530.8122 | 265.1574 | 4023.2133 | 15665.2541 | 0 | 15665.2541 | 417.2665 | 8785.3628 | 54308.6151 | 10518.704 | 64827.3191 | 0 | 20307.608 | 0
776 | Commercial | CwaEgsld603 | VSD Controlled Compressor | 4190.9729 | 2132.7468 | 79.577 | 12976.8542 | 13861.8489 | 3305.9782 | 2212.3238 | 2584.5676 | 459.2993 | 500.6507 | 250.0908 | 3794.6084 | 13613.1222 | 0 | 13613.1222 | 417.2665 | 7242.2387 | 46698.5021 | 10518.704 | 57217.2061 | 0 | 17461.9607 | 0
777 | Commercial | CwaNgsld603 | VSD Controlled Compressor | 4190.9729 | 2132.7468 | 79.577 | 12976.8542 | 13861.8489 | 3305.9782 | 2212.3238 | 2584.5676 | 459.2993 | 500.6507 | 250.0908 | 3794.6084 | 13613.1222 | 0 | 13613.1222 | 417.2665 | 7242.2387 | 46698.5021 | 10518.704 | 57217.2061 | 0 | 17461.9607 | 0
778 | Commercial | CasTgsld607 | Two Speed Pool Pump | 4537.6198 | 2309.1521 | 86.159 | 14050.2054 | 15008.4005 | 3579.4247 | 2395.3111 | 2798.3443 | 497.2892 | 542.0609 | 270.7765 | 4108.4708 | 6933.5227 | 0 | 6933.5227 | 567.7796 | 4158.2874 | 22594.4385 | 10518.704 | 33113.1425 | 0 | 13026.6174 | 0
779 | Commercial | CcoTgsld607 | Two Speed Pool Pump | 4537.6198 | 2309.1521 | 86.159 | 14050.2054 | 15008.4005 | 3579.4247 | 2395.3111 | 2798.3443 | 497.2892 | 542.0609 | 270.7765 | 4108.4708 | 6933.5227 | 0 | 6933.5227 | 567.7796 | 4158.2874 | 22594.4385 | 10518.704 | 33113.1425 | 0 | 13026.6174 | 0
780 | Commercial | CloTgsld607 | Two Speed Pool Pump | 4537.6198 | 2309.1521 | 86.159 | 14050.2054 | 15008.4005 | 3579.4247 | 2395.3111 | 2798.3443 | 497.2892 | 542.0609 | 270.7765 | 4108.4708 | 6933.5227 | 0 | 6933.5227 | 567.7796 | 4158.2874 | 22594.4385 | 10518.704 | 33113.1425 | 0 | 13026.6174 | 0
781 | Commercial | CasNgsld701 | Efficient Battery Charger | 3871.2268 | 1970.0309 | 73.5058 | 11986.7978 | 12804.2727 | 3053.7518 | 2043.5367 | 2387.3806 | 424.2575 | 462.454 | 231.0104 | 3505.1024 | 4086.7198 | 0 | 4086.7198 | 744.1909 | 1789.0278 | 12850.5368 | 10518.704 | 23369.2408 | 0 | 10185.2436 | 0
782 | Commercial | CasTgsld701 | Efficient Battery Charger | 3871.2268 | 1970.0309 | 73.5058 | 11986.7978 | 12804.2727 | 3053.7518 | 2043.5367 | 2387.3806 | 424.2575 | 462.454 | 231.0104 | 3505.1024 | 4086.7198 | 0 | 4086.7198 | 744.1909 | 1789.0278 | 12850.5368 | 10518.704 | 23369.2408 | 0 | 10185.2436 | 0
783 | Commercial | CgrNgsld701 | Efficient Battery Charger | 3871.2268 | 1970.0309 | 73.5058 | 11986.7978 | 12804.2727 | 3053.7518 | 2043.5367 | 2387.3806 | 424.2575 | 462.454 | 231.0104 | 3505.1024 | 4086.7198 | 0 | 4086.7198 | 744.1909 | 1789.0278 | 12850.5368 | 10518.704 | 23369.2408 | 0 | 10185.2436 | 0
784 | Commercial | CgrTgsld701 | Efficient Battery Charger | 3871.2268 | 1970.0309 | 73.5058 | 11986.7978 | 12804.2727 | 3053.7518 | 2043.5367 | 2387.3806 | 424.2575 | 462.454 | 231.0104 | 3505.1024 | 4086.7198 | 0 | 4086.7198 | 744.1909 | 1789.0278 | 12850.5368 | 10518.704 | 23369.2408 | 0 | 10185.2436 | 0
785 | Commercial | CheNgsld701 | Efficient Battery Charger | 3871.2268 | 1970.0309 | 73.5058 | 11986.7978 | 12804.2727 | 3053.7518 | 2043.5367 | 2387.3806 | 424.2575 | 462.454 | 231.0104 | 3505.1024 | 4086.7198 | 0 | 4086.7198 | 744.1909 | 1789.0278 | 12850.5368 | 10518.704 | 23369.2408 | 0 | 10185.2436 | 0
786 | Commercial | CheTgsld701 | Efficient Battery Charger | 3871.2268 | 1970.0309 | 73.5058 | 11986.7978 | 12804.2727 | 3053.7518 | 2043.5367 | 2387.3806 | 424.2575 | 462.454 | 231.0104 | 3505.1024 | 4086.7198 | 0 | 4086.7198 | 744.1909 | 1789.0278 | 12850.5368 | 10518.704 | 23369.2408 | 0 | 10185.2436 | 0
787 | Commercial | ChoNgsld701 | Efficient Battery Charger | 3871.2268 | 1970.0309 | 73.5058 | 11986.7978 | 12804.2727 | 3053.7518 | 2043.5367 | 2387.3806 | 424.2575 | 462.454 | 231.0104 | 3505.1024 | 4086.7198 | 0 | 4086.7198 | 744.1909 | 1789.0278 | 12850.5368 | 10518.704 | 23369.2408 | 0 | 10185.2436 | 0
788 | Commercial | ChoTgsld701 | Efficient Battery Charger | 3871.2268 | 1970.0309 | 73.5058 | 11986.7978 | 12804.2727 | 3053.7518 | 2043.5367 | 2387.3806 | 424.2575 | 462.454 | 231.0104 | 3505.1024 | 4086.7198 | 0 | 4086.7198 | 744.1909 | 1789.0278 | 12850.5368 | 10518.704 | 23369.2408 | 0 | 10185.2436 | 0
789 | Commercial | CinNgsld701 | Efficient Battery Charger | 3871.2268 | 1970.0309 | 73.5058 | 11986.7978 | 12804.2727 | 3053.7518 | 2043.5367 | 2387.3806 | 424.2575 | 462.454 | 231.0104 | 3505.1024 | 4086.7198 | 0 | 4086.7198 | 744.1909 | 1789.0278 | 12850.5368 | 10518.704 | 23369.2408 | 0 | 10185.2436 | 0
790 | Commercial | CinTgsld701 | Efficient Battery Charger | 3871.2268 | 1970.0309 | 73.5058 | 11986.7978 | 12804.2727 | 3053.7518 | 2043.5367 | 2387.3806 | 424.2575 | 462.454 | 231.0104 | 3505.1024 | 4086.7198 | 0 | 4086.7198 | 744.1909 | 1789.0278 | 12850.5368 | 10518.704 | 23369.2408 | 0 | 10185.2436 | 0
791 | Commercial | CloNgsld701 | Efficient Battery Charger | 3871.2268 | 1970.0309 | 73.5058 | 11986.7978 | 12804.2727 | 3053.7518 | 2043.5367 | 2387.3806 | 424.2575 | 462.454 | 231.0104 | 3505.1024 | 4086.7198 | 0 | 4086.7198 | 744.1909 | 1789.0278 | 12850.5368 | 10518.704 | 23369.2408 | 0 | 10185.2436 | 0
792 | Commercial | CloTgsld701 | Efficient Battery Charger | 3871.2268 | 1970.0309 | 73.5058 | 11986.7978 | 12804.2727 | 3053.7518 | 2043.5367 | 2387.3806 | 424.2575 | 462.454 | 231.0104 | 3505.1024 | 4086.7198 | 0 | 4086.7198 | 744.1909 | 1789.0278 | 12850.5368 | 10518.704 | 23369.2408 | 0 | 10185.2436 | 0
793 | Commercial | CofNgsld701 | Efficient Battery Charger | 3871.2268 | 1970.0309 | 73.5058 | 11986.7978 | 12804.2727 | 3053.7518 | 2043.5367 | 2387.3806 | 424.2575 | 462.454 | 231.0104 | 3505.1024 | 4086.7198 | 0 | 4086.7198 | 744.1909 | 1789.0278 | 12850.5368 | 10518.704 | 23369.2408 | 0 | 10185.2436 | 0
794 | Commercial | CofTgsld701 | Efficient Battery Charger | 3871.2268 | 1970.0309 | 73.5058 | 11986.7978 | 12804.2727 | 3053.7518 | 2043.5367 | 2387.3806 | 424.2575 | 462.454 | 231.0104 | 3505.1024 | 4086.7198 | 0 | 4086.7198 | 744.1909 | 1789.0278 | 12850.5368 | 10518.704 | 23369.2408 | 0 | 10185.2436 | 0
795 | Commercial | CrtNgsld701 | Efficient Battery Charger | 3871.2268 | 1970.0309 | 73.5058 | 11986.7978 | 12804.2727 | 3053.7518 | 2043.5367 | 2387.3806 | 424.2575 | 462.454 | 231.0104 | 3505.1024 | 4086.7198 | 0 | 4086.7198 | 744.1909 | 1789.0278 | 12850.5368 | 10518.704 | 23369.2408 | 0 | 10185.2436 | 0
796 | Commercial | CrtTgsld701 | Efficient Battery Charger | 3871.2268 | 1970.0309 | 73.5058 | 11986.7978 | 12804.2727 | 3053.7518 | 2043.5367 | 2387.3806 | 424.2575 | 462.454 | 231.0104 | 3505.1024 | 4086.7198 | 0 | 4086.7198 | 744.1909 | 1789.0278 | 12850.5368 | 10518.704 | 23369.2408 | 0 | 10185.2436 | 0
797 | Commercial | CwaNgsld701 | Efficient Battery Charger | 3871.2268 | 1970.0309 | 73.5058 | 11986.7978 | 12804.2727 | 3053.7518 | 2043.5367 | 2387.3806 | 424.2575 | 462.454 | 231.0104 | 3505.1024 | 4086.7198 | 0 | 4086.7198 | 744.1909 | 1789.0278 | 12850.5368 | 10518.704 | 23369.2408 | 0 | 10185.2436 | 0
798 | Commercial | CwaTgsld701 | Efficient Battery Charger | 3871.2268 | 1970.0309 | 73.5058 | 11986.7978 | 12804.2727 | 3053.7518 | 2043.5367 | 2387.3806 | 424.2575 | 462.454 | 231.0104 | 3505.1024 | 4086.7198 | 0 | 4086.7198 | 744.1909 | 1789.0278 | 12850.5368 | 10518.704 | 23369.2408 | 0 | 10185.2436 | 0
799 | Commercial | CasEgsld801 | Anti-Sweat Controls | 4558.0612 | 2319.5545 | 86.5472 | 14113.4998 | 15076.0114 | 3595.5496 | 2406.1017 | 2810.9505 | 499.5294 | 544.5028 | 271.9963 | 4126.979 | 25126.738 | 0 | 25126.738 | 1160.8607 | 6194.4967 | 88107.0431 | 10518.704 | 98625.7471 | 0 | 29263.7707 | 0
800 | Commercial | CcoEgsld801 | Anti-Sweat Controls | 4443.4568 | 2261.2334 | 84.3711 | 13758.6407 | 14696.9517 | 3505.1458 | 2345.6045 | 2740.2741 | 486.9696 | 530.8122 | 265.1574 | 4023.2133 | 15665.2541 | 0 | 15665.2541 | 1160.8607 | 2538.4304 | 54308.6151 | 10518.704 | 64827.3191 | 0 | 18038.0005 | 0
801 | Commercial | CgrEgsld801 | Anti-Sweat Controls | 4558.0612 | 2319.5545 | 86.5472 | 14113.4998 | 15076.0114 | 3595.5496 | 2406.1017 | 2810.9505 | 499.5294 | 544.5028 | 271.9963 | 4126.979 | 25126.738 | 0 | 25126.738 | 1160.8607 | 6194.4967 | 88107.0431 | 10518.704 | 98625.7471 | 0 | 29263.7707 | 0
802 | Commercial | CheEgsld801 | Anti-Sweat Controls | 4443.4568 | 2261.2334 | 84.3711 | 13758.6407 | 14696.9517 | 3505.1458 | 2345.6045 | 2740.2741 | 486.9696 | 530.8122 | 265.1574 | 4023.2133 | 15665.2541 | 0 | 15665.2541 | 1160.8607 | 2538.4304 | 54308.6151 | 10518.704 | 64827.3191 | 0 | 18038.0005 | 0
803 | Commercial | ChoEgsld801 | Anti-Sweat Controls | 4443.4568 | 2261.2334 | 84.3711 | 13758.6407 | 14696.9517 | 3505.1458 | 2345.6045 | 2740.2741 | 486.9696 | 530.8122 | 265.1574 | 4023.2133 | 15665.2541 | 0 | 15665.2541 | 1160.8607 | 2538.4304 | 54308.6151 | 10518.704 | 64827.3191 | 0 | 18038.0005 | 0
804 | Commercial | CloEgsld801 | Anti-Sweat Controls | 4443.4568 | 2261.2334 | 84.3711 | 13758.6407 | 14696.9517 | 3505.1458 | 2345.6045 | 2740.2741 | 486.9696 | 530.8122 | 265.1574 | 4023.2133 | 15665.2541 | 0 | 15665.2541 | 1160.8607 | 2538.4304 | 54308.6151 | 10518.704 | 64827.3191 | 0 | 18038.0005 | 0
805 | Commercial | CreEgsld801 | Anti-Sweat Controls | 4443.4568 | 2261.2334 | 84.3711 | 13758.6407 | 14696.9517 | 3505.1458 | 2345.6045 | 2740.2741 | 486.9696 | 530.8122 | 265.1574 | 4023.2133 | 15665.2541 | 0 | 15665.2541 | 1160.8607 | 2538.4304 | 54308.6151 | 10518.704 | 64827.3191 | 0 | 18038.0005 | 0
806 | Commercial | CrtEgsld801 | Anti-Sweat Controls | 4558.0612 | 2319.5545 | 86.5472 | 14113.4998 | 15076.0114 | 3595.5496 | 2406.1017 | 2810.9505 | 499.5294 | 544.5028 | 271.9963 | 4126.979 | 25126.738 | 0 | 25126.738 | 1160.8607 | 6194.4967 | 88107.0431 | 10518.704 | 98625.7471 | 0 | 29263.7707 | 0
807 | Commercial | CscEgsld801 | Anti-Sweat Controls | 4443.4568 | 2261.2334 | 84.3711 | 13758.6407 | 14696.9517 | 3505.1458 | 2345.6045 | 2740.2741 | 486.9696 | 530.8122 | 265.1574 | 4023.2133 | 15665.2541 | 0 | 15665.2541 | 1160.8607 | 2538.4304 | 54308.6151 | 10518.704 | 64827.3191 | 0 | 18038.0005 | 0
808 | Commercial | CasEgsld808 | PSC to ECM Evaporator Fan Motor (Reach-In) | 3933.8094 | 2001.8787 | 74.6941 | 12180.5776 | 13011.2679 | 3103.1191 | 2076.5727 | 2425.9752 | 431.1161 | 469.9301 | 234.7449 | 3561.7663 | 14679.5726 | 0 | 14679.5726 | 417.2665 | 10385.8008 | 50590.8918 | 10518.704 | 61109.5958 | 0 | 21937.5045 | 0
809 | Commercial | CasNgsld808 | PSC to ECM Evaporator Fan Motor (Reach-In) | 3933.8094 | 2001.8787 | 74.6941 | 12180.5776 | 13011.2679 | 3103.1191 | 2076.5727 | 2425.9752 | 431.1161 | 469.9301 | 234.7449 | 3561.7663 | 14679.5726 | 0 | 14679.5726 | 417.2665 | 10385.8008 | 50590.8918 | 10518.704 | 61109.5958 | 0 | 21937.5045 | 0
810 | Commercial | CcoEgsld808 | PSC to ECM Evaporator Fan Motor (Reach-In) | 4443.4568 | 2261.2335 | 84.3711 | 13758.6408 | 14696.9518 | 3505.1459 | 2345.6045 | 2740.2741 | 486.9696 | 530.8122 | 265.1574 | 4023.2134 | 15665.2521 | 0 | 15665.2521 | 417.2665 | 11312.66 | 54308.6082 | 10518.704 | 64827.3122 | 0 | 23549.6031 | 0
811 | Commercial | CcoNgsld808 | PSC to ECM Evaporator Fan Motor (Reach-In) | 4443.4568 | 2261.2335 | 84.3711 | 13758.6408 | 14696.9518 | 3505.1459 | 2345.6045 | 2740.2741 | 486.9696 | 530.8122 | 265.1574 | 4023.2134 | 15665.2521 | 0 | 15665.2521 | 417.2665 | 11312.66 | 54308.6082 | 10518.704 | 64827.3122 | 0 | 23549.6031 | 0
812 | Commercial | CgrEgsld808 | PSC to ECM Evaporator Fan Motor (Reach-In) | 3933.8094 | 2001.8787 | 74.6941 | 12180.5776 | 13011.2679 | 3103.1191 | 2076.5727 | 2425.9752 | 431.1161 | 469.9301 | 234.7449 | 3561.7663 | 14679.5726 | 0 | 14679.5726 | 417.2665 | 10385.8008 | 50590.8918 | 10518.704 | 61109.5958 | 0 | 21937.5045 | 0
813 | Commercial | CgrNgsld808 | PSC to ECM Evaporator Fan Motor (Reach-In) | 3933.8094 | 2001.8787 | 74.6941 | 12180.5776 | 13011.2679 | 3103.1191 | 2076.5727 | 2425.9752 | 431.1161 | 469.9301 | 234.7449 | 3561.7663 | 14679.5726 | 0 | 14679.5726 | 417.2665 | 10385.8008 | 50590.8918 | 10518.704 | 61109.5958 | 0 | 21937.5045 | 0
814 | Commercial | CheEgsld808 | PSC to ECM Evaporator Fan Motor (Reach-In) | 4443.4568 | 2261.2335 | 84.3711 | 13758.6408 | 14696.9518 | 3505.1459 | 2345.6045 | 2740.2741 | 486.9696 | 530.8122 | 265.1574 | 4023.2134 | 15665.2521 | 0 | 15665.2521 | 417.2665 | 11312.66 | 54308.6082 | 10518.704 | 64827.3122 | 0 | 23549.6031 | 0
815 | Commercial | CheNgsld808 | PSC to ECM Evaporator Fan Motor (Reach-In) | 4443.4568 | 2261.2335 | 84.3711 | 13758.6408 | 14696.9518 | 3505.1459 | 2345.6045 | 2740.2741 | 486.9696 | 530.8122 | 265.1574 | 4023.2134 | 15665.2521 | 0 | 15665.2521 | 417.2665 | 11312.66 | 54308.6082 | 10518.704 | 64827.3122 | 0 | 23549.6031 | 0
816 | Commercial | ChoEgsld808 | PSC to ECM Evaporator Fan Motor (Reach-In) | 4443.4568 | 2261.2335 | 84.3711 | 13758.6408 | 14696.9518 | 3505.1459 | 2345.6045 | 2740.2741 | 486.9696 | 530.8122 | 265.1574 | 4023.2134 | 15665.2521 | 0 | 15665.2521 | 417.2665 | 11312.66 | 54308.6082 | 10518.704 | 64827.3122 | 0 | 23549.6031 | 0
817 | Commercial | ChoNgsld808 | PSC to ECM Evaporator Fan Motor (Reach-In) | 4443.4568 | 2261.2335 | 84.3711 | 13758.6408 | 14696.9518 | 3505.1459 | 2345.6045 | 2740.2741 | 486.9696 | 530.8122 | 265.1574 | 4023.2134 | 15665.2521 | 0 | 15665.2521 | 417.2665 | 11312.66 | 54308.6082 | 10518.704 | 64827.3122 | 0 | 23549.6031 | 0
818 | Commercial | CloEgsld808 | PSC to ECM Evaporator Fan Motor (Reach-In) | 4443.4568 | 2261.2335 | 84.3711 | 13758.6408 | 14696.9518 | 3505.1459 | 2345.6045 | 2740.2741 | 486.9696 | 530.8122 | 265.1574 | 4023.2134 | 15665.2521 | 0 | 15665.2521 | 417.2665 | 11312.66 | 54308.6082 | 10518.704 | 64827.3122 | 0 | 23549.6031 | 0
819 | Commercial | CloNgsld808 | PSC to ECM Evaporator Fan Motor (Reach-In) | 4443.4568 | 2261.2335 | 84.3711 | 13758.6408 | 14696.9518 | 3505.1459 | 2345.6045 | 2740.2741 | 486.9696 | 530.8122 | 265.1574 | 4023.2134 | 15665.2521 | 0 | 15665.2521 | 417.2665 | 11312.66 | 54308.6082 | 10518.704 | 64827.3122 | 0 | 23549.6031 | 0
820 | Commercial | CreEgsld808 | PSC to ECM Evaporator Fan Motor (Reach-In) | 4443.4568 | 2261.2335 | 84.3711 | 13758.6408 | 14696.9518 | 3505.1459 | 2345.6045 | 2740.2741 | 486.9696 | 530.8122 | 265.1574 | 4023.2134 | 15665.2521 | 0 | 15665.2521 | 417.2665 | 11312.66 | 54308.6082 | 10518.704 | 64827.3122 | 0 | 23549.6031 | 0
821 | Commercial | CreNgsld808 | PSC to ECM Evaporator Fan Motor (Reach-In) | 4443.4568 | 2261.2335 | 84.3711 | 13758.6408 | 14696.9518 | 3505.1459 | 2345.6045 | 2740.2741 | 486.9696 | 530.8122 | 265.1574 | 4023.2134 | 15665.2521 | 0 | 15665.2521 | 417.2665 | 11312.66 | 54308.6082 | 10518.704 | 64827.3122 | 0 | 23549.6031 | 0
822 | Commercial | CrtEgsld808 | PSC to ECM Evaporator Fan Motor (Reach-In) | 3933.8094 | 2001.8787 | 74.6941 | 12180.5776 | 13011.2679 | 3103.1191 | 2076.5727 | 2425.9752 | 431.1161 | 469.9301 | 234.7449 | 3561.7663 | 14679.5726 | 0 | 14679.5726 | 417.2665 | 10385.8008 | 50590.8918 | 10518.704 | 61109.5958 | 0 | 21937.5045 | 0
823 | Commercial | CrtNgsld808 | PSC to ECM Evaporator Fan Motor (Reach-In) | 3933.8094 | 2001.8787 | 74.6941 | 12180.5776 | 13011.2679 | 3103.1191 | 2076.5727 | 2425.9752 | 431.1161 | 469.9301 | 234.7449 | 3561.7663 | 14679.5726 | 0 | 14679.5726 | 417.2665 | 10385.8008 | 50590.8918 | 10518.704 | 61109.5958 | 0 | 21937.5045 | 0
824 | Commercial | CscEgsld808 | PSC to ECM Evaporator Fan Motor (Reach-In) | 4443.4568 | 2261.2335 | 84.3711 | 13758.6408 | 14696.9518 | 3505.1459 | 2345.6045 | 2740.2741 | 486.9696 | 530.8122 | 265.1574 | 4023.2134 | 15665.2521 | 0 | 15665.2521 | 417.2665 | 11312.66 | 54308.6082 | 10518.704 | 64827.3122 | 0 | 23549.6031 | 0
825 | Commercial | CscNgsld808 | PSC to ECM Evaporator Fan Motor (Reach-In) | 4443.4568 | 2261.2335 | 84.3711 | 13758.6408 | 14696.9518 | 3505.1459 | 2345.6045 | 2740.2741 | 486.9696 | 530.8122 | 265.1574 | 4023.2134 | 15665.2521 | 0 | 15665.2521 | 417.2665 | 11312.66 | 54308.6082 | 10518.704 | 64827.3122 | 0 | 23549.6031 | 0
826 | Commercial | CgrNgsld814 | Energy Star Commercial Glass Door Refrigerator | 4106.1973 | 2089.6052 | 77.9673 | 12714.3564 | 13581.4493 | 3239.1044 | 2167.5725 | 2532.2866 | 450.0085 | 490.5234 | 245.0319 | 3717.8504 | 14035.3419 | 0 | 14035.3419 | 847.9325 | 1970.3861 | 48215.2547 | 10518.704 | 58733.9587 | 0 | 12431.2351 | 0
827 | Commercial | CgrTgsld814 | Energy Star Commercial Glass Door Refrigerator | 4106.1973 | 2089.6052 | 77.9673 | 12714.3564 | 13581.4493 | 3239.1044 | 2167.5725 | 2532.2866 | 450.0085 | 490.5234 | 245.0319 | 3717.8504 | 14035.3419 | 0 | 14035.3419 | 847.9325 | 1970.3861 | 48215.2547 | 10518.704 | 58733.9587 | 0 | 12431.2351 | 0
828 | Commercial | CrtNgsld814 | Energy Star Commercial Glass Door Refrigerator | 4106.1973 | 2089.6052 | 77.9673 | 12714.3564 | 13581.4493 | 3239.1044 | 2167.5725 | 2532.2866 | 450.0085 | 490.5234 | 245.0319 | 3717.8504 | 14035.3419 | 0 | 14035.3419 | 847.9325 | 1970.3861 | 48215.2547 | 10518.704 | 58733.9587 | 0 | 12431.2351 | 0
829 | Commercial | CrtTgsld814 | Energy Star Commercial Glass Door Refrigerator | 4106.1973 | 2089.6052 | 77.9673 | 12714.3564 | 13581.4493 | 3239.1044 | 2167.5725 | 2532.2866 | 450.0085 | 490.5234 | 245.0319 | 3717.8504 | 14035.3419 | 0 | 14035.3419 | 847.9325 | 1970.3861 | 48215.2547 | 10518.704 | 58733.9587 | 0 | 12431.2351 | 0
830 | Commercial | CgrNgsld816 | Energy Star Commercial Solid Door Refrigerator | 4396.4721 | 2237.3234 | 83.479 | 12932.051 | 13813.9902 | 3514.5328 | 2320.8023 | 2689.5472 | 481.242 | 520.9846 | 262.0388 | 3953.8126 | 13742.6933 | 0 | 13742.6933 | 776.4202 | 2634.0793 | 47142.983 | 10617.8427 | 57760.8258 | 0 | 13197.9255 | 0
831 | Commercial | CgrTgsld816 | Energy Star Commercial Solid Door Refrigerator | 4396.4721 | 2237.3234 | 83.479 | 12932.051 | 13813.9902 | 3514.5328 | 2320.8023 | 2689.5472 | 481.242 | 520.9846 | 262.0388 | 3953.8126 | 13742.6933 | 0 | 13742.6933 | 776.4202 | 2634.0793 | 47142.983 | 10617.8427 | 57760.8258 | 0 | 13197.9255 | 0
832 | Commercial | CrtNgsld816 | Energy Star Commercial Solid Door Refrigerator | 4396.4721 | 2237.3234 | 83.479 | 12932.051 | 13813.9902 | 3514.5328 | 2320.8023 | 2689.5472 | 481.242 | 520.9846 | 262.0388 | 3953.8126 | 13742.6933 | 0 | 13742.6933 | 776.4202 | 2634.0793 | 47142.983 | 10617.8427 | 57760.8258 | 0 | 13197.9255 | 0
833 | Commercial | CrtTgsld816 | Energy Star Commercial Solid Door Refrigerator | 4396.4721 | 2237.3234 | 83.479 | 12932.051 | 13813.9902 | 3514.5328 | 2320.8023 | 2689.5472 | 481.242 | 520.9846 | 262.0388 | 3953.8126 | 13742.6933 | 0 | 13742.6933 | 776.4202 | 2634.0793 | 47142.983 | 10617.8427 | 57760.8258 | 0 | 13197.9255 | 0
834 | Commercial | CasEgsld905 | Hot Water Pipe Insulation | 4639.0013 | 2360.7442 | 88.084 | 14364.1213 | 15343.7248 | 3659.3978 | 2448.8282 | 2860.8661 | 508.3998 | 554.1718 | 276.8263 | 4200.2641 | 17975.0687 | 0 | 17975.0687 | 814.9618 | 256.7451 | 63029.6757 | 10518.704 | 73548.3798 | 0 | 11670.4974 | 0
835 | Commercial | CasNgsld905 | Hot Water Pipe Insulation | 4639.0013 | 2360.7442 | 88.084 | 14364.1213 | 15343.7248 | 3659.3978 | 2448.8282 | 2860.8661 | 508.3998 | 554.1718 | 276.8263 | 4200.2641 | 17975.0687 | 0 | 17975.0687 | 814.9618 | 256.7451 | 63029.6757 | 10518.704 | 73548.3798 | 0 | 11670.4974 | 0
836 | Commercial | CcoEgsld905 | Hot Water Pipe Insulation | 4554.3844 | 2317.6835 | 86.4774 | 14102.1151 | 15063.8503 | 3592.6492 | 2404.1608 | 2808.683 | 499.1264 | 544.0635 | 271.7769 | 4123.6499 | 17591.0973 | 0 | 17591.0973 | 814.9618 | 199.3864 | 61683.2781 | 10518.704 | 72201.9821 | 0 | 11421.1998 | 0
837 | Commercial | CcoNgsld905 | Hot Water Pipe Insulation | 4554.3844 | 2317.6835 | 86.4774 | 14102.1151 | 15063.8503 | 3592.6492 | 2404.1608 | 2808.683 | 499.1264 | 544.0635 | 271.7769 | 4123.6499 | 17591.0973 | 0 | 17591.0973 | 814.9618 | 199.3864 | 61683.2781 | 10518.704 | 72201.9821 | 0 | 11421.1998 | 0
838 | Commercial | CgrEgsld905 | Hot Water Pipe Insulation | 5052.2523 | 2571.0438 | 95.9307 | 15643.7044 | 16710.5729 | 3985.3839 | 2666.9745 | 3115.7175 | 553.689 | 603.5385 | 301.4865 | 4574.4316 | 25518.4202 | 0 | 25518.4202 | 814.9618 | 1383.5916 | 89480.4786 | 10518.704 | 99999.1826 | 0 | 16568.0951 | 0
839 | Commercial | CgrNgsld905 | Hot Water Pipe Insulation | 5052.2523 | 2571.0438 | 95.9307 | 15643.7044 | 16710.5729 | 3985.3839 | 2666.9745 | 3115.7175 | 553.689 | 603.5385 | 301.4865 | 4574.4316 | 25518.4202 | 0 | 25518.4202 | 814.9618 | 1383.5916 | 89480.4786 | 10518.704 | 99999.1826 | 0 | 16568.0951 | 0
840 | Commercial | CheEgsld905 | Hot Water Pipe Insulation | 4639.0013 | 2360.7442 | 88.084 | 14364.1213 | 15343.7248 | 3659.3978 | 2448.8282 | 2860.8661 | 508.3998 | 554.1718 | 276.8263 | 4200.2641 | 17975.0687 | 0 | 17975.0687 | 814.9618 | 256.7451 | 63029.6757 | 10518.704 | 73548.3798 | 0 | 11670.4974 | 0
841 | Commercial | CheNgsld905 | Hot Water Pipe Insulation | 4639.0013 | 2360.7442 | 88.084 | 14364.1213 | 15343.7248 | 3659.3978 | 2448.8282 | 2860.8661 | 508.3998 | 554.1718 | 276.8263 | 4200.2641 | 17975.0687 | 0 | 17975.0687 | 814.9618 | 256.7451 | 63029.6757 | 10518.704 | 73548.3798 | 0 | 11670.4974 | 0
842 | Commercial | ChoEgsld905 | Hot Water Pipe Insulation | 4554.3844 | 2317.6835 | 86.4774 | 14102.1151 | 15063.8503 | 3592.6492 | 2404.1608 | 2808.683 | 499.1264 | 544.0635 | 271.7769 | 4123.6499 | 17591.0973 | 0 | 17591.0973 | 814.9618 | 199.3864 | 61683.2781 | 10518.704 | 72201.9821 | 0 | 11421.1998 | 0
843 | Commercial | ChoNgsld905 | Hot Water Pipe Insulation | 4554.3844 | 2317.6835 | 86.4774 | 14102.1151 | 15063.8503 | 3592.6492 | 2404.1608 | 2808.683 | 499.1264 | 544.0635 | 271.7769 | 4123.6499 | 17591.0973 | 0 | 17591.0973 | 814.9618 | 199.3864 | 61683.2781 | 10518.704 | 72201.9821 | 0 | 11421.1998 | 0
844 | Commercial | CinEgsld905 | Hot Water Pipe Insulation | 4639.0013 | 2360.7442 | 88.084 | 14364.1213 | 15343.7248 | 3659.3978 | 2448.8282 | 2860.8661 | 508.3998 | 554.1718 | 276.8263 | 4200.2641 | 17975.0687 | 0 | 17975.0687 | 814.9618 | 256.7451 | 63029.6757 | 10518.704 | 73548.3798 | 0 | 11670.4974 | 0
845 | Commercial | CinNgsld905 | Hot Water Pipe Insulation | 4639.0013 | 2360.7442 | 88.084 | 14364.1213 | 15343.7248 | 3659.3978 | 2448.8282 | 2860.8661 | 508.3998 | 554.1718 | 276.8263 | 4200.2641 | 17975.0687 | 0 | 17975.0687 | 814.9618 | 256.7451 | 63029.6757 | 10518.704 | 73548.3798 | 0 | 11670.4974 | 0
846 | Commercial | CloEgsld905 | Hot Water Pipe Insulation | 5052.2523 | 2571.0438 | 95.9307 | 15643.7044 | 16710.5729 | 3985.3839 | 2666.9745 | 3115.7175 | 553.689 | 603.5385 | 301.4865 | 4574.4316 | 25518.4202 | 0 | 25518.4202 | 814.9618 | 1383.5916 | 89480.4786 | 10518.704 | 99999.1826 | 0 | 16568.0951 | 0
847 | Commercial | CloNgsld905 | Hot Water Pipe Insulation | 5052.2523 | 2571.0438 | 95.9307 | 15643.7044 | 16710.5729 | 3985.3839 | 2666.9745 | 3115.7175 | 553.689 | 603.5385 | 301.4865 | 4574.4316 | 25518.4202 | 0 | 25518.4202 | 814.9618 | 1383.5916 | 89480.4786 | 10518.704 | 99999.1826 | 0 | 16568.0951 | 0
848 | Commercial | CmiEgsld905 | Hot Water Pipe Insulation | 4639.0013 | 2360.7442 | 88.084 | 14364.1213 | 15343.7248 | 3659.3978 | 2448.8282 | 2860.8661 | 508.3998 | 554.1718 | 276.8263 | 4200.2641 | 17975.0687 | 0 | 17975.0687 | 814.9618 | 256.7451 | 63029.6757 | 10518.704 | 73548.3798 | 0 | 11670.4974 | 0
849 | Commercial | CmiNgsld905 | Hot Water Pipe Insulation | 4639.0013 | 2360.7442 | 88.084 | 14364.1213 | 15343.7248 | 3659.3978 | 2448.8282 | 2860.8661 | 508.3998 | 554.1718 | 276.8263 | 4200.2641 | 17975.0687 | 0 | 17975.0687 | 814.9618 | 256.7451 | 63029.6757 | 10518.704 | 73548.3798 | 0 | 11670.4974 | 0
850 | Commercial | CofEgsld905 | Hot Water Pipe Insulation | 4639.0013 | 2360.7442 | 88.084 | 14364.1213 | 15343.7248 | 3659.3978 | 2448.8282 | 2860.8661 | 508.3998 | 554.1718 | 276.8263 | 4200.2641 | 17975.0687 | 0 | 17975.0687 | 814.9618 | 256.7451 | 63029.6757 | 10518.704 | 73548.3798 | 0 | 11670.4974 | 0
851 | Commercial | CofNgsld905 | Hot Water Pipe Insulation | 4639.0013 | 2360.7442 | 88.084 | 14364.1213 | 15343.7248 | 3659.3978 | 2448.8282 | 2860.8661 | 508.3998 | 554.1718 | 276.8263 | 4200.2641 | 17975.0687 | 0 | 17975.0687 | 814.9618 | 256.7451 | 63029.6757 | 10518.704 | 73548.3798 | 0 | 11670.4974 | 0
852 | Commercial | CreEgsld905 | Hot Water Pipe Insulation | 5052.2523 | 2571.0438 | 95.9307 | 15643.7044 | 16710.5729 | 3985.3839 | 2666.9745 | 3115.7175 | 553.689 | 603.5385 | 301.4865 | 4574.4316 | 25518.4202 | 0 | 25518.4202 | 814.9618 | 1383.5916 | 89480.4786 | 10518.704 | 99999.1826 | 0 | 16568.0951 | 0
853 | Commercial | CreNgsld905 | Hot Water Pipe Insulation | 5052.2523 | 2571.0438 | 95.9307 | 15643.7044 | 16710.5729 | 3985.3839 | 2666.9745 | 3115.7175 | 553.689 | 603.5385 | 301.4865 | 4574.4316 | 25518.4202 | 0 | 25518.4202 | 814.9618 | 1383.5916 | 89480.4786 | 10518.704 | 99999.1826 | 0 | 16568.0951 | 0
854 | Commercial | CrtEgsld905 | Hot Water Pipe Insulation | 5052.2523 | 2571.0438 | 95.9307 | 15643.7044 | 16710.5729 | 3985.3839 | 2666.9745 | 3115.7175 | 553.689 | 603.5385 | 301.4865 | 4574.4316 | 25518.4202 | 0 | 25518.4202 | 814.9618 | 1383.5916 | 89480.4786 | 10518.704 | 99999.1826 | 0 | 16568.0951 | 0
855 | Commercial | CrtNgsld905 | Hot Water Pipe Insulation | 5052.2523 | 2571.0438 | 95.9307 | 15643.7044 | 16710.5729 | 3985.3839 | 2666.9745 | 3115.7175 | 553.689 | 603.5385 | 301.4865 | 4574.4316 | 25518.4202 | 0 | 25518.4202 | 814.9618 | 1383.5916 | 89480.4786 | 10518.704 | 99999.1826 | 0 | 16568.0951 | 0
856 | Commercial | CscEgsld905 | Hot Water Pipe Insulation | 4639.0013 | 2360.7442 | 88.084 | 14364.1213 | 15343.7248 | 3659.3978 | 2448.8282 | 2860.8661 | 508.3998 | 554.1718 | 276.8263 | 4200.2641 | 17975.0687 | 0 | 17975.0687 | 814.9618 | 256.7451 | 63029.6757 | 10518.704 | 73548.3798 | 0 | 11670.4974 | 0
857 | Commercial | CscNgsld905 | Hot Water Pipe Insulation | 4639.0013 | 2360.7442 | 88.084 | 14364.1213 | 15343.7248 | 3659.3978 | 2448.8282 | 2860.8661 | 508.3998 | 554.1718 | 276.8263 | 4200.2641 | 17975.0687 | 0 | 17975.0687 | 814.9618 | 256.7451 | 63029.6757 | 10518.704 | 73548.3798 | 0 | 11670.4974 | 0
858 | Commercial | CwaEgsld905 | Hot Water Pipe Insulation | 4639.0013 | 2360.7442 | 88.084 | 14364.1213 | 15343.7248 | 3659.3978 | 2448.8282 | 2860.8661 | 508.3998 | 554.1718 | 276.8263 | 4200.2641 | 17975.0687 | 0 | 17975.0687 | 814.9618 | 256.7451 | 63029.6757 | 10518.704 | 73548.3798 | 0 | 11670.4974 | 0
859 | Commercial | CwaNgsld905 | Hot Water Pipe Insulation | 4639.0013 | 2360.7442 | 88.084 | 14364.1213 | 15343.7248 | 3659.3978 | 2448.8282 | 2860.8661 | 508.3998 | 554.1718 | 276.8263 | 4200.2641 | 17975.0687 | 0 | 17975.0687 | 814.9618 | 256.7451 | 63029.6757 | 10518.704 | 73548.3798 | 0 | 11670.4974 | 0
860 | Commercial | CinNgsld909 | Solar Water Heater | 4218.5998 | 2146.8058 | 80.1016 | 13062.3975 | 13953.2261 | 3327.7712 | 2226.9074 | 2601.6051 | 462.327 | 503.9509 | 251.7394 | 3819.6224 | 10161.7612 | 0 | 10161.7612 | 660.672 | 8745.3884 | 34138.4055 | 10518.704 | 44657.1095 | 0 | 17960.6663 | 0
861 | Commercial | CinTgsld909 | Solar Water Heater | 4218.5998 | 2146.8058 | 80.1016 | 13062.3975 | 13953.2261 | 3327.7712 | 2226.9074 | 2601.6051 | 462.327 | 503.9509 | 251.7394 | 3819.6224 | 10161.7612 | 0 | 10161.7612 | 660.672 | 8745.3884 | 34138.4055 | 10518.704 | 44657.1095 | 0 | 17960.6663 | 0
862 | Commercial | CasNgsld911 | Heat Pump Water Heater | 4519.9449 | 2300.1575 | 85.8234 | 13295.2414 | 14201.9495 | 3613.2368 | 2385.9809 | 2765.0819 | 494.7575 | 535.6162 | 269.398 | 4064.8535 | 9087.4138 | 0 | 9087.4138 | 898.9844 | 2578.2791 | 30281.6079 | 10617.8427 | 40899.4506 | 0 | 12104.0094 | 0
863 | Commercial | CasTgsld911 | Heat Pump Water Heater | 4519.9449 | 2300.1575 | 85.8234 | 13295.2414 | 14201.9495 | 3613.2368 | 2385.9809 | 2765.0819 | 494.7575 | 535.6162 | 269.398 | 4064.8535 | 9087.4138 | 0 | 9087.4138 | 898.9844 | 2578.2791 | 30281.6079 | 10617.8427 | 40899.4506 | 0 | 12104.0094 | 0
864 | Commercial | CheNgsld911 | Heat Pump Water Heater | 4519.9449 | 2300.1575 | 85.8234 | 13295.2414 | 14201.9495 | 3613.2368 | 2385.9809 | 2765.0819 | 494.7575 | 535.6162 | 269.398 | 4064.8535 | 9087.4138 | 0 | 9087.4138 | 898.9844 | 347.3647 | 30281.6079 | 10617.8427 | 40899.4506 | 0 | 9078.0073 | 0
865 | Commercial | CheTgsld911 | Heat Pump Water Heater | 4519.9449 | 2300.1575 | 85.8234 | 13295.2414 | 14201.9495 | 3613.2368 | 2385.9809 | 2765.0819 | 494.7575 | 535.6162 | 269.398 | 4064.8535 | 9087.4138 | 0 | 9087.4138 | 898.9844 | 347.3647 | 30281.6079 | 10617.8427 | 40899.4506 | 0 | 9078.0073 | 0
866 | Commercial | CscEgsld921 | Retro-Commissioning | 6304.7296 | 3208.4177 | 119.7124 | 18545.1158 | 19809.8545 | 5039.9909 | 3328.1301 | 3856.9261 | 690.1217 | 747.1142 | 375.7748 | 5669.9368 | 12350.7198 | 0 | 12350.7198 | 1710.9354 | 3684.0433 | 42118.1536 | 10617.8427 | 52735.9963 | 0 | 24233.1422 | 0
867 | Industrial | BOC | Business On Call | 3871.2268 | 1970.0309 | 73.5058 | 11986.7978 | 12804.2727 | 3053.7518 | 2043.5367 | 0 | 0 | 0 | 0 | 0 | 2.6434 | 0 | 2.6434 | 272.3818 | 2480.3234 | 5.3656 | 0 | 5.3656 | 1230.8897 | 0 | 0
868 | Commercial | CDR | Commercial/Industrial Demand Reduction (CDR) | 4308.4477 | 2192.5286 | 81.8076 | 13340.6008 | 14250.4024 | 3398.6461 | 2274.3361 | 0 | 0 | 0 | 0 | 0 | 6.5833 | 0 | 6.5833 | 81.1978 | 5328.185 | 46.4588 | 0 | 46.4588 | 0 | 0 | 0
869 | Residential | ROC - AC-Cycle | ROC - AC-Cycle | 2657.081 | 1352.1636 | 50.4519 | 8227.3385 | 8788.4261 | 2095.9935 | 1402.6155 | 0 | 0 | 0 | 0 | 0 | 2.3076 | 1.4632 | 0.84441 | 1354.4827 | 1261.6991 | 6.9781 | 0 | 6.9781 | 2145.8325 | 0 | 0
870 | Residential | ROC - AC-Shed | ROC - AC-Shed | 8804.8298 | 4480.6952 | 167.1836 | 27263.1187 | 29122.4073 | 6945.5412 | 4647.8788 | 0 | 0 | 0 | 0 | 0 | 2.3076 | 1.4632 | 0.84441 | 1354.4827 | 3785.0973 | 6.9781 | 0 | 6.9781 | 2145.8325 | 0 | 0
871 | Industrial | TES GS | TES GS | 4042.0162 | 2056.9441 | 76.7487 | 12515.6271 | 13369.1671 | 3188.4762 | 2133.6927 | 2492.7062 | 442.9747 | 482.8564 | 241.202 | 3659.7393 | 3391.4852 | 3461.4175 | -69.9323 | 787.4264 | 5368.0574 | 1930.2573 | 0 | 1930.2573 | 0 | 6331.5852 | 797.5304
872 | Industrial | TES GSD | TES GSD | 4163.4188 | 2118.7247 | 79.0538 | 12515.6271 | 13369.1671 | 3309.8788 | 2197.7786 | 2555.7693 | 455.9659 | 495.0714 | 248.2758 | 3755.0824 | 3391.4852 | 3461.4175 | -69.9323 | 787.2777 | 4587.8948 | 955.0637 | 8747.5344 | 9702.5982 | 0 | 6331.5852 | 531.687
873 | Industrial | TES GSLD | TES GSLD | 4171.096 | 2122.6316 | 79.1996 | 12515.6271 | 13369.1671 | 3317.556 | 2201.8312 | 2559.7394 | 456.7869 | 495.8404 | 248.7228 | 3761.0895 | 3391.4852 | 3461.4175 | -69.9323 | 787.2777 | 4446.2655 | 281.0639 | 10927.6066 | 11208.6705 | 0 | 6331.5852 | 531.687
Total: | [8 empty] | 3061054.4556 | 2044297.5064 |  |  |  |  | 3485074.0473 |  |  | 9546106.1012 | 596319.9337 | 3344693.3578 |  |  | 35166580.6629 | 5522.5546 | 11426610.2049 | 71154.5118 | 11497764.7167
All NPV values are based on 1,000 participants per year from 2020-2025.
Nominal values are not used in the cost-effectiveness calculation and are therefore unavailable.
* Incentives are based on the maximum incentive that can be offered and still pass the two-year payback screening. Incentives for load control programs are based on current tariffs.

## TRC - Failing
Florida Power & Light Company
Docket No. 20190015-EG
Staff's Seventh Set of Interrogatories
Interrogatory No. 74
Attachment No. 2
Tab 2 of 2
|  |  |  | 2 | 3 | 4 | 5 | 6 |  |  | 7 | 8 | 9 | 10 |  | 11 | 12 |  | 13 | 14 | 15 | 16 |  | 17 | 18 | 19
| (1) | (2) | (3) | (4) | (5) | (6) | (7) | (8) | (9) = (4)+(7)-(8) | (10) = (5)+(6) | (11) | (12) | (13) | (14) | (15) = (11)+(12)+(13)+(14) | (16) | (17) | (18) = (16)+(17) | (19) | (20 | (21) | (22) | (23) = (21)+(22) | (24) | (25) | (26)
Failing Measures Savings & Costs
TRC
| Customer Class | Measure Code | Measure Name | Avoided Gen Unit Capacity | Avoided Gen Unit Fixed O&M | Avoided Gen Unit Variable O&M | Avoided Gen Unit Fuel Cost | Replacement Fuel Cost | Avoided Generation | Avoided O&M | Avoided Transmission Cap Cost | Avoided Transmission O&M Cost | Avoided Distribution Cap Cost | Avoided Distribution O&M Cost | Avoided T&D | Program Fuel Savings | Program Off-Peak Payback | Avoided Fuel | Admin Costs | Incentives | Energy Revenue Loss | Demand Revenue Loss | Total Revenue Loss | Utility Equipment | Customer Equipment | Customer O&M
|  |  |  | NPV | NPV | NPV | NPV | NPV | NPV | NPV | NPV | NPV | NPV | NPV | NPV | NPV | NPV | NPV | NPV | NPV | NPV | NPV | NPV | NPV | NPV | NPV
|  |  |  | (2019-2065) | (2019-2065) | (2019-2065) | (2019-2065) | (2019-2065) | (2019-2065) | (2019-2065) | (2019-2065) | (2019-2065) | (2019-2065) | (2019-2065) | (2019-2065) | (2019-2065) | (2019-2065) | (2019-2065) | (2019-2065) | (2019-2065) | (2019-2065) | (2019-2065) | (2019-2065) | (2019-2065) | (2019-2065) | (2019-2065)
|  |  |  | ($000) | ($000) | ($000) | ($000) | ($000) | ($000) | ($000) | ($000) | ($000) | ($000) | ($000) | ($000) | ($000) | ($000) | ($000) | ($000) | ($000) | ($000) | ($000) | ($000) | ($000) | ($000) | ($000)
1 | Residential | RM0N102 | ENERGY STAR Audio-Video Equipment | 0 | 0 | 0 | 0 | 0 | 0 | 0 | 0 | 0 | 0 | 0 | 0 | 161.2409 | 0 | 161.2409 | 597.7967 | 0 | 647.3861 | 0 | 647.3861 | 0 | 2779.5485 | 0
2 | Residential | RM0E102 | ENERGY STAR Audio-Video Equipment | 0 | 0 | 0 | 0 | 0 | 0 | 0 | 0 | 0 | 0 | 0 | 0 | 161.2409 | 0 | 161.2409 | 597.7967 | 0 | 647.3861 | 0 | 647.3861 | 0 | 2779.5485 | 0
3 | Residential | RMFN102 | ENERGY STAR Audio-Video Equipment | 0 | 0 | 0 | 0 | 0 | 0 | 0 | 0 | 0 | 0 | 0 | 0 | 161.2409 | 0 | 161.2409 | 597.7967 | 0 | 647.3861 | 0 | 647.3861 | 0 | 2779.5485 | 0
4 | Residential | RMFE102 | ENERGY STAR Audio-Video Equipment | 0 | 0 | 0 | 0 | 0 | 0 | 0 | 0 | 0 | 0 | 0 | 0 | 161.2409 | 0 | 161.2409 | 597.7967 | 0 | 647.3861 | 0 | 647.3861 | 0 | 2779.5485 | 0
5 | Residential | RSFN102 | ENERGY STAR Audio-Video Equipment | 0 | 0 | 0 | 0 | 0 | 0 | 0 | 0 | 0 | 0 | 0 | 0 | 161.2409 | 0 | 161.2409 | 597.7967 | 0 | 647.3861 | 0 | 647.3861 | 0 | 2779.5485 | 0
6 | Residential | RSFE102 | ENERGY STAR Audio-Video Equipment | 0 | 0 | 0 | 0 | 0 | 0 | 0 | 0 | 0 | 0 | 0 | 0 | 161.2409 | 0 | 161.2409 | 597.7967 | 0 | 647.3861 | 0 | 647.3861 | 0 | 2779.5485 | 0
7 | Residential | RM0N103 | ENERGY STAR Clothes Dryer | 97.9623 | 49.8521 | 1.8601 | 303.3287 | 324.0151 | 77.2759 | 51.7122 | 60.4132 | 10.7359 | 11.7025 | 5.8458 | 88.6974 | 300.7236 | 0 | 300.7236 | 314.9942 | 0 | 1176.7459 | 0 | 1176.7459 | 0 | 2704.6057 | 0
8 | Residential | RM0E103 | ENERGY STAR Clothes Dryer | 97.9623 | 49.8521 | 1.8601 | 303.3287 | 324.0151 | 77.2759 | 51.7122 | 60.4132 | 10.7359 | 11.7025 | 5.8458 | 88.6974 | 300.7236 | 0 | 300.7236 | 314.9942 | 0 | 1176.7459 | 0 | 1176.7459 | 0 | 2704.6057 | 0
9 | Residential | RMFN103 | ENERGY STAR Clothes Dryer | 97.9623 | 49.8521 | 1.8601 | 303.3287 | 324.0151 | 77.2759 | 51.7122 | 60.4132 | 10.7359 | 11.7025 | 5.8458 | 88.6974 | 300.7236 | 0 | 300.7236 | 314.9942 | 0 | 1176.7459 | 0 | 1176.7459 | 0 | 2704.6057 | 0
10 | Residential | RMFE103 | ENERGY STAR Clothes Dryer | 97.9623 | 49.8521 | 1.8601 | 303.3287 | 324.0151 | 77.2759 | 51.7122 | 60.4132 | 10.7359 | 11.7025 | 5.8458 | 88.6974 | 300.7236 | 0 | 300.7236 | 314.9942 | 0 | 1176.7459 | 0 | 1176.7459 | 0 | 2704.6057 | 0
11 | Residential | RSFN103 | ENERGY STAR Clothes Dryer | 97.9623 | 49.8521 | 1.8601 | 303.3287 | 324.0151 | 77.2759 | 51.7122 | 60.4132 | 10.7359 | 11.7025 | 5.8458 | 88.6974 | 300.7236 | 0 | 300.7236 | 314.9942 | 0 | 1176.7459 | 0 | 1176.7459 | 0 | 2704.6057 | 0
12 | Residential | RSFE103 | ENERGY STAR Clothes Dryer | 97.9623 | 49.8521 | 1.8601 | 303.3287 | 324.0151 | 77.2759 | 51.7122 | 60.4132 | 10.7359 | 11.7025 | 5.8458 | 88.6974 | 300.7236 | 0 | 300.7236 | 314.9942 | 0 | 1176.7459 | 0 | 1176.7459 | 0 | 2704.6057 | 0
13 | Residential | RM0N106 | ENERGY STAR Freezer | 37.0329 | 18.8457 | 0.70317 | 114.6681 | 122.4882 | 29.2128 | 19.5489 | 22.8382 | 4.0585 | 4.4239 | 2.2099 | 33.5305 | 133.5173 | 0 | 133.5173 | 314.9942 | 0 | 528.9029 | 0 | 528.9029 | 0 | 977.5683 | 0
14 | Residential | RM0E106 | ENERGY STAR Freezer | 37.0329 | 18.8457 | 0.70317 | 114.6681 | 122.4882 | 29.2128 | 19.5489 | 22.8382 | 4.0585 | 4.4239 | 2.2099 | 33.5305 | 133.5173 | 0 | 133.5173 | 314.9942 | 0 | 528.9029 | 0 | 528.9029 | 0 | 977.5683 | 0
15 | Residential | RMFN106 | ENERGY STAR Freezer | 37.0329 | 18.8457 | 0.70317 | 114.6681 | 122.4882 | 29.2128 | 19.5489 | 22.8382 | 4.0585 | 4.4239 | 2.2099 | 33.5305 | 133.5173 | 0 | 133.5173 | 314.9942 | 0 | 528.9029 | 0 | 528.9029 | 0 | 977.5683 | 0
16 | Residential | RMFE106 | ENERGY STAR Freezer | 37.0329 | 18.8457 | 0.70317 | 114.6681 | 122.4882 | 29.2128 | 19.5489 | 22.8382 | 4.0585 | 4.4239 | 2.2099 | 33.5305 | 133.5173 | 0 | 133.5173 | 314.9942 | 0 | 528.9029 | 0 | 528.9029 | 0 | 977.5683 | 0
17 | Residential | RSFN106 | ENERGY STAR Freezer | 37.0329 | 18.8457 | 0.70317 | 114.6681 | 122.4882 | 29.2128 | 19.5489 | 22.8382 | 4.0585 | 4.4239 | 2.2099 | 33.5305 | 133.5173 | 0 | 133.5173 | 314.9942 | 0 | 528.9029 | 0 | 528.9029 | 0 | 977.5683 | 0
18 | Residential | RSFE106 | ENERGY STAR Freezer | 37.0329 | 18.8457 | 0.70317 | 114.6681 | 122.4882 | 29.2128 | 19.5489 | 22.8382 | 4.0585 | 4.4239 | 2.2099 | 33.5305 | 133.5173 | 0 | 133.5173 | 314.9942 | 0 | 528.9029 | 0 | 528.9029 | 0 | 977.5683 | 0
19 | Residential | RM0N108 | ENERGY STAR Personal Computer | 76.1526 | 38.7533 | 1.446 | 235.7974 | 251.8783 | 60.0717 | 40.1993 | 46.9632 | 8.3457 | 9.0971 | 4.5443 | 68.9504 | 246.3264 | 0 | 246.3264 | 727.5764 | 0 | 963.887 | 0 | 963.887 | 0 | 746.3931 | 0
20 | Residential | RM0E108 | ENERGY STAR Personal Computer | 76.1526 | 38.7533 | 1.446 | 235.7974 | 251.8783 | 60.0717 | 40.1993 | 46.9632 | 8.3457 | 9.0971 | 4.5443 | 68.9504 | 246.3264 | 0 | 246.3264 | 727.5764 | 0 | 963.887 | 0 | 963.887 | 0 | 746.3931 | 0
21 | Residential | RMFN108 | ENERGY STAR Personal Computer | 76.1526 | 38.7533 | 1.446 | 235.7974 | 251.8783 | 60.0717 | 40.1993 | 46.9632 | 8.3457 | 9.0971 | 4.5443 | 68.9504 | 246.3264 | 0 | 246.3264 | 727.5764 | 0 | 963.887 | 0 | 963.887 | 0 | 746.3931 | 0
22 | Residential | RMFE108 | ENERGY STAR Personal Computer | 76.1526 | 38.7533 | 1.446 | 235.7974 | 251.8783 | 60.0717 | 40.1993 | 46.9632 | 8.3457 | 9.0971 | 4.5443 | 68.9504 | 246.3264 | 0 | 246.3264 | 727.5764 | 0 | 963.887 | 0 | 963.887 | 0 | 746.3931 | 0
23 | Residential | RSFN108 | ENERGY STAR Personal Computer | 76.1526 | 38.7533 | 1.446 | 235.7974 | 251.8783 | 60.0717 | 40.1993 | 46.9632 | 8.3457 | 9.0971 | 4.5443 | 68.9504 | 246.3264 | 0 | 246.3264 | 727.5764 | 0 | 963.887 | 0 | 963.887 | 0 | 746.3931 | 0
24 | Residential | RSFE108 | ENERGY STAR Personal Computer | 76.1526 | 38.7533 | 1.446 | 235.7974 | 251.8783 | 60.0717 | 40.1993 | 46.9632 | 8.3457 | 9.0971 | 4.5443 | 68.9504 | 246.3264 | 0 | 246.3264 | 727.5764 | 0 | 963.887 | 0 | 963.887 | 0 | 746.3931 | 0
25 | Residential | RM0N109 | ENERGY STAR Refrigerator | 57.1181 | 29.0669 | 1.0845 | 176.8595 | 188.921 | 45.0567 | 30.1514 | 35.2247 | 6.2597 | 6.8233 | 3.4084 | 51.7161 | 268.0805 | 0 | 268.0805 | 268.8345 | 0 | 1076.3497 | 0 | 1076.3497 | 0 | 1130.9591 | 0
26 | Residential | RM0E109 | ENERGY STAR Refrigerator | 57.1181 | 29.0669 | 1.0845 | 176.8595 | 188.921 | 45.0567 | 30.1514 | 35.2247 | 6.2597 | 6.8233 | 3.4084 | 51.7161 | 268.0805 | 0 | 268.0805 | 268.8345 | 0 | 1076.3497 | 0 | 1076.3497 | 0 | 1130.9591 | 0
27 | Residential | RMFN109 | ENERGY STAR Refrigerator | 57.1181 | 29.0669 | 1.0845 | 176.8595 | 188.921 | 45.0567 | 30.1514 | 35.2247 | 6.2597 | 6.8233 | 3.4084 | 51.7161 | 268.0805 | 0 | 268.0805 | 268.8345 | 0 | 1076.3497 | 0 | 1076.3497 | 0 | 1130.9591 | 0
28 | Residential | RMFE109 | ENERGY STAR Refrigerator | 57.1181 | 29.0669 | 1.0845 | 176.8595 | 188.921 | 45.0567 | 30.1514 | 35.2247 | 6.2597 | 6.8233 | 3.4084 | 51.7161 | 268.0805 | 0 | 268.0805 | 268.8345 | 0 | 1076.3497 | 0 | 1076.3497 | 0 | 1130.9591 | 0
29 | Residential | RSFN109 | ENERGY STAR Refrigerator | 57.1181 | 29.0669 | 1.0845 | 176.8595 | 188.921 | 45.0567 | 30.1514 | 35.2247 | 6.2597 | 6.8233 | 3.4084 | 51.7161 | 268.0805 | 0 | 268.0805 | 268.8345 | 0 | 1076.3497 | 0 | 1076.3497 | 0 | 1130.9591 | 0
30 | Residential | RSFE109 | ENERGY STAR Refrigerator | 57.1181 | 29.0669 | 1.0845 | 176.8595 | 188.921 | 45.0567 | 30.1514 | 35.2247 | 6.2597 | 6.8233 | 3.4084 | 51.7161 | 268.0805 | 0 | 268.0805 | 268.8345 | 0 | 1076.3497 | 0 | 1076.3497 | 0 | 1130.9591 | 0
31 | Residential | RM0N110 | ENERGY STAR TV | 32.8023 | 16.6928 | 0.62284 | 101.5684 | 108.4952 | 25.8755 | 17.3156 | 20.2291 | 3.5949 | 3.9185 | 1.9574 | 29.7 | 80.3639 | 0 | 80.3639 | 510.5723 | 0 | 308.997 | 0 | 308.997 | 0 | 1643.2212 | 0
32 | Residential | RM0E110 | ENERGY STAR TV | 32.8023 | 16.6928 | 0.62284 | 101.5684 | 108.4952 | 25.8755 | 17.3156 | 20.2291 | 3.5949 | 3.9185 | 1.9574 | 29.7 | 80.3639 | 0 | 80.3639 | 510.5723 | 0 | 308.997 | 0 | 308.997 | 0 | 1643.2212 | 0
33 | Residential | RMFN110 | ENERGY STAR TV | 32.8023 | 16.6928 | 0.62284 | 101.5684 | 108.4952 | 25.8755 | 17.3156 | 20.2291 | 3.5949 | 3.9185 | 1.9574 | 29.7 | 80.3639 | 0 | 80.3639 | 510.5723 | 0 | 308.997 | 0 | 308.997 | 0 | 1643.2212 | 0
34 | Residential | RMFE110 | ENERGY STAR TV | 32.8023 | 16.6928 | 0.62284 | 101.5684 | 108.4952 | 25.8755 | 17.3156 | 20.2291 | 3.5949 | 3.9185 | 1.9574 | 29.7 | 80.3639 | 0 | 80.3639 | 510.5723 | 0 | 308.997 | 0 | 308.997 | 0 | 1643.2212 | 0
35 | Residential | RSFN110 | ENERGY STAR TV | 32.8023 | 16.6928 | 0.62284 | 101.5684 | 108.4952 | 25.8755 | 17.3156 | 20.2291 | 3.5949 | 3.9185 | 1.9574 | 29.7 | 80.3639 | 0 | 80.3639 | 510.5723 | 0 | 308.997 | 0 | 308.997 | 0 | 1643.2212 | 0
36 | Residential | RSFE110 | ENERGY STAR TV | 32.8023 | 16.6928 | 0.62284 | 101.5684 | 108.4952 | 25.8755 | 17.3156 | 20.2291 | 3.5949 | 3.9185 | 1.9574 | 29.7 | 80.3639 | 0 | 80.3639 | 510.5723 | 0 | 308.997 | 0 | 308.997 | 0 | 1643.2212 | 0
37 | Residential | RM0N111 | Heat Pump Clothes Dryer | 145.024 | 73.8014 | 2.7537 | 449.0498 | 479.6741 | 114.3997 | 76.555 | 89.4361 | 15.8935 | 17.3245 | 8.6541 | 131.3083 | 445.1931 | 0 | 445.1931 | 296.2656 | 0 | 1742.0622 | 0 | 1742.0622 | 0 | 8683.6465 | 0
38 | Residential | RM0E111 | Heat Pump Clothes Dryer | 145.024 | 73.8014 | 2.7537 | 449.0498 | 479.6741 | 114.3997 | 76.555 | 89.4361 | 15.8935 | 17.3245 | 8.6541 | 131.3083 | 445.1931 | 0 | 445.1931 | 296.2656 | 0 | 1742.0622 | 0 | 1742.0622 | 0 | 8683.6465 | 0
39 | Residential | RMFN111 | Heat Pump Clothes Dryer | 145.024 | 73.8014 | 2.7537 | 449.0498 | 479.6741 | 114.3997 | 76.555 | 89.4361 | 15.8935 | 17.3245 | 8.6541 | 131.3083 | 445.1931 | 0 | 445.1931 | 296.2656 | 0 | 1742.0622 | 0 | 1742.0622 | 0 | 8683.6465 | 0
40 | Residential | RMFE111 | Heat Pump Clothes Dryer | 145.024 | 73.8014 | 2.7537 | 449.0498 | 479.6741 | 114.3997 | 76.555 | 89.4361 | 15.8935 | 17.3245 | 8.6541 | 131.3083 | 445.1931 | 0 | 445.1931 | 296.2656 | 0 | 1742.0622 | 0 | 1742.0622 | 0 | 8683.6465 | 0
41 | Residential | RSFN111 | Heat Pump Clothes Dryer | 145.024 | 73.8014 | 2.7537 | 449.0498 | 479.6741 | 114.3997 | 76.555 | 89.4361 | 15.8935 | 17.3245 | 8.6541 | 131.3083 | 445.1931 | 0 | 445.1931 | 296.2656 | 0 | 1742.0622 | 0 | 1742.0622 | 0 | 8683.6465 | 0
42 | Residential | RSFE111 | Heat Pump Clothes Dryer | 145.024 | 73.8014 | 2.7537 | 449.0498 | 479.6741 | 114.3997 | 76.555 | 89.4361 | 15.8935 | 17.3245 | 8.6541 | 131.3083 | 445.1931 | 0 | 445.1931 | 296.2656 | 0 | 1742.0622 | 0 | 1742.0622 | 0 | 8683.6465 | 0
43 | Residential | RM0N112 | High Efficiency Convection Oven | 85.6828 | 43.6032 | 1.6269 | 265.3067 | 283.4 | 67.5894 | 45.2301 | 52.8405 | 9.3902 | 10.2356 | 5.113 | 77.5793 | 180.1328 | 0 | 180.1328 | 296.2656 | 0 | 679.6726 | 0 | 679.6726 | 0 | 6665.9757 | 0
44 | Residential | RM0E112 | High Efficiency Convection Oven | 85.6828 | 43.6032 | 1.6269 | 265.3067 | 283.4 | 67.5894 | 45.2301 | 52.8405 | 9.3902 | 10.2356 | 5.113 | 77.5793 | 180.1328 | 0 | 180.1328 | 296.2656 | 0 | 679.6726 | 0 | 679.6726 | 0 | 6665.9757 | 0
45 | Residential | RMFN112 | High Efficiency Convection Oven | 85.6828 | 43.6032 | 1.6269 | 265.3067 | 283.4 | 67.5894 | 45.2301 | 52.8405 | 9.3902 | 10.2356 | 5.113 | 77.5793 | 180.1328 | 0 | 180.1328 | 296.2656 | 0 | 679.6726 | 0 | 679.6726 | 0 | 6665.9757 | 0
46 | Residential | RMFE112 | High Efficiency Convection Oven | 85.6828 | 43.6032 | 1.6269 | 265.3067 | 283.4 | 67.5894 | 45.2301 | 52.8405 | 9.3902 | 10.2356 | 5.113 | 77.5793 | 180.1328 | 0 | 180.1328 | 296.2656 | 0 | 679.6726 | 0 | 679.6726 | 0 | 6665.9757 | 0
47 | Residential | RSFN112 | High Efficiency Convection Oven | 85.6828 | 43.6032 | 1.6269 | 265.3067 | 283.4 | 67.5894 | 45.2301 | 52.8405 | 9.3902 | 10.2356 | 5.113 | 77.5793 | 180.1328 | 0 | 180.1328 | 296.2656 | 0 | 679.6726 | 0 | 679.6726 | 0 | 6665.9757 | 0
48 | Residential | RSFE112 | High Efficiency Convection Oven | 85.6828 | 43.6032 | 1.6269 | 265.3067 | 283.4 | 67.5894 | 45.2301 | 52.8405 | 9.3902 | 10.2356 | 5.113 | 77.5793 | 180.1328 | 0 | 180.1328 | 296.2656 | 0 | 679.6726 | 0 | 679.6726 | 0 | 6665.9757 | 0
49 | Residential | RM0N113 | High Efficiency Induction Cooktop | 510.9365 | 260.0108 | 9.7015 | 1582.0548 | 1689.9477 | 403.0437 | 269.7123 | 315.0939 | 55.9948 | 61.0361 | 30.4895 | 462.6143 | 1136.1523 | 0 | 1136.1523 | 343.0335 | 0 | 4305.0122 | 0 | 4305.0122 | 0 | 2679.2101 | 0
50 | Residential | RM0E113 | High Efficiency Induction Cooktop | 510.9365 | 260.0108 | 9.7015 | 1582.0548 | 1689.9477 | 403.0437 | 269.7123 | 315.0939 | 55.9948 | 61.0361 | 30.4895 | 462.6143 | 1136.1523 | 0 | 1136.1523 | 343.0335 | 0 | 4305.0122 | 0 | 4305.0122 | 0 | 2679.2101 | 0
51 | Residential | RMFN113 | High Efficiency Induction Cooktop | 510.9365 | 260.0108 | 9.7015 | 1582.0548 | 1689.9477 | 403.0437 | 269.7123 | 315.0939 | 55.9948 | 61.0361 | 30.4895 | 462.6143 | 1136.1523 | 0 | 1136.1523 | 343.0335 | 0 | 4305.0122 | 0 | 4305.0122 | 0 | 2679.2101 | 0
52 | Residential | RMFE113 | High Efficiency Induction Cooktop | 510.9365 | 260.0108 | 9.7015 | 1582.0548 | 1689.9477 | 403.0437 | 269.7123 | 315.0939 | 55.9948 | 61.0361 | 30.4895 | 462.6143 | 1136.1523 | 0 | 1136.1523 | 343.0335 | 0 | 4305.0122 | 0 | 4305.0122 | 0 | 2679.2101 | 0
53 | Residential | RSFN113 | High Efficiency Induction Cooktop | 510.9365 | 260.0108 | 9.7015 | 1582.0548 | 1689.9477 | 403.0437 | 269.7123 | 315.0939 | 55.9948 | 61.0361 | 30.4895 | 462.6143 | 1136.1523 | 0 | 1136.1523 | 343.0335 | 0 | 4305.0122 | 0 | 4305.0122 | 0 | 2679.2101 | 0
54 | Residential | RSFE113 | High Efficiency Induction Cooktop | 510.9365 | 260.0108 | 9.7015 | 1582.0548 | 1689.9477 | 403.0437 | 269.7123 | 315.0939 | 55.9948 | 61.0361 | 30.4895 | 462.6143 | 1136.1523 | 0 | 1136.1523 | 343.0335 | 0 | 4305.0122 | 0 | 4305.0122 | 0 | 2679.2101 | 0
55 | Residential | RM0E115 | Smart Power Strip | 26.1008 | 13.2825 | 0.49559 | 80.8181 | 86.3297 | 20.5892 | 13.7781 | 16.0963 | 2.8605 | 3.118 | 1.5575 | 23.6323 | 108.0374 | 0 | 108.0374 | 597.7967 | 0 | 433.773 | 0 | 433.773 | 0 | 206.1368 | 0
56 | Residential | RM0N115 | Smart Power Strip | 26.1008 | 13.2825 | 0.49559 | 80.8181 | 86.3297 | 20.5892 | 13.7781 | 16.0963 | 2.8605 | 3.118 | 1.5575 | 23.6323 | 108.0374 | 0 | 108.0374 | 597.7967 | 0 | 433.773 | 0 | 433.773 | 0 | 206.1368 | 0
57 | Residential | RMFE115 | Smart Power Strip | 26.1008 | 13.2825 | 0.49559 | 80.8181 | 86.3297 | 20.5892 | 13.7781 | 16.0963 | 2.8605 | 3.118 | 1.5575 | 23.6323 | 108.0374 | 0 | 108.0374 | 597.7967 | 0 | 433.773 | 0 | 433.773 | 0 | 206.1368 | 0
58 | Residential | RMFN115 | Smart Power Strip | 26.1008 | 13.2825 | 0.49559 | 80.8181 | 86.3297 | 20.5892 | 13.7781 | 16.0963 | 2.8605 | 3.118 | 1.5575 | 23.6323 | 108.0374 | 0 | 108.0374 | 597.7967 | 0 | 433.773 | 0 | 433.773 | 0 | 206.1368 | 0
59 | Residential | RSFE115 | Smart Power Strip | 26.1008 | 13.2825 | 0.49559 | 80.8181 | 86.3297 | 20.5892 | 13.7781 | 16.0963 | 2.8605 | 3.118 | 1.5575 | 23.6323 | 108.0374 | 0 | 108.0374 | 597.7967 | 0 | 433.773 | 0 | 433.773 | 0 | 206.1368 | 0
60 | Residential | RSFN115 | Smart Power Strip | 26.1008 | 13.2825 | 0.49559 | 80.8181 | 86.3297 | 20.5892 | 13.7781 | 16.0963 | 2.8605 | 3.118 | 1.5575 | 23.6323 | 108.0374 | 0 | 108.0374 | 597.7967 | 0 | 433.773 | 0 | 433.773 | 0 | 206.1368 | 0
61 | Residential | RM0E201 | Air Sealing/Infiltration Control | 480.8596 | 244.705 | 9.1304 | 1488.9252 | 1590.4669 | 379.318 | 253.8354 | 296.5455 | 52.6986 | 57.4432 | 28.6947 | 435.382 | 463.394 | 0 | 463.394 | 314.9942 | 0 | 1643.3793 | 0 | 1643.3793 | 0 | 2313.6435 | 0
62 | Residential | RMFE201 | Air Sealing/Infiltration Control | 595.3913 | 302.989 | 11.3051 | 1843.559 | 1969.2859 | 469.6643 | 314.2941 | 367.177 | 65.2504 | 71.125 | 35.5292 | 539.0817 | 574.5727 | 0 | 574.5727 | 314.9942 | 0 | 2037.663 | 0 | 2037.663 | 0 | 3728.0112 | 0
63 | Residential | RSFE201 | Air Sealing/Infiltration Control | 1233.4581 | 627.6952 | 23.4206 | 3819.2578 | 4079.7233 | 972.9926 | 651.1158 | 760.672 | 135.1778 | 147.348 | 73.605 | 1116.8028 | 1202.1982 | 0 | 1202.1982 | 314.9942 | 0 | 4263.4726 | 0 | 4263.4726 | 0 | 6283.5482 | 0
64 | Residential | RM0E202 | Ceiling Insulation (R12 to R38) | 458.8578 | 233.5084 | 8.7127 | 1420.7991 | 1517.6947 | 361.9622 | 242.2211 | 282.977 | 50.2874 | 54.8148 | 27.3817 | 415.4609 | 416.9599 | 0 | 416.9599 | 220.9232 | 0 | 1528.1999 | 0 | 1528.1999 | 0 | 3306.5763 | 0
65 | Residential | RM0N202 | Ceiling Insulation (R12 to R38) | 458.8578 | 233.5084 | 8.7127 | 1420.7991 | 1517.6947 | 361.9622 | 242.2211 | 282.977 | 50.2874 | 54.8148 | 27.3817 | 415.4609 | 416.9599 | 0 | 416.9599 | 220.9232 | 0 | 1528.1999 | 0 | 1528.1999 | 0 | 3306.5763 | 0
66 | Residential | RMFE202 | Ceiling Insulation (R12 to R38) | 676.4314 | 344.2296 | 12.8439 | 2094.4902 | 2237.3301 | 533.5915 | 357.0735 | 417.1544 | 74.1318 | 80.806 | 40.3652 | 612.4574 | 714.1316 | 0 | 714.1316 | 220.9232 | 0 | 2604.202 | 0 | 2604.202 | 0 | 5327.9397 | 0
67 | Residential | RMFN202 | Ceiling Insulation (R12 to R38) | 676.4314 | 344.2296 | 12.8439 | 2094.4902 | 2237.3301 | 533.5915 | 357.0735 | 417.1544 | 74.1318 | 80.806 | 40.3652 | 612.4574 | 714.1316 | 0 | 714.1316 | 220.9232 | 0 | 2604.202 | 0 | 2604.202 | 0 | 5327.9397 | 0
68 | Residential | RSFE202 | Ceiling Insulation (R12 to R38) | 1090.0858 | 554.7344 | 20.6982 | 3375.3224 | 3605.5124 | 859.8958 | 575.4327 | 672.2545 | 119.4652 | 130.2209 | 65.0494 | 986.9901 | 1167.7613 | 0 | 1167.7613 | 220.9232 | 0 | 4265.0862 | 0 | 4265.0862 | 0 | 6414.4447 | 0
69 | Residential | RSFN202 | Ceiling Insulation (R12 to R38) | 1090.0858 | 554.7344 | 20.6982 | 3375.3224 | 3605.5124 | 859.8958 | 575.4327 | 672.2545 | 119.4652 | 130.2209 | 65.0494 | 986.9901 | 1167.7613 | 0 | 1167.7613 | 220.9232 | 0 | 4265.0862 | 0 | 4265.0862 | 0 | 6414.4447 | 0
70 | Residential | RM0E203 | Ceiling Insulation (R19 to R38) | 224.8289 | 114.4133 | 4.269 | 696.1563 | 743.6327 | 177.3525 | 118.6823 | 138.6517 | 24.6396 | 26.8579 | 13.4164 | 203.5656 | 204.3 | 0 | 204.3 | 220.9232 | 0 | 748.78 | 0 | 748.78 | 0 | 2833.5459 | 0
71 | Residential | RM0N203 | Ceiling Insulation (R19 to R38) | 224.8289 | 114.4133 | 4.269 | 696.1563 | 743.6327 | 177.3525 | 118.6823 | 138.6517 | 24.6396 | 26.8579 | 13.4164 | 203.5656 | 204.3 | 0 | 204.3 | 220.9232 | 0 | 748.78 | 0 | 748.78 | 0 | 2833.5459 | 0
72 | Residential | RMFE203 | Ceiling Insulation (R19 to R38) | 328.7917 | 167.319 | 6.243 | 1018.0649 | 1087.4948 | 259.3618 | 173.562 | 202.7654 | 36.0331 | 39.2772 | 19.6202 | 297.696 | 347.1166 | 0 | 347.1166 | 220.9232 | 0 | 1265.8195 | 0 | 1265.8195 | 0 | 4565.738 | 0
73 | Residential | RMFN203 | Ceiling Insulation (R19 to R38) | 328.7917 | 167.319 | 6.243 | 1018.0649 | 1087.4948 | 259.3618 | 173.562 | 202.7654 | 36.0331 | 39.2772 | 19.6202 | 297.696 | 347.1166 | 0 | 347.1166 | 220.9232 | 0 | 1265.8195 | 0 | 1265.8195 | 0 | 4565.738 | 0
74 | Residential | RSFE203 | Ceiling Insulation (R19 to R38) | 544.0126 | 276.8429 | 10.3296 | 1684.471 | 1799.3484 | 429.1352 | 287.1725 | 335.4919 | 59.6197 | 64.9874 | 32.4632 | 492.5622 | 582.7769 | 0 | 582.7769 | 220.9232 | 0 | 2128.5118 | 0 | 2128.5118 | 0 | 5496.8101 | 0
75 | Residential | RSFN203 | Ceiling Insulation (R19 to R38) | 544.0126 | 276.8429 | 10.3296 | 1684.471 | 1799.3484 | 429.1352 | 287.1725 | 335.4919 | 59.6197 | 64.9874 | 32.4632 | 492.5622 | 582.7769 | 0 | 582.7769 | 220.9232 | 0 | 2128.5118 | 0 | 2128.5118 | 0 | 5496.8101 | 0
76 | Residential | RM0E205 | Ceiling Insulation (R30 to R38) | 64.8268 | 32.9898 | 1.2309 | 200.7287 | 214.4179 | 51.1376 | 34.2207 | 39.9786 | 7.1045 | 7.7442 | 3.8685 | 58.6958 | 58.9076 | 0 | 58.9076 | 220.9232 | 0 | 215.9021 | 0 | 215.9021 | 0 | 2090.2119 | 0
77 | Residential | RM0N205 | Ceiling Insulation (R30 to R38) | 64.8268 | 32.9898 | 1.2309 | 200.7287 | 214.4179 | 51.1376 | 34.2207 | 39.9786 | 7.1045 | 7.7442 | 3.8685 | 58.6958 | 58.9076 | 0 | 58.9076 | 220.9232 | 0 | 215.9021 | 0 | 215.9021 | 0 | 2090.2119 | 0
78 | Residential | RMFE205 | Ceiling Insulation (R30 to R38) | 61.8121 | 31.4556 | 1.1737 | 191.3939 | 204.4465 | 48.7594 | 32.6293 | 38.1194 | 6.7741 | 7.384 | 3.6886 | 55.9662 | 88.4374 | 0 | 88.4374 | 220.9232 | 0 | 322.5018 | 0 | 322.5018 | 0 | 3367.9924 | 0
79 | Residential | RMFN205 | Ceiling Insulation (R30 to R38) | 61.8121 | 31.4556 | 1.1737 | 191.3939 | 204.4465 | 48.7594 | 32.6293 | 38.1194 | 6.7741 | 7.384 | 3.6886 | 55.9662 | 88.4374 | 0 | 88.4374 | 220.9232 | 0 | 322.5018 | 0 | 322.5018 | 0 | 3367.9924 | 0
80 | Residential | RSFE205 | Ceiling Insulation (R30 to R38) | 142.1851 | 72.3567 | 2.6998 | 440.2594 | 470.2842 | 112.1603 | 75.0564 | 87.6854 | 15.5824 | 16.9853 | 8.4847 | 128.7378 | 152.3167 | 0 | 152.3167 | 220.9232 | 0 | 556.3156 | 0 | 556.3156 | 0 | 4054.8131 | 0
81 | Residential | RSFN205 | Ceiling Insulation (R30 to R38) | 142.1851 | 72.3567 | 2.6998 | 440.2594 | 470.2842 | 112.1603 | 75.0564 | 87.6854 | 15.5824 | 16.9853 | 8.4847 | 128.7378 | 152.3167 | 0 | 152.3167 | 220.9232 | 0 | 556.3156 | 0 | 556.3156 | 0 | 4054.8131 | 0
82 | Residential | RM0E206 | Duct Insulation | 140.8072 | 71.6555 | 2.6736 | 435.9929 | 465.7267 | 111.0734 | 74.3291 | 86.8356 | 15.4314 | 16.8207 | 8.4025 | 127.4902 | 136.5534 | 0 | 136.5534 | 252.0985 | 0 | 484.2727 | 0 | 484.2727 | 0 | 4040.0634 | 0
83 | Residential | RMFE206 | Duct Insulation | 174.0959 | 88.5958 | 3.3057 | 539.0676 | 575.8309 | 137.3326 | 91.9015 | 107.3647 | 19.0796 | 20.7974 | 10.3889 | 157.6307 | 168.3837 | 0 | 168.3837 | 252.0985 | 0 | 597.1557 | 0 | 597.1557 | 0 | 10946.6185 | 0
84 | Residential | RSFE206 | Duct Insulation | 358.5131 | 182.444 | 6.8073 | 1110.0936 | 1185.7998 | 282.807 | 189.2513 | 221.0946 | 39.2904 | 42.8277 | 21.3938 | 324.6065 | 344.2424 | 0 | 344.2424 | 252.0985 | 0 | 1220.8204 | 0 | 1220.8204 | 0 | 13178.4568 | 0
85 | Residential | RM0E208 | ENERGY STAR Door | 124.5539 | 63.3843 | 2.365 | 385.6664 | 411.9681 | 98.2522 | 65.7493 | 76.8122 | 13.6502 | 14.8791 | 7.4326 | 112.7741 | 268.31 | 0 | 268.31 | 220.9232 | 0 | 1054.6649 | 0 | 1054.6649 | 0 | 2117.9678 | 0
86 | Residential | RM0N208 | ENERGY STAR Door | 88.3931 | 44.9824 | 1.6784 | 273.6988 | 292.3645 | 69.7274 | 46.6608 | 54.5119 | 9.6872 | 10.5594 | 5.2747 | 80.0332 | 190.4135 | 0 | 190.4135 | 220.9232 | 0 | 748.4718 | 0 | 748.4718 | 0 | 2117.9678 | 0
87 | Residential | RMFE208 | ENERGY STAR Door | 124.5539 | 63.3843 | 2.365 | 385.6664 | 411.9681 | 98.2522 | 65.7493 | 76.8122 | 13.6502 | 14.8791 | 7.4326 | 112.7741 | 268.31 | 0 | 268.31 | 220.9232 | 0 | 1054.6649 | 0 | 1054.6649 | 0 | 2117.9678 | 0
88 | Residential | RMFN208 | ENERGY STAR Door | 88.3931 | 44.9824 | 1.6784 | 273.6988 | 292.3645 | 69.7274 | 46.6608 | 54.5119 | 9.6872 | 10.5594 | 5.2747 | 80.0332 | 190.4135 | 0 | 190.4135 | 220.9232 | 0 | 748.4718 | 0 | 748.4718 | 0 | 2117.9678 | 0
89 | Residential | RSFE208 | ENERGY STAR Door | 124.5539 | 63.3843 | 2.365 | 385.6664 | 411.9681 | 98.2522 | 65.7493 | 76.8122 | 13.6502 | 14.8791 | 7.4326 | 112.7741 | 268.31 | 0 | 268.31 | 220.9232 | 0 | 1054.6649 | 0 | 1054.6649 | 0 | 2117.9678 | 0
90 | Residential | RSFN208 | ENERGY STAR Door | 88.3931 | 44.9824 | 1.6784 | 273.6988 | 292.3645 | 69.7274 | 46.6608 | 54.5119 | 9.6872 | 10.5594 | 5.2747 | 80.0332 | 190.4135 | 0 | 190.4135 | 220.9232 | 0 | 748.4718 | 0 | 748.4718 | 0 | 2117.9678 | 0
91 | Residential | RM0E209 | ENERGY STAR Windows | 132.9495 | 67.6568 | 2.5244 | 411.6626 | 439.7371 | 104.875 | 70.1812 | 81.9898 | 14.5703 | 15.8821 | 7.9336 | 120.3757 | 381.3891 | 0 | 381.3891 | 220.9232 | 0 | 1515.7584 | 0 | 1515.7584 | 0 | 2742.4949 | 0
92 | Residential | RM0N209 | ENERGY STAR Windows | 10.0971 | 5.1383 | 0.19172 | 31.2644 | 33.3966 | 7.9649 | 5.33 | 6.2269 | 1.1066 | 1.2062 | 0.60253 | 9.1421 | 146.5908 | 0 | 146.5908 | 220.9232 | 0 | 588.5658 | 0 | 588.5658 | 0 | 2742.4949 | 0
93 | Residential | RMFE209 | ENERGY STAR Windows | 103.9556 | 52.9021 | 1.9739 | 321.8864 | 343.8384 | 82.0037 | 54.8759 | 64.1093 | 11.3928 | 12.4185 | 6.2034 | 94.124 | 298.2138 | 0 | 298.2138 | 220.9232 | 0 | 1185.1941 | 0 | 1185.1941 | 0 | 2742.4949 | 0
94 | Residential | RMFN209 | ENERGY STAR Windows | 7.7456 | 3.9417 | 0.14707 | 23.9835 | 25.6191 | 6.11 | 4.0888 | 4.7767 | 0.84886 | 0.92529 | 0.46221 | 7.0131 | 112.4532 | 0 | 112.4532 | 220.9232 | 0 | 451.5025 | 0 | 451.5025 | 0 | 2742.4949 | 0
95 | Residential | RSFE209 | ENERGY STAR Windows | 156.9944 | 79.893 | 2.981 | 486.1147 | 519.2667 | 123.8424 | 82.8739 | 96.8183 | 17.2054 | 18.7544 | 9.3684 | 142.1465 | 450.3637 | 0 | 450.3637 | 220.9232 | 0 | 1789.885 | 0 | 1789.885 | 0 | 2742.4949 | 0
96 | Residential | RSFN209 | ENERGY STAR Windows | 12.4485 | 6.3349 | 0.23637 | 38.5453 | 41.174 | 9.8198 | 6.5713 | 7.677 | 1.3643 | 1.4871 | 0.74285 | 11.2712 | 180.7284 | 0 | 180.7284 | 220.9232 | 0 | 725.629 | 0 | 725.629 | 0 | 2742.4949 | 0
97 | Residential | RM0E210 | Floor Insulation | 7.6645 | 3.9004 | 0.14553 | 23.7323 | 25.3508 | 6.046 | 4.0459 | 4.7267 | 0.83998 | 0.9156 | 0.45737 | 6.9397 | 36.6208 | 0 | 36.6208 | 220.9232 | 0 | 147.0335 | 0 | 147.0335 | 0 | 8644.8643 | 0
98 | Residential | RMFE210 | Floor Insulation | 0.42028 | 0.21388 | 0.0079802 | 1.3014 | 1.3901 | 0.33153 | 0.22186 | 0.25919 | 0.04606 | 0.050207 | 0.02508 | 0.38053 | 2.0081 | 0 | 2.0081 | 220.9232 | 0 | 8.0625 | 0 | 8.0625 | 0 | 13929.6089 | 0
99 | Residential | RSFE210 | Floor Insulation | 6.3042 | 3.2082 | 0.1197 | 19.5203 | 20.8516 | 4.973 | 3.3279 | 3.8878 | 0.6909 | 0.7531 | 0.3762 | 5.708 | 30.1214 | 0 | 30.1214 | 220.9232 | 0 | 120.9382 | 0 | 120.9382 | 0 | 16770.2158 | 0
100 | Residential | RM0E211 | Green Roof | 1008.8527 | 513.3956 | 19.1558 | 3123.7935 | 3336.8297 | 795.8164 | 532.5515 | 622.1581 | 110.5627 | 120.5168 | 60.202 | 913.4396 | 978.3754 | 0 | 978.3754 | 220.9232 | 0 | 3469.7081 | 0 | 3469.7081 | 0 | 102387.7469 | 0
101 | Residential | RM0N211 | Green Roof | 1008.8527 | 513.3956 | 19.1558 | 3123.7935 | 3336.8297 | 795.8164 | 532.5515 | 622.1581 | 110.5627 | 120.5168 | 60.202 | 913.4396 | 978.3754 | 0 | 978.3754 | 220.9232 | 0 | 3469.7081 | 0 | 3469.7081 | 0 | 102387.7469 | 0
102 | Residential | RMFE211 | Green Roof | 1247.3595 | 634.7695 | 23.6845 | 3862.3017 | 4125.7027 | 983.9584 | 658.454 | 769.245 | 136.7013 | 149.0087 | 74.4345 | 1129.3895 | 1206.4327 | 0 | 1206.4327 | 220.9232 | 0 | 4278.49 | 0 | 4278.49 | 0 | 164979.0247 | 0
103 | Residential | RMFN211 | Green Roof | 1247.3595 | 634.7695 | 23.6845 | 3862.3017 | 4125.7027 | 983.9584 | 658.454 | 769.245 | 136.7013 | 149.0087 | 74.4345 | 1129.3895 | 1206.4327 | 0 | 1206.4327 | 220.9232 | 0 | 4278.49 | 0 | 4278.49 | 0 | 164979.0247 | 0
104 | Residential | RSFE211 | Green Roof | 2568.6682 | 1307.1711 | 48.7731 | 7953.5786 | 8495.9963 | 2026.2505 | 1355.9443 | 1584.0944 | 281.5068 | 306.8513 | 153.2819 | 2325.7344 | 2466.4216 | 0 | 2466.4216 | 220.9232 | 0 | 8746.9114 | 0 | 8746.9114 | 0 | 198622.5268 | 0
105 | Residential | RSFN211 | Green Roof | 2568.6682 | 1307.1711 | 48.7731 | 7953.5786 | 8495.9963 | 2026.2505 | 1355.9443 | 1584.0944 | 281.5068 | 306.8513 | 153.2819 | 2325.7344 | 2466.4216 | 0 | 2466.4216 | 220.9232 | 0 | 8746.9114 | 0 | 8746.9114 | 0 | 198622.5268 | 0
106 | Residential | RM0E212 | Radiant Barrier | 487.4908 | 248.0795 | 9.2563 | 1509.4578 | 1612.3997 | 384.5489 | 257.3358 | 300.6349 | 53.4253 | 58.2353 | 29.0904 | 441.3859 | 644.0886 | 0 | 644.0886 | 220.9232 | 0 | 2367.7921 | 0 | 2367.7921 | 0 | 5337.4962 | 0
107 | Residential | RM0N212 | Radiant Barrier | 487.4908 | 248.0795 | 9.2563 | 1509.4578 | 1612.3997 | 384.5489 | 257.3358 | 300.6349 | 53.4253 | 58.2353 | 29.0904 | 441.3859 | 644.0886 | 0 | 644.0886 | 220.9232 | 0 | 2367.7921 | 0 | 2367.7921 | 0 | 5337.4962 | 0
108 | Residential | RMFE212 | Radiant Barrier | 601.1239 | 305.9063 | 11.414 | 1861.3094 | 1988.2468 | 474.1864 | 317.3203 | 370.7123 | 65.8787 | 71.8098 | 35.8713 | 544.2721 | 794.2243 | 0 | 794.2243 | 220.9232 | 0 | 2919.7197 | 0 | 2919.7197 | 0 | 8798.8377 | 0
109 | Residential | RMFN212 | Radiant Barrier | 601.1239 | 305.9063 | 11.414 | 1861.3094 | 1988.2468 | 474.1864 | 317.3203 | 370.7123 | 65.8787 | 71.8098 | 35.8713 | 544.2721 | 794.2243 | 0 | 794.2243 | 220.9232 | 0 | 2919.7197 | 0 | 2919.7197 | 0 | 8798.8377 | 0
110 | Residential | RSFE212 | Radiant Barrier | 1228.933 | 625.3925 | 23.3346 | 3805.2462 | 4064.7562 | 969.423 | 648.7271 | 757.8814 | 134.6819 | 146.8075 | 73.335 | 1112.7057 | 1623.706 | 0 | 1623.706 | 220.9232 | 0 | 5969.0522 | 0 | 5969.0522 | 0 | 10768.6454 | 0
111 | Residential | RSFN212 | Radiant Barrier | 1228.933 | 625.3925 | 23.3346 | 3805.2462 | 4064.7562 | 969.423 | 648.7271 | 757.8814 | 134.6819 | 146.8075 | 73.335 | 1112.7057 | 1623.706 | 0 | 1623.706 | 220.9232 | 0 | 5969.0522 | 0 | 5969.0522 | 0 | 10768.6454 | 0
112 | Residential | RM0E213 | Sealed crawlspace | 33.1961 | 16.8932 | 0.63032 | 102.7878 | 109.7977 | 26.1862 | 17.5235 | 20.472 | 3.638 | 3.9656 | 1.9809 | 30.0566 | 81.2982 | 0 | 81.2982 | 314.9942 | 0 | 326.4144 | 0 | 326.4144 | 0 | 30795.4682 | 0
113 | Residential | RMFE213 | Sealed crawlspace | 1.8203 | 0.92633 | 0.034563 | 5.6363 | 6.0207 | 1.4359 | 0.9609 | 1.1226 | 0.19949 | 0.21745 | 0.10862 | 1.6481 | 4.458 | 0 | 4.458 | 314.9942 | 0 | 17.8988 | 0 | 17.8988 | 0 | 49621.2349 | 0
114 | Residential | RSFE213 | Sealed crawlspace | 27.3045 | 13.895 | 0.51845 | 84.5452 | 90.311 | 21.5387 | 14.4135 | 16.8386 | 2.9924 | 3.2618 | 1.6294 | 24.7221 | 66.8695 | 0 | 66.8695 | 314.9942 | 0 | 268.4827 | 0 | 268.4827 | 0 | 59740.287 | 0
115 | Residential | RM0E214 | Spray Foam Insulation (Base R12) | 736.0659 | 374.577 | 13.9762 | 2279.1413 | 2434.574 | 580.6331 | 388.5532 | 453.9309 | 80.6673 | 87.9299 | 43.9238 | 666.4518 | 562.3378 | 0 | 562.3378 | 220.9232 | 0 | 1997.9974 | 0 | 1997.9974 | 0 | 12154.4909 | 0
116 | Residential | RM0N214 | Spray Foam Insulation (Base R12) | 736.0659 | 374.577 | 13.9762 | 2279.1413 | 2434.574 | 580.6331 | 388.5532 | 453.9309 | 80.6673 | 87.9299 | 43.9238 | 666.4518 | 562.3378 | 0 | 562.3378 | 220.9232 | 0 | 1997.9974 | 0 | 1997.9974 | 0 | 12154.4909 | 0
117 | Residential | RMFE214 | Spray Foam Insulation (Base R12) | 654.0873 | 332.8589 | 12.4196 | 2025.3044 | 2163.426 | 515.9657 | 345.2785 | 403.3748 | 71.6831 | 78.1368 | 39.0318 | 592.2265 | 708.9381 | 0 | 708.9381 | 220.9232 | 0 | 2568.48 | 0 | 2568.48 | 0 | 32932.7924 | 0
118 | Residential | RMFN214 | Spray Foam Insulation (Base R12) | 654.0873 | 332.8589 | 12.4196 | 2025.3044 | 2163.426 | 515.9657 | 345.2785 | 403.3748 | 71.6831 | 78.1368 | 39.0318 | 592.2265 | 708.9381 | 0 | 708.9381 | 220.9232 | 0 | 2568.48 | 0 | 2568.48 | 0 | 32932.7924 | 0
119 | Residential | RSFE214 | Spray Foam Insulation (Base R12) | 1026.6806 | 522.4681 | 19.4943 | 3178.9956 | 3395.7965 | 809.8796 | 541.9624 | 633.1526 | 112.5165 | 122.6465 | 61.2658 | 929.5815 | 1091.7592 | 0 | 1091.7592 | 220.9232 | 0 | 3987.4993 | 0 | 3987.4993 | 0 | 39648.6389 | 0
120 | Residential | RSFN214 | Spray Foam Insulation (Base R12) | 1026.6806 | 522.4681 | 19.4943 | 3178.9956 | 3395.7965 | 809.8796 | 541.9624 | 633.1526 | 112.5165 | 122.6465 | 61.2658 | 929.5815 | 1091.7592 | 0 | 1091.7592 | 220.9232 | 0 | 3987.4993 | 0 | 3987.4993 | 0 | 39648.6389 | 0
121 | Residential | RM0E215 | Spray Foam Insulation (Base R19) | 623.2759 | 317.1792 | 11.8346 | 1929.9004 | 2061.5156 | 491.6606 | 329.0138 | 384.3734 | 68.3064 | 74.4561 | 37.1932 | 564.3291 | 476.1688 | 0 | 476.1688 | 220.9232 | 0 | 1691.8372 | 0 | 1691.8372 | 0 | 12154.4909 | 0
122 | Residential | RM0N215 | Spray Foam Insulation (Base R19) | 623.2759 | 317.1792 | 11.8346 | 1929.9004 | 2061.5156 | 491.6606 | 329.0138 | 384.3734 | 68.3064 | 74.4561 | 37.1932 | 564.3291 | 476.1688 | 0 | 476.1688 | 220.9232 | 0 | 1691.8372 | 0 | 1691.8372 | 0 | 12154.4909 | 0
123 | Residential | RMFE215 | Spray Foam Insulation (Base R19) | 524.9799 | 267.1574 | 9.9682 | 1625.5386 | 1736.3969 | 414.1216 | 277.1255 | 323.7544 | 57.5339 | 62.7137 | 31.3275 | 475.3295 | 569.0039 | 0 | 569.0039 | 220.9232 | 0 | 2061.4991 | 0 | 2061.4991 | 0 | 32932.7924 | 0
124 | Residential | RMFN215 | Spray Foam Insulation (Base R19) | 524.9799 | 267.1574 | 9.9682 | 1625.5386 | 1736.3969 | 414.1216 | 277.1255 | 323.7544 | 57.5339 | 62.7137 | 31.3275 | 475.3295 | 569.0039 | 0 | 569.0039 | 220.9232 | 0 | 2061.4991 | 0 | 2061.4991 | 0 | 32932.7924 | 0
125 | Residential | RSFE215 | Spray Foam Insulation (Base R19) | 819.3131 | 416.9408 | 15.5569 | 2536.9066 | 2709.9185 | 646.3013 | 432.4976 | 505.2694 | 89.7906 | 97.8746 | 48.8914 | 741.8259 | 871.2473 | 0 | 871.2473 | 220.9232 | 0 | 3182.1099 | 0 | 3182.1099 | 0 | 39648.6389 | 0
126 | Residential | RSFN215 | Spray Foam Insulation (Base R19) | 819.3131 | 416.9408 | 15.5569 | 2536.9066 | 2709.9185 | 646.3013 | 432.4976 | 505.2694 | 89.7906 | 97.8746 | 48.8914 | 741.8259 | 871.2473 | 0 | 871.2473 | 220.9232 | 0 | 3182.1099 | 0 | 3182.1099 | 0 | 39648.6389 | 0
127 | Residential | RM0E216 | Spray Foam Insulation (Base R2) | 1399.6856 | 712.2868 | 26.5768 | 4333.9615 | 4629.5288 | 1104.1183 | 738.8637 | 863.1843 | 153.3951 | 167.2054 | 83.5244 | 1267.3092 | 1069.3284 | 0 | 1069.3284 | 220.9232 | 0 | 3799.3451 | 0 | 3799.3451 | 0 | 12154.4909 | 0
128 | Residential | RM0N216 | Spray Foam Insulation (Base R2) | 1399.6856 | 712.2868 | 26.5768 | 4333.9615 | 4629.5288 | 1104.1183 | 738.8637 | 863.1843 | 153.3951 | 167.2054 | 83.5244 | 1267.3092 | 1069.3284 | 0 | 1069.3284 | 220.9232 | 0 | 3799.3451 | 0 | 3799.3451 | 0 | 12154.4909 | 0
129 | Residential | RMFE216 | Spray Foam Insulation (Base R2) | 1379.9961 | 702.267 | 26.203 | 4272.9953 | 4564.4048 | 1088.5866 | 728.47 | 851.0418 | 151.2372 | 164.8534 | 82.3494 | 1249.4818 | 1495.7204 | 0 | 1495.7204 | 220.9232 | 0 | 5418.9892 | 0 | 5418.9892 | 0 | 32932.7924 | 0
130 | Residential | RMFN216 | Spray Foam Insulation (Base R2) | 1379.9961 | 702.267 | 26.203 | 4272.9953 | 4564.4048 | 1088.5866 | 728.47 | 851.0418 | 151.2372 | 164.8534 | 82.3494 | 1249.4818 | 1495.7204 | 0 | 1495.7204 | 220.9232 | 0 | 5418.9892 | 0 | 5418.9892 | 0 | 32932.7924 | 0
131 | Residential | RSFE216 | Spray Foam Insulation (Base R2) | 2207.4056 | 1123.328 | 41.9136 | 6834.9716 | 7301.1026 | 1741.2746 | 1165.2416 | 1361.3042 | 241.9151 | 263.6951 | 131.724 | 1998.6385 | 2347.3274 | 0 | 2347.3274 | 220.9232 | 0 | 8573.2882 | 0 | 8573.2882 | 0 | 39648.6389 | 0
132 | Residential | RSFN216 | Spray Foam Insulation (Base R2) | 2207.4056 | 1123.328 | 41.9136 | 6834.9716 | 7301.1026 | 1741.2746 | 1165.2416 | 1361.3042 | 241.9151 | 263.6951 | 131.724 | 1998.6385 | 2347.3274 | 0 | 2347.3274 | 220.9232 | 0 | 8573.2882 | 0 | 8573.2882 | 0 | 39648.6389 | 0
133 | Residential | RM0E217 | Spray Foam Insulation (Base R30) | 545.5531 | 277.6269 | 10.3588 | 1689.241 | 1804.4437 | 430.3504 | 287.9857 | 336.4419 | 59.7885 | 65.1714 | 32.5552 | 493.957 | 416.7903 | 0 | 416.7903 | 220.9232 | 0 | 1480.8643 | 0 | 1480.8643 | 0 | 12154.4909 | 0
134 | Residential | RM0N217 | Spray Foam Insulation (Base R30) | 545.5531 | 277.6269 | 10.3588 | 1689.241 | 1804.4437 | 430.3504 | 287.9857 | 336.4419 | 59.7885 | 65.1714 | 32.5552 | 493.957 | 416.7903 | 0 | 416.7903 | 220.9232 | 0 | 1480.8643 | 0 | 1480.8643 | 0 | 10027.3649 | 0
135 | Residential | RMFE217 | Spray Foam Insulation (Base R30) | 353.0157 | 179.6464 | 6.703 | 1093.0716 | 1167.6168 | 278.4705 | 186.3493 | 217.7043 | 38.6879 | 42.171 | 21.0657 | 319.629 | 476.3323 | 0 | 476.3323 | 220.9232 | 0 | 1725.75 | 0 | 1725.75 | 0 | 32932.7924 | 0
136 | Residential | RMFN217 | Spray Foam Insulation (Base R30) | 353.0157 | 179.6464 | 6.703 | 1093.0716 | 1167.6168 | 278.4705 | 186.3493 | 217.7043 | 38.6879 | 42.171 | 21.0657 | 319.629 | 476.3323 | 0 | 476.3323 | 220.9232 | 0 | 1725.75 | 0 | 1725.75 | 0 | 27169.309 | 0
137 | Residential | RSFE217 | Spray Foam Insulation (Base R30) | 480.246 | 244.3927 | 9.1188 | 1487.025 | 1588.4371 | 378.8339 | 253.5114 | 296.1671 | 52.6314 | 57.3698 | 28.658 | 434.8263 | 717.3389 | 0 | 717.3389 | 220.9232 | 0 | 2619.9811 | 0 | 2619.9811 | 0 | 39648.6389 | 0
138 | Residential | RSFN217 | Spray Foam Insulation (Base R30) | 480.246 | 244.3927 | 9.1188 | 1487.025 | 1588.4371 | 378.8339 | 253.5114 | 296.1671 | 52.6314 | 57.3698 | 28.658 | 434.8263 | 717.3389 | 0 | 717.3389 | 220.9232 | 0 | 2619.9811 | 0 | 2619.9811 | 0 | 32709.8345 | 0
139 | Residential | RM0E218 | Storm Door | 117.7888 | 59.9416 | 2.2365 | 364.7193 | 389.5924 | 92.9157 | 62.1782 | 72.6402 | 12.9088 | 14.071 | 7.0289 | 106.6489 | 232.9315 | 0 | 232.9315 | 220.9232 | 0 | 907.2386 | 0 | 907.2386 | 0 | 2506.6538 | 0
140 | Residential | RM0N218 | Storm Door | 78.0351 | 39.7113 | 1.4817 | 241.6265 | 258.105 | 61.5567 | 41.193 | 48.1242 | 8.5521 | 9.322 | 4.6566 | 70.6549 | 154.3171 | 0 | 154.3171 | 220.9232 | 0 | 601.0456 | 0 | 601.0456 | 0 | 2506.6538 | 0
141 | Residential | RMFE218 | Storm Door | 117.7888 | 59.9416 | 2.2365 | 364.7193 | 389.5924 | 92.9157 | 62.1782 | 72.6402 | 12.9088 | 14.071 | 7.0289 | 106.6489 | 232.9315 | 0 | 232.9315 | 220.9232 | 0 | 907.2386 | 0 | 907.2386 | 0 | 2506.6538 | 0
142 | Residential | RMFN218 | Storm Door | 78.0351 | 39.7113 | 1.4817 | 241.6265 | 258.105 | 61.5567 | 41.193 | 48.1242 | 8.5521 | 9.322 | 4.6566 | 70.6549 | 154.3171 | 0 | 154.3171 | 220.9232 | 0 | 601.0456 | 0 | 601.0456 | 0 | 2506.6538 | 0
143 | Residential | RSFE218 | Storm Door | 117.7888 | 59.9416 | 2.2365 | 364.7193 | 389.5924 | 92.9157 | 62.1782 | 72.6402 | 12.9088 | 14.071 | 7.0289 | 106.6489 | 232.9315 | 0 | 232.9315 | 220.9232 | 0 | 907.2386 | 0 | 907.2386 | 0 | 2506.6538 | 0
144 | Residential | RSFN218 | Storm Door | 78.0351 | 39.7113 | 1.4817 | 241.6265 | 258.105 | 61.5567 | 41.193 | 48.1242 | 8.5521 | 9.322 | 4.6566 | 70.6549 | 154.3171 | 0 | 154.3171 | 220.9232 | 0 | 601.0456 | 0 | 601.0456 | 0 | 2506.6538 | 0
145 | Residential | RM0E219 | Wall Insulation | 108.3631 | 55.145 | 2.0576 | 335.5335 | 358.4162 | 85.4804 | 57.2025 | 66.8274 | 11.8758 | 12.945 | 6.4664 | 98.1146 | 357.939 | 0 | 357.939 | 220.9232 | 0 | 1437.134 | 0 | 1437.134 | 0 | 5652.2105 | 0
146 | Residential | RMFE219 | Wall Insulation | 72.3441 | 36.8152 | 1.3736 | 224.005 | 239.2817 | 57.0674 | 38.1889 | 44.6145 | 7.9284 | 8.6422 | 4.317 | 65.5021 | 238.9631 | 0 | 238.9631 | 220.9232 | 0 | 959.4428 | 0 | 959.4428 | 0 | 9354.4321 | 0
147 | Residential | RSFE219 | Wall Insulation | 263.8432 | 134.2673 | 5.0098 | 816.9595 | 872.6744 | 208.1283 | 139.2771 | 162.7118 | 28.9152 | 31.5185 | 15.7445 | 238.89 | 871.5125 | 0 | 871.5125 | 220.9232 | 0 | 3499.1445 | 0 | 3499.1445 | 0 | 14369.6215 | 0
148 | Residential | RM0E220 | Window Sun Protection | 316.7956 | 161.2143 | 6.0152 | 980.9203 | 1047.8171 | 249.8989 | 167.2295 | 195.3675 | 34.7184 | 37.8442 | 18.9044 | 286.8344 | 141.9682 | 0 | 141.9682 | 343.0335 | 0 | 477.1907 | 0 | 477.1907 | 0 | 4789.15 | 0
149 | Residential | RM0N220 | Window Sun Protection | 316.7956 | 161.2143 | 6.0152 | 980.9203 | 1047.8171 | 249.8989 | 167.2295 | 195.3675 | 34.7184 | 37.8442 | 18.9044 | 286.8344 | 141.9682 | 0 | 141.9682 | 343.0335 | 0 | 477.1907 | 0 | 477.1907 | 0 | 4789.15 | 0
150 | Residential | RMFE220 | Window Sun Protection | 673.142 | 342.5556 | 12.7814 | 2084.305 | 2226.4503 | 530.9967 | 355.3371 | 415.1258 | 73.7713 | 80.4131 | 40.1689 | 609.4791 | 301.6606 | 0 | 301.6606 | 343.0335 | 0 | 1013.957 | 0 | 1013.957 | 0 | 7716.8348 | 0
151 | Residential | RMFN220 | Window Sun Protection | 673.142 | 342.5556 | 12.7814 | 2084.305 | 2226.4503 | 530.9967 | 355.3371 | 415.1258 | 73.7713 | 80.4131 | 40.1689 | 609.4791 | 301.6606 | 0 | 301.6606 | 343.0335 | 0 | 1013.957 | 0 | 1013.957 | 0 | 7716.8348 | 0
152 | Residential | RSFE220 | Window Sun Protection | 807.7704 | 411.0668 | 15.3377 | 2501.1659 | 2671.7403 | 637.196 | 426.4045 | 498.151 | 88.5256 | 96.4957 | 48.2026 | 731.3749 | 361.9927 | 0 | 361.9927 | 343.0335 | 0 | 1216.7483 | 0 | 1216.7483 | 0 | 13006.6954 | 0
153 | Residential | RSFN220 | Window Sun Protection | 807.7704 | 411.0668 | 15.3377 | 2501.1659 | 2671.7403 | 637.196 | 426.4045 | 498.151 | 88.5256 | 96.4957 | 48.2026 | 731.3749 | 361.9927 | 0 | 361.9927 | 343.0335 | 0 | 1216.7483 | 0 | 1216.7483 | 0 | 13006.6954 | 0
154 | Residential | RM0N302 | 15 SEER Air Source Heat Pump | 228.1792 | 116.1182 | 4.3326 | 706.53 | 754.7139 | 179.9953 | 120.4508 | 140.7178 | 25.0067 | 27.2581 | 13.6163 | 206.599 | 309.4644 | 0 | 309.4644 | 165.168 | 0 | 1163.1182 | 0 | 1163.1182 | 0 | 4962.8142 | 0
155 | Residential | RM0T302 | 15 SEER Air Source Heat Pump | 228.1792 | 116.1182 | 4.3326 | 706.53 | 754.7139 | 179.9953 | 120.4508 | 140.7178 | 25.0067 | 27.2581 | 13.6163 | 206.599 | 309.4644 | 0 | 309.4644 | 165.168 | 0 | 1163.1182 | 0 | 1163.1182 | 0 | 4962.8142 | 0
156 | Residential | RMFN302 | 15 SEER Air Source Heat Pump | 421.6049 | 214.5508 | 8.0053 | 1305.4501 | 1394.4791 | 332.5759 | 222.5561 | 260.0032 | 46.2047 | 50.3646 | 25.1587 | 381.7313 | 638.7259 | 0 | 638.7259 | 165.168 | 0 | 2425.9604 | 0 | 2425.9604 | 0 | 3885.7946 | 0
157 | Residential | RMFT302 | 15 SEER Air Source Heat Pump | 421.6049 | 214.5508 | 8.0053 | 1305.4501 | 1394.4791 | 332.5759 | 222.5561 | 260.0032 | 46.2047 | 50.3646 | 25.1587 | 381.7313 | 638.7259 | 0 | 638.7259 | 165.168 | 0 | 2425.9604 | 0 | 2425.9604 | 0 | 3885.7946 | 0
158 | Residential | RSFN302 | 15 SEER Air Source Heat Pump | 669.7763 | 340.8429 | 12.7175 | 2073.8834 | 2215.318 | 528.3417 | 353.5604 | 413.0502 | 73.4025 | 80.011 | 39.968 | 606.4317 | 855.7992 | 0 | 855.7992 | 165.168 | 0 | 3196.0156 | 0 | 3196.0156 | 0 | 4120.507 | 0
159 | Residential | RSFT302 | 15 SEER Air Source Heat Pump | 669.7763 | 340.8429 | 12.7175 | 2073.8834 | 2215.318 | 528.3417 | 353.5604 | 413.0502 | 73.4025 | 80.011 | 39.968 | 606.4317 | 855.7992 | 0 | 855.7992 | 165.168 | 0 | 3196.0156 | 0 | 3196.0156 | 0 | 4120.507 | 0
160 | Residential | RM0N303 | 15 SEER Central AC | 201.8751 | 102.7324 | 3.8331 | 625.0826 | 667.712 | 159.2458 | 106.5655 | 124.4961 | 22.124 | 24.1159 | 12.0466 | 182.7826 | 249.178 | 0 | 249.178 | 165.168 | 0 | 896.77 | 0 | 896.77 | 0 | 3462.7248 | 0
161 | Residential | RM0T303 | 15 SEER Central AC | 201.8751 | 102.7324 | 3.8331 | 625.0826 | 667.712 | 159.2458 | 106.5655 | 124.4961 | 22.124 | 24.1159 | 12.0466 | 182.7826 | 249.178 | 0 | 249.178 | 165.168 | 0 | 896.77 | 0 | 896.77 | 0 | 3462.7248 | 0
162 | Residential | RMFN303 | 15 SEER Central AC | 373.0032 | 189.8178 | 7.0825 | 1154.9604 | 1233.7263 | 294.2372 | 196.9003 | 230.0306 | 40.8784 | 44.5587 | 22.2585 | 337.7261 | 514.5808 | 0 | 514.5808 | 165.168 | 0 | 1870.4279 | 0 | 1870.4279 | 0 | 2886.0935 | 0
163 | Residential | RMFT303 | 15 SEER Central AC | 373.0032 | 189.8178 | 7.0825 | 1154.9604 | 1233.7263 | 294.2372 | 196.9003 | 230.0306 | 40.8784 | 44.5587 | 22.2585 | 337.7261 | 514.5808 | 0 | 514.5808 | 165.168 | 0 | 1870.4279 | 0 | 1870.4279 | 0 | 2886.0935 | 0
164 | Residential | RSFN303 | 15 SEER Central AC | 592.5658 | 301.5512 | 11.2515 | 1834.8102 | 1959.9405 | 467.4355 | 312.8026 | 365.4346 | 64.9408 | 70.7875 | 35.3606 | 536.5234 | 688.9857 | 0 | 688.9857 | 165.168 | 0 | 2464.1443 | 0 | 2464.1443 | 0 | 3225.1226 | 0
165 | Residential | RSFT303 | 15 SEER Central AC | 592.5658 | 301.5512 | 11.2515 | 1834.8102 | 1959.9405 | 467.4355 | 312.8026 | 365.4346 | 64.9408 | 70.7875 | 35.3606 | 536.5234 | 688.9857 | 0 | 688.9857 | 165.168 | 0 | 2464.1443 | 0 | 2464.1443 | 0 | 3225.1226 | 0
166 | Residential | RM0N304 | 16 SEER Air Source Heat Pump | 444.2938 | 226.0969 | 8.4361 | 1375.7033 | 1469.5234 | 350.4736 | 234.533 | 273.9954 | 48.6913 | 53.075 | 26.5126 | 402.2743 | 602.5664 | 0 | 602.5664 | 165.168 | 0 | 2264.7383 | 0 | 2264.7383 | 0 | 10356.7749 | 0
167 | Residential | RM0T304 | 16 SEER Air Source Heat Pump | 444.2938 | 226.0969 | 8.4361 | 1375.7033 | 1469.5234 | 350.4736 | 234.533 | 273.9954 | 48.6913 | 53.075 | 26.5126 | 402.2743 | 602.5664 | 0 | 602.5664 | 165.168 | 0 | 2264.7383 | 0 | 2264.7383 | 0 | 10356.7749 | 0
168 | Residential | RMFN304 | 16 SEER Air Source Heat Pump | 820.9182 | 417.7575 | 15.5874 | 2541.8764 | 2715.2271 | 647.5674 | 433.3449 | 506.2592 | 89.9665 | 98.0663 | 48.9872 | 743.2792 | 1243.6802 | 0 | 1243.6802 | 165.168 | 0 | 4723.6518 | 0 | 4723.6518 | 0 | 9979.6246 | 0
169 | Residential | RMFT304 | 16 SEER Air Source Heat Pump | 820.9182 | 417.7575 | 15.5874 | 2541.8764 | 2715.2271 | 647.5674 | 433.3449 | 506.2592 | 89.9665 | 98.0663 | 48.9872 | 743.2792 | 1243.6802 | 0 | 1243.6802 | 165.168 | 0 | 4723.6518 | 0 | 4723.6518 | 0 | 9979.6246 | 0
170 | Residential | RSFN304 | 16 SEER Air Source Heat Pump | 1304.1392 | 663.6642 | 24.7626 | 4038.1134 | 4313.5044 | 1028.7482 | 688.4268 | 804.2609 | 142.9239 | 155.7915 | 77.8228 | 1180.7992 | 1666.3494 | 0 | 1666.3494 | 165.168 | 0 | 6223.047 | 0 | 6223.047 | 0 | 12039.8781 | 0
171 | Residential | RSFT304 | 16 SEER Air Source Heat Pump | 1304.1392 | 663.6642 | 24.7626 | 4038.1134 | 4313.5044 | 1028.7482 | 688.4268 | 804.2609 | 142.9239 | 155.7915 | 77.8228 | 1180.7992 | 1666.3494 | 0 | 1666.3494 | 165.168 | 0 | 6223.047 | 0 | 6223.047 | 0 | 12039.8781 | 0
172 | Residential | RM0N305 | 16 SEER Central AC | 378.5159 | 192.6232 | 7.1872 | 1172.0298 | 1251.9599 | 298.5859 | 199.8103 | 233.4303 | 41.4825 | 45.2172 | 22.5874 | 342.7174 | 467.2087 | 0 | 467.2087 | 165.168 | 0 | 1681.4438 | 0 | 1681.4438 | 0 | 7282.9 | 0
173 | Residential | RM0T305 | 16 SEER Central AC | 378.5159 | 192.6232 | 7.1872 | 1172.0298 | 1251.9599 | 298.5859 | 199.8103 | 233.4303 | 41.4825 | 45.2172 | 22.5874 | 342.7174 | 467.2087 | 0 | 467.2087 | 165.168 | 0 | 1681.4438 | 0 | 1681.4438 | 0 | 7282.9 | 0
174 | Residential | RMFN305 | 16 SEER Central AC | 699.3809 | 355.9084 | 13.2796 | 2165.5507 | 2313.2368 | 551.6948 | 369.188 | 431.3073 | 76.6469 | 83.5476 | 41.7346 | 633.2364 | 964.839 | 0 | 964.839 | 165.168 | 0 | 3507.0522 | 0 | 3507.0522 | 0 | 5641.7913 | 0
175 | Residential | RMFT305 | 16 SEER Central AC | 699.3809 | 355.9084 | 13.2796 | 2165.5507 | 2313.2368 | 551.6948 | 369.188 | 431.3073 | 76.6469 | 83.5476 | 41.7346 | 633.2364 | 964.839 | 0 | 964.839 | 165.168 | 0 | 3507.0522 | 0 | 3507.0522 | 0 | 5641.7913 | 0
176 | Residential | RSFN305 | 16 SEER Central AC | 1111.0609 | 565.4085 | 21.0965 | 3440.2692 | 3674.8885 | 876.4416 | 586.505 | 685.1898 | 121.764 | 132.7265 | 66.3011 | 1005.9814 | 1291.8482 | 0 | 1291.8482 | 165.168 | 0 | 4620.2707 | 0 | 4620.2707 | 0 | 6311.1563 | 0
177 | Residential | RSFT305 | 16 SEER Central AC | 1111.0609 | 565.4085 | 21.0965 | 3440.2692 | 3674.8885 | 876.4416 | 586.505 | 685.1898 | 121.764 | 132.7265 | 66.3011 | 1005.9814 | 1291.8482 | 0 | 1291.8482 | 165.168 | 0 | 4620.2707 | 0 | 4620.2707 | 0 | 6311.1563 | 0
178 | Residential | RM0N306 | 17 SEER Air Source Heat Pump | 635.464 | 323.3817 | 12.066 | 1967.6395 | 2101.8284 | 501.275 | 335.4477 | 391.8898 | 69.6421 | 75.9121 | 37.9205 | 575.3645 | 861.838 | 0 | 861.838 | 165.168 | 0 | 3239.2074 | 0 | 3239.2074 | 0 | 15861.3895 | 0
179 | Residential | RM0T306 | 17 SEER Air Source Heat Pump | 635.464 | 323.3817 | 12.066 | 1967.6395 | 2101.8284 | 501.275 | 335.4477 | 391.8898 | 69.6421 | 75.9121 | 37.9205 | 575.3645 | 861.838 | 0 | 861.838 | 165.168 | 0 | 3239.2074 | 0 | 3239.2074 | 0 | 15861.3895 | 0
180 | Residential | RMFN306 | 17 SEER Air Source Heat Pump | 1174.142 | 597.5098 | 22.2943 | 3635.5925 | 3883.5324 | 926.2021 | 619.8041 | 724.0919 | 128.6772 | 140.2622 | 70.0654 | 1063.0966 | 1778.8098 | 0 | 1778.8098 | 165.168 | 0 | 6756.1404 | 0 | 6756.1404 | 0 | 15969.138 | 0
181 | Residential | RMFT306 | 17 SEER Air Source Heat Pump | 1174.142 | 597.5098 | 22.2943 | 3635.5925 | 3883.5324 | 926.2021 | 619.8041 | 724.0919 | 128.6772 | 140.2622 | 70.0654 | 1063.0966 | 1778.8098 | 0 | 1778.8098 | 165.168 | 0 | 6756.1404 | 0 | 6756.1404 | 0 | 15969.138 | 0
182 | Residential | RSFN306 | 17 SEER Air Source Heat Pump | 1865.2828 | 949.2249 | 35.4175 | 5775.6286 | 6169.5145 | 1471.3968 | 984.6424 | 1150.3175 | 204.421 | 222.8254 | 111.3083 | 1688.8722 | 2383.3445 | 0 | 2383.3445 | 165.168 | 0 | 8900.6932 | 0 | 8900.6932 | 0 | 19559.3688 | 0
183 | Residential | RSFT306 | 17 SEER Air Source Heat Pump | 1865.2828 | 949.2249 | 35.4175 | 5775.6286 | 6169.5145 | 1471.3968 | 984.6424 | 1150.3175 | 204.421 | 222.8254 | 111.3083 | 1688.8722 | 2383.3445 | 0 | 2383.3445 | 165.168 | 0 | 8900.6932 | 0 | 8900.6932 | 0 | 19559.3688 | 0
184 | Residential | RM0N307 | 17 SEER Central AC | 554.9902 | 282.4293 | 10.538 | 1718.4617 | 1835.6572 | 437.7946 | 292.9673 | 342.2617 | 60.8228 | 66.2987 | 33.1183 | 502.5015 | 685.0339 | 0 | 685.0339 | 165.168 | 0 | 2465.378 | 0 | 2465.378 | 0 | 15160.9334 | 0
185 | Residential | RM0T307 | 17 SEER Central AC | 554.9902 | 282.4293 | 10.538 | 1718.4617 | 1835.6572 | 437.7946 | 292.9673 | 342.2617 | 60.8228 | 66.2987 | 33.1183 | 502.5015 | 685.0339 | 0 | 685.0339 | 165.168 | 0 | 2465.378 | 0 | 2465.378 | 0 | 15160.9334 | 0
186 | Residential | RMFN307 | 17 SEER Central AC | 1025.451 | 521.8424 | 19.471 | 3175.1884 | 3391.7297 | 808.9097 | 541.3134 | 632.3943 | 112.3818 | 122.4997 | 61.1924 | 928.4682 | 1414.6727 | 0 | 1414.6727 | 165.168 | 0 | 5142.134 | 0 | 5142.134 | 0 | 13604.6276 | 0
187 | Residential | RMFT307 | 17 SEER Central AC | 1025.451 | 521.8424 | 19.471 | 3175.1884 | 3391.7297 | 808.9097 | 541.3134 | 632.3943 | 112.3818 | 122.4997 | 61.1924 | 928.4682 | 1414.6727 | 0 | 1414.6727 | 165.168 | 0 | 5142.134 | 0 | 5142.134 | 0 | 13604.6276 | 0
188 | Residential | RSFN307 | 17 SEER Central AC | 1629.0671 | 829.017 | 30.9323 | 5044.2146 | 5388.2196 | 1285.0621 | 859.9492 | 1004.6436 | 178.5336 | 194.6072 | 97.2124 | 1474.9968 | 1894.1423 | 0 | 1894.1423 | 165.168 | 0 | 6774.3643 | 0 | 6774.3643 | 0 | 20428.674 | 0
189 | Residential | RSFT307 | 17 SEER Central AC | 1629.0671 | 829.017 | 30.9323 | 5044.2146 | 5388.2196 | 1285.0621 | 859.9492 | 1004.6436 | 178.5336 | 194.6072 | 97.2124 | 1474.9968 | 1894.1423 | 0 | 1894.1423 | 165.168 | 0 | 6774.3643 | 0 | 6774.3643 | 0 | 20428.674 | 0
190 | Residential | RM0N308 | 18 SEER Air Source Heat Pump | 774.5063 | 394.139 | 14.7061 | 2398.1677 | 2561.7178 | 610.9562 | 408.8451 | 477.6371 | 84.8801 | 92.522 | 46.2176 | 701.2568 | 1050.412 | 0 | 1050.412 | 165.168 | 0 | 3947.9604 | 0 | 3947.9604 | 0 | 18469.3054 | 0
191 | Residential | RM0T308 | 18 SEER Air Source Heat Pump | 774.5063 | 394.139 | 14.7061 | 2398.1677 | 2561.7178 | 610.9562 | 408.8451 | 477.6371 | 84.8801 | 92.522 | 46.2176 | 701.2568 | 1050.412 | 0 | 1050.412 | 165.168 | 0 | 3947.9604 | 0 | 3947.9604 | 0 | 18469.3054 | 0
192 | Residential | RMFN308 | 18 SEER Air Source Heat Pump | 1431.0494 | 728.2476 | 27.1724 | 4431.0761 | 4733.2664 | 1128.8592 | 755.42 | 882.5263 | 156.8323 | 170.9522 | 85.396 | 1295.7068 | 2168.0211 | 0 | 2168.0211 | 165.168 | 0 | 8234.4133 | 0 | 8234.4133 | 0 | 23758.1133 | 0
193 | Residential | RMFT308 | 18 SEER Air Source Heat Pump | 1431.0494 | 728.2476 | 27.1724 | 4431.0761 | 4733.2664 | 1128.8592 | 755.42 | 882.5263 | 156.8323 | 170.9522 | 85.396 | 1295.7068 | 2168.0211 | 0 | 2168.0211 | 165.168 | 0 | 8234.4133 | 0 | 8234.4133 | 0 | 23758.1133 | 0
194 | Residential | RSFN308 | 18 SEER Air Source Heat Pump | 2273.415 | 1156.9195 | 43.167 | 7039.3619 | 7519.4318 | 1793.345 | 1200.0865 | 1402.0121 | 249.1493 | 271.5805 | 135.6631 | 2058.405 | 2904.8308 | 0 | 2904.8308 | 165.168 | 0 | 10848.2043 | 0 | 10848.2043 | 0 | 26192.168 | 0
195 | Residential | RSFT308 | 18 SEER Air Source Heat Pump | 2273.415 | 1156.9195 | 43.167 | 7039.3619 | 7519.4318 | 1793.345 | 1200.0865 | 1402.0121 | 249.1493 | 271.5805 | 135.6631 | 2058.405 | 2904.8308 | 0 | 2904.8308 | 165.168 | 0 | 10848.2043 | 0 | 10848.2043 | 0 | 26192.168 | 0
196 | Residential | RM0N309 | 18 SEER Central AC | 698.8765 | 355.6517 | 13.2701 | 2163.9887 | 2311.5683 | 551.2969 | 368.9217 | 430.9962 | 76.5916 | 83.4873 | 41.7045 | 632.7797 | 862.6352 | 0 | 862.6352 | 165.168 | 0 | 3104.55 | 0 | 3104.55 | 0 | 22087.7037 | 0
197 | Residential | RM0T309 | 18 SEER Central AC | 698.8765 | 355.6517 | 13.2701 | 2163.9887 | 2311.5683 | 551.2969 | 368.9217 | 430.9962 | 76.5916 | 83.4873 | 41.7045 | 632.7797 | 862.6352 | 0 | 862.6352 | 165.168 | 0 | 3104.55 | 0 | 3104.55 | 0 | 22087.7037 | 0
198 | Residential | RMFN309 | 18 SEER Central AC | 1291.3087 | 657.1349 | 24.519 | 3998.3855 | 4271.0671 | 1018.6271 | 681.6539 | 796.3484 | 141.5178 | 154.2588 | 77.0572 | 1169.1822 | 1781.4397 | 0 | 1781.4397 | 165.168 | 0 | 6475.2795 | 0 | 6475.2795 | 0 | 21089.346 | 0
199 | Residential | RMFT309 | 18 SEER Central AC | 1291.3087 | 657.1349 | 24.519 | 3998.3855 | 4271.0671 | 1018.6271 | 681.6539 | 796.3484 | 141.5178 | 154.2588 | 77.0572 | 1169.1822 | 1781.4397 | 0 | 1781.4397 | 165.168 | 0 | 6475.2795 | 0 | 6475.2795 | 0 | 21089.346 | 0
200 | Residential | RSFN309 | 18 SEER Central AC | 2051.418 | 1043.9474 | 38.9517 | 6351.9744 | 6785.1659 | 1618.2265 | 1082.8991 | 1265.1069 | 224.8201 | 245.0609 | 122.4157 | 1857.4035 | 2385.2163 | 0 | 2385.2163 | 165.168 | 0 | 8530.6813 | 0 | 8530.6813 | 0 | 28973.9449 | 0
201 | Residential | RSFT309 | 18 SEER Central AC | 2051.418 | 1043.9474 | 38.9517 | 6351.9744 | 6785.1659 | 1618.2265 | 1082.8991 | 1265.1069 | 224.8201 | 245.0609 | 122.4157 | 1857.4035 | 2385.2163 | 0 | 2385.2163 | 165.168 | 0 | 8530.6813 | 0 | 8530.6813 | 0 | 28973.9449 | 0
202 | Residential | RM0N310 | 21 SEER Air Source Heat Pump | 1143.4534 | 581.8927 | 21.7116 | 3540.5687 | 3782.0282 | 901.9939 | 603.6042 | 705.1662 | 125.3139 | 136.5961 | 68.2341 | 1035.3104 | 1550.7905 | 0 | 1550.7905 | 165.168 | 0 | 5828.6269 | 0 | 5828.6269 | 0 | 23685.137 | 0
203 | Residential | RM0T310 | 21 SEER Air Source Heat Pump | 1143.4534 | 581.8927 | 21.7116 | 3540.5687 | 3782.0282 | 901.9939 | 603.6042 | 705.1662 | 125.3139 | 136.5961 | 68.2341 | 1035.3104 | 1550.7905 | 0 | 1550.7905 | 165.168 | 0 | 5828.6269 | 0 | 5828.6269 | 0 | 23685.137 | 0
204 | Residential | RMFN310 | 21 SEER Air Source Heat Pump | 2112.7502 | 1075.1587 | 40.1163 | 6541.8822 | 6988.0251 | 1666.6073 | 1115.275 | 1302.9303 | 231.5416 | 252.3876 | 126.0756 | 1912.9352 | 3200.7887 | 0 | 3200.7887 | 165.168 | 0 | 12156.9929 | 0 | 12156.9929 | 0 | 39457.7666 | 0
205 | Residential | RMFT310 | 21 SEER Air Source Heat Pump | 2112.7502 | 1075.1587 | 40.1163 | 6541.8822 | 6988.0251 | 1666.6073 | 1115.275 | 1302.9303 | 231.5416 | 252.3876 | 126.0756 | 1912.9352 | 3200.7887 | 0 | 3200.7887 | 165.168 | 0 | 12156.9929 | 0 | 12156.9929 | 0 | 39457.7666 | 0
206 | Residential | RSFN310 | 21 SEER Air Source Heat Pump | 3356.3885 | 1708.0346 | 63.7301 | 10392.6618 | 11101.4199 | 2647.6304 | 1771.7647 | 2069.8805 | 367.8351 | 400.9518 | 200.2881 | 3038.9554 | 4288.5881 | 0 | 4288.5881 | 165.168 | 0 | 16015.8999 | 0 | 16015.8999 | 0 | 41205.0702 | 0
207 | Residential | RSFT310 | 21 SEER Air Source Heat Pump | 3356.3885 | 1708.0346 | 63.7301 | 10392.6618 | 11101.4199 | 2647.6304 | 1771.7647 | 2069.8805 | 367.8351 | 400.9518 | 200.2881 | 3038.9554 | 4288.5881 | 0 | 4288.5881 | 165.168 | 0 | 16015.8999 | 0 | 16015.8999 | 0 | 41205.0702 | 0
208 | Residential | RM0N311 | 21 SEER ASHP from base electric resistance heating | 1228.2467 | 625.0432 | 23.3216 | 3803.1212 | 4062.4863 | 968.8816 | 648.3648 | 757.4582 | 134.6066 | 146.7255 | 73.294 | 1112.0843 | 5297.8619 | 0 | 5297.8619 | 165.168 | 0 | 21271.0483 | 0 | 21271.0483 | 0 | 26085.052 | 0
209 | Residential | RM0T311 | 21 SEER ASHP from base electric resistance heating | 1228.2467 | 625.0432 | 23.3216 | 3803.1212 | 4062.4863 | 968.8816 | 648.3648 | 757.4582 | 134.6066 | 146.7255 | 73.294 | 1112.0843 | 5297.8619 | 0 | 5297.8619 | 165.168 | 0 | 21271.0483 | 0 | 21271.0483 | 0 | 26085.052 | 0
210 | Residential | RMFN311 | 21 SEER ASHP from base electric resistance heating | 1915.5812 | 974.8213 | 36.3725 | 5931.3716 | 6335.8789 | 1511.0738 | 1011.1938 | 1181.3364 | 209.9334 | 228.834 | 114.3098 | 1734.4136 | 6020.3153 | 0 | 6020.3153 | 165.168 | 0 | 24105.4442 | 0 | 24105.4442 | 0 | 42177.4739 | 0
211 | Residential | RMFT311 | 21 SEER ASHP from base electric resistance heating | 1915.5812 | 974.8213 | 36.3725 | 5931.3716 | 6335.8789 | 1511.0738 | 1011.1938 | 1181.3364 | 209.9334 | 228.834 | 114.3098 | 1734.4136 | 6020.3153 | 0 | 6020.3153 | 165.168 | 0 | 24105.4442 | 0 | 24105.4442 | 0 | 42177.4739 | 0
212 | Residential | RSFN311 | 21 SEER ASHP from base electric resistance heating | 2993.4113 | 1523.3189 | 56.838 | 9268.7457 | 9900.8551 | 2361.302 | 1580.157 | 1846.0329 | 328.0555 | 357.5908 | 178.6279 | 2710.3071 | 9088.4527 | 0 | 9088.4527 | 165.168 | 0 | 36158.1633 | 0 | 36158.1633 | 0 | 45284.6333 | 0
213 | Residential | RSFT311 | 21 SEER ASHP from base electric resistance heating | 2993.4113 | 1523.3189 | 56.838 | 9268.7457 | 9900.8551 | 2361.302 | 1580.157 | 1846.0329 | 328.0555 | 357.5908 | 178.6279 | 2710.3071 | 9088.4527 | 0 | 9088.4527 | 165.168 | 0 | 36158.1633 | 0 | 36158.1633 | 0 | 45284.6333 | 0
214 | Residential | RM0N312 | 21 SEER Central AC | 1048.3147 | 533.4775 | 19.9051 | 3245.983 | 3467.3523 | 826.9453 | 553.3826 | 646.4943 | 114.8874 | 125.2309 | 62.5568 | 949.1695 | 1293.9528 | 0 | 1293.9528 | 165.168 | 0 | 4656.8248 | 0 | 4656.8248 | 0 | 31907.8014 | 0
215 | Residential | RM0T312 | 21 SEER Central AC | 1048.3147 | 533.4775 | 19.9051 | 3245.983 | 3467.3523 | 826.9453 | 553.3826 | 646.4943 | 114.8874 | 125.2309 | 62.5568 | 949.1695 | 1293.9528 | 0 | 1293.9528 | 165.168 | 0 | 4656.8248 | 0 | 4656.8248 | 0 | 31907.8014 | 0
216 | Residential | RMFN312 | 21 SEER Central AC | 1936.963 | 985.7023 | 36.7785 | 5997.5778 | 6406.6003 | 1527.9405 | 1022.4808 | 1194.5226 | 212.2766 | 231.3882 | 115.5857 | 1753.7732 | 2672.1596 | 0 | 2672.1596 | 165.168 | 0 | 9712.9198 | 0 | 9712.9198 | 0 | 36658.6036 | 0
217 | Residential | RMFT312 | 21 SEER Central AC | 1936.963 | 985.7023 | 36.7785 | 5997.5778 | 6406.6003 | 1527.9405 | 1022.4808 | 1194.5226 | 212.2766 | 231.3882 | 115.5857 | 1753.7732 | 2672.1596 | 0 | 2672.1596 | 165.168 | 0 | 9712.9198 | 0 | 9712.9198 | 0 | 36658.6036 | 0
218 | Residential | RSFN312 | 21 SEER Central AC | 3077.1269 | 1565.921 | 58.4276 | 9527.9612 | 10177.7485 | 2427.3396 | 1624.3486 | 1897.6602 | 337.2301 | 367.5914 | 183.6235 | 2786.1052 | 3577.8243 | 0 | 3577.8243 | 165.168 | 0 | 12796.0214 | 0 | 12796.0214 | 0 | 45151.7161 | 0
219 | Residential | RSFT312 | 21 SEER Central AC | 3077.1269 | 1565.921 | 58.4276 | 9527.9612 | 10177.7485 | 2427.3396 | 1624.3486 | 1897.6602 | 337.2301 | 367.5914 | 183.6235 | 2786.1052 | 3577.8243 | 0 | 3577.8243 | 165.168 | 0 | 12796.0214 | 0 | 12796.0214 | 0 | 45151.7161 | 0
220 | Residential | RM0E313 | Central AC Tune Up | 341.9432 | 174.0117 | 6.4927 | 1058.7869 | 1130.994 | 269.7361 | 180.5044 | 210.8759 | 37.4744 | 40.8483 | 20.405 | 309.6037 | 325.2856 | 0 | 325.2856 | 901.053 | 0 | 1153.5921 | 0 | 1153.5921 | 0 | 8299.1724 | 0
221 | Residential | RMFE313 | Central AC Tune Up | 423.1807 | 215.3527 | 8.0352 | 1310.3291 | 1399.6909 | 333.8189 | 223.3879 | 260.975 | 46.3774 | 50.5529 | 25.2528 | 383.158 | 402.5656 | 0 | 402.5656 | 901.053 | 0 | 1427.6578 | 0 | 1427.6578 | 0 | 8299.1724 | 0
222 | Residential | RSFE313 | Central AC Tune Up | 873.6501 | 444.5923 | 16.5886 | 2705.1547 | 2889.6407 | 689.1641 | 461.181 | 538.7789 | 95.7455 | 104.3656 | 52.1339 | 791.024 | 831.0906 | 0 | 831.0906 | 901.053 | 0 | 2947.3778 | 0 | 2947.3778 | 0 | 8299.1724 | 0
223 | Residential | RM0N315 | ENERGY STAR Ceiling Fan | 0.0030648 | 0.0015597 | 5.8194e-05 | 0.0094899 | 0.010137 | 0.0024177 | 0.0016179 | 0.0018901 | 0.00033588 | 0.00036612 | 0.00018289 | 0.002775 | 43.1375 | 0 | 43.1375 | 144.7428 | 0 | 173.1981 | 0 | 173.1981 | 0 | 342.8119 | 0
224 | Residential | RM0T315 | ENERGY STAR Ceiling Fan | 0.0016523 | 0.00084082 | 3.1373e-05 | 0.005116 | 0.0054649 | 0.0013034 | 0.00087219 | 0.0010189 | 0.00018107 | 0.00019738 | 9.8596e-05 | 0.001496 | 43.1375 | 0 | 43.1375 | 144.7428 | 0 | 173.1981 | 0 | 173.1981 | 0 | 342.8119 | 0
225 | Residential | RMFN315 | ENERGY STAR Ceiling Fan | 0.0030648 | 0.0015597 | 5.8194e-05 | 0.0094899 | 0.010137 | 0.0024177 | 0.0016179 | 0.0018901 | 0.00033588 | 0.00036612 | 0.00018289 | 0.002775 | 43.1375 | 0 | 43.1375 | 144.7428 | 0 | 173.1981 | 0 | 173.1981 | 0 | 342.8119 | 0
226 | Residential | RMFT315 | ENERGY STAR Ceiling Fan | 0.0016523 | 0.00084082 | 3.1373e-05 | 0.005116 | 0.0054649 | 0.0013034 | 0.00087219 | 0.0010189 | 0.00018107 | 0.00019738 | 9.8596e-05 | 0.001496 | 43.1375 | 0 | 43.1375 | 144.7428 | 0 | 173.1981 | 0 | 173.1981 | 0 | 342.8119 | 0
227 | Residential | RSFN315 | ENERGY STAR Ceiling Fan | 0.0030648 | 0.0015597 | 5.8194e-05 | 0.0094899 | 0.010137 | 0.0024177 | 0.0016179 | 0.0018901 | 0.00033588 | 0.00036612 | 0.00018289 | 0.002775 | 43.1375 | 0 | 43.1375 | 144.7428 | 0 | 173.1981 | 0 | 173.1981 | 0 | 342.8119 | 0
228 | Residential | RSFT315 | ENERGY STAR Ceiling Fan | 0.0016523 | 0.00084082 | 3.1373e-05 | 0.005116 | 0.0054649 | 0.0013034 | 0.00087219 | 0.0010189 | 0.00018107 | 0.00019738 | 9.8596e-05 | 0.001496 | 43.1375 | 0 | 43.1375 | 144.7428 | 0 | 173.1981 | 0 | 173.1981 | 0 | 342.8119 | 0
229 | Residential | RM0N318 | Ground Source Heat Pump | 1896.7361 | 965.2312 | 36.0147 | 5873.0199 | 6273.5478 | 1496.2082 | 1001.2459 | 1169.7147 | 207.8681 | 226.5828 | 113.1852 | 1717.3508 | 3489.7447 | 0 | 3489.7447 | 132.2042 | 0 | 13454.4386 | 0 | 13454.4386 | 0 | 59925.2303 | 0
230 | Residential | RM0T318 | Ground Source Heat Pump | 1896.7361 | 965.2312 | 36.0147 | 5873.0199 | 6273.5478 | 1496.2082 | 1001.2459 | 1169.7147 | 207.8681 | 226.5828 | 113.1852 | 1717.3508 | 3489.7447 | 0 | 3489.7447 | 132.2042 | 0 | 13454.4386 | 0 | 13454.4386 | 0 | 59925.2303 | 0
231 | Residential | RMFN318 | Ground Source Heat Pump | 1854.36 | 943.6664 | 35.2101 | 5741.8074 | 6133.3869 | 1462.7806 | 978.8765 | 1143.5814 | 203.224 | 221.5205 | 110.6565 | 1678.9824 | 3411.7783 | 0 | 3411.7783 | 132.2042 | 0 | 13153.8451 | 0 | 13153.8451 | 0 | 96299.0349 | 0
232 | Residential | RMFT318 | Ground Source Heat Pump | 1854.36 | 943.6664 | 35.2101 | 5741.8074 | 6133.3869 | 1462.7806 | 978.8765 | 1143.5814 | 203.224 | 221.5205 | 110.6565 | 1678.9824 | 3411.7783 | 0 | 3411.7783 | 132.2042 | 0 | 13153.8451 | 0 | 13153.8451 | 0 | 96299.0349 | 0
233 | Residential | RSFN318 | Ground Source Heat Pump | 3224.218 | 1640.7743 | 61.2205 | 9983.4114 | 10664.2595 | 2543.3699 | 1701.9948 | 1988.3711 | 353.3502 | 385.1628 | 192.401 | 2919.285 | 5932.1368 | 0 | 5932.1368 | 132.2042 | 0 | 22870.8906 | 0 | 22870.8906 | 0 | 101865.527 | 0
234 | Residential | RSFT318 | Ground Source Heat Pump | 3224.218 | 1640.7743 | 61.2205 | 9983.4114 | 10664.2595 | 2543.3699 | 1701.9948 | 1988.3711 | 353.3502 | 385.1628 | 192.401 | 2919.285 | 5932.1368 | 0 | 5932.1368 | 132.2042 | 0 | 22870.8906 | 0 | 22870.8906 | 0 | 101865.527 | 0
235 | Residential | RM0E319 | Heat Pump Tune Up | 344.2297 | 175.1753 | 6.5361 | 1065.8668 | 1138.5568 | 271.5398 | 181.7114 | 212.286 | 37.725 | 41.1214 | 20.5415 | 311.6739 | 333.8306 | 0 | 333.8306 | 901.053 | 0 | 1183.8961 | 0 | 1183.8961 | 0 | 8299.1724 | 0
236 | Residential | RMFE319 | Heat Pump Tune Up | 425.6104 | 216.5891 | 8.0814 | 1317.8525 | 1407.7274 | 335.7356 | 224.6705 | 262.4734 | 46.6437 | 50.8431 | 25.3977 | 385.358 | 411.6459 | 0 | 411.6459 | 901.053 | 0 | 1459.8598 | 0 | 1459.8598 | 0 | 8299.1724 | 0
237 | Residential | RSFE319 | Heat Pump Tune Up | 876.4531 | 446.0187 | 16.6418 | 2713.8337 | 2898.9116 | 691.3752 | 462.6606 | 540.5075 | 96.0527 | 104.7005 | 52.3012 | 793.5618 | 841.5656 | 0 | 841.5656 | 901.053 | 0 | 2984.5261 | 0 | 2984.5261 | 0 | 8299.1724 | 0
238 | Residential | RM0E320 | HVAC ECM Motor | 29.8318 | 15.1811 | 0.56644 | 92.3705 | 98.67 | 23.5323 | 15.7475 | 18.3972 | 3.2693 | 3.5637 | 1.7802 | 27.0104 | 68.72 | 0 | 68.72 | 165.168 | 0 | 267.2479 | 0 | 267.2479 | 0 | 2494.9061 | 0
239 | Residential | RM0N320 | HVAC ECM Motor | 29.8318 | 15.1811 | 0.56644 | 92.3705 | 98.67 | 23.5323 | 15.7475 | 18.3972 | 3.2693 | 3.5637 | 1.7802 | 27.0104 | 68.72 | 0 | 68.72 | 165.168 | 0 | 267.2479 | 0 | 267.2479 | 0 | 2494.9061 | 0
240 | Residential | RMFE320 | HVAC ECM Motor | 50.7103 | 25.806 | 0.96287 | 157.0185 | 167.7269 | 40.002 | 26.7689 | 31.273 | 5.5575 | 6.0578 | 3.0261 | 45.9143 | 116.8156 | 0 | 116.8156 | 165.168 | 0 | 454.2886 | 0 | 454.2886 | 0 | 2494.9061 | 0
241 | Residential | RMFN320 | HVAC ECM Motor | 50.7103 | 25.806 | 0.96287 | 157.0185 | 167.7269 | 40.002 | 26.7689 | 31.273 | 5.5575 | 6.0578 | 3.0261 | 45.9143 | 116.8156 | 0 | 116.8156 | 165.168 | 0 | 454.2886 | 0 | 454.2886 | 0 | 2494.9061 | 0
242 | Residential | RSFE320 | HVAC ECM Motor | 50.7103 | 25.806 | 0.96287 | 157.0185 | 167.7269 | 40.002 | 26.7689 | 31.273 | 5.5575 | 6.0578 | 3.0261 | 45.9143 | 116.8156 | 0 | 116.8156 | 165.168 | 0 | 454.2886 | 0 | 454.2886 | 0 | 2494.9061 | 0
243 | Residential | RSFN320 | HVAC ECM Motor | 50.7103 | 25.806 | 0.96287 | 157.0185 | 167.7269 | 40.002 | 26.7689 | 31.273 | 5.5575 | 6.0578 | 3.0261 | 45.9143 | 116.8156 | 0 | 116.8156 | 165.168 | 0 | 454.2886 | 0 | 454.2886 | 0 | 2494.9061 | 0
244 | Residential | RM0E321 | Programmable Thermostat | 118.8578 | 60.4856 | 2.2568 | 368.0293 | 393.1281 | 93.759 | 62.7425 | 73.2995 | 13.0259 | 14.1987 | 7.0927 | 107.6168 | 170.0822 | 0 | 170.0822 | 206.3755 | 0 | 620.2337 | 0 | 620.2337 | 0 | 1900.7188 | 0
245 | Residential | RMFE321 | Programmable Thermostat | 146.5633 | 74.5847 | 2.7829 | 453.8161 | 484.7655 | 115.614 | 77.3676 | 90.3854 | 16.0622 | 17.5084 | 8.746 | 132.702 | 209.7281 | 0 | 209.7281 | 206.3755 | 0 | 764.8089 | 0 | 764.8089 | 0 | 1900.7188 | 0
246 | Residential | RSFE321 | Programmable Thermostat | 299.6329 | 152.4804 | 5.6893 | 927.7781 | 991.0507 | 236.3604 | 158.1697 | 184.7833 | 32.8375 | 35.7939 | 17.8802 | 271.2949 | 428.7664 | 0 | 428.7664 | 206.3755 | 0 | 1563.5693 | 0 | 1563.5693 | 0 | 1900.7188 | 0
247 | Residential | RM0E322 | Smart Thermostat (EE ONLY) | 276.4135 | 140.6642 | 5.2485 | 855.8819 | 914.2513 | 218.0441 | 145.9127 | 170.4639 | 30.2929 | 33.0202 | 16.4946 | 250.2715 | 395.5401 | 0 | 395.5401 | 206.3755 | 0 | 1442.4039 | 0 | 1442.4039 | 0 | 2976.1525 | 0
248 | Residential | RM0N322 | Smart Thermostat (EE ONLY) | 276.4135 | 140.6642 | 5.2485 | 855.8819 | 914.2513 | 218.0441 | 145.9127 | 170.4639 | 30.2929 | 33.0202 | 16.4946 | 250.2715 | 395.5401 | 0 | 395.5401 | 206.3755 | 0 | 1442.4039 | 0 | 1442.4039 | 0 | 1433.8754 | 0
249 | Residential | RMFE322 | Smart Thermostat (EE ONLY) | 340.845 | 173.4528 | 6.4719 | 1055.3864 | 1127.3616 | 268.8698 | 179.9247 | 210.1987 | 37.3541 | 40.7171 | 20.3395 | 308.6093 | 487.7397 | 0 | 487.7397 | 206.3755 | 0 | 1778.6254 | 0 | 1778.6254 | 0 | 2976.1525 | 0
250 | Residential | RMFN322 | Smart Thermostat (EE ONLY) | 340.845 | 173.4528 | 6.4719 | 1055.3864 | 1127.3616 | 268.8698 | 179.9247 | 210.1987 | 37.3541 | 40.7171 | 20.3395 | 308.6093 | 487.7397 | 0 | 487.7397 | 206.3755 | 0 | 1778.6254 | 0 | 1778.6254 | 0 | 1433.8754 | 0
251 | Residential | RSFE322 | Smart Thermostat (EE ONLY) | 696.8208 | 354.6056 | 13.231 | 2157.6237 | 2304.7692 | 549.6754 | 367.8366 | 429.7285 | 76.3663 | 83.2417 | 41.5819 | 630.9185 | 997.1312 | 0 | 997.1312 | 206.3755 | 0 | 3636.2077 | 0 | 3636.2077 | 0 | 2976.1525 | 0
252 | Residential | RM0N323 | Variable Refrigerant Flow (VRF) HVAC Systems | 1865.5279 | 949.3496 | 35.4221 | 5776.3875 | 6170.3252 | 1471.5902 | 984.7717 | 1150.4687 | 204.4479 | 222.8546 | 111.3229 | 1689.0941 | 2530.0927 | 0 | 2530.0927 | 186.5575 | 0 | 9509.3219 | 0 | 9509.3219 | 0 | 14594.8916 | 0
253 | Residential | RM0T323 | Variable Refrigerant Flow (VRF) HVAC Systems | 1865.5279 | 949.3496 | 35.4221 | 5776.3875 | 6170.3252 | 1471.5902 | 984.7717 | 1150.4687 | 204.4479 | 222.8546 | 111.3229 | 1689.0941 | 2530.0927 | 0 | 2530.0927 | 186.5575 | 0 | 9509.3219 | 0 | 9509.3219 | 0 | 18526.399 | 0
254 | Residential | RMFN323 | Variable Refrigerant Flow (VRF) HVAC Systems | 1872.8275 | 953.0644 | 35.5607 | 5798.99 | 6194.4692 | 1477.3484 | 988.6251 | 1154.9703 | 205.2479 | 223.7267 | 111.7585 | 1695.7034 | 2837.3091 | 0 | 2837.3091 | 186.5575 | 0 | 10776.4523 | 0 | 10776.4523 | 0 | 19296.4498 | 0
255 | Residential | RMFT323 | Variable Refrigerant Flow (VRF) HVAC Systems | 1872.8275 | 953.0644 | 35.5607 | 5798.99 | 6194.4692 | 1477.3484 | 988.6251 | 1154.9703 | 205.2479 | 223.7267 | 111.7585 | 1695.7034 | 2837.3091 | 0 | 2837.3091 | 186.5575 | 0 | 10776.4523 | 0 | 10776.4523 | 0 | 25979.531 | 0
256 | Residential | RSFN323 | Variable Refrigerant Flow (VRF) HVAC Systems | 3387.5673 | 1723.9012 | 64.3222 | 10489.2033 | 11204.5454 | 2672.2252 | 1788.2234 | 2089.1084 | 371.252 | 404.6764 | 202.1486 | 3067.1854 | 4328.4265 | 0 | 4328.4265 | 186.5575 | 0 | 16164.678 | 0 | 16164.678 | 0 | 24809.5192 | 0
257 | Residential | RSFT323 | Variable Refrigerant Flow (VRF) HVAC Systems | 3387.5673 | 1723.9012 | 64.3222 | 10489.2033 | 11204.5454 | 2672.2252 | 1788.2234 | 2089.1084 | 371.252 | 404.6764 | 202.1486 | 3067.1854 | 4328.4265 | 0 | 4328.4265 | 186.5575 | 0 | 16164.678 | 0 | 16164.678 | 0 | 31492.6003 | 0
258 | Residential | RM0N401 | CFL - 13W | 2.1349 | 1.0864 | 0.040537 | 6.6106 | 7.0614 | 1.6841 | 1.127 | 1.3166 | 0.23397 | 0.25504 | 0.1274 | 1.933 | 10.622 | 0 | 10.622 | 405.6019 | 0 | 42.6475 | 0 | 42.6475 | 0 | 18.4619 | 0
259 | Residential | RM0T401 | CFL - 13W | 2.1349 | 1.0864 | 0.040537 | 6.6106 | 7.0614 | 1.6841 | 1.127 | 1.3166 | 0.23397 | 0.25504 | 0.1274 | 1.933 | 10.622 | 0 | 10.622 | 405.6019 | 0 | 42.6475 | 0 | 42.6475 | 0 | 18.4619 | 0
260 | Residential | RMFN401 | CFL - 13W | 2.1349 | 1.0864 | 0.040537 | 6.6106 | 7.0614 | 1.6841 | 1.127 | 1.3166 | 0.23397 | 0.25504 | 0.1274 | 1.933 | 10.622 | 0 | 10.622 | 405.6019 | 0 | 42.6475 | 0 | 42.6475 | 0 | 18.4619 | 0
261 | Residential | RMFT401 | CFL - 13W | 2.1349 | 1.0864 | 0.040537 | 6.6106 | 7.0614 | 1.6841 | 1.127 | 1.3166 | 0.23397 | 0.25504 | 0.1274 | 1.933 | 10.622 | 0 | 10.622 | 405.6019 | 0 | 42.6475 | 0 | 42.6475 | 0 | 18.4619 | 0
262 | Residential | RSFN401 | CFL - 13W | 2.1349 | 1.0864 | 0.040537 | 6.6106 | 7.0614 | 1.6841 | 1.127 | 1.3166 | 0.23397 | 0.25504 | 0.1274 | 1.933 | 10.622 | 0 | 10.622 | 405.6019 | 0 | 42.6475 | 0 | 42.6475 | 0 | 18.4619 | 0
263 | Residential | RSFT401 | CFL - 13W | 2.1349 | 1.0864 | 0.040537 | 6.6106 | 7.0614 | 1.6841 | 1.127 | 1.3166 | 0.23397 | 0.25504 | 0.1274 | 1.933 | 10.622 | 0 | 10.622 | 405.6019 | 0 | 42.6475 | 0 | 42.6475 | 0 | 18.4619 | 0
264 | Residential | RM0N402 | CFL - 15W Flood | 1.9214 | 0.9778 | 0.036484 | 5.9495 | 6.3552 | 1.5157 | 1.0143 | 1.1849 | 0.21058 | 0.22953 | 0.11466 | 1.7397 | 9.5598 | 0 | 9.5598 | 405.6019 | 0 | 38.3828 | 0 | 38.3828 | 0 | 54.8262 | 0
265 | Residential | RM0T402 | CFL - 15W Flood | 1.9214 | 0.9778 | 0.036484 | 5.9495 | 6.3552 | 1.5157 | 1.0143 | 1.1849 | 0.21058 | 0.22953 | 0.11466 | 1.7397 | 9.5598 | 0 | 9.5598 | 405.6019 | 0 | 38.3828 | 0 | 38.3828 | 0 | 54.8262 | 0
266 | Residential | RMFN402 | CFL - 15W Flood | 1.9214 | 0.9778 | 0.036484 | 5.9495 | 6.3552 | 1.5157 | 1.0143 | 1.1849 | 0.21058 | 0.22953 | 0.11466 | 1.7397 | 9.5598 | 0 | 9.5598 | 405.6019 | 0 | 38.3828 | 0 | 38.3828 | 0 | 54.8262 | 0
267 | Residential | RMFT402 | CFL - 15W Flood | 1.9214 | 0.9778 | 0.036484 | 5.9495 | 6.3552 | 1.5157 | 1.0143 | 1.1849 | 0.21058 | 0.22953 | 0.11466 | 1.7397 | 9.5598 | 0 | 9.5598 | 405.6019 | 0 | 38.3828 | 0 | 38.3828 | 0 | 54.8262 | 0
268 | Residential | RSFN402 | CFL - 15W Flood | 1.9214 | 0.9778 | 0.036484 | 5.9495 | 6.3552 | 1.5157 | 1.0143 | 1.1849 | 0.21058 | 0.22953 | 0.11466 | 1.7397 | 9.5598 | 0 | 9.5598 | 405.6019 | 0 | 38.3828 | 0 | 38.3828 | 0 | 54.8262 | 0
269 | Residential | RSFT402 | CFL - 15W Flood | 1.9214 | 0.9778 | 0.036484 | 5.9495 | 6.3552 | 1.5157 | 1.0143 | 1.1849 | 0.21058 | 0.22953 | 0.11466 | 1.7397 | 9.5598 | 0 | 9.5598 | 405.6019 | 0 | 38.3828 | 0 | 38.3828 | 0 | 54.8262 | 0
270 | Residential | RM0N405 | Exterior Lighting Controls | 0 | 0 | 0 | 0 | 0 | 0 | 0 | 0 | 0 | 0 | 0 | 0 | 114.3408 | 0 | 114.3408 | 343.0335 | 0 | 459.0813 | 0 | 459.0813 | 0 | 619.2299 | 0
271 | Residential | RM0T405 | Exterior Lighting Controls | 0 | 0 | 0 | 0 | 0 | 0 | 0 | 0 | 0 | 0 | 0 | 0 | 114.3408 | 0 | 114.3408 | 343.0335 | 0 | 459.0813 | 0 | 459.0813 | 0 | 619.2299 | 0
272 | Residential | RMFN405 | Exterior Lighting Controls | 0 | 0 | 0 | 0 | 0 | 0 | 0 | 0 | 0 | 0 | 0 | 0 | 114.3408 | 0 | 114.3408 | 343.0335 | 0 | 459.0813 | 0 | 459.0813 | 0 | 619.2299 | 0
273 | Residential | RMFT405 | Exterior Lighting Controls | 0 | 0 | 0 | 0 | 0 | 0 | 0 | 0 | 0 | 0 | 0 | 0 | 114.3408 | 0 | 114.3408 | 343.0335 | 0 | 459.0813 | 0 | 459.0813 | 0 | 619.2299 | 0
274 | Residential | RSFN405 | Exterior Lighting Controls | 0 | 0 | 0 | 0 | 0 | 0 | 0 | 0 | 0 | 0 | 0 | 0 | 114.3408 | 0 | 114.3408 | 343.0335 | 0 | 459.0813 | 0 | 459.0813 | 0 | 619.2299 | 0
275 | Residential | RSFT405 | Exterior Lighting Controls | 0 | 0 | 0 | 0 | 0 | 0 | 0 | 0 | 0 | 0 | 0 | 0 | 114.3408 | 0 | 114.3408 | 343.0335 | 0 | 459.0813 | 0 | 459.0813 | 0 | 619.2299 | 0
276 | Residential | RM0N406 | Interior Lighting Controls | 21.5811 | 10.9824 | 0.40978 | 66.8235 | 71.3807 | 17.0239 | 11.3922 | 13.3091 | 2.3651 | 2.5781 | 1.2878 | 19.5401 | 74.0583 | 0 | 74.0583 | 405.6019 | 0 | 292.4402 | 0 | 292.4402 | 0 | 888.6822 | 0
277 | Residential | RM0T406 | Interior Lighting Controls | 21.5811 | 10.9824 | 0.40978 | 66.8235 | 71.3807 | 17.0239 | 11.3922 | 13.3091 | 2.3651 | 2.5781 | 1.2878 | 19.5401 | 74.0583 | 0 | 74.0583 | 405.6019 | 0 | 292.4402 | 0 | 292.4402 | 0 | 888.6822 | 0
278 | Residential | RMFN406 | Interior Lighting Controls | 21.5811 | 10.9824 | 0.40978 | 66.8235 | 71.3807 | 17.0239 | 11.3922 | 13.3091 | 2.3651 | 2.5781 | 1.2878 | 19.5401 | 74.0583 | 0 | 74.0583 | 405.6019 | 0 | 292.4402 | 0 | 292.4402 | 0 | 888.6822 | 0
279 | Residential | RMFT406 | Interior Lighting Controls | 21.5811 | 10.9824 | 0.40978 | 66.8235 | 71.3807 | 17.0239 | 11.3922 | 13.3091 | 2.3651 | 2.5781 | 1.2878 | 19.5401 | 74.0583 | 0 | 74.0583 | 405.6019 | 0 | 292.4402 | 0 | 292.4402 | 0 | 888.6822 | 0
280 | Residential | RSFN406 | Interior Lighting Controls | 21.5811 | 10.9824 | 0.40978 | 66.8235 | 71.3807 | 17.0239 | 11.3922 | 13.3091 | 2.3651 | 2.5781 | 1.2878 | 19.5401 | 74.0583 | 0 | 74.0583 | 405.6019 | 0 | 292.4402 | 0 | 292.4402 | 0 | 888.6822 | 0
281 | Residential | RSFT406 | Interior Lighting Controls | 21.5811 | 10.9824 | 0.40978 | 66.8235 | 71.3807 | 17.0239 | 11.3922 | 13.3091 | 2.3651 | 2.5781 | 1.2878 | 19.5401 | 74.0583 | 0 | 74.0583 | 405.6019 | 0 | 292.4402 | 0 | 292.4402 | 0 | 888.6822 | 0
282 | Residential | RM0N408 | LED Specialty Lamps-5W Chandelier | 2.9889 | 1.521 | 0.056752 | 9.2548 | 9.8859 | 2.3577 | 1.5778 | 1.8433 | 0.32756 | 0.35705 | 0.17836 | 2.7062 | 14.8708 | 0 | 14.8708 | 343.0335 | 0 | 59.7065 | 0 | 59.7065 | 0 | 23.3026 | 0
283 | Residential | RM0T408 | LED Specialty Lamps-5W Chandelier | 2.9889 | 1.521 | 0.056752 | 9.2548 | 9.8859 | 2.3577 | 1.5778 | 1.8433 | 0.32756 | 0.35705 | 0.17836 | 2.7062 | 14.8708 | 0 | 14.8708 | 343.0335 | 0 | 59.7065 | 0 | 59.7065 | 0 | 23.3026 | 0
284 | Residential | RMFN408 | LED Specialty Lamps-5W Chandelier | 2.9889 | 1.521 | 0.056752 | 9.2548 | 9.8859 | 2.3577 | 1.5778 | 1.8433 | 0.32756 | 0.35705 | 0.17836 | 2.7062 | 14.8708 | 0 | 14.8708 | 343.0335 | 0 | 59.7065 | 0 | 59.7065 | 0 | 23.3026 | 0
285 | Residential | RMFT408 | LED Specialty Lamps-5W Chandelier | 2.9889 | 1.521 | 0.056752 | 9.2548 | 9.8859 | 2.3577 | 1.5778 | 1.8433 | 0.32756 | 0.35705 | 0.17836 | 2.7062 | 14.8708 | 0 | 14.8708 | 343.0335 | 0 | 59.7065 | 0 | 59.7065 | 0 | 23.3026 | 0
286 | Residential | RSFN408 | LED Specialty Lamps-5W Chandelier | 2.9889 | 1.521 | 0.056752 | 9.2548 | 9.8859 | 2.3577 | 1.5778 | 1.8433 | 0.32756 | 0.35705 | 0.17836 | 2.7062 | 14.8708 | 0 | 14.8708 | 343.0335 | 0 | 59.7065 | 0 | 59.7065 | 0 | 23.3026 | 0
287 | Residential | RSFT408 | LED Specialty Lamps-5W Chandelier | 2.9889 | 1.521 | 0.056752 | 9.2548 | 9.8859 | 2.3577 | 1.5778 | 1.8433 | 0.32756 | 0.35705 | 0.17836 | 2.7062 | 14.8708 | 0 | 14.8708 | 343.0335 | 0 | 59.7065 | 0 | 59.7065 | 0 | 23.3026 | 0
288 | Residential | RM0N410 | LED - 9W Flood | 4.4834 | 2.2815 | 0.085129 | 13.8822 | 14.8289 | 3.5366 | 2.3667 | 2.7649 | 0.49134 | 0.53558 | 0.26754 | 4.0593 | 22.3062 | 0 | 22.3062 | 343.0335 | 0 | 89.5598 | 0 | 89.5598 | 0 | 37.1423 | 0
289 | Residential | RM0T410 | LED - 9W Flood | 4.4834 | 2.2815 | 0.085129 | 13.8822 | 14.8289 | 3.5366 | 2.3667 | 2.7649 | 0.49134 | 0.53558 | 0.26754 | 4.0593 | 22.3062 | 0 | 22.3062 | 343.0335 | 0 | 89.5598 | 0 | 89.5598 | 0 | 37.1423 | 0
290 | Residential | RMFN410 | LED - 9W Flood | 4.4834 | 2.2815 | 0.085129 | 13.8822 | 14.8289 | 3.5366 | 2.3667 | 2.7649 | 0.49134 | 0.53558 | 0.26754 | 4.0593 | 22.3062 | 0 | 22.3062 | 343.0335 | 0 | 89.5598 | 0 | 89.5598 | 0 | 37.1423 | 0
291 | Residential | RMFT410 | LED - 9W Flood | 4.4834 | 2.2815 | 0.085129 | 13.8822 | 14.8289 | 3.5366 | 2.3667 | 2.7649 | 0.49134 | 0.53558 | 0.26754 | 4.0593 | 22.3062 | 0 | 22.3062 | 343.0335 | 0 | 89.5598 | 0 | 89.5598 | 0 | 37.1423 | 0
292 | Residential | RSFN410 | LED - 9W Flood | 4.4834 | 2.2815 | 0.085129 | 13.8822 | 14.8289 | 3.5366 | 2.3667 | 2.7649 | 0.49134 | 0.53558 | 0.26754 | 4.0593 | 22.3062 | 0 | 22.3062 | 343.0335 | 0 | 89.5598 | 0 | 89.5598 | 0 | 37.1423 | 0
293 | Residential | RSFT410 | LED - 9W Flood | 4.4834 | 2.2815 | 0.085129 | 13.8822 | 14.8289 | 3.5366 | 2.3667 | 2.7649 | 0.49134 | 0.53558 | 0.26754 | 4.0593 | 22.3062 | 0 | 22.3062 | 343.0335 | 0 | 89.5598 | 0 | 89.5598 | 0 | 37.1423 | 0
294 | Residential | RM0N501 | ENERGY STAR Bathroom Ventilating Fan | 1.3653 | 0.6948 | 0.025924 | 4.2276 | 4.5159 | 1.077 | 0.72073 | 0.84199 | 0.14963 | 0.1631 | 0.081474 | 1.2362 | 11.8605 | 0 | 11.8605 | 343.0335 | 0 | 47.6201 | 0 | 47.6201 | 0 | 143.1278 | 0
295 | Residential | RM0T501 | ENERGY STAR Bathroom Ventilating Fan | 1.3653 | 0.6948 | 0.025924 | 4.2276 | 4.5159 | 1.077 | 0.72073 | 0.84199 | 0.14963 | 0.1631 | 0.081474 | 1.2362 | 11.8605 | 0 | 11.8605 | 343.0335 | 0 | 47.6201 | 0 | 47.6201 | 0 | 143.1278 | 0
296 | Residential | RMFN501 | ENERGY STAR Bathroom Ventilating Fan | 1.3653 | 0.6948 | 0.025924 | 4.2276 | 4.5159 | 1.077 | 0.72073 | 0.84199 | 0.14963 | 0.1631 | 0.081474 | 1.2362 | 11.8605 | 0 | 11.8605 | 343.0335 | 0 | 47.6201 | 0 | 47.6201 | 0 | 143.1278 | 0
297 | Residential | RMFT501 | ENERGY STAR Bathroom Ventilating Fan | 1.3653 | 0.6948 | 0.025924 | 4.2276 | 4.5159 | 1.077 | 0.72073 | 0.84199 | 0.14963 | 0.1631 | 0.081474 | 1.2362 | 11.8605 | 0 | 11.8605 | 343.0335 | 0 | 47.6201 | 0 | 47.6201 | 0 | 143.1278 | 0
298 | Residential | RSFN501 | ENERGY STAR Bathroom Ventilating Fan | 1.3653 | 0.6948 | 0.025924 | 4.2276 | 4.5159 | 1.077 | 0.72073 | 0.84199 | 0.14963 | 0.1631 | 0.081474 | 1.2362 | 11.8605 | 0 | 11.8605 | 343.0335 | 0 | 47.6201 | 0 | 47.6201 | 0 | 143.1278 | 0
299 | Residential | RSFT501 | ENERGY STAR Bathroom Ventilating Fan | 1.3653 | 0.6948 | 0.025924 | 4.2276 | 4.5159 | 1.077 | 0.72073 | 0.84199 | 0.14963 | 0.1631 | 0.081474 | 1.2362 | 11.8605 | 0 | 11.8605 | 343.0335 | 0 | 47.6201 | 0 | 47.6201 | 0 | 143.1278 | 0
300 | Residential | RM0E502 | Solar Attic Fan | 228.5701 | 116.3172 | 4.34 | 707.7405 | 756.0069 | 180.3037 | 120.6572 | 140.9589 | 25.0496 | 27.3048 | 13.6396 | 206.9529 | 376.5612 | 0 | 376.5612 | 252.0985 | 0 | 1384.3105 | 0 | 1384.3105 | 0 | 4998.5053 | 0
301 | Residential | RM0N502 | Solar Attic Fan | 228.5701 | 116.3172 | 4.34 | 707.7405 | 756.0069 | 180.3037 | 120.6572 | 140.9589 | 25.0496 | 27.3048 | 13.6396 | 206.9529 | 376.5612 | 0 | 376.5612 | 252.0985 | 0 | 1384.3105 | 0 | 1384.3105 | 0 | 4998.5053 | 0
302 | Residential | RMFE502 | Solar Attic Fan | 282.8729 | 143.9514 | 5.3711 | 875.8826 | 935.616 | 223.1395 | 149.3225 | 174.4473 | 31.0008 | 33.7918 | 16.8801 | 256.12 | 466.023 | 0 | 466.023 | 252.0985 | 0 | 1713.1893 | 0 | 1713.1893 | 0 | 4998.5053 | 0
303 | Residential | RMFN502 | Solar Attic Fan | 282.8729 | 143.9514 | 5.3711 | 875.8826 | 935.616 | 223.1395 | 149.3225 | 174.4473 | 31.0008 | 33.7918 | 16.8801 | 256.12 | 466.023 | 0 | 466.023 | 252.0985 | 0 | 1713.1893 | 0 | 1713.1893 | 0 | 4998.5053 | 0
304 | Residential | RSFE502 | Solar Attic Fan | 583.9868 | 297.1854 | 11.0886 | 1808.2463 | 1931.565 | 460.6681 | 308.274 | 360.1439 | 64.0006 | 69.7626 | 34.8486 | 528.7558 | 962.0975 | 0 | 962.0975 | 252.0985 | 0 | 3536.8535 | 0 | 3536.8535 | 0 | 4998.5053 | 0
305 | Residential | RSFN502 | Solar Attic Fan | 583.9868 | 297.1854 | 11.0886 | 1808.2463 | 1931.565 | 460.6681 | 308.274 | 360.1439 | 64.0006 | 69.7626 | 34.8486 | 528.7558 | 962.0975 | 0 | 962.0975 | 252.0985 | 0 | 3536.8535 | 0 | 3536.8535 | 0 | 4998.5053 | 0
306 | Residential | RM0N503 | Solar Powered Pool Pumps | 2805.2732 | 1427.5772 | 53.2657 | 8686.198 | 9278.5788 | 2212.8923 | 1480.8429 | 1730.0083 | 307.4369 | 335.1159 | 167.401 | 2539.9622 | 4748.4035 | 0 | 4748.4035 | 343.0335 | 0 | 17603.1966 | 0 | 17603.1966 | 0 | 26721.2468 | 0
307 | Residential | RM0T503 | Solar Powered Pool Pumps | 2805.2732 | 1427.5772 | 53.2657 | 8686.198 | 9278.5788 | 2212.8923 | 1480.8429 | 1730.0083 | 307.4369 | 335.1159 | 167.401 | 2539.9622 | 4748.4035 | 0 | 4748.4035 | 343.0335 | 0 | 17603.1966 | 0 | 17603.1966 | 0 | 26721.2468 | 0
308 | Residential | RMFN503 | Solar Powered Pool Pumps | 2805.2732 | 1427.5772 | 53.2657 | 8686.198 | 9278.5788 | 2212.8923 | 1480.8429 | 1730.0083 | 307.4369 | 335.1159 | 167.401 | 2539.9622 | 4748.4035 | 0 | 4748.4035 | 343.0335 | 0 | 17603.1966 | 0 | 17603.1966 | 0 | 26721.2468 | 0
309 | Residential | RMFT503 | Solar Powered Pool Pumps | 2805.2732 | 1427.5772 | 53.2657 | 8686.198 | 9278.5788 | 2212.8923 | 1480.8429 | 1730.0083 | 307.4369 | 335.1159 | 167.401 | 2539.9622 | 4748.4035 | 0 | 4748.4035 | 343.0335 | 0 | 17603.1966 | 0 | 17603.1966 | 0 | 26721.2468 | 0
310 | Residential | RSFN503 | Solar Powered Pool Pumps | 2805.2732 | 1427.5772 | 53.2657 | 8686.198 | 9278.5788 | 2212.8923 | 1480.8429 | 1730.0083 | 307.4369 | 335.1159 | 167.401 | 2539.9622 | 4748.4035 | 0 | 4748.4035 | 343.0335 | 0 | 17603.1966 | 0 | 17603.1966 | 0 | 26721.2468 | 0
311 | Residential | RSFT503 | Solar Powered Pool Pumps | 2805.2732 | 1427.5772 | 53.2657 | 8686.198 | 9278.5788 | 2212.8923 | 1480.8429 | 1730.0083 | 307.4369 | 335.1159 | 167.401 | 2539.9622 | 4748.4035 | 0 | 4748.4035 | 343.0335 | 0 | 17603.1966 | 0 | 17603.1966 | 0 | 26721.2468 | 0
312 | Residential | RM0N505 | Variable Speed Pool Pump | 2762.4618 | 1405.7909 | 52.4528 | 8553.6377 | 9136.9782 | 2179.1213 | 1458.2437 | 1703.6066 | 302.7451 | 330.0017 | 164.8463 | 2501.1998 | 6652.6985 | 0 | 6652.6985 | 343.0335 | 0 | 25492.4775 | 0 | 25492.4775 | 0 | 12834.3036 | 0
313 | Residential | RM0T505 | Variable Speed Pool Pump | 2762.4618 | 1405.7909 | 52.4528 | 8553.6377 | 9136.9782 | 2179.1213 | 1458.2437 | 1703.6066 | 302.7451 | 330.0017 | 164.8463 | 2501.1998 | 6652.6985 | 0 | 6652.6985 | 343.0335 | 0 | 25492.4775 | 0 | 25492.4775 | 0 | 12834.3036 | 0
314 | Residential | RMFN505 | Variable Speed Pool Pump | 2762.4618 | 1405.7909 | 52.4528 | 8553.6377 | 9136.9782 | 2179.1213 | 1458.2437 | 1703.6066 | 302.7451 | 330.0017 | 164.8463 | 2501.1998 | 6652.6985 | 0 | 6652.6985 | 343.0335 | 0 | 25492.4775 | 0 | 25492.4775 | 0 | 12834.3036 | 0
315 | Residential | RMFT505 | Variable Speed Pool Pump | 2762.4618 | 1405.7909 | 52.4528 | 8553.6377 | 9136.9782 | 2179.1213 | 1458.2437 | 1703.6066 | 302.7451 | 330.0017 | 164.8463 | 2501.1998 | 6652.6985 | 0 | 6652.6985 | 343.0335 | 0 | 25492.4775 | 0 | 25492.4775 | 0 | 12834.3036 | 0
316 | Residential | RSFN505 | Variable Speed Pool Pump | 2762.4618 | 1405.7909 | 52.4528 | 8553.6377 | 9136.9782 | 2179.1213 | 1458.2437 | 1703.6066 | 302.7451 | 330.0017 | 164.8463 | 2501.1998 | 6652.6985 | 0 | 6652.6985 | 343.0335 | 0 | 25492.4775 | 0 | 25492.4775 | 0 | 12834.3036 | 0
317 | Residential | RSFT505 | Variable Speed Pool Pump | 2762.4618 | 1405.7909 | 52.4528 | 8553.6377 | 9136.9782 | 2179.1213 | 1458.2437 | 1703.6066 | 302.7451 | 330.0017 | 164.8463 | 2501.1998 | 6652.6985 | 0 | 6652.6985 | 343.0335 | 0 | 25492.4775 | 0 | 25492.4775 | 0 | 12834.3036 | 0
318 | Residential | RM0E601 | Drain Water Heat Recovery | 85.2605 | 43.3882 | 1.6189 | 263.999 | 282.0032 | 67.2563 | 45.0072 | 52.58 | 9.3439 | 10.1852 | 5.0878 | 77.1969 | 355.8445 | 0 | 355.8445 | 252.0985 | 0 | 1428.7246 | 0 | 1428.7246 | 0 | 8910.3791 | 0
319 | Residential | RM0N601 | Drain Water Heat Recovery | 85.2605 | 43.3882 | 1.6189 | 263.999 | 282.0032 | 67.2563 | 45.0072 | 52.58 | 9.3439 | 10.1852 | 5.0878 | 77.1969 | 355.8445 | 0 | 355.8445 | 252.0985 | 0 | 1428.7246 | 0 | 1428.7246 | 0 | 7084.838 | 0
320 | Residential | RMFE601 | Drain Water Heat Recovery | 97.884 | 49.8123 | 1.8586 | 303.0864 | 323.7563 | 77.2142 | 51.6709 | 60.365 | 10.7274 | 11.6932 | 5.8411 | 88.6266 | 408.5305 | 0 | 408.5305 | 252.0985 | 0 | 1640.2603 | 0 | 1640.2603 | 0 | 8910.3791 | 0
321 | Residential | RMFN601 | Drain Water Heat Recovery | 97.884 | 49.8123 | 1.8586 | 303.0864 | 323.7563 | 77.2142 | 51.6709 | 60.365 | 10.7274 | 11.6932 | 5.8411 | 88.6266 | 408.5305 | 0 | 408.5305 | 252.0985 | 0 | 1640.2603 | 0 | 1640.2603 | 0 | 7084.838 | 0
322 | Residential | RSFE601 | Drain Water Heat Recovery | 114.277 | 58.1545 | 2.1699 | 353.8451 | 377.9767 | 90.1454 | 60.3243 | 70.4745 | 12.5239 | 13.6514 | 6.8193 | 103.4691 | 476.9483 | 0 | 476.9483 | 252.0985 | 0 | 1914.9592 | 0 | 1914.9592 | 0 | 8910.3791 | 0
323 | Residential | RSFN601 | Drain Water Heat Recovery | 114.277 | 58.1545 | 2.1699 | 353.8451 | 377.9767 | 90.1454 | 60.3243 | 70.4745 | 12.5239 | 13.6514 | 6.8193 | 103.4691 | 476.9483 | 0 | 476.9483 | 252.0985 | 0 | 1914.9592 | 0 | 1914.9592 | 0 | 7084.838 | 0
324 | Residential | RM0N602 | Faucet Aerator | 4.6729 | 2.378 | 0.088728 | 14.4692 | 15.456 | 3.6862 | 2.4667 | 2.8818 | 0.51212 | 0.55823 | 0.27885 | 4.231 | 19.503 | 0 | 19.503 | 343.0335 | 0 | 78.3052 | 0 | 78.3052 | 0 | 35.4862 | 0
325 | Residential | RM0N604 | Heat Pump Water Heater | 278.1083 | 141.5267 | 5.2806 | 861.1297 | 919.857 | 219.3811 | 146.8074 | 171.5091 | 30.4786 | 33.2226 | 16.5958 | 251.806 | 1293.1425 | 0 | 1293.1425 | 343.0335 | 0 | 5191.9994 | 0 | 5191.9994 | 0 | 11899.7146 | 0
326 | Residential | RM0T604 | Heat Pump Water Heater | 278.1083 | 141.5267 | 5.2806 | 861.1297 | 919.857 | 219.3811 | 146.8074 | 171.5091 | 30.4786 | 33.2226 | 16.5958 | 251.806 | 1293.1425 | 0 | 1293.1425 | 343.0335 | 0 | 5191.9994 | 0 | 5191.9994 | 0 | 11899.7146 | 0
327 | Residential | RMFN604 | Heat Pump Water Heater | 476.549 | 242.5113 | 9.0486 | 1475.5779 | 1576.2093 | 375.9176 | 251.5599 | 293.8872 | 52.2262 | 56.9282 | 28.4374 | 431.479 | 2215.8479 | 0 | 2215.8479 | 343.0335 | 0 | 8896.6846 | 0 | 8896.6846 | 0 | 11899.7146 | 0
328 | Residential | RMFT604 | Heat Pump Water Heater | 476.549 | 242.5113 | 9.0486 | 1475.5779 | 1576.2093 | 375.9176 | 251.5599 | 293.8872 | 52.2262 | 56.9282 | 28.4374 | 431.479 | 2215.8479 | 0 | 2215.8479 | 343.0335 | 0 | 8896.6846 | 0 | 8896.6846 | 0 | 11899.7146 | 0
329 | Residential | RSFN604 | Heat Pump Water Heater | 606.2455 | 308.5126 | 11.5112 | 1877.1678 | 2005.1868 | 478.2265 | 320.0239 | 373.8708 | 66.44 | 72.4217 | 36.1769 | 548.9093 | 2818.9078 | 0 | 2818.9078 | 343.0335 | 0 | 11317.9853 | 0 | 11317.9853 | 0 | 11899.7146 | 0
330 | Residential | RSFT604 | Heat Pump Water Heater | 606.2455 | 308.5126 | 11.5112 | 1877.1678 | 2005.1868 | 478.2265 | 320.0239 | 373.8708 | 66.44 | 72.4217 | 36.1769 | 548.9093 | 2818.9078 | 0 | 2818.9078 | 343.0335 | 0 | 11317.9853 | 0 | 11317.9853 | 0 | 11899.7146 | 0
331 | Residential | RM0E605 | Heat Trap | 26.2674 | 13.3673 | 0.49876 | 81.334 | 86.8808 | 20.7206 | 13.866 | 16.1991 | 2.8787 | 3.1379 | 1.5675 | 23.7832 | 109.6302 | 0 | 109.6302 | 343.0335 | 0 | 440.168 | 0 | 440.168 | 0 | 1381.2422 | 0
332 | Residential | RM0N605 | Heat Trap | 26.2674 | 13.3673 | 0.49876 | 81.334 | 86.8808 | 20.7206 | 13.866 | 16.1991 | 2.8787 | 3.1379 | 1.5675 | 23.7832 | 109.6302 | 0 | 109.6302 | 343.0335 | 0 | 440.168 | 0 | 440.168 | 0 | 1381.2422 | 0
333 | Residential | RMFE605 | Heat Trap | 45.0102 | 22.9053 | 0.85464 | 139.3689 | 148.8735 | 35.5056 | 23.7599 | 27.7577 | 4.9328 | 5.3769 | 2.6859 | 40.7533 | 187.8554 | 0 | 187.8554 | 343.0335 | 0 | 754.2443 | 0 | 754.2443 | 0 | 1381.2422 | 0
334 | Residential | RMFN605 | Heat Trap | 45.0102 | 22.9053 | 0.85464 | 139.3689 | 148.8735 | 35.5056 | 23.7599 | 27.7577 | 4.9328 | 5.3769 | 2.6859 | 40.7533 | 187.8554 | 0 | 187.8554 | 343.0335 | 0 | 754.2443 | 0 | 754.2443 | 0 | 1381.2422 | 0
335 | Residential | RSFE605 | Heat Trap | 57.2601 | 29.1391 | 1.0872 | 177.2992 | 189.3906 | 45.1687 | 30.2264 | 35.3122 | 6.2753 | 6.8403 | 3.4169 | 51.8447 | 238.9818 | 0 | 238.9818 | 343.0335 | 0 | 959.5178 | 0 | 959.5178 | 0 | 1381.2422 | 0
336 | Residential | RSFN605 | Heat Trap | 57.2601 | 29.1391 | 1.0872 | 177.2992 | 189.3906 | 45.1687 | 30.2264 | 35.3122 | 6.2753 | 6.8403 | 3.4169 | 51.8447 | 238.9818 | 0 | 238.9818 | 343.0335 | 0 | 959.5178 | 0 | 959.5178 | 0 | 1381.2422 | 0
337 | Residential | RM0N607 | Instantaneous Hot Water System | 6.0963 | 3.1023 | 0.11575 | 18.8764 | 20.1637 | 4.8089 | 3.2181 | 3.7596 | 0.66811 | 0.72826 | 0.36379 | 5.5197 | 124.3238 | 0 | 124.3238 | 220.9232 | 0 | 499.1633 | 0 | 499.1633 | 0 | 18137.87 | 0
338 | Residential | RM0T607 | Instantaneous Hot Water System | 6.0963 | 3.1023 | 0.11575 | 18.8764 | 20.1637 | 4.8089 | 3.2181 | 3.7596 | 0.66811 | 0.72826 | 0.36379 | 5.5197 | 124.3238 | 0 | 124.3238 | 220.9232 | 0 | 499.1633 | 0 | 499.1633 | 0 | 18137.87 | 0
339 | Residential | RMFN607 | Instantaneous Hot Water System | 10.4462 | 5.316 | 0.19835 | 32.3454 | 34.5513 | 8.2403 | 5.5143 | 6.4421 | 1.1448 | 1.2479 | 0.62336 | 9.4582 | 213.0335 | 0 | 213.0335 | 220.9232 | 0 | 855.335 | 0 | 855.335 | 0 | 18137.87 | 0
340 | Residential | RMFT607 | Instantaneous Hot Water System | 10.4462 | 5.316 | 0.19835 | 32.3454 | 34.5513 | 8.2403 | 5.5143 | 6.4421 | 1.1448 | 1.2479 | 0.62336 | 9.4582 | 213.0335 | 0 | 213.0335 | 220.9232 | 0 | 855.335 | 0 | 855.335 | 0 | 18137.87 | 0
341 | Residential | RSFN607 | Instantaneous Hot Water System | 13.2892 | 6.7627 | 0.25233 | 41.1484 | 43.9547 | 10.483 | 7.0151 | 8.1954 | 1.4564 | 1.5875 | 0.79302 | 12.0324 | 271.0123 | 0 | 271.0123 | 220.9232 | 0 | 1088.121 | 0 | 1088.121 | 0 | 18137.87 | 0
342 | Residential | RSFT607 | Instantaneous Hot Water System | 13.2892 | 6.7627 | 0.25233 | 41.1484 | 43.9547 | 10.483 | 7.0151 | 8.1954 | 1.4564 | 1.5875 | 0.79302 | 12.0324 | 271.0123 | 0 | 271.0123 | 220.9232 | 0 | 1088.121 | 0 | 1088.121 | 0 | 18137.87 | 0
343 | Residential | RM0N609 | Solar Pool Heater | 0 | 0 | 0 | 0 | 0 | 0 | 0 | 0 | 0 | 0 | 0 | 0 | 21869.0851 | 0 | 21869.0851 | 252.0985 | 0 | 87804.9241 | 0 | 87804.9241 | 0 | 30225.7445 | 0
344 | Residential | RM0T609 | Solar Pool Heater | 0 | 0 | 0 | 0 | 0 | 0 | 0 | 0 | 0 | 0 | 0 | 0 | 21869.0851 | 0 | 21869.0851 | 252.0985 | 0 | 87804.9241 | 0 | 87804.9241 | 0 | 30225.7445 | 0
345 | Residential | RMFN609 | Solar Pool Heater | 0 | 0 | 0 | 0 | 0 | 0 | 0 | 0 | 0 | 0 | 0 | 0 | 21869.0851 | 0 | 21869.0851 | 252.0985 | 0 | 87804.9241 | 0 | 87804.9241 | 0 | 30225.7445 | 0
346 | Residential | RMFT609 | Solar Pool Heater | 0 | 0 | 0 | 0 | 0 | 0 | 0 | 0 | 0 | 0 | 0 | 0 | 21869.0851 | 0 | 21869.0851 | 252.0985 | 0 | 87804.9241 | 0 | 87804.9241 | 0 | 30225.7445 | 0
347 | Residential | RSFN609 | Solar Pool Heater | 0 | 0 | 0 | 0 | 0 | 0 | 0 | 0 | 0 | 0 | 0 | 0 | 21869.0851 | 0 | 21869.0851 | 252.0985 | 0 | 87804.9241 | 0 | 87804.9241 | 0 | 30225.7445 | 0
348 | Residential | RSFT609 | Solar Pool Heater | 0 | 0 | 0 | 0 | 0 | 0 | 0 | 0 | 0 | 0 | 0 | 0 | 21869.0851 | 0 | 21869.0851 | 252.0985 | 0 | 87804.9241 | 0 | 87804.9241 | 0 | 30225.7445 | 0
349 | Residential | RM0N610 | Solar Water Heater | 462.314 | 235.2673 | 8.7783 | 1431.501 | 1529.1264 | 364.6886 | 244.0456 | 285.1085 | 50.6662 | 55.2277 | 27.588 | 418.5903 | 2695.9496 | 0 | 2695.9496 | 252.0985 | 0 | 10824.305 | 0 | 10824.305 | 0 | 58825.8882 | 0
350 | Residential | RM0T610 | Solar Water Heater | 462.314 | 235.2673 | 8.7783 | 1431.501 | 1529.1264 | 364.6886 | 244.0456 | 285.1085 | 50.6662 | 55.2277 | 27.588 | 418.5903 | 2695.9496 | 0 | 2695.9496 | 252.0985 | 0 | 10824.305 | 0 | 10824.305 | 0 | 58825.8882 | 0
351 | Residential | RMFN610 | Solar Water Heater | 466.0292 | 237.1579 | 8.8488 | 1443.0045 | 1541.4145 | 367.6193 | 246.0067 | 287.3996 | 51.0733 | 55.6715 | 27.8097 | 421.9541 | 2717.6143 | 0 | 2717.6143 | 252.0985 | 0 | 10911.2894 | 0 | 10911.2894 | 0 | 58825.8882 | 0
352 | Residential | RMFT610 | Solar Water Heater | 466.0292 | 237.1579 | 8.8488 | 1443.0045 | 1541.4145 | 367.6193 | 246.0067 | 287.3996 | 51.0733 | 55.6715 | 27.8097 | 421.9541 | 2717.6143 | 0 | 2717.6143 | 252.0985 | 0 | 10911.2894 | 0 | 10911.2894 | 0 | 58825.8882 | 0
353 | Residential | RSFN610 | Solar Water Heater | 592.8626 | 301.7022 | 11.2571 | 1835.7294 | 1960.9223 | 467.6697 | 312.9593 | 365.6176 | 64.9733 | 70.823 | 35.3783 | 536.7922 | 3457.2339 | 0 | 3457.2339 | 252.0985 | 0 | 13880.8805 | 0 | 13880.8805 | 0 | 58825.8882 | 0
354 | Residential | RSFT610 | Solar Water Heater | 592.8626 | 301.7022 | 11.2571 | 1835.7294 | 1960.9223 | 467.6697 | 312.9593 | 365.6176 | 64.9733 | 70.823 | 35.3783 | 536.7922 | 3457.2339 | 0 | 3457.2339 | 252.0985 | 0 | 13880.8805 | 0 | 13880.8805 | 0 | 58825.8882 | 0
355 | Residential | RM0E611 | Thermostatic Shower Restriction Valve | 16.9609 | 8.6312 | 0.32205 | 52.5173 | 56.0988 | 13.3793 | 8.9533 | 10.4597 | 1.8588 | 2.0261 | 1.0121 | 15.3568 | 70.7881 | 0 | 70.7881 | 343.0335 | 0 | 284.216 | 0 | 284.216 | 0 | 354.2708 | 0
356 | Residential | RM0N611 | Thermostatic Shower Restriction Valve | 16.9609 | 8.6312 | 0.32205 | 52.5173 | 56.0988 | 13.3793 | 8.9533 | 10.4597 | 1.8588 | 2.0261 | 1.0121 | 15.3568 | 70.7881 | 0 | 70.7881 | 343.0335 | 0 | 284.216 | 0 | 284.216 | 0 | 354.2708 | 0
357 | Residential | RMFE611 | Thermostatic Shower Restriction Valve | 29.063 | 14.7899 | 0.55184 | 89.9903 | 96.1275 | 22.9259 | 15.3418 | 17.9231 | 3.1851 | 3.4719 | 1.7343 | 26.3144 | 121.298 | 0 | 121.298 | 343.0335 | 0 | 487.0147 | 0 | 487.0147 | 0 | 354.2708 | 0
358 | Residential | RMFN611 | Thermostatic Shower Restriction Valve | 29.063 | 14.7899 | 0.55184 | 89.9903 | 96.1275 | 22.9259 | 15.3418 | 17.9231 | 3.1851 | 3.4719 | 1.7343 | 26.3144 | 121.298 | 0 | 121.298 | 343.0335 | 0 | 487.0147 | 0 | 487.0147 | 0 | 354.2708 | 0
359 | Residential | RSFE611 | Thermostatic Shower Restriction Valve | 36.9728 | 18.8151 | 0.70203 | 114.4819 | 122.2893 | 29.1654 | 19.5171 | 22.8011 | 4.0519 | 4.4167 | 2.2063 | 33.4761 | 154.3102 | 0 | 154.3102 | 343.0335 | 0 | 619.5594 | 0 | 619.5594 | 0 | 354.2708 | 0
360 | Residential | RSFN611 | Thermostatic Shower Restriction Valve | 36.9728 | 18.8151 | 0.70203 | 114.4819 | 122.2893 | 29.1654 | 19.5171 | 22.8011 | 4.0519 | 4.4167 | 2.2063 | 33.4761 | 154.3102 | 0 | 154.3102 | 343.0335 | 0 | 619.5594 | 0 | 619.5594 | 0 | 354.2708 | 0
361 | Residential | RM0E612 | Water Heater Blanket | 66.9084 | 34.0491 | 1.2704 | 207.174 | 221.3028 | 52.7796 | 35.3195 | 41.2623 | 7.3327 | 7.9928 | 3.9927 | 60.5805 | 279.25 | 0 | 279.25 | 449.6153 | 0 | 1121.1959 | 0 | 1121.1959 | 0 | 2603.4279 | 0
362 | Residential | RM0N612 | Water Heater Blanket | 64.0055 | 32.5718 | 1.2153 | 198.1855 | 211.7013 | 50.4897 | 33.7871 | 39.4721 | 7.0145 | 7.6461 | 3.8194 | 57.9521 | 267.1344 | 0 | 267.1344 | 449.6153 | 0 | 1072.5513 | 0 | 1072.5513 | 0 | 2603.4279 | 0
363 | Residential | RMFE612 | Water Heater Blanket | 113.736 | 57.8792 | 2.1596 | 352.1703 | 376.1876 | 89.7188 | 60.0388 | 70.1409 | 12.4646 | 13.5868 | 6.787 | 102.9794 | 474.6907 | 0 | 474.6907 | 449.6153 | 0 | 1905.8951 | 0 | 1905.8951 | 0 | 2603.4279 | 0
364 | Residential | RMFN612 | Water Heater Blanket | 108.8015 | 55.368 | 2.0659 | 336.8909 | 359.8662 | 85.8262 | 57.4339 | 67.0977 | 11.9238 | 12.9973 | 6.4926 | 98.5115 | 454.0957 | 0 | 454.0957 | 449.6153 | 0 | 1823.2054 | 0 | 1823.2054 | 0 | 2603.4279 | 0
365 | Residential | RSFE612 | Water Heater Blanket | 113.736 | 57.8792 | 2.1596 | 352.1703 | 376.1876 | 89.7188 | 60.0388 | 70.1409 | 12.4646 | 13.5868 | 6.787 | 102.9794 | 474.6907 | 0 | 474.6907 | 449.6153 | 0 | 1905.8951 | 0 | 1905.8951 | 0 | 2603.4279 | 0
366 | Residential | RSFN612 | Water Heater Blanket | 108.8015 | 55.368 | 2.0659 | 336.8909 | 359.8662 | 85.8262 | 57.4339 | 67.0977 | 11.9238 | 12.9973 | 6.4926 | 98.5115 | 454.0957 | 0 | 454.0957 | 449.6153 | 0 | 1823.2054 | 0 | 1823.2054 | 0 | 2603.4279 | 0
367 | Residential | RM0E614 | Water Heater Timeclock | 0 | 0 | 0 | 0 | 0 | 0 | 0 | 0 | 0 | 0 | 0 | 0 | 144.6522 | 0 | 144.6522 | 449.6153 | 0 | 580.7824 | 0 | 580.7824 | 0 | 2222.1851 | 0
368 | Residential | RM0N614 | Water Heater Timeclock | 0 | 0 | 0 | 0 | 0 | 0 | 0 | 0 | 0 | 0 | 0 | 0 | 144.6522 | 0 | 144.6522 | 449.6153 | 0 | 580.7824 | 0 | 580.7824 | 0 | 2222.1851 | 0
369 | Residential | RMFE614 | Water Heater Timeclock | 0 | 0 | 0 | 0 | 0 | 0 | 0 | 0 | 0 | 0 | 0 | 0 | 166.0693 | 0 | 166.0693 | 449.6153 | 0 | 666.7724 | 0 | 666.7724 | 0 | 2222.1851 | 0
370 | Residential | RMFN614 | Water Heater Timeclock | 0 | 0 | 0 | 0 | 0 | 0 | 0 | 0 | 0 | 0 | 0 | 0 | 166.0693 | 0 | 166.0693 | 449.6153 | 0 | 666.7724 | 0 | 666.7724 | 0 | 2222.1851 | 0
371 | Residential | RSFE614 | Water Heater Timeclock | 0 | 0 | 0 | 0 | 0 | 0 | 0 | 0 | 0 | 0 | 0 | 0 | 193.8814 | 0 | 193.8814 | 449.6153 | 0 | 778.4387 | 0 | 778.4387 | 0 | 2222.1851 | 0
372 | Residential | RSFN614 | Water Heater Timeclock | 0 | 0 | 0 | 0 | 0 | 0 | 0 | 0 | 0 | 0 | 0 | 0 | 193.8814 | 0 | 193.8814 | 449.6153 | 0 | 778.4387 | 0 | 778.4387 | 0 | 2222.1851 | 0
373 | Residential | RM0E701 | Home Energy Management System | 139.6113 | 71.0469 | 2.6509 | 432.2898 | 461.7711 | 110.13 | 73.6978 | 86.0981 | 15.3003 | 16.6779 | 8.3311 | 126.4074 | 442.8112 | 0 | 442.8112 | 1727.0374 | 0 | 1733.627 | 0 | 1733.627 | 0 | 5227.3838 | 0
374 | Residential | RM0N701 | Home Energy Management System | 140.9863 | 71.7466 | 2.677 | 436.5474 | 466.319 | 111.2146 | 74.4236 | 86.9461 | 15.451 | 16.8421 | 8.4132 | 127.6524 | 442.8112 | 0 | 442.8112 | 1727.0374 | 0 | 1733.627 | 0 | 1733.627 | 0 | 5227.3838 | 0
375 | Residential | RMFE701 | Home Energy Management System | 171.4988 | 87.2741 | 3.2564 | 531.0257 | 567.2406 | 135.2839 | 90.5305 | 105.7631 | 18.795 | 20.4871 | 10.234 | 155.2791 | 543.9502 | 0 | 543.9502 | 1727.0374 | 0 | 2129.591 | 0 | 2129.591 | 0 | 5227.3838 | 0
376 | Residential | RMFN701 | Home Energy Management System | 173.1878 | 88.1337 | 3.2884 | 536.2557 | 572.8273 | 136.6163 | 91.4221 | 106.8047 | 18.9801 | 20.6889 | 10.3348 | 156.8085 | 543.9502 | 0 | 543.9502 | 1727.0374 | 0 | 2129.591 | 0 | 2129.591 | 0 | 5227.3838 | 0
377 | Residential | RSFE701 | Home Energy Management System | 346.97 | 176.5698 | 6.5882 | 1074.3519 | 1147.6204 | 273.7015 | 183.158 | 213.976 | 38.0253 | 41.4488 | 20.705 | 314.1551 | 1100.5002 | 0 | 1100.5002 | 1727.0374 | 0 | 4308.511 | 0 | 4308.511 | 0 | 5227.3838 | 0
378 | Residential | RSFN701 | Home Energy Management System | 350.3873 | 178.3088 | 6.6531 | 1084.9331 | 1158.9233 | 276.3971 | 184.9619 | 216.0834 | 38.3998 | 41.857 | 20.9089 | 317.2492 | 1100.5002 | 0 | 1100.5002 | 1727.0374 | 0 | 4308.511 | 0 | 4308.511 | 0 | 5227.3838 | 0
379 | Residential | RM0N702 | BuildSmart | 1473.0845 | 749.6389 | 27.9705 | 4561.2328 | 4872.2995 | 1162.0178 | 777.6094 | 908.4493 | 161.439 | 175.9736 | 87.9044 | 1333.7664 | 2341.6099 | 0 | 2341.6099 | 24934.3987 | 0 | 8608.2035 | 0 | 8608.2035 | 0 | 186615.9401 | 0
380 | Residential | RMFN702 | BuildSmart | 1473.0845 | 749.6389 | 27.9705 | 4561.2328 | 4872.2995 | 1162.0178 | 777.6094 | 908.4493 | 161.439 | 175.9736 | 87.9044 | 1333.7664 | 2341.6099 | 0 | 2341.6099 | 24934.3987 | 0 | 8608.2035 | 0 | 8608.2035 | 0 | 186615.9401 | 0
381 | Residential | RSFN702 | BuildSmart | 1473.0845 | 749.6389 | 27.9705 | 4561.2328 | 4872.2995 | 1162.0178 | 777.6094 | 908.4493 | 161.439 | 175.9736 | 87.9044 | 1333.7664 | 2341.6099 | 0 | 2341.6099 | 24934.3987 | 0 | 8608.2035 | 0 | 8608.2035 | 0 | 186615.9401 | 0
382 | Industrial | IGSLD301 | Efficient Lighting - Exterior | 0 | 0 | 0 | 0 | 0 | 0 | 0 | 0 | 0 | 0 | 0 | 0 | 787.0722 | 0 | 787.0722 | 444.9675 | 0 | 2759.8729 | 10518.704 | 13278.5769 | 0 | 2573.8035 | 0
383 | Industrial | IGSD301 | Efficient Lighting - Exterior | 0 | 0 | 0 | 0 | 0 | 0 | 0 | 0 | 0 | 0 | 0 | 0 | 787.0722 | 0 | 787.0722 | 444.9675 | 0 | 1747.6688 | 10518.704 | 12266.3728 | 0 | 2573.8035 | 0
384 | Industrial | IGSLD304 | Efficient Lighting - Other Interior Lighting | 4545.5352 | 2313.1802 | 86.3093 | 14042.9432 | 15000.643 | 3587.8354 | 2399.4895 | 2802.2488 | 498.1307 | 542.8171 | 271.2347 | 4114.4313 | 14328.7641 | 0 | 14328.7641 | 444.9675 | 0 | 49331.1293 | 11624.0132 | 60955.1425 | 0 | 25872.5732 | 0
385 | Industrial | IGSD304 | Efficient Lighting - Other Interior Lighting | 4545.5352 | 2313.1802 | 86.3093 | 14042.9432 | 15000.643 | 3587.8354 | 2399.4895 | 2802.2488 | 498.1307 | 542.8171 | 271.2347 | 4114.4313 | 14328.7641 | 0 | 14328.7641 | 444.9675 | 0 | 31238.5675 | 11624.0132 | 42862.5807 | 0 | 25872.5732 | 0
386 | Industrial | IGSLD601 | Process Refrig Controls | 4548.0924 | 2314.4815 | 86.3579 | 14049.9584 | 15008.1366 | 3589.9142 | 2400.8394 | 2803.798 | 498.4102 | 543.1172 | 271.3869 | 4116.7124 | 14824.7803 | 0 | 14824.7803 | 599.8206 | 0 | 51146.0579 | 11308.452 | 62454.5099 | 0 | 41061.1 | 0
387 | Industrial | IGSD601 | Process Refrig Controls | 4548.0924 | 2314.4815 | 86.3579 | 14049.9584 | 15008.1366 | 3589.9142 | 2400.8394 | 2803.798 | 498.4102 | 543.1172 | 271.3869 | 4116.7124 | 14824.7803 | 0 | 14824.7803 | 599.8206 | 0 | 32387.8574 | 11308.452 | 43696.3094 | 0 | 41061.1 | 0
388 | Industrial | IGSLD702 | Process Heat Improved Controls | 4548.0924 | 2314.4815 | 86.3579 | 14049.9584 | 15008.1366 | 3589.9142 | 2400.8394 | 2803.798 | 498.4102 | 543.1172 | 271.3869 | 4116.7124 | 14824.7803 | 0 | 14824.7803 | 599.8206 | 0 | 51146.0579 | 11308.452 | 62454.5099 | 0 | 56106.1299 | 0
389 | Industrial | IGSD702 | Process Heat Improved Controls | 4548.0924 | 2314.4815 | 86.3579 | 14049.9584 | 15008.1366 | 3589.9142 | 2400.8394 | 2803.798 | 498.4102 | 543.1172 | 271.3869 | 4116.7124 | 14824.7803 | 0 | 14824.7803 | 599.8206 | 0 | 32387.8574 | 11308.452 | 43696.3094 | 0 | 56106.1299 | 0
390 | Industrial | IGSLD703 | Process Heat System Optimization | 4548.0924 | 2314.4815 | 86.3579 | 14049.9584 | 15008.1366 | 3589.9142 | 2400.8394 | 2803.798 | 498.4102 | 543.1172 | 271.3869 | 4116.7124 | 14824.7803 | 0 | 14824.7803 | 3272.2451 | 0 | 51146.0579 | 11308.452 | 62454.5099 | 0 | 102863.8186 | 0
391 | Industrial | IGSD703 | Process Heat System Optimization | 4548.0924 | 2314.4815 | 86.3579 | 14049.9584 | 15008.1366 | 3589.9142 | 2400.8394 | 2803.798 | 498.4102 | 543.1172 | 271.3869 | 4116.7124 | 14824.7803 | 0 | 14824.7803 | 3272.2451 | 0 | 32387.8574 | 11308.452 | 43696.3094 | 0 | 102863.8186 | 0
392 | Commercial | CcoNgs104 | Energy Star Fryer | 4106.8515 | 2089.9382 | 77.9797 | 12640.9262 | 13503.0114 | 3244.7664 | 2167.9179 | 2530.3632 | 450.0184 | 490.1507 | 245.0373 | 3715.5697 | 12717.1037 | 0 | 12717.1037 | 847.9325 | 0 | 47880.2016 | 0 | 47880.2016 | 0 | 151663.8965 | 0
393 | Commercial | CcoTgs104 | Energy Star Fryer | 4106.8515 | 2089.9382 | 77.9797 | 12640.9262 | 13503.0114 | 3244.7664 | 2167.9179 | 2530.3632 | 450.0184 | 490.1507 | 245.0373 | 3715.5697 | 12717.1037 | 0 | 12717.1037 | 847.9325 | 0 | 47880.2016 | 0 | 47880.2016 | 0 | 151663.8965 | 0
394 | Commercial | CheNgs104 | Energy Star Fryer | 4106.8515 | 2089.9382 | 77.9797 | 12640.9262 | 13503.0114 | 3244.7664 | 2167.9179 | 2530.3632 | 450.0184 | 490.1507 | 245.0373 | 3715.5697 | 12717.1037 | 0 | 12717.1037 | 847.9325 | 0 | 47880.2016 | 0 | 47880.2016 | 0 | 151663.8965 | 0
395 | Commercial | CheTgs104 | Energy Star Fryer | 4106.8515 | 2089.9382 | 77.9797 | 12640.9262 | 13503.0114 | 3244.7664 | 2167.9179 | 2530.3632 | 450.0184 | 490.1507 | 245.0373 | 3715.5697 | 12717.1037 | 0 | 12717.1037 | 847.9325 | 0 | 47880.2016 | 0 | 47880.2016 | 0 | 151663.8965 | 0
396 | Commercial | ChoNgs104 | Energy Star Fryer | 4106.8515 | 2089.9382 | 77.9797 | 12640.9262 | 13503.0114 | 3244.7664 | 2167.9179 | 2530.3632 | 450.0184 | 490.1507 | 245.0373 | 3715.5697 | 12717.1037 | 0 | 12717.1037 | 847.9325 | 0 | 47880.2016 | 0 | 47880.2016 | 0 | 151663.8965 | 0
397 | Commercial | ChoTgs104 | Energy Star Fryer | 4106.8515 | 2089.9382 | 77.9797 | 12640.9262 | 13503.0114 | 3244.7664 | 2167.9179 | 2530.3632 | 450.0184 | 490.1507 | 245.0373 | 3715.5697 | 12717.1037 | 0 | 12717.1037 | 847.9325 | 0 | 47880.2016 | 0 | 47880.2016 | 0 | 151663.8965 | 0
398 | Commercial | CloNgs104 | Energy Star Fryer | 4106.8515 | 2089.9382 | 77.9797 | 12640.9262 | 13503.0114 | 3244.7664 | 2167.9179 | 2530.3632 | 450.0184 | 490.1507 | 245.0373 | 3715.5697 | 12717.1037 | 0 | 12717.1037 | 847.9325 | 0 | 47880.2016 | 0 | 47880.2016 | 0 | 151663.8965 | 0
399 | Commercial | CloTgs104 | Energy Star Fryer | 4106.8515 | 2089.9382 | 77.9797 | 12640.9262 | 13503.0114 | 3244.7664 | 2167.9179 | 2530.3632 | 450.0184 | 490.1507 | 245.0373 | 3715.5697 | 12717.1037 | 0 | 12717.1037 | 847.9325 | 0 | 47880.2016 | 0 | 47880.2016 | 0 | 151663.8965 | 0
400 | Commercial | CreNgs104 | Energy Star Fryer | 4106.8515 | 2089.9382 | 77.9797 | 12640.9262 | 13503.0114 | 3244.7664 | 2167.9179 | 2530.3632 | 450.0184 | 490.1507 | 245.0373 | 3715.5697 | 12717.1037 | 0 | 12717.1037 | 847.9325 | 0 | 47880.2016 | 0 | 47880.2016 | 0 | 151663.8965 | 0
401 | Commercial | CreTgs104 | Energy Star Fryer | 4106.8515 | 2089.9382 | 77.9797 | 12640.9262 | 13503.0114 | 3244.7664 | 2167.9179 | 2530.3632 | 450.0184 | 490.1507 | 245.0373 | 3715.5697 | 12717.1037 | 0 | 12717.1037 | 847.9325 | 0 | 47880.2016 | 0 | 47880.2016 | 0 | 151663.8965 | 0
402 | Commercial | CscNgs104 | Energy Star Fryer | 4106.8515 | 2089.9382 | 77.9797 | 12640.9262 | 13503.0114 | 3244.7664 | 2167.9179 | 2530.3632 | 450.0184 | 490.1507 | 245.0373 | 3715.5697 | 12717.1037 | 0 | 12717.1037 | 847.9325 | 0 | 47880.2016 | 0 | 47880.2016 | 0 | 151663.8965 | 0
403 | Commercial | CscTgs104 | Energy Star Fryer | 4106.8515 | 2089.9382 | 77.9797 | 12640.9262 | 13503.0114 | 3244.7664 | 2167.9179 | 2530.3632 | 450.0184 | 490.1507 | 245.0373 | 3715.5697 | 12717.1037 | 0 | 12717.1037 | 847.9325 | 0 | 47880.2016 | 0 | 47880.2016 | 0 | 151663.8965 | 0
404 | Commercial | CcoNgs106 | Energy Star Hot Food Holding Cabinet | 4201.7869 | 2138.2499 | 79.7823 | 13010.3384 | 13897.6167 | 3314.5086 | 2218.0322 | 2591.2366 | 460.4844 | 501.9425 | 250.7361 | 3804.3996 | 11281.6878 | 0 | 11281.6878 | 490.3706 | 0 | 42143.7314 | 0 | 42143.7314 | 0 | 26003.553 | 0
405 | Commercial | CcoTgs106 | Energy Star Hot Food Holding Cabinet | 4201.7869 | 2138.2499 | 79.7823 | 13010.3384 | 13897.6167 | 3314.5086 | 2218.0322 | 2591.2366 | 460.4844 | 501.9425 | 250.7361 | 3804.3996 | 11281.6878 | 0 | 11281.6878 | 490.3706 | 0 | 42143.7314 | 0 | 42143.7314 | 0 | 26003.553 | 0
406 | Commercial | CheNgs106 | Energy Star Hot Food Holding Cabinet | 4201.7869 | 2138.2499 | 79.7823 | 13010.3384 | 13897.6167 | 3314.5086 | 2218.0322 | 2591.2366 | 460.4844 | 501.9425 | 250.7361 | 3804.3996 | 11281.6878 | 0 | 11281.6878 | 490.3706 | 0 | 42143.7314 | 0 | 42143.7314 | 0 | 26003.553 | 0
407 | Commercial | CheTgs106 | Energy Star Hot Food Holding Cabinet | 4201.7869 | 2138.2499 | 79.7823 | 13010.3384 | 13897.6167 | 3314.5086 | 2218.0322 | 2591.2366 | 460.4844 | 501.9425 | 250.7361 | 3804.3996 | 11281.6878 | 0 | 11281.6878 | 490.3706 | 0 | 42143.7314 | 0 | 42143.7314 | 0 | 26003.553 | 0
408 | Commercial | ChoNgs106 | Energy Star Hot Food Holding Cabinet | 4201.7869 | 2138.2499 | 79.7823 | 13010.3384 | 13897.6167 | 3314.5086 | 2218.0322 | 2591.2366 | 460.4844 | 501.9425 | 250.7361 | 3804.3996 | 11281.6878 | 0 | 11281.6878 | 490.3706 | 0 | 42143.7314 | 0 | 42143.7314 | 0 | 26003.553 | 0
409 | Commercial | ChoTgs106 | Energy Star Hot Food Holding Cabinet | 4201.7869 | 2138.2499 | 79.7823 | 13010.3384 | 13897.6167 | 3314.5086 | 2218.0322 | 2591.2366 | 460.4844 | 501.9425 | 250.7361 | 3804.3996 | 11281.6878 | 0 | 11281.6878 | 490.3706 | 0 | 42143.7314 | 0 | 42143.7314 | 0 | 26003.553 | 0
410 | Commercial | CloNgs106 | Energy Star Hot Food Holding Cabinet | 4201.7869 | 2138.2499 | 79.7823 | 13010.3384 | 13897.6167 | 3314.5086 | 2218.0322 | 2591.2366 | 460.4844 | 501.9425 | 250.7361 | 3804.3996 | 11281.6878 | 0 | 11281.6878 | 490.3706 | 0 | 42143.7314 | 0 | 42143.7314 | 0 | 26003.553 | 0
411 | Commercial | CloTgs106 | Energy Star Hot Food Holding Cabinet | 4201.7869 | 2138.2499 | 79.7823 | 13010.3384 | 13897.6167 | 3314.5086 | 2218.0322 | 2591.2366 | 460.4844 | 501.9425 | 250.7361 | 3804.3996 | 11281.6878 | 0 | 11281.6878 | 490.3706 | 0 | 42143.7314 | 0 | 42143.7314 | 0 | 26003.553 | 0
412 | Commercial | CreNgs106 | Energy Star Hot Food Holding Cabinet | 4201.7869 | 2138.2499 | 79.7823 | 13010.3384 | 13897.6167 | 3314.5086 | 2218.0322 | 2591.2366 | 460.4844 | 501.9425 | 250.7361 | 3804.3996 | 11281.6878 | 0 | 11281.6878 | 490.3706 | 0 | 42143.7314 | 0 | 42143.7314 | 0 | 26003.553 | 0
413 | Commercial | CreTgs106 | Energy Star Hot Food Holding Cabinet | 4201.7869 | 2138.2499 | 79.7823 | 13010.3384 | 13897.6167 | 3314.5086 | 2218.0322 | 2591.2366 | 460.4844 | 501.9425 | 250.7361 | 3804.3996 | 11281.6878 | 0 | 11281.6878 | 490.3706 | 0 | 42143.7314 | 0 | 42143.7314 | 0 | 26003.553 | 0
414 | Commercial | CscNgs106 | Energy Star Hot Food Holding Cabinet | 4201.7869 | 2138.2499 | 79.7823 | 13010.3384 | 13897.6167 | 3314.5086 | 2218.0322 | 2591.2366 | 460.4844 | 501.9425 | 250.7361 | 3804.3996 | 11281.6878 | 0 | 11281.6878 | 490.3706 | 0 | 42143.7314 | 0 | 42143.7314 | 0 | 26003.553 | 0
415 | Commercial | CscTgs106 | Energy Star Hot Food Holding Cabinet | 4201.7869 | 2138.2499 | 79.7823 | 13010.3384 | 13897.6167 | 3314.5086 | 2218.0322 | 2591.2366 | 460.4844 | 501.9425 | 250.7361 | 3804.3996 | 11281.6878 | 0 | 11281.6878 | 490.3706 | 0 | 42143.7314 | 0 | 42143.7314 | 0 | 26003.553 | 0
416 | Commercial | CcoNgs108 | Induction Cooktops | 4371.2329 | 2224.4794 | 82.9997 | 12857.8108 | 13734.687 | 3494.3567 | 2307.4791 | 2674.1071 | 478.4793 | 517.9937 | 260.5345 | 3931.1146 | 9740.8258 | 0 | 9740.8258 | 898.9844 | 0 | 35994.0605 | 0 | 35994.0605 | 0 | 74847.5324 | 0
417 | Commercial | CcoTgs108 | Induction Cooktops | 4371.2329 | 2224.4794 | 82.9997 | 12857.8108 | 13734.687 | 3494.3567 | 2307.4791 | 2674.1071 | 478.4793 | 517.9937 | 260.5345 | 3931.1146 | 9740.8258 | 0 | 9740.8258 | 898.9844 | 0 | 35994.0605 | 0 | 35994.0605 | 0 | 74847.5324 | 0
418 | Commercial | CheNgs108 | Induction Cooktops | 4371.2329 | 2224.4794 | 82.9997 | 12857.8108 | 13734.687 | 3494.3567 | 2307.4791 | 2674.1071 | 478.4793 | 517.9937 | 260.5345 | 3931.1146 | 9740.8258 | 0 | 9740.8258 | 898.9844 | 0 | 35994.0605 | 0 | 35994.0605 | 0 | 74847.5324 | 0
419 | Commercial | CheTgs108 | Induction Cooktops | 4371.2329 | 2224.4794 | 82.9997 | 12857.8108 | 13734.687 | 3494.3567 | 2307.4791 | 2674.1071 | 478.4793 | 517.9937 | 260.5345 | 3931.1146 | 9740.8258 | 0 | 9740.8258 | 898.9844 | 0 | 35994.0605 | 0 | 35994.0605 | 0 | 74847.5324 | 0
420 | Commercial | ChoNgs108 | Induction Cooktops | 4371.2329 | 2224.4794 | 82.9997 | 12857.8108 | 13734.687 | 3494.3567 | 2307.4791 | 2674.1071 | 478.4793 | 517.9937 | 260.5345 | 3931.1146 | 9740.8258 | 0 | 9740.8258 | 898.9844 | 0 | 35994.0605 | 0 | 35994.0605 | 0 | 74847.5324 | 0
421 | Commercial | ChoTgs108 | Induction Cooktops | 4371.2329 | 2224.4794 | 82.9997 | 12857.8108 | 13734.687 | 3494.3567 | 2307.4791 | 2674.1071 | 478.4793 | 517.9937 | 260.5345 | 3931.1146 | 9740.8258 | 0 | 9740.8258 | 898.9844 | 0 | 35994.0605 | 0 | 35994.0605 | 0 | 74847.5324 | 0
422 | Commercial | CloNgs108 | Induction Cooktops | 4371.2329 | 2224.4794 | 82.9997 | 12857.8108 | 13734.687 | 3494.3567 | 2307.4791 | 2674.1071 | 478.4793 | 517.9937 | 260.5345 | 3931.1146 | 9740.8258 | 0 | 9740.8258 | 898.9844 | 0 | 35994.0605 | 0 | 35994.0605 | 0 | 74847.5324 | 0
423 | Commercial | CloTgs108 | Induction Cooktops | 4371.2329 | 2224.4794 | 82.9997 | 12857.8108 | 13734.687 | 3494.3567 | 2307.4791 | 2674.1071 | 478.4793 | 517.9937 | 260.5345 | 3931.1146 | 9740.8258 | 0 | 9740.8258 | 898.9844 | 0 | 35994.0605 | 0 | 35994.0605 | 0 | 74847.5324 | 0
424 | Commercial | CreNgs108 | Induction Cooktops | 4371.2329 | 2224.4794 | 82.9997 | 12857.8108 | 13734.687 | 3494.3567 | 2307.4791 | 2674.1071 | 478.4793 | 517.9937 | 260.5345 | 3931.1146 | 9740.8258 | 0 | 9740.8258 | 898.9844 | 0 | 35994.0605 | 0 | 35994.0605 | 0 | 74847.5324 | 0
425 | Commercial | CreTgs108 | Induction Cooktops | 4371.2329 | 2224.4794 | 82.9997 | 12857.8108 | 13734.687 | 3494.3567 | 2307.4791 | 2674.1071 | 478.4793 | 517.9937 | 260.5345 | 3931.1146 | 9740.8258 | 0 | 9740.8258 | 898.9844 | 0 | 35994.0605 | 0 | 35994.0605 | 0 | 74847.5324 | 0
426 | Commercial | CscNgs108 | Induction Cooktops | 4371.2329 | 2224.4794 | 82.9997 | 12857.8108 | 13734.687 | 3494.3567 | 2307.4791 | 2674.1071 | 478.4793 | 517.9937 | 260.5345 | 3931.1146 | 9740.8258 | 0 | 9740.8258 | 898.9844 | 0 | 35994.0605 | 0 | 35994.0605 | 0 | 74847.5324 | 0
427 | Commercial | CscTgs108 | Induction Cooktops | 4371.2329 | 2224.4794 | 82.9997 | 12857.8108 | 13734.687 | 3494.3567 | 2307.4791 | 2674.1071 | 478.4793 | 517.9937 | 260.5345 | 3931.1146 | 9740.8258 | 0 | 9740.8258 | 898.9844 | 0 | 35994.0605 | 0 | 35994.0605 | 0 | 74847.5324 | 0
428 | Commercial | CasNgs110 | ENERGY STAR Imaging Equipment | 4558.0177 | 2319.5324 | 86.5463 | 13407.2311 | 14321.5767 | 3643.6722 | 2406.0788 | 2788.373 | 498.925 | 540.1278 | 271.6672 | 4099.093 | 14717.4345 | 0 | 14717.4345 | 1338.0515 | 0 | 55966.8378 | 0 | 55966.8378 | 0 | 178233.3291 | 0
429 | Commercial | CasTgs110 | ENERGY STAR Imaging Equipment | 4558.0177 | 2319.5324 | 86.5463 | 13407.2311 | 14321.5767 | 3643.6722 | 2406.0788 | 2788.373 | 498.925 | 540.1278 | 271.6672 | 4099.093 | 14717.4345 | 0 | 14717.4345 | 1338.0515 | 0 | 55966.8378 | 0 | 55966.8378 | 0 | 178233.3291 | 0
430 | Commercial | CcoNgs110 | ENERGY STAR Imaging Equipment | 4558.0177 | 2319.5324 | 86.5463 | 13407.2311 | 14321.5767 | 3643.6722 | 2406.0788 | 2788.373 | 498.925 | 540.1278 | 271.6672 | 4099.093 | 14717.4345 | 0 | 14717.4345 | 1338.0515 | 0 | 55966.8378 | 0 | 55966.8378 | 0 | 178233.3291 | 0
431 | Commercial | CcoTgs110 | ENERGY STAR Imaging Equipment | 4558.0177 | 2319.5324 | 86.5463 | 13407.2311 | 14321.5767 | 3643.6722 | 2406.0788 | 2788.373 | 498.925 | 540.1278 | 271.6672 | 4099.093 | 14717.4345 | 0 | 14717.4345 | 1338.0515 | 0 | 55966.8378 | 0 | 55966.8378 | 0 | 178233.3291 | 0
432 | Commercial | CgrNgs110 | ENERGY STAR Imaging Equipment | 4558.0177 | 2319.5324 | 86.5463 | 13407.2311 | 14321.5767 | 3643.6722 | 2406.0788 | 2788.373 | 498.925 | 540.1278 | 271.6672 | 4099.093 | 14717.4345 | 0 | 14717.4345 | 1338.0515 | 0 | 55966.8378 | 0 | 55966.8378 | 0 | 178233.3291 | 0
433 | Commercial | CgrTgs110 | ENERGY STAR Imaging Equipment | 4558.0177 | 2319.5324 | 86.5463 | 13407.2311 | 14321.5767 | 3643.6722 | 2406.0788 | 2788.373 | 498.925 | 540.1278 | 271.6672 | 4099.093 | 14717.4345 | 0 | 14717.4345 | 1338.0515 | 0 | 55966.8378 | 0 | 55966.8378 | 0 | 178233.3291 | 0
434 | Commercial | CheNgs110 | ENERGY STAR Imaging Equipment | 4558.0177 | 2319.5324 | 86.5463 | 13407.2311 | 14321.5767 | 3643.6722 | 2406.0788 | 2788.373 | 498.925 | 540.1278 | 271.6672 | 4099.093 | 14717.4345 | 0 | 14717.4345 | 1338.0515 | 0 | 55966.8378 | 0 | 55966.8378 | 0 | 178233.3291 | 0
435 | Commercial | CheTgs110 | ENERGY STAR Imaging Equipment | 4558.0177 | 2319.5324 | 86.5463 | 13407.2311 | 14321.5767 | 3643.6722 | 2406.0788 | 2788.373 | 498.925 | 540.1278 | 271.6672 | 4099.093 | 14717.4345 | 0 | 14717.4345 | 1338.0515 | 0 | 55966.8378 | 0 | 55966.8378 | 0 | 178233.3291 | 0
436 | Commercial | ChoNgs110 | ENERGY STAR Imaging Equipment | 4558.0177 | 2319.5324 | 86.5463 | 13407.2311 | 14321.5767 | 3643.6722 | 2406.0788 | 2788.373 | 498.925 | 540.1278 | 271.6672 | 4099.093 | 14717.4345 | 0 | 14717.4345 | 1338.0515 | 0 | 55966.8378 | 0 | 55966.8378 | 0 | 178233.3291 | 0
437 | Commercial | ChoTgs110 | ENERGY STAR Imaging Equipment | 4558.0177 | 2319.5324 | 86.5463 | 13407.2311 | 14321.5767 | 3643.6722 | 2406.0788 | 2788.373 | 498.925 | 540.1278 | 271.6672 | 4099.093 | 14717.4345 | 0 | 14717.4345 | 1338.0515 | 0 | 55966.8378 | 0 | 55966.8378 | 0 | 178233.3291 | 0
438 | Commercial | CinNgs110 | ENERGY STAR Imaging Equipment | 4558.0177 | 2319.5324 | 86.5463 | 13407.2311 | 14321.5767 | 3643.6722 | 2406.0788 | 2788.373 | 498.925 | 540.1278 | 271.6672 | 4099.093 | 14717.4345 | 0 | 14717.4345 | 1338.0515 | 0 | 55966.8378 | 0 | 55966.8378 | 0 | 178233.3291 | 0
439 | Commercial | CinTgs110 | ENERGY STAR Imaging Equipment | 4558.0177 | 2319.5324 | 86.5463 | 13407.2311 | 14321.5767 | 3643.6722 | 2406.0788 | 2788.373 | 498.925 | 540.1278 | 271.6672 | 4099.093 | 14717.4345 | 0 | 14717.4345 | 1338.0515 | 0 | 55966.8378 | 0 | 55966.8378 | 0 | 178233.3291 | 0
440 | Commercial | CloNgs110 | ENERGY STAR Imaging Equipment | 4558.0177 | 2319.5324 | 86.5463 | 13407.2311 | 14321.5767 | 3643.6722 | 2406.0788 | 2788.373 | 498.925 | 540.1278 | 271.6672 | 4099.093 | 14717.4345 | 0 | 14717.4345 | 1338.0515 | 0 | 55966.8378 | 0 | 55966.8378 | 0 | 178233.3291 | 0
441 | Commercial | CloTgs110 | ENERGY STAR Imaging Equipment | 4558.0177 | 2319.5324 | 86.5463 | 13407.2311 | 14321.5767 | 3643.6722 | 2406.0788 | 2788.373 | 498.925 | 540.1278 | 271.6672 | 4099.093 | 14717.4345 | 0 | 14717.4345 | 1338.0515 | 0 | 55966.8378 | 0 | 55966.8378 | 0 | 178233.3291 | 0
442 | Commercial | CofNgs110 | ENERGY STAR Imaging Equipment | 4558.0177 | 2319.5324 | 86.5463 | 13407.2311 | 14321.5767 | 3643.6722 | 2406.0788 | 2788.373 | 498.925 | 540.1278 | 271.6672 | 4099.093 | 14717.4345 | 0 | 14717.4345 | 1338.0515 | 0 | 55966.8378 | 0 | 55966.8378 | 0 | 178233.3291 | 0
443 | Commercial | CofTgs110 | ENERGY STAR Imaging Equipment | 4558.0177 | 2319.5324 | 86.5463 | 13407.2311 | 14321.5767 | 3643.6722 | 2406.0788 | 2788.373 | 498.925 | 540.1278 | 271.6672 | 4099.093 | 14717.4345 | 0 | 14717.4345 | 1338.0515 | 0 | 55966.8378 | 0 | 55966.8378 | 0 | 178233.3291 | 0
444 | Commercial | CrtNgs110 | ENERGY STAR Imaging Equipment | 4558.0177 | 2319.5324 | 86.5463 | 13407.2311 | 14321.5767 | 3643.6722 | 2406.0788 | 2788.373 | 498.925 | 540.1278 | 271.6672 | 4099.093 | 14717.4345 | 0 | 14717.4345 | 1338.0515 | 0 | 55966.8378 | 0 | 55966.8378 | 0 | 178233.3291 | 0
445 | Commercial | CrtTgs110 | ENERGY STAR Imaging Equipment | 4558.0177 | 2319.5324 | 86.5463 | 13407.2311 | 14321.5767 | 3643.6722 | 2406.0788 | 2788.373 | 498.925 | 540.1278 | 271.6672 | 4099.093 | 14717.4345 | 0 | 14717.4345 | 1338.0515 | 0 | 55966.8378 | 0 | 55966.8378 | 0 | 178233.3291 | 0
446 | Commercial | CscNgs110 | ENERGY STAR Imaging Equipment | 4558.0177 | 2319.5324 | 86.5463 | 13407.2311 | 14321.5767 | 3643.6722 | 2406.0788 | 2788.373 | 498.925 | 540.1278 | 271.6672 | 4099.093 | 14717.4345 | 0 | 14717.4345 | 1338.0515 | 0 | 55966.8378 | 0 | 55966.8378 | 0 | 178233.3291 | 0
447 | Commercial | CscTgs110 | ENERGY STAR Imaging Equipment | 4558.0177 | 2319.5324 | 86.5463 | 13407.2311 | 14321.5767 | 3643.6722 | 2406.0788 | 2788.373 | 498.925 | 540.1278 | 271.6672 | 4099.093 | 14717.4345 | 0 | 14717.4345 | 1338.0515 | 0 | 55966.8378 | 0 | 55966.8378 | 0 | 178233.3291 | 0
448 | Commercial | CasNgs111 | Energy Star PCs | 4075.1171 | 2073.7888 | 77.3772 | 11986.7978 | 12804.2727 | 3257.6422 | 2151.166 | 2492.9579 | 446.0662 | 482.9038 | 242.8853 | 3664.8133 | 14360.8519 | 0 | 14360.8519 | 1906.7521 | 0 | 54496.3336 | 0 | 54496.3336 | 0 | 28524.866 | 0
449 | Commercial | CasTgs111 | Energy Star PCs | 4075.1171 | 2073.7888 | 77.3772 | 11986.7978 | 12804.2727 | 3257.6422 | 2151.166 | 2492.9579 | 446.0662 | 482.9038 | 242.8853 | 3664.8133 | 14360.8519 | 0 | 14360.8519 | 1906.7521 | 0 | 54496.3336 | 0 | 54496.3336 | 0 | 28524.866 | 0
450 | Commercial | CgrNgs111 | Energy Star PCs | 4354.0549 | 2215.7377 | 82.6736 | 12807.2825 | 13680.7128 | 3480.6246 | 2298.4112 | 2663.5985 | 476.599 | 515.9581 | 259.5106 | 3915.6662 | 14360.8519 | 0 | 14360.8519 | 1906.7521 | 0 | 54496.3336 | 0 | 54496.3336 | 0 | 28524.866 | 0
451 | Commercial | CgrTgs111 | Energy Star PCs | 4354.0549 | 2215.7377 | 82.6736 | 12807.2825 | 13680.7128 | 3480.6246 | 2298.4112 | 2663.5985 | 476.599 | 515.9581 | 259.5106 | 3915.6662 | 14360.8519 | 0 | 14360.8519 | 1906.7521 | 0 | 54496.3336 | 0 | 54496.3336 | 0 | 28524.866 | 0
452 | Commercial | CheNgs111 | Energy Star PCs | 4354.0549 | 2215.7377 | 82.6736 | 12807.2825 | 13680.7128 | 3480.6246 | 2298.4112 | 2663.5985 | 476.599 | 515.9581 | 259.5106 | 3915.6662 | 14360.8519 | 0 | 14360.8519 | 1906.7521 | 0 | 54496.3336 | 0 | 54496.3336 | 0 | 28524.866 | 0
453 | Commercial | CheTgs111 | Energy Star PCs | 4354.0549 | 2215.7377 | 82.6736 | 12807.2825 | 13680.7128 | 3480.6246 | 2298.4112 | 2663.5985 | 476.599 | 515.9581 | 259.5106 | 3915.6662 | 14360.8519 | 0 | 14360.8519 | 1906.7521 | 0 | 54496.3336 | 0 | 54496.3336 | 0 | 28524.866 | 0
454 | Commercial | CinNgs111 | Energy Star PCs | 4075.1171 | 2073.7888 | 77.3772 | 11986.7978 | 12804.2727 | 3257.6422 | 2151.166 | 2492.9579 | 446.0662 | 482.9038 | 242.8853 | 3664.8133 | 14360.8519 | 0 | 14360.8519 | 1906.7521 | 0 | 54496.3336 | 0 | 54496.3336 | 0 | 28524.866 | 0
455 | Commercial | CinTgs111 | Energy Star PCs | 4075.1171 | 2073.7888 | 77.3772 | 11986.7978 | 12804.2727 | 3257.6422 | 2151.166 | 2492.9579 | 446.0662 | 482.9038 | 242.8853 | 3664.8133 | 14360.8519 | 0 | 14360.8519 | 1906.7521 | 0 | 54496.3336 | 0 | 54496.3336 | 0 | 28524.866 | 0
456 | Commercial | CloNgs111 | Energy Star PCs | 4354.0549 | 2215.7377 | 82.6736 | 12807.2825 | 13680.7128 | 3480.6246 | 2298.4112 | 2663.5985 | 476.599 | 515.9581 | 259.5106 | 3915.6662 | 14360.8519 | 0 | 14360.8519 | 1906.7521 | 0 | 54496.3336 | 0 | 54496.3336 | 0 | 28524.866 | 0
457 | Commercial | CloTgs111 | Energy Star PCs | 4354.0549 | 2215.7377 | 82.6736 | 12807.2825 | 13680.7128 | 3480.6246 | 2298.4112 | 2663.5985 | 476.599 | 515.9581 | 259.5106 | 3915.6662 | 14360.8519 | 0 | 14360.8519 | 1906.7521 | 0 | 54496.3336 | 0 | 54496.3336 | 0 | 28524.866 | 0
458 | Commercial | CmiNgs111 | Energy Star PCs | 4075.1171 | 2073.7888 | 77.3772 | 11986.7978 | 12804.2727 | 3257.6422 | 2151.166 | 2492.9579 | 446.0662 | 482.9038 | 242.8853 | 3664.8133 | 14360.8519 | 0 | 14360.8519 | 1906.7521 | 0 | 54496.3336 | 0 | 54496.3336 | 0 | 28524.866 | 0
459 | Commercial | CmiTgs111 | Energy Star PCs | 4075.1171 | 2073.7888 | 77.3772 | 11986.7978 | 12804.2727 | 3257.6422 | 2151.166 | 2492.9579 | 446.0662 | 482.9038 | 242.8853 | 3664.8133 | 14360.8519 | 0 | 14360.8519 | 1906.7521 | 0 | 54496.3336 | 0 | 54496.3336 | 0 | 28524.866 | 0
460 | Commercial | CofNgs111 | Energy Star PCs | 4354.0549 | 2215.7377 | 82.6736 | 12807.2825 | 13680.7128 | 3480.6246 | 2298.4112 | 2663.5985 | 476.599 | 515.9581 | 259.5106 | 3915.6662 | 14360.8519 | 0 | 14360.8519 | 1906.7521 | 0 | 54496.3336 | 0 | 54496.3336 | 0 | 28524.866 | 0
461 | Commercial | CofTgs111 | Energy Star PCs | 4354.0549 | 2215.7377 | 82.6736 | 12807.2825 | 13680.7128 | 3480.6246 | 2298.4112 | 2663.5985 | 476.599 | 515.9581 | 259.5106 | 3915.6662 | 14360.8519 | 0 | 14360.8519 | 1906.7521 | 0 | 54496.3336 | 0 | 54496.3336 | 0 | 28524.866 | 0
462 | Commercial | CreNgs111 | Energy Star PCs | 4075.1171 | 2073.7888 | 77.3772 | 11986.7978 | 12804.2727 | 3257.6422 | 2151.166 | 2492.9579 | 446.0662 | 482.9038 | 242.8853 | 3664.8133 | 14360.8519 | 0 | 14360.8519 | 1906.7521 | 0 | 54496.3336 | 0 | 54496.3336 | 0 | 28524.866 | 0
463 | Commercial | CreTgs111 | Energy Star PCs | 4075.1171 | 2073.7888 | 77.3772 | 11986.7978 | 12804.2727 | 3257.6422 | 2151.166 | 2492.9579 | 446.0662 | 482.9038 | 242.8853 | 3664.8133 | 14360.8519 | 0 | 14360.8519 | 1906.7521 | 0 | 54496.3336 | 0 | 54496.3336 | 0 | 28524.866 | 0
464 | Commercial | CrtNgs111 | Energy Star PCs | 4354.0549 | 2215.7377 | 82.6736 | 12807.2825 | 13680.7128 | 3480.6246 | 2298.4112 | 2663.5985 | 476.599 | 515.9581 | 259.5106 | 3915.6662 | 14360.8519 | 0 | 14360.8519 | 1906.7521 | 0 | 54496.3336 | 0 | 54496.3336 | 0 | 28524.866 | 0
465 | Commercial | CrtTgs111 | Energy Star PCs | 4354.0549 | 2215.7377 | 82.6736 | 12807.2825 | 13680.7128 | 3480.6246 | 2298.4112 | 2663.5985 | 476.599 | 515.9581 | 259.5106 | 3915.6662 | 14360.8519 | 0 | 14360.8519 | 1906.7521 | 0 | 54496.3336 | 0 | 54496.3336 | 0 | 28524.866 | 0
466 | Commercial | CscNgs111 | Energy Star PCs | 4354.0549 | 2215.7377 | 82.6736 | 12807.2825 | 13680.7128 | 3480.6246 | 2298.4112 | 2663.5985 | 476.599 | 515.9581 | 259.5106 | 3915.6662 | 14360.8519 | 0 | 14360.8519 | 1906.7521 | 0 | 54496.3336 | 0 | 54496.3336 | 0 | 28524.866 | 0
467 | Commercial | CscTgs111 | Energy Star PCs | 4354.0549 | 2215.7377 | 82.6736 | 12807.2825 | 13680.7128 | 3480.6246 | 2298.4112 | 2663.5985 | 476.599 | 515.9581 | 259.5106 | 3915.6662 | 14360.8519 | 0 | 14360.8519 | 1906.7521 | 0 | 54496.3336 | 0 | 54496.3336 | 0 | 28524.866 | 0
468 | Commercial | CwaNgs111 | Energy Star PCs | 4075.1171 | 2073.7888 | 77.3772 | 11986.7978 | 12804.2727 | 3257.6422 | 2151.166 | 2492.9579 | 446.0662 | 482.9038 | 242.8853 | 3664.8133 | 14360.8519 | 0 | 14360.8519 | 1906.7521 | 0 | 54496.3336 | 0 | 54496.3336 | 0 | 28524.866 | 0
469 | Commercial | CwaTgs111 | Energy Star PCs | 4075.1171 | 2073.7888 | 77.3772 | 11986.7978 | 12804.2727 | 3257.6422 | 2151.166 | 2492.9579 | 446.0662 | 482.9038 | 242.8853 | 3664.8133 | 14360.8519 | 0 | 14360.8519 | 1906.7521 | 0 | 54496.3336 | 0 | 54496.3336 | 0 | 28524.866 | 0
470 | Commercial | CcoNgs113 | Energy Star Uninterruptable Power Supply | 4554.3844 | 2317.6835 | 86.4774 | 14102.1151 | 15063.8503 | 3592.6492 | 2404.1608 | 2808.683 | 499.1264 | 544.0635 | 271.7769 | 4123.6499 | 17590.8973 | 0 | 17590.8973 | 567.7796 | 0 | 67988.7822 | 0 | 67988.7822 | 0 | 29956.6244 | 0
471 | Commercial | CcoTgs113 | Energy Star Uninterruptable Power Supply | 4554.3844 | 2317.6835 | 86.4774 | 14102.1151 | 15063.8503 | 3592.6492 | 2404.1608 | 2808.683 | 499.1264 | 544.0635 | 271.7769 | 4123.6499 | 17590.8973 | 0 | 17590.8973 | 567.7796 | 0 | 67988.7822 | 0 | 67988.7822 | 0 | 29956.6244 | 0
472 | Commercial | CheNgs113 | Energy Star Uninterruptable Power Supply | 4554.3844 | 2317.6835 | 86.4774 | 14102.1151 | 15063.8503 | 3592.6492 | 2404.1608 | 2808.683 | 499.1264 | 544.0635 | 271.7769 | 4123.6499 | 17590.8973 | 0 | 17590.8973 | 567.7796 | 0 | 67988.7822 | 0 | 67988.7822 | 0 | 29956.6244 | 0
473 | Commercial | CheTgs113 | Energy Star Uninterruptable Power Supply | 4554.3844 | 2317.6835 | 86.4774 | 14102.1151 | 15063.8503 | 3592.6492 | 2404.1608 | 2808.683 | 499.1264 | 544.0635 | 271.7769 | 4123.6499 | 17590.8973 | 0 | 17590.8973 | 567.7796 | 0 | 67988.7822 | 0 | 67988.7822 | 0 | 29956.6244 | 0
474 | Commercial | ChoNgs113 | Energy Star Uninterruptable Power Supply | 4554.3844 | 2317.6835 | 86.4774 | 14102.1151 | 15063.8503 | 3592.6492 | 2404.1608 | 2808.683 | 499.1264 | 544.0635 | 271.7769 | 4123.6499 | 17590.8973 | 0 | 17590.8973 | 567.7796 | 0 | 67988.7822 | 0 | 67988.7822 | 0 | 29956.6244 | 0
475 | Commercial | ChoTgs113 | Energy Star Uninterruptable Power Supply | 4554.3844 | 2317.6835 | 86.4774 | 14102.1151 | 15063.8503 | 3592.6492 | 2404.1608 | 2808.683 | 499.1264 | 544.0635 | 271.7769 | 4123.6499 | 17590.8973 | 0 | 17590.8973 | 567.7796 | 0 | 67988.7822 | 0 | 67988.7822 | 0 | 29956.6244 | 0
476 | Commercial | CinNgs113 | Energy Star Uninterruptable Power Supply | 4554.3844 | 2317.6835 | 86.4774 | 14102.1151 | 15063.8503 | 3592.6492 | 2404.1608 | 2808.683 | 499.1264 | 544.0635 | 271.7769 | 4123.6499 | 17590.8973 | 0 | 17590.8973 | 567.7796 | 0 | 67988.7822 | 0 | 67988.7822 | 0 | 29956.6244 | 0
477 | Commercial | CinTgs113 | Energy Star Uninterruptable Power Supply | 4554.3844 | 2317.6835 | 86.4774 | 14102.1151 | 15063.8503 | 3592.6492 | 2404.1608 | 2808.683 | 499.1264 | 544.0635 | 271.7769 | 4123.6499 | 17590.8973 | 0 | 17590.8973 | 567.7796 | 0 | 67988.7822 | 0 | 67988.7822 | 0 | 29956.6244 | 0
478 | Commercial | CloNgs113 | Energy Star Uninterruptable Power Supply | 4554.3844 | 2317.6835 | 86.4774 | 14102.1151 | 15063.8503 | 3592.6492 | 2404.1608 | 2808.683 | 499.1264 | 544.0635 | 271.7769 | 4123.6499 | 17590.8973 | 0 | 17590.8973 | 567.7796 | 0 | 67988.7822 | 0 | 67988.7822 | 0 | 29956.6244 | 0
479 | Commercial | CloTgs113 | Energy Star Uninterruptable Power Supply | 4554.3844 | 2317.6835 | 86.4774 | 14102.1151 | 15063.8503 | 3592.6492 | 2404.1608 | 2808.683 | 499.1264 | 544.0635 | 271.7769 | 4123.6499 | 17590.8973 | 0 | 17590.8973 | 567.7796 | 0 | 67988.7822 | 0 | 67988.7822 | 0 | 29956.6244 | 0
480 | Commercial | CmiNgs113 | Energy Star Uninterruptable Power Supply | 4554.3844 | 2317.6835 | 86.4774 | 14102.1151 | 15063.8503 | 3592.6492 | 2404.1608 | 2808.683 | 499.1264 | 544.0635 | 271.7769 | 4123.6499 | 17590.8973 | 0 | 17590.8973 | 567.7796 | 0 | 67988.7822 | 0 | 67988.7822 | 0 | 29956.6244 | 0
481 | Commercial | CmiTgs113 | Energy Star Uninterruptable Power Supply | 4554.3844 | 2317.6835 | 86.4774 | 14102.1151 | 15063.8503 | 3592.6492 | 2404.1608 | 2808.683 | 499.1264 | 544.0635 | 271.7769 | 4123.6499 | 17590.8973 | 0 | 17590.8973 | 567.7796 | 0 | 67988.7822 | 0 | 67988.7822 | 0 | 29956.6244 | 0
482 | Commercial | CofNgs113 | Energy Star Uninterruptable Power Supply | 4554.3844 | 2317.6835 | 86.4774 | 14102.1151 | 15063.8503 | 3592.6492 | 2404.1608 | 2808.683 | 499.1264 | 544.0635 | 271.7769 | 4123.6499 | 17590.8973 | 0 | 17590.8973 | 567.7796 | 0 | 67988.7822 | 0 | 67988.7822 | 0 | 29956.6244 | 0
483 | Commercial | CofTgs113 | Energy Star Uninterruptable Power Supply | 4554.3844 | 2317.6835 | 86.4774 | 14102.1151 | 15063.8503 | 3592.6492 | 2404.1608 | 2808.683 | 499.1264 | 544.0635 | 271.7769 | 4123.6499 | 17590.8973 | 0 | 17590.8973 | 567.7796 | 0 | 67988.7822 | 0 | 67988.7822 | 0 | 29956.6244 | 0
484 | Commercial | CscNgs113 | Energy Star Uninterruptable Power Supply | 4554.3844 | 2317.6835 | 86.4774 | 14102.1151 | 15063.8503 | 3592.6492 | 2404.1608 | 2808.683 | 499.1264 | 544.0635 | 271.7769 | 4123.6499 | 17590.8973 | 0 | 17590.8973 | 567.7796 | 0 | 67988.7822 | 0 | 67988.7822 | 0 | 29956.6244 | 0
485 | Commercial | CscTgs113 | Energy Star Uninterruptable Power Supply | 4554.3844 | 2317.6835 | 86.4774 | 14102.1151 | 15063.8503 | 3592.6492 | 2404.1608 | 2808.683 | 499.1264 | 544.0635 | 271.7769 | 4123.6499 | 17590.8973 | 0 | 17590.8973 | 567.7796 | 0 | 67988.7822 | 0 | 67988.7822 | 0 | 29956.6244 | 0
486 | Commercial | CcoEgs114 | Network PC Power Management | 4695.9687 | 2389.7344 | 89.1657 | 13813.0085 | 14755.0272 | 3753.95 | 2478.9001 | 2872.7646 | 514.0252 | 556.4751 | 279.8894 | 4223.1543 | 15159.7631 | 0 | 15159.7631 | 1710.9354 | 0 | 57761.038 | 0 | 57761.038 | 0 | 36266.9139 | 0
487 | Commercial | CcoNgs114 | Network PC Power Management | 4695.9687 | 2389.7344 | 89.1657 | 13813.0085 | 14755.0272 | 3753.95 | 2478.9001 | 2872.7646 | 514.0252 | 556.4751 | 279.8894 | 4223.1543 | 15159.7631 | 0 | 15159.7631 | 1710.9354 | 0 | 57761.038 | 0 | 57761.038 | 0 | 36266.9139 | 0
488 | Commercial | CheEgs114 | Network PC Power Management | 4575.9594 | 2328.6628 | 86.887 | 13460.0058 | 14377.9505 | 3658.0147 | 2415.5498 | 2799.3488 | 500.8889 | 542.2539 | 272.7366 | 4115.2282 | 13790.8622 | 0 | 13790.8622 | 1710.9354 | 0 | 52176.7275 | 0 | 52176.7275 | 0 | 32934.546 | 0
489 | Commercial | CheNgs114 | Network PC Power Management | 4575.9594 | 2328.6628 | 86.887 | 13460.0058 | 14377.9505 | 3658.0147 | 2415.5498 | 2799.3488 | 500.8889 | 542.2539 | 272.7366 | 4115.2282 | 13790.8622 | 0 | 13790.8622 | 1710.9354 | 0 | 52176.7275 | 0 | 52176.7275 | 0 | 32934.546 | 0
490 | Commercial | ChoEgs114 | Network PC Power Management | 4695.9687 | 2389.7344 | 89.1657 | 13813.0085 | 14755.0272 | 3753.95 | 2478.9001 | 2872.7646 | 514.0252 | 556.4751 | 279.8894 | 4223.1543 | 15159.7631 | 0 | 15159.7631 | 1710.9354 | 0 | 57761.038 | 0 | 57761.038 | 0 | 35917.3847 | 0
491 | Commercial | ChoNgs114 | Network PC Power Management | 4695.9687 | 2389.7344 | 89.1657 | 13813.0085 | 14755.0272 | 3753.95 | 2478.9001 | 2872.7646 | 514.0252 | 556.4751 | 279.8894 | 4223.1543 | 15159.7631 | 0 | 15159.7631 | 1710.9354 | 0 | 57761.038 | 0 | 57761.038 | 0 | 35917.3847 | 0
492 | Commercial | CinEgs114 | Network PC Power Management | 4075.1171 | 2073.7888 | 77.3772 | 11986.7978 | 12804.2727 | 3257.6422 | 2151.166 | 2492.9579 | 446.0662 | 482.9038 | 242.8853 | 3664.8133 | 13790.8622 | 0 | 13790.8622 | 1710.9354 | 0 | 52176.7275 | 0 | 52176.7275 | 0 | 33302.5902 | 0
493 | Commercial | CinNgs114 | Network PC Power Management | 4075.1171 | 2073.7888 | 77.3772 | 11986.7978 | 12804.2727 | 3257.6422 | 2151.166 | 2492.9579 | 446.0662 | 482.9038 | 242.8853 | 3664.8133 | 13790.8622 | 0 | 13790.8622 | 1710.9354 | 0 | 52176.7275 | 0 | 52176.7275 | 0 | 33302.5902 | 0
494 | Commercial | CloEgs114 | Network PC Power Management | 4575.9594 | 2328.6628 | 86.887 | 13460.0058 | 14377.9505 | 3658.0147 | 2415.5498 | 2799.3488 | 500.8889 | 542.2539 | 272.7366 | 4115.2282 | 13790.8622 | 0 | 13790.8622 | 1710.9354 | 0 | 52176.7275 | 0 | 52176.7275 | 0 | 32911.2474 | 0
495 | Commercial | CloNgs114 | Network PC Power Management | 4575.9594 | 2328.6628 | 86.887 | 13460.0058 | 14377.9505 | 3658.0147 | 2415.5498 | 2799.3488 | 500.8889 | 542.2539 | 272.7366 | 4115.2282 | 13790.8622 | 0 | 13790.8622 | 1710.9354 | 0 | 52176.7275 | 0 | 52176.7275 | 0 | 32911.2474 | 0
496 | Commercial | CofEgs114 | Network PC Power Management | 4575.9594 | 2328.6628 | 86.887 | 13460.0058 | 14377.9505 | 3658.0147 | 2415.5498 | 2799.3488 | 500.8889 | 542.2539 | 272.7366 | 4115.2282 | 13790.8622 | 0 | 13790.8622 | 1710.9354 | 0 | 52176.7275 | 0 | 52176.7275 | 0 | 32855.7978 | 0
497 | Commercial | CofNgs114 | Network PC Power Management | 4575.9594 | 2328.6628 | 86.887 | 13460.0058 | 14377.9505 | 3658.0147 | 2415.5498 | 2799.3488 | 500.8889 | 542.2539 | 272.7366 | 4115.2282 | 13790.8622 | 0 | 13790.8622 | 1710.9354 | 0 | 52176.7275 | 0 | 52176.7275 | 0 | 32855.7978 | 0
498 | Commercial | CrtEgs114 | Network PC Power Management | 4575.9594 | 2328.6628 | 86.887 | 13460.0058 | 14377.9505 | 3658.0147 | 2415.5498 | 2799.3488 | 500.8889 | 542.2539 | 272.7366 | 4115.2282 | 13790.8622 | 0 | 13790.8622 | 1710.9354 | 0 | 52176.7275 | 0 | 52176.7275 | 0 | 33476.3018 | 0
499 | Commercial | CrtNgs114 | Network PC Power Management | 4575.9594 | 2328.6628 | 86.887 | 13460.0058 | 14377.9505 | 3658.0147 | 2415.5498 | 2799.3488 | 500.8889 | 542.2539 | 272.7366 | 4115.2282 | 13790.8622 | 0 | 13790.8622 | 1710.9354 | 0 | 52176.7275 | 0 | 52176.7275 | 0 | 33476.3018 | 0
500 | Commercial | CscEgs114 | Network PC Power Management | 4575.9594 | 2328.6628 | 86.887 | 13460.0058 | 14377.9505 | 3658.0147 | 2415.5498 | 2799.3488 | 500.8889 | 542.2539 | 272.7366 | 4115.2282 | 13790.8622 | 0 | 13790.8622 | 1710.9354 | 0 | 52176.7275 | 0 | 52176.7275 | 0 | 32693.3644 | 0
501 | Commercial | CscNgs114 | Network PC Power Management | 4575.9594 | 2328.6628 | 86.887 | 13460.0058 | 14377.9505 | 3658.0147 | 2415.5498 | 2799.3488 | 500.8889 | 542.2539 | 272.7366 | 4115.2282 | 13790.8622 | 0 | 13790.8622 | 1710.9354 | 0 | 52176.7275 | 0 | 52176.7275 | 0 | 32693.3644 | 0
502 | Commercial | CasEgs116 | Smart Strip Plug Outlet | 3871.2268 | 1970.0309 | 73.5058 | 11986.7978 | 12804.2727 | 3053.7518 | 2043.5367 | 2387.3806 | 424.2575 | 462.454 | 231.0104 | 3505.1024 | 13796.0267 | 0 | 13796.0267 | 1906.7521 | 0 | 52196.2671 | 0 | 52196.2671 | 0 | 30181.5198 | 0
503 | Commercial | CasNgs116 | Smart Strip Plug Outlet | 3871.2268 | 1970.0309 | 73.5058 | 11986.7978 | 12804.2727 | 3053.7518 | 2043.5367 | 2387.3806 | 424.2575 | 462.454 | 231.0104 | 3505.1024 | 13796.0267 | 0 | 13796.0267 | 1906.7521 | 0 | 52196.2671 | 0 | 52196.2671 | 0 | 30181.5198 | 0
504 | Commercial | CgrEgs116 | Smart Strip Plug Outlet | 4346.0113 | 2211.6443 | 82.5208 | 13456.9123 | 14374.646 | 3428.2776 | 2294.1652 | 2680.1796 | 476.2903 | 519.1714 | 259.3425 | 3934.9838 | 13796.0267 | 0 | 13796.0267 | 1906.7521 | 0 | 52196.2671 | 0 | 52196.2671 | 0 | 23717.7004 | 0
505 | Commercial | CgrNgs116 | Smart Strip Plug Outlet | 4346.0113 | 2211.6443 | 82.5208 | 13456.9123 | 14374.646 | 3428.2776 | 2294.1652 | 2680.1796 | 476.2903 | 519.1714 | 259.3425 | 3934.9838 | 13796.0267 | 0 | 13796.0267 | 1906.7521 | 0 | 52196.2671 | 0 | 52196.2671 | 0 | 23717.7004 | 0
506 | Commercial | CofEgs116 | Smart Strip Plug Outlet | 4346.0113 | 2211.6443 | 82.5208 | 13456.9123 | 14374.646 | 3428.2776 | 2294.1652 | 2680.1796 | 476.2903 | 519.1714 | 259.3425 | 3934.9838 | 13796.0267 | 0 | 13796.0267 | 1906.7521 | 0 | 52196.2671 | 0 | 52196.2671 | 0 | 24318.5463 | 0
507 | Commercial | CofNgs116 | Smart Strip Plug Outlet | 4346.0113 | 2211.6443 | 82.5208 | 13456.9123 | 14374.646 | 3428.2776 | 2294.1652 | 2680.1796 | 476.2903 | 519.1714 | 259.3425 | 3934.9838 | 13796.0267 | 0 | 13796.0267 | 1906.7521 | 0 | 52196.2671 | 0 | 52196.2671 | 0 | 24318.5463 | 0
508 | Commercial | CreEgs116 | Smart Strip Plug Outlet | 3871.2268 | 1970.0309 | 73.5058 | 11986.7978 | 12804.2727 | 3053.7518 | 2043.5367 | 2387.3806 | 424.2575 | 462.454 | 231.0104 | 3505.1024 | 13796.0267 | 0 | 13796.0267 | 1906.7521 | 0 | 52196.2671 | 0 | 52196.2671 | 0 | 25225.5178 | 0
509 | Commercial | CreNgs116 | Smart Strip Plug Outlet | 3871.2268 | 1970.0309 | 73.5058 | 11986.7978 | 12804.2727 | 3053.7518 | 2043.5367 | 2387.3806 | 424.2575 | 462.454 | 231.0104 | 3505.1024 | 13796.0267 | 0 | 13796.0267 | 1906.7521 | 0 | 52196.2671 | 0 | 52196.2671 | 0 | 25225.5178 | 0
510 | Commercial | CrtEgs116 | Smart Strip Plug Outlet | 4346.0113 | 2211.6443 | 82.5208 | 13456.9123 | 14374.646 | 3428.2776 | 2294.1652 | 2680.1796 | 476.2903 | 519.1714 | 259.3425 | 3934.9838 | 13796.0267 | 0 | 13796.0267 | 1906.7521 | 0 | 52196.2671 | 0 | 52196.2671 | 0 | 55750.092 | 0
511 | Commercial | CrtNgs116 | Smart Strip Plug Outlet | 4346.0113 | 2211.6443 | 82.5208 | 13456.9123 | 14374.646 | 3428.2776 | 2294.1652 | 2680.1796 | 476.2903 | 519.1714 | 259.3425 | 3934.9838 | 13796.0267 | 0 | 13796.0267 | 1906.7521 | 0 | 52196.2671 | 0 | 52196.2671 | 0 | 55750.092 | 0
512 | Commercial | CwaEgs116 | Smart Strip Plug Outlet | 3871.2268 | 1970.0309 | 73.5058 | 11986.7978 | 12804.2727 | 3053.7518 | 2043.5367 | 2387.3806 | 424.2575 | 462.454 | 231.0104 | 3505.1024 | 13796.0267 | 0 | 13796.0267 | 1906.7521 | 0 | 52196.2671 | 0 | 52196.2671 | 0 | 205111.4839 | 0
513 | Commercial | CwaNgs116 | Smart Strip Plug Outlet | 3871.2268 | 1970.0309 | 73.5058 | 11986.7978 | 12804.2727 | 3053.7518 | 2043.5367 | 2387.3806 | 424.2575 | 462.454 | 231.0104 | 3505.1024 | 13796.0267 | 0 | 13796.0267 | 1906.7521 | 0 | 52196.2671 | 0 | 52196.2671 | 0 | 205111.4839 | 0
514 | Commercial | CcoNgs117 | ENERGY STAR Commercial Clothes Washer | 4832.0869 | 2459.0036 | 91.7503 | 14421.5628 | 15405.0837 | 3848.566 | 2550.7539 | 2962.8749 | 529.107 | 573.9305 | 288.1015 | 4354.0139 | 19745.7657 | 0 | 19745.7657 | 1178.3023 | 0 | 76317.3444 | 0 | 76317.3444 | 0 | 79090.604 | 49.9331
515 | Commercial | CcoTgs117 | ENERGY STAR Commercial Clothes Washer | 4832.0869 | 2459.0036 | 91.7503 | 14421.5628 | 15405.0837 | 3848.566 | 2550.7539 | 2962.8749 | 529.107 | 573.9305 | 288.1015 | 4354.0139 | 19745.7657 | 0 | 19745.7657 | 1178.3023 | 0 | 76317.3444 | 0 | 76317.3444 | 0 | 79090.604 | 49.9331
516 | Commercial | CheNgs117 | ENERGY STAR Commercial Clothes Washer | 4529.0352 | 2304.7835 | 85.996 | 13517.0926 | 14438.9304 | 3607.1973 | 2390.7795 | 2777.0537 | 495.9233 | 537.9356 | 270.0327 | 4080.9453 | 22929.4408 | 0 | 22929.4408 | 1178.3023 | 0 | 88622.2419 | 0 | 88622.2419 | 0 | 91842.6406 | 57.984
517 | Commercial | CheTgs117 | ENERGY STAR Commercial Clothes Washer | 4529.0352 | 2304.7835 | 85.996 | 13517.0926 | 14438.9304 | 3607.1973 | 2390.7795 | 2777.0537 | 495.9233 | 537.9356 | 270.0327 | 4080.9453 | 22929.4408 | 0 | 22929.4408 | 1178.3023 | 0 | 88622.2419 | 0 | 88622.2419 | 0 | 91842.6406 | 57.984
518 | Commercial | ChoNgs117 | ENERGY STAR Commercial Clothes Washer | 4832.0869 | 2459.0036 | 91.7503 | 14421.5628 | 15405.0837 | 3848.566 | 2550.7539 | 2962.8749 | 529.107 | 573.9305 | 288.1015 | 4354.0139 | 19745.7657 | 0 | 19745.7657 | 1178.3023 | 0 | 76317.3444 | 0 | 76317.3444 | 0 | 79090.604 | 49.9331
519 | Commercial | ChoTgs117 | ENERGY STAR Commercial Clothes Washer | 4832.0869 | 2459.0036 | 91.7503 | 14421.5628 | 15405.0837 | 3848.566 | 2550.7539 | 2962.8749 | 529.107 | 573.9305 | 288.1015 | 4354.0139 | 19745.7657 | 0 | 19745.7657 | 1178.3023 | 0 | 76317.3444 | 0 | 76317.3444 | 0 | 79090.604 | 49.9331
520 | Commercial | CloNgs117 | ENERGY STAR Commercial Clothes Washer | 4832.0869 | 2459.0036 | 91.7503 | 14421.5628 | 15405.0837 | 3848.566 | 2550.7539 | 2962.8749 | 529.107 | 573.9305 | 288.1015 | 4354.0139 | 19745.7657 | 0 | 19745.7657 | 1178.3023 | 0 | 76317.3444 | 0 | 76317.3444 | 0 | 79090.604 | 49.9331
521 | Commercial | CloTgs117 | ENERGY STAR Commercial Clothes Washer | 4832.0869 | 2459.0036 | 91.7503 | 14421.5628 | 15405.0837 | 3848.566 | 2550.7539 | 2962.8749 | 529.107 | 573.9305 | 288.1015 | 4354.0139 | 19745.7657 | 0 | 19745.7657 | 1178.3023 | 0 | 76317.3444 | 0 | 76317.3444 | 0 | 79090.604 | 49.9331
522 | Commercial | CscNgs117 | ENERGY STAR Commercial Clothes Washer | 4832.0869 | 2459.0036 | 91.7503 | 14421.5628 | 15405.0837 | 3848.566 | 2550.7539 | 2962.8749 | 529.107 | 573.9305 | 288.1015 | 4354.0139 | 19745.7657 | 0 | 19745.7657 | 1178.3023 | 0 | 76317.3444 | 0 | 76317.3444 | 0 | 79090.604 | 49.9331
523 | Commercial | CscTgs117 | ENERGY STAR Commercial Clothes Washer | 4832.0869 | 2459.0036 | 91.7503 | 14421.5628 | 15405.0837 | 3848.566 | 2550.7539 | 2962.8749 | 529.107 | 573.9305 | 288.1015 | 4354.0139 | 19745.7657 | 0 | 19745.7657 | 1178.3023 | 0 | 76317.3444 | 0 | 76317.3444 | 0 | 79090.604 | 49.9331
524 | Commercial | CasNgs118 | Energy Star Vending Machine | 4524.3662 | 2302.4075 | 85.9074 | 13308.2463 | 14215.8413 | 3616.7712 | 2388.3148 | 2767.7866 | 495.2414 | 536.1401 | 269.6615 | 4068.8296 | 13145.5856 | 0 | 13145.5856 | 704.5319 | 0 | 49623.5063 | 0 | 49623.5063 | 0 | 56369.9271 | 0
525 | Commercial | CasTgs118 | Energy Star Vending Machine | 4524.3662 | 2302.4075 | 85.9074 | 13308.2463 | 14215.8413 | 3616.7712 | 2388.3148 | 2767.7866 | 495.2414 | 536.1401 | 269.6615 | 4068.8296 | 13145.5856 | 0 | 13145.5856 | 704.5319 | 0 | 49623.5063 | 0 | 49623.5063 | 0 | 56369.9271 | 0
526 | Commercial | CcoNgs118 | Energy Star Vending Machine | 4522.0736 | 2301.2408 | 85.8638 | 13301.5029 | 14208.638 | 3614.9385 | 2387.1046 | 2766.3841 | 494.9905 | 535.8684 | 269.5249 | 4066.7679 | 13101.3652 | 0 | 13101.3652 | 704.5319 | 0 | 49456.5782 | 0 | 49456.5782 | 0 | 56180.3008 | 0
527 | Commercial | CcoTgs118 | Energy Star Vending Machine | 4522.0736 | 2301.2408 | 85.8638 | 13301.5029 | 14208.638 | 3614.9385 | 2387.1046 | 2766.3841 | 494.9905 | 535.8684 | 269.5249 | 4066.7679 | 13101.3652 | 0 | 13101.3652 | 704.5319 | 0 | 49456.5782 | 0 | 49456.5782 | 0 | 56180.3008 | 0
528 | Commercial | CgrNgs118 | Energy Star Vending Machine | 4524.3662 | 2302.4075 | 85.9074 | 13308.2463 | 14215.8413 | 3616.7712 | 2388.3148 | 2767.7866 | 495.2414 | 536.1401 | 269.6615 | 4068.8296 | 13145.5856 | 0 | 13145.5856 | 704.5319 | 0 | 49623.5063 | 0 | 49623.5063 | 0 | 56369.9271 | 0
529 | Commercial | CgrTgs118 | Energy Star Vending Machine | 4524.3662 | 2302.4075 | 85.9074 | 13308.2463 | 14215.8413 | 3616.7712 | 2388.3148 | 2767.7866 | 495.2414 | 536.1401 | 269.6615 | 4068.8296 | 13145.5856 | 0 | 13145.5856 | 704.5319 | 0 | 49623.5063 | 0 | 49623.5063 | 0 | 56369.9271 | 0
530 | Commercial | CheNgs118 | Energy Star Vending Machine | 4522.0736 | 2301.2408 | 85.8638 | 13301.5029 | 14208.638 | 3614.9385 | 2387.1046 | 2766.3841 | 494.9905 | 535.8684 | 269.5249 | 4066.7679 | 13101.3652 | 0 | 13101.3652 | 704.5319 | 0 | 49456.5782 | 0 | 49456.5782 | 0 | 56180.3008 | 0
531 | Commercial | CheTgs118 | Energy Star Vending Machine | 4522.0736 | 2301.2408 | 85.8638 | 13301.5029 | 14208.638 | 3614.9385 | 2387.1046 | 2766.3841 | 494.9905 | 535.8684 | 269.5249 | 4066.7679 | 13101.3652 | 0 | 13101.3652 | 704.5319 | 0 | 49456.5782 | 0 | 49456.5782 | 0 | 56180.3008 | 0
532 | Commercial | ChoNgs118 | Energy Star Vending Machine | 4522.0736 | 2301.2408 | 85.8638 | 13301.5029 | 14208.638 | 3614.9385 | 2387.1046 | 2766.3841 | 494.9905 | 535.8684 | 269.5249 | 4066.7679 | 13101.3652 | 0 | 13101.3652 | 704.5319 | 0 | 49456.5782 | 0 | 49456.5782 | 0 | 56180.3008 | 0
533 | Commercial | ChoTgs118 | Energy Star Vending Machine | 4522.0736 | 2301.2408 | 85.8638 | 13301.5029 | 14208.638 | 3614.9385 | 2387.1046 | 2766.3841 | 494.9905 | 535.8684 | 269.5249 | 4066.7679 | 13101.3652 | 0 | 13101.3652 | 704.5319 | 0 | 49456.5782 | 0 | 49456.5782 | 0 | 56180.3008 | 0
534 | Commercial | CloNgs118 | Energy Star Vending Machine | 4522.0736 | 2301.2408 | 85.8638 | 13301.5029 | 14208.638 | 3614.9385 | 2387.1046 | 2766.3841 | 494.9905 | 535.8684 | 269.5249 | 4066.7679 | 13101.3652 | 0 | 13101.3652 | 704.5319 | 0 | 49456.5782 | 0 | 49456.5782 | 0 | 56180.3008 | 0
535 | Commercial | CloTgs118 | Energy Star Vending Machine | 4522.0736 | 2301.2408 | 85.8638 | 13301.5029 | 14208.638 | 3614.9385 | 2387.1046 | 2766.3841 | 494.9905 | 535.8684 | 269.5249 | 4066.7679 | 13101.3652 | 0 | 13101.3652 | 704.5319 | 0 | 49456.5782 | 0 | 49456.5782 | 0 | 56180.3008 | 0
536 | Commercial | CofNgs118 | Energy Star Vending Machine | 4524.3662 | 2302.4075 | 85.9074 | 13308.2463 | 14215.8413 | 3616.7712 | 2388.3148 | 2767.7866 | 495.2414 | 536.1401 | 269.6615 | 4068.8296 | 13145.5856 | 0 | 13145.5856 | 704.5319 | 0 | 49623.5063 | 0 | 49623.5063 | 0 | 56369.9271 | 0
537 | Commercial | CofTgs118 | Energy Star Vending Machine | 4524.3662 | 2302.4075 | 85.9074 | 13308.2463 | 14215.8413 | 3616.7712 | 2388.3148 | 2767.7866 | 495.2414 | 536.1401 | 269.6615 | 4068.8296 | 13145.5856 | 0 | 13145.5856 | 704.5319 | 0 | 49623.5063 | 0 | 49623.5063 | 0 | 56369.9271 | 0
538 | Commercial | CreNgs118 | Energy Star Vending Machine | 4522.0736 | 2301.2408 | 85.8638 | 13301.5029 | 14208.638 | 3614.9385 | 2387.1046 | 2766.3841 | 494.9905 | 535.8684 | 269.5249 | 4066.7679 | 13101.3652 | 0 | 13101.3652 | 704.5319 | 0 | 49456.5782 | 0 | 49456.5782 | 0 | 56180.3008 | 0
539 | Commercial | CreTgs118 | Energy Star Vending Machine | 4522.0736 | 2301.2408 | 85.8638 | 13301.5029 | 14208.638 | 3614.9385 | 2387.1046 | 2766.3841 | 494.9905 | 535.8684 | 269.5249 | 4066.7679 | 13101.3652 | 0 | 13101.3652 | 704.5319 | 0 | 49456.5782 | 0 | 49456.5782 | 0 | 56180.3008 | 0
540 | Commercial | CrtNgs118 | Energy Star Vending Machine | 4524.3662 | 2302.4075 | 85.9074 | 13308.2463 | 14215.8413 | 3616.7712 | 2388.3148 | 2767.7866 | 495.2414 | 536.1401 | 269.6615 | 4068.8296 | 13145.5856 | 0 | 13145.5856 | 704.5319 | 0 | 49623.5063 | 0 | 49623.5063 | 0 | 56369.9271 | 0
541 | Commercial | CrtTgs118 | Energy Star Vending Machine | 4524.3662 | 2302.4075 | 85.9074 | 13308.2463 | 14215.8413 | 3616.7712 | 2388.3148 | 2767.7866 | 495.2414 | 536.1401 | 269.6615 | 4068.8296 | 13145.5856 | 0 | 13145.5856 | 704.5319 | 0 | 49623.5063 | 0 | 49623.5063 | 0 | 56369.9271 | 0
542 | Commercial | CscNgs118 | Energy Star Vending Machine | 4522.0736 | 2301.2408 | 85.8638 | 13301.5029 | 14208.638 | 3614.9385 | 2387.1046 | 2766.3841 | 494.9905 | 535.8684 | 269.5249 | 4066.7679 | 13101.3652 | 0 | 13101.3652 | 704.5319 | 0 | 49456.5782 | 0 | 49456.5782 | 0 | 56180.3008 | 0
543 | Commercial | CscTgs118 | Energy Star Vending Machine | 4522.0736 | 2301.2408 | 85.8638 | 13301.5029 | 14208.638 | 3614.9385 | 2387.1046 | 2766.3841 | 494.9905 | 535.8684 | 269.5249 | 4066.7679 | 13101.3652 | 0 | 13101.3652 | 704.5319 | 0 | 49456.5782 | 0 | 49456.5782 | 0 | 56180.3008 | 0
544 | Commercial | CheEgs201 | Ceiling Insulation(R12 to R38) | 4145.0829 | 2109.3937 | 78.7057 | 12758.6027 | 13628.7132 | 3274.9724 | 2188.0994 | 2553.9188 | 454.2077 | 494.7136 | 247.3184 | 3750.1585 | 4376.5642 | 0 | 4376.5642 | 632.2974 | 0 | 15207.9068 | 0 | 15207.9068 | 0 | 34478.9833 | 0
545 | Commercial | CofEgs201 | Ceiling Insulation(R12 to R38) | 4145.0829 | 2109.3937 | 78.7057 | 12758.6027 | 13628.7132 | 3274.9724 | 2188.0994 | 2553.9188 | 454.2077 | 494.7136 | 247.3184 | 3750.1585 | 4376.5642 | 0 | 4376.5642 | 632.2974 | 0 | 15207.9068 | 0 | 15207.9068 | 0 | 34478.9833 | 0
546 | Commercial | CheEgs202 | Ceiling Insulation(R19 to R38) | 4120.487 | 2096.8771 | 78.2386 | 12758.6027 | 13628.7132 | 3250.3765 | 2175.1158 | 2541.099 | 451.5745 | 492.2305 | 245.8846 | 3730.7886 | 4376.5642 | 0 | 4376.5642 | 578.9711 | 0 | 15207.9068 | 0 | 15207.9068 | 0 | 64017.4287 | 0
547 | Commercial | CofEgs202 | Ceiling Insulation(R19 to R38) | 4120.487 | 2096.8771 | 78.2386 | 12758.6027 | 13628.7132 | 3250.3765 | 2175.1158 | 2541.099 | 451.5745 | 492.2305 | 245.8846 | 3730.7886 | 4376.5642 | 0 | 4376.5642 | 578.9711 | 0 | 15207.9068 | 0 | 15207.9068 | 0 | 64017.4287 | 0
548 | Commercial | CheEgs204 | Ceiling Insulation(R30 to R38) | 4337.5054 | 2207.3158 | 82.3593 | 12758.6027 | 13628.7132 | 3467.395 | 2289.6751 | 2653.4743 | 474.7875 | 513.997 | 258.5242 | 3900.783 | 4376.5642 | 0 | 4376.5642 | 578.9711 | 0 | 15207.9068 | 0 | 15207.9068 | 0 | 182813.38 | 0
549 | Commercial | CofEgs204 | Ceiling Insulation(R30 to R38) | 4337.5054 | 2207.3158 | 82.3593 | 12758.6027 | 13628.7132 | 3467.395 | 2289.6751 | 2653.4743 | 474.7875 | 513.997 | 258.5242 | 3900.783 | 4376.5642 | 0 | 4376.5642 | 578.9711 | 0 | 15207.9068 | 0 | 15207.9068 | 0 | 182813.38 | 0
550 | Commercial | CasEgs205 | Floor Insulation | 20286.0851 | 10323.3982 | 385.1864 | 59670.7269 | 63740.1476 | 16216.6644 | 10708.5846 | 12410.0376 | 2220.5343 | 2403.9131 | 1209.0923 | 18243.5773 | 100352.5093 | 0 | 100352.5093 | 578.9711 | 0 | 387862.2445 | 0 | 387862.2445 | 0 | 7195070.4808 | 0
551 | Commercial | CasNgs205 | Floor Insulation | 20286.0851 | 10323.3982 | 385.1864 | 59670.7269 | 63740.1476 | 16216.6644 | 10708.5846 | 12410.0376 | 2220.5343 | 2403.9131 | 1209.0923 | 18243.5773 | 100352.5093 | 0 | 100352.5093 | 578.9711 | 0 | 387862.2445 | 0 | 387862.2445 | 0 | 7234666.2026 | 0
552 | Commercial | CcoEgs205 | Floor Insulation | 4498.7131 | 2289.3529 | 85.4203 | 13232.789 | 14135.2379 | 3596.2642 | 2374.7732 | 2752.0933 | 492.4334 | 533.1002 | 268.1325 | 4045.7595 | 5320.3748 | 0 | 5320.3748 | 578.9711 | 0 | 18766.0409 | 0 | 18766.0409 | 0 | 348121.0071 | 0
553 | Commercial | CcoNgs205 | Floor Insulation | 4498.7131 | 2289.3529 | 85.4203 | 13232.789 | 14135.2379 | 3596.2642 | 2374.7732 | 2752.0933 | 492.4334 | 533.1002 | 268.1325 | 4045.7595 | 5320.3748 | 0 | 5320.3748 | 578.9711 | 0 | 18766.0409 | 0 | 18766.0409 | 0 | 350036.766 | 0
554 | Commercial | CgrEgs205 | Floor Insulation | 5719.7602 | 2910.7322 | 108.6052 | 16824.4511 | 17971.844 | 4572.3672 | 3019.3374 | 3499.0703 | 626.0904 | 677.795 | 340.9094 | 5143.8651 | 10256.4984 | 0 | 10256.4984 | 578.9711 | 0 | 38032.3203 | 0 | 38032.3203 | 0 | 705521.7408 | 0
555 | Commercial | CgrNgs205 | Floor Insulation | 5719.7602 | 2910.7322 | 108.6052 | 16824.4511 | 17971.844 | 4572.3672 | 3019.3374 | 3499.0703 | 626.0904 | 677.795 | 340.9094 | 5143.8651 | 10256.4984 | 0 | 10256.4984 | 578.9711 | 0 | 38032.3203 | 0 | 38032.3203 | 0 | 709404.3231 | 0
556 | Commercial | CheEgs205 | Floor Insulation | 20286.0851 | 10323.3982 | 385.1864 | 59670.7269 | 63740.1476 | 16216.6644 | 10708.5846 | 12410.0376 | 2220.5343 | 2403.9131 | 1209.0923 | 18243.5773 | 100352.5093 | 0 | 100352.5093 | 578.9711 | 0 | 387862.2445 | 0 | 387862.2445 | 0 | 7195070.4808 | 0
557 | Commercial | CheNgs205 | Floor Insulation | 20286.0851 | 10323.3982 | 385.1864 | 59670.7269 | 63740.1476 | 16216.6644 | 10708.5846 | 12410.0376 | 2220.5343 | 2403.9131 | 1209.0923 | 18243.5773 | 100352.5093 | 0 | 100352.5093 | 578.9711 | 0 | 387862.2445 | 0 | 387862.2445 | 0 | 7234666.2026 | 0
558 | Commercial | ChoEgs205 | Floor Insulation | 4498.7131 | 2289.3529 | 85.4203 | 13232.789 | 14135.2379 | 3596.2642 | 2374.7732 | 2752.0933 | 492.4334 | 533.1002 | 268.1325 | 4045.7595 | 5320.3748 | 0 | 5320.3748 | 578.9711 | 0 | 18766.0409 | 0 | 18766.0409 | 0 | 348121.0071 | 0
559 | Commercial | ChoNgs205 | Floor Insulation | 4498.7131 | 2289.3529 | 85.4203 | 13232.789 | 14135.2379 | 3596.2642 | 2374.7732 | 2752.0933 | 492.4334 | 533.1002 | 268.1325 | 4045.7595 | 5320.3748 | 0 | 5320.3748 | 578.9711 | 0 | 18766.0409 | 0 | 18766.0409 | 0 | 350036.766 | 0
560 | Commercial | CinEgs205 | Floor Insulation | 20286.0851 | 10323.3982 | 385.1864 | 59670.7269 | 63740.1476 | 16216.6644 | 10708.5846 | 12410.0376 | 2220.5343 | 2403.9131 | 1209.0923 | 18243.5773 | 100352.5093 | 0 | 100352.5093 | 578.9711 | 0 | 387862.2445 | 0 | 387862.2445 | 0 | 7195070.4808 | 0
561 | Commercial | CinNgs205 | Floor Insulation | 20286.0851 | 10323.3982 | 385.1864 | 59670.7269 | 63740.1476 | 16216.6644 | 10708.5846 | 12410.0376 | 2220.5343 | 2403.9131 | 1209.0923 | 18243.5773 | 100352.5093 | 0 | 100352.5093 | 578.9711 | 0 | 387862.2445 | 0 | 387862.2445 | 0 | 7234666.2026 | 0
562 | Commercial | CloEgs205 | Floor Insulation | 4498.7131 | 2289.3529 | 85.4203 | 13232.789 | 14135.2379 | 3596.2642 | 2374.7732 | 2752.0933 | 492.4334 | 533.1002 | 268.1325 | 4045.7595 | 5320.3748 | 0 | 5320.3748 | 578.9711 | 0 | 18766.0409 | 0 | 18766.0409 | 0 | 348121.0071 | 0
563 | Commercial | CloNgs205 | Floor Insulation | 4498.7131 | 2289.3529 | 85.4203 | 13232.789 | 14135.2379 | 3596.2642 | 2374.7732 | 2752.0933 | 492.4334 | 533.1002 | 268.1325 | 4045.7595 | 5320.3748 | 0 | 5320.3748 | 578.9711 | 0 | 18766.0409 | 0 | 18766.0409 | 0 | 350036.766 | 0
564 | Commercial | CmiEgs205 | Floor Insulation | 20286.0851 | 10323.3982 | 385.1864 | 59670.7269 | 63740.1476 | 16216.6644 | 10708.5846 | 12410.0376 | 2220.5343 | 2403.9131 | 1209.0923 | 18243.5773 | 100352.5093 | 0 | 100352.5093 | 578.9711 | 0 | 387862.2445 | 0 | 387862.2445 | 0 | 7195070.4808 | 0
565 | Commercial | CmiNgs205 | Floor Insulation | 20286.0851 | 10323.3982 | 385.1864 | 59670.7269 | 63740.1476 | 16216.6644 | 10708.5846 | 12410.0376 | 2220.5343 | 2403.9131 | 1209.0923 | 18243.5773 | 100352.5093 | 0 | 100352.5093 | 578.9711 | 0 | 387862.2445 | 0 | 387862.2445 | 0 | 7234666.2026 | 0
566 | Commercial | CofEgs205 | Floor Insulation | 20286.0851 | 10323.3982 | 385.1864 | 59670.7269 | 63740.1476 | 16216.6644 | 10708.5846 | 12410.0376 | 2220.5343 | 2403.9131 | 1209.0923 | 18243.5773 | 100352.5093 | 0 | 100352.5093 | 578.9711 | 0 | 387862.2445 | 0 | 387862.2445 | 0 | 7195070.4808 | 0
567 | Commercial | CofNgs205 | Floor Insulation | 20286.0851 | 10323.3982 | 385.1864 | 59670.7269 | 63740.1476 | 16216.6644 | 10708.5846 | 12410.0376 | 2220.5343 | 2403.9131 | 1209.0923 | 18243.5773 | 100352.5093 | 0 | 100352.5093 | 578.9711 | 0 | 387862.2445 | 0 | 387862.2445 | 0 | 7234666.2026 | 0
568 | Commercial | CreEgs205 | Floor Insulation | 5719.7602 | 2910.7322 | 108.6052 | 16824.4511 | 17971.844 | 4572.3672 | 3019.3374 | 3499.0703 | 626.0904 | 677.795 | 340.9094 | 5143.8651 | 10256.4984 | 0 | 10256.4984 | 578.9711 | 0 | 38032.3203 | 0 | 38032.3203 | 0 | 705521.7408 | 0
569 | Commercial | CreNgs205 | Floor Insulation | 5719.7602 | 2910.7322 | 108.6052 | 16824.4511 | 17971.844 | 4572.3672 | 3019.3374 | 3499.0703 | 626.0904 | 677.795 | 340.9094 | 5143.8651 | 10256.4984 | 0 | 10256.4984 | 578.9711 | 0 | 38032.3203 | 0 | 38032.3203 | 0 | 709404.3231 | 0
570 | Commercial | CrtEgs205 | Floor Insulation | 5719.7602 | 2910.7322 | 108.6052 | 16824.4511 | 17971.844 | 4572.3672 | 3019.3374 | 3499.0703 | 626.0904 | 677.795 | 340.9094 | 5143.8651 | 10256.4984 | 0 | 10256.4984 | 578.9711 | 0 | 38032.3203 | 0 | 38032.3203 | 0 | 705521.7408 | 0
571 | Commercial | CrtNgs205 | Floor Insulation | 5719.7602 | 2910.7322 | 108.6052 | 16824.4511 | 17971.844 | 4572.3672 | 3019.3374 | 3499.0703 | 626.0904 | 677.795 | 340.9094 | 5143.8651 | 10256.4984 | 0 | 10256.4984 | 578.9711 | 0 | 38032.3203 | 0 | 38032.3203 | 0 | 709404.3231 | 0
572 | Commercial | CscEgs205 | Floor Insulation | 20286.0851 | 10323.3982 | 385.1864 | 59670.7269 | 63740.1476 | 16216.6644 | 10708.5846 | 12410.0376 | 2220.5343 | 2403.9131 | 1209.0923 | 18243.5773 | 100352.5093 | 0 | 100352.5093 | 578.9711 | 0 | 387862.2445 | 0 | 387862.2445 | 0 | 7195070.4808 | 0
573 | Commercial | CscNgs205 | Floor Insulation | 20286.0851 | 10323.3982 | 385.1864 | 59670.7269 | 63740.1476 | 16216.6644 | 10708.5846 | 12410.0376 | 2220.5343 | 2403.9131 | 1209.0923 | 18243.5773 | 100352.5093 | 0 | 100352.5093 | 578.9711 | 0 | 387862.2445 | 0 | 387862.2445 | 0 | 7234666.2026 | 0
574 | Commercial | CwaEgs205 | Floor Insulation | 5358.2255 | 2726.7506 | 101.7405 | 15761.011 | 16835.8796 | 4283.357 | 2828.4911 | 3277.9011 | 586.5165 | 634.9529 | 319.3612 | 4818.7317 | 17695.9888 | 0 | 17695.9888 | 578.9711 | 0 | 68394.9607 | 0 | 68394.9607 | 0 | 1268766.4431 | 0
575 | Commercial | CwaNgs205 | Floor Insulation | 5358.2255 | 2726.7506 | 101.7405 | 15761.011 | 16835.8796 | 4283.357 | 2828.4911 | 3277.9011 | 586.5165 | 634.9529 | 319.3612 | 4818.7317 | 17695.9888 | 0 | 17695.9888 | 578.9711 | 0 | 68394.9607 | 0 | 68394.9607 | 0 | 1275748.616 | 0
576 | Commercial | CasEgs206 | Roof Insulation | 18708.1701 | 9520.4121 | 355.2254 | 59670.7269 | 63740.1476 | 14638.7494 | 9875.6375 | 11589.5887 | 2051.6609 | 2244.9962 | 1117.1399 | 17003.3857 | 100352.5093 | 0 | 100352.5093 | 578.9711 | 0 | 387862.2445 | 0 | 387862.2445 | 0 | 919597.3304 | 0
577 | Commercial | CasNgs206 | Roof Insulation | 18708.1701 | 9520.4121 | 355.2254 | 59670.7269 | 63740.1476 | 14638.7494 | 9875.6375 | 11589.5887 | 2051.6609 | 2244.9962 | 1117.1399 | 17003.3857 | 100352.5093 | 0 | 100352.5093 | 578.9711 | 0 | 387862.2445 | 0 | 387862.2445 | 0 | 1849316.0618 | 0
578 | Commercial | CcoEgs206 | Roof Insulation | 4148.7892 | 2111.2799 | 78.776 | 13232.789 | 14135.2379 | 3246.3402 | 2190.0559 | 2570.1477 | 454.9835 | 497.8582 | 247.7408 | 3770.7302 | 5320.3748 | 0 | 5320.3748 | 578.9711 | 0 | 18766.0409 | 0 | 18766.0409 | 0 | 44493.1217 | 0
579 | Commercial | CcoNgs206 | Roof Insulation | 4148.7892 | 2111.2799 | 78.776 | 13232.789 | 14135.2379 | 3246.3402 | 2190.0559 | 2570.1477 | 454.9835 | 497.8582 | 247.7408 | 3770.7302 | 5320.3748 | 0 | 5320.3748 | 578.9711 | 0 | 18766.0409 | 0 | 18766.0409 | 0 | 89475.9481 | 0
580 | Commercial | CgrEgs206 | Roof Insulation | 5274.8594 | 2684.3264 | 100.1575 | 16824.4511 | 17971.844 | 4127.4664 | 2784.4839 | 3267.7408 | 578.4757 | 632.9876 | 314.983 | 4794.1871 | 10256.4984 | 0 | 10256.4984 | 578.9711 | 0 | 38032.3203 | 0 | 38032.3203 | 0 | 90172.2846 | 0
581 | Commercial | CgrNgs206 | Roof Insulation | 5274.8594 | 2684.3264 | 100.1575 | 16824.4511 | 17971.844 | 4127.4664 | 2784.4839 | 3267.7408 | 578.4757 | 632.9876 | 314.983 | 4794.1871 | 10256.4984 | 0 | 10256.4984 | 578.9711 | 0 | 38032.3203 | 0 | 38032.3203 | 0 | 181337.0275 | 0
582 | Commercial | CheEgs206 | Roof Insulation | 18708.1701 | 9520.4121 | 355.2254 | 59670.7269 | 63740.1476 | 14638.7494 | 9875.6375 | 11589.5887 | 2051.6609 | 2244.9962 | 1117.1399 | 17003.3857 | 100352.5093 | 0 | 100352.5093 | 578.9711 | 0 | 387862.2445 | 0 | 387862.2445 | 0 | 919597.3304 | 0
583 | Commercial | CheNgs206 | Roof Insulation | 18708.1701 | 9520.4121 | 355.2254 | 59670.7269 | 63740.1476 | 14638.7494 | 9875.6375 | 11589.5887 | 2051.6609 | 2244.9962 | 1117.1399 | 17003.3857 | 100352.5093 | 0 | 100352.5093 | 578.9711 | 0 | 387862.2445 | 0 | 387862.2445 | 0 | 1849316.0618 | 0
584 | Commercial | ChoEgs206 | Roof Insulation | 4148.7892 | 2111.2799 | 78.776 | 13232.789 | 14135.2379 | 3246.3402 | 2190.0559 | 2570.1477 | 454.9835 | 497.8582 | 247.7408 | 3770.7302 | 5320.3748 | 0 | 5320.3748 | 578.9711 | 0 | 18766.0409 | 0 | 18766.0409 | 0 | 44493.1217 | 0
585 | Commercial | ChoNgs206 | Roof Insulation | 4148.7892 | 2111.2799 | 78.776 | 13232.789 | 14135.2379 | 3246.3402 | 2190.0559 | 2570.1477 | 454.9835 | 497.8582 | 247.7408 | 3770.7302 | 5320.3748 | 0 | 5320.3748 | 578.9711 | 0 | 18766.0409 | 0 | 18766.0409 | 0 | 89475.9481 | 0
586 | Commercial | CinEgs206 | Roof Insulation | 18708.1701 | 9520.4121 | 355.2254 | 59670.7269 | 63740.1476 | 14638.7494 | 9875.6375 | 11589.5887 | 2051.6609 | 2244.9962 | 1117.1399 | 17003.3857 | 100352.5093 | 0 | 100352.5093 | 578.9711 | 0 | 387862.2445 | 0 | 387862.2445 | 0 | 919597.3304 | 0
587 | Commercial | CinNgs206 | Roof Insulation | 18708.1701 | 9520.4121 | 355.2254 | 59670.7269 | 63740.1476 | 14638.7494 | 9875.6375 | 11589.5887 | 2051.6609 | 2244.9962 | 1117.1399 | 17003.3857 | 100352.5093 | 0 | 100352.5093 | 578.9711 | 0 | 387862.2445 | 0 | 387862.2445 | 0 | 1849316.0618 | 0
588 | Commercial | CloEgs206 | Roof Insulation | 4148.7892 | 2111.2799 | 78.776 | 13232.789 | 14135.2379 | 3246.3402 | 2190.0559 | 2570.1477 | 454.9835 | 497.8582 | 247.7408 | 3770.7302 | 5320.3748 | 0 | 5320.3748 | 578.9711 | 0 | 18766.0409 | 0 | 18766.0409 | 0 | 44493.1217 | 0
589 | Commercial | CloNgs206 | Roof Insulation | 4148.7892 | 2111.2799 | 78.776 | 13232.789 | 14135.2379 | 3246.3402 | 2190.0559 | 2570.1477 | 454.9835 | 497.8582 | 247.7408 | 3770.7302 | 5320.3748 | 0 | 5320.3748 | 578.9711 | 0 | 18766.0409 | 0 | 18766.0409 | 0 | 89475.9481 | 0
590 | Commercial | CmiEgs206 | Roof Insulation | 18708.1701 | 9520.4121 | 355.2254 | 59670.7269 | 63740.1476 | 14638.7494 | 9875.6375 | 11589.5887 | 2051.6609 | 2244.9962 | 1117.1399 | 17003.3857 | 100352.5093 | 0 | 100352.5093 | 578.9711 | 0 | 387862.2445 | 0 | 387862.2445 | 0 | 919597.3304 | 0
591 | Commercial | CmiNgs206 | Roof Insulation | 18708.1701 | 9520.4121 | 355.2254 | 59670.7269 | 63740.1476 | 14638.7494 | 9875.6375 | 11589.5887 | 2051.6609 | 2244.9962 | 1117.1399 | 17003.3857 | 100352.5093 | 0 | 100352.5093 | 578.9711 | 0 | 387862.2445 | 0 | 387862.2445 | 0 | 1849316.0618 | 0
592 | Commercial | CofEgs206 | Roof Insulation | 18708.1701 | 9520.4121 | 355.2254 | 59670.7269 | 63740.1476 | 14638.7494 | 9875.6375 | 11589.5887 | 2051.6609 | 2244.9962 | 1117.1399 | 17003.3857 | 100352.5093 | 0 | 100352.5093 | 578.9711 | 0 | 387862.2445 | 0 | 387862.2445 | 0 | 919597.3304 | 0
593 | Commercial | CofNgs206 | Roof Insulation | 18708.1701 | 9520.4121 | 355.2254 | 59670.7269 | 63740.1476 | 14638.7494 | 9875.6375 | 11589.5887 | 2051.6609 | 2244.9962 | 1117.1399 | 17003.3857 | 100352.5093 | 0 | 100352.5093 | 578.9711 | 0 | 387862.2445 | 0 | 387862.2445 | 0 | 1849316.0618 | 0
594 | Commercial | CreEgs206 | Roof Insulation | 5274.8594 | 2684.3264 | 100.1575 | 16824.4511 | 17971.844 | 4127.4664 | 2784.4839 | 3267.7408 | 578.4757 | 632.9876 | 314.983 | 4794.1871 | 10256.4984 | 0 | 10256.4984 | 578.9711 | 0 | 38032.3203 | 0 | 38032.3203 | 0 | 90172.2846 | 0
595 | Commercial | CreNgs206 | Roof Insulation | 5274.8594 | 2684.3264 | 100.1575 | 16824.4511 | 17971.844 | 4127.4664 | 2784.4839 | 3267.7408 | 578.4757 | 632.9876 | 314.983 | 4794.1871 | 10256.4984 | 0 | 10256.4984 | 578.9711 | 0 | 38032.3203 | 0 | 38032.3203 | 0 | 181337.0275 | 0
596 | Commercial | CrtEgs206 | Roof Insulation | 5274.8594 | 2684.3264 | 100.1575 | 16824.4511 | 17971.844 | 4127.4664 | 2784.4839 | 3267.7408 | 578.4757 | 632.9876 | 314.983 | 4794.1871 | 10256.4984 | 0 | 10256.4984 | 578.9711 | 0 | 38032.3203 | 0 | 38032.3203 | 0 | 90172.2846 | 0
597 | Commercial | CrtNgs206 | Roof Insulation | 5274.8594 | 2684.3264 | 100.1575 | 16824.4511 | 17971.844 | 4127.4664 | 2784.4839 | 3267.7408 | 578.4757 | 632.9876 | 314.983 | 4794.1871 | 10256.4984 | 0 | 10256.4984 | 578.9711 | 0 | 38032.3203 | 0 | 38032.3203 | 0 | 181337.0275 | 0
598 | Commercial | CscEgs206 | Roof Insulation | 18708.1701 | 9520.4121 | 355.2254 | 59670.7269 | 63740.1476 | 14638.7494 | 9875.6375 | 11589.5887 | 2051.6609 | 2244.9962 | 1117.1399 | 17003.3857 | 100352.5093 | 0 | 100352.5093 | 578.9711 | 0 | 387862.2445 | 0 | 387862.2445 | 0 | 919597.3304 | 0
599 | Commercial | CscNgs206 | Roof Insulation | 18708.1701 | 9520.4121 | 355.2254 | 59670.7269 | 63740.1476 | 14638.7494 | 9875.6375 | 11589.5887 | 2051.6609 | 2244.9962 | 1117.1399 | 17003.3857 | 100352.5093 | 0 | 100352.5093 | 578.9711 | 0 | 387862.2445 | 0 | 387862.2445 | 0 | 1849316.0618 | 0
600 | Commercial | CwaEgs206 | Roof Insulation | 4941.446 | 2514.6555 | 93.8268 | 15761.011 | 16835.8796 | 3866.5775 | 2608.4822 | 3061.1934 | 541.9114 | 592.9777 | 295.0735 | 4491.1561 | 17695.9888 | 0 | 17695.9888 | 578.9711 | 0 | 68394.9607 | 0 | 68394.9607 | 0 | 162160.2304 | 0
601 | Commercial | CwaNgs206 | Roof Insulation | 4941.446 | 2514.6555 | 93.8268 | 15761.011 | 16835.8796 | 3866.5775 | 2608.4822 | 3061.1934 | 541.9114 | 592.9777 | 295.0735 | 4491.1561 | 17695.9888 | 0 | 17695.9888 | 578.9711 | 0 | 68394.9607 | 0 | 68394.9607 | 0 | 326105.2249 | 0
602 | Commercial | CheEgs207 | Wall Insulation | 19271.1113 | 9806.8876 | 365.9144 | 59670.7269 | 63740.1476 | 15201.6906 | 10172.8019 | 11884.4695 | 2111.9696 | 2302.1133 | 1149.9783 | 17448.5307 | 100352.5093 | 0 | 100352.5093 | 632.2974 | 0 | 387862.2445 | 0 | 387862.2445 | 0 | 176301.9188 | 0
603 | Commercial | CofEgs207 | Wall Insulation | 19271.1113 | 9806.8876 | 365.9144 | 59670.7269 | 63740.1476 | 15201.6906 | 10172.8019 | 11884.4695 | 2111.9696 | 2302.1133 | 1149.9783 | 17448.5307 | 100352.5093 | 0 | 100352.5093 | 632.2974 | 0 | 387862.2445 | 0 | 387862.2445 | 0 | 171285.9147 | 0
604 | Commercial | CasEgs208 | Cool Roof | 3871.2268 | 1970.0309 | 73.5058 | 11986.7978 | 12804.2727 | 3053.7518 | 2043.5367 | 2387.3806 | 424.2575 | 462.454 | 231.0104 | 3505.1024 | 5195.2722 | 0 | 5195.2722 | 2086.3327 | 0 | 18269.5693 | 0 | 18269.5693 | 0 | 182928.47 | 0
605 | Commercial | CasNgs208 | Cool Roof | 3871.2268 | 1970.0309 | 73.5058 | 11986.7978 | 12804.2727 | 3053.7518 | 2043.5367 | 2387.3806 | 424.2575 | 462.454 | 231.0104 | 3505.1024 | 5195.2722 | 0 | 5195.2722 | 2086.3327 | 0 | 18269.5693 | 0 | 18269.5693 | 0 | 183376.9941 | 0
606 | Commercial | CcoEgs208 | Cool Roof | 3871.2268 | 1970.0309 | 73.5058 | 11986.7978 | 12804.2727 | 3053.7518 | 2043.5367 | 2387.3806 | 424.2575 | 462.454 | 231.0104 | 3505.1024 | 5195.2722 | 0 | 5195.2722 | 2086.3327 | 0 | 18269.5693 | 0 | 18269.5693 | 0 | 182928.47 | 0
607 | Commercial | CcoNgs208 | Cool Roof | 3871.2268 | 1970.0309 | 73.5058 | 11986.7978 | 12804.2727 | 3053.7518 | 2043.5367 | 2387.3806 | 424.2575 | 462.454 | 231.0104 | 3505.1024 | 5195.2722 | 0 | 5195.2722 | 2086.3327 | 0 | 18269.5693 | 0 | 18269.5693 | 0 | 183376.9941 | 0
608 | Commercial | CgrEgs208 | Cool Roof | 3871.2268 | 1970.0309 | 73.5058 | 11986.7978 | 12804.2727 | 3053.7518 | 2043.5367 | 2387.3806 | 424.2575 | 462.454 | 231.0104 | 3505.1024 | 5195.2722 | 0 | 5195.2722 | 2086.3327 | 0 | 18269.5693 | 0 | 18269.5693 | 0 | 182928.47 | 0
609 | Commercial | CgrNgs208 | Cool Roof | 3871.2268 | 1970.0309 | 73.5058 | 11986.7978 | 12804.2727 | 3053.7518 | 2043.5367 | 2387.3806 | 424.2575 | 462.454 | 231.0104 | 3505.1024 | 5195.2722 | 0 | 5195.2722 | 2086.3327 | 0 | 18269.5693 | 0 | 18269.5693 | 0 | 183376.9941 | 0
610 | Commercial | CheEgs208 | Cool Roof | 3871.2268 | 1970.0309 | 73.5058 | 11986.7978 | 12804.2727 | 3053.7518 | 2043.5367 | 2387.3806 | 424.2575 | 462.454 | 231.0104 | 3505.1024 | 5195.2722 | 0 | 5195.2722 | 2086.3327 | 0 | 18269.5693 | 0 | 18269.5693 | 0 | 182928.47 | 0
611 | Commercial | CheNgs208 | Cool Roof | 3871.2268 | 1970.0309 | 73.5058 | 11986.7978 | 12804.2727 | 3053.7518 | 2043.5367 | 2387.3806 | 424.2575 | 462.454 | 231.0104 | 3505.1024 | 5195.2722 | 0 | 5195.2722 | 2086.3327 | 0 | 18269.5693 | 0 | 18269.5693 | 0 | 183376.9941 | 0
612 | Commercial | ChoEgs208 | Cool Roof | 3871.2268 | 1970.0309 | 73.5058 | 11986.7978 | 12804.2727 | 3053.7518 | 2043.5367 | 2387.3806 | 424.2575 | 462.454 | 231.0104 | 3505.1024 | 5195.2722 | 0 | 5195.2722 | 2086.3327 | 0 | 18269.5693 | 0 | 18269.5693 | 0 | 182928.47 | 0
613 | Commercial | ChoNgs208 | Cool Roof | 3871.2268 | 1970.0309 | 73.5058 | 11986.7978 | 12804.2727 | 3053.7518 | 2043.5367 | 2387.3806 | 424.2575 | 462.454 | 231.0104 | 3505.1024 | 5195.2722 | 0 | 5195.2722 | 2086.3327 | 0 | 18269.5693 | 0 | 18269.5693 | 0 | 183376.9941 | 0
614 | Commercial | CinEgs208 | Cool Roof | 3871.2268 | 1970.0309 | 73.5058 | 11986.7978 | 12804.2727 | 3053.7518 | 2043.5367 | 2387.3806 | 424.2575 | 462.454 | 231.0104 | 3505.1024 | 5195.2722 | 0 | 5195.2722 | 2086.3327 | 0 | 18269.5693 | 0 | 18269.5693 | 0 | 182928.47 | 0
615 | Commercial | CinNgs208 | Cool Roof | 3871.2268 | 1970.0309 | 73.5058 | 11986.7978 | 12804.2727 | 3053.7518 | 2043.5367 | 2387.3806 | 424.2575 | 462.454 | 231.0104 | 3505.1024 | 5195.2722 | 0 | 5195.2722 | 2086.3327 | 0 | 18269.5693 | 0 | 18269.5693 | 0 | 183376.9941 | 0
616 | Commercial | CloEgs208 | Cool Roof | 3871.2268 | 1970.0309 | 73.5058 | 11986.7978 | 12804.2727 | 3053.7518 | 2043.5367 | 2387.3806 | 424.2575 | 462.454 | 231.0104 | 3505.1024 | 3987.8738 | 0 | 3987.8738 | 2086.3327 | 0 | 13773.2142 | 0 | 13773.2142 | 0 | 137907.6335 | 0
617 | Commercial | CloNgs208 | Cool Roof | 3871.2268 | 1970.0309 | 73.5058 | 11986.7978 | 12804.2727 | 3053.7518 | 2043.5367 | 2387.3806 | 424.2575 | 462.454 | 231.0104 | 3505.1024 | 3987.8738 | 0 | 3987.8738 | 2086.3327 | 0 | 13773.2142 | 0 | 13773.2142 | 0 | 138245.7542 | 0
618 | Commercial | CmiEgs208 | Cool Roof | 3871.2268 | 1970.0309 | 73.5058 | 11986.7978 | 12804.2727 | 3053.7518 | 2043.5367 | 2387.3806 | 424.2575 | 462.454 | 231.0104 | 3505.1024 | 15741.3621 | 0 | 15741.3621 | 2086.3327 | 0 | 60151.7613 | 0 | 60151.7613 | 0 | 602284.0358 | 0
619 | Commercial | CmiNgs208 | Cool Roof | 3871.2268 | 1970.0309 | 73.5058 | 11986.7978 | 12804.2727 | 3053.7518 | 2043.5367 | 2387.3806 | 424.2575 | 462.454 | 231.0104 | 3505.1024 | 15741.3621 | 0 | 15741.3621 | 2086.3327 | 0 | 60151.7613 | 0 | 60151.7613 | 0 | 603760.7002 | 0
620 | Commercial | CofEgs208 | Cool Roof | 3871.2268 | 1970.0309 | 73.5058 | 11986.7978 | 12804.2727 | 3053.7518 | 2043.5367 | 2387.3806 | 424.2575 | 462.454 | 231.0104 | 3505.1024 | 5195.2722 | 0 | 5195.2722 | 2086.3327 | 0 | 18269.5693 | 0 | 18269.5693 | 0 | 182928.47 | 0
621 | Commercial | CofNgs208 | Cool Roof | 3871.2268 | 1970.0309 | 73.5058 | 11986.7978 | 12804.2727 | 3053.7518 | 2043.5367 | 2387.3806 | 424.2575 | 462.454 | 231.0104 | 3505.1024 | 5195.2722 | 0 | 5195.2722 | 2086.3327 | 0 | 18269.5693 | 0 | 18269.5693 | 0 | 183376.9941 | 0
622 | Commercial | CreEgs208 | Cool Roof | 3871.2268 | 1970.0309 | 73.5058 | 11986.7978 | 12804.2727 | 3053.7518 | 2043.5367 | 2387.3806 | 424.2575 | 462.454 | 231.0104 | 3505.1024 | 5195.2722 | 0 | 5195.2722 | 2086.3327 | 0 | 18269.5693 | 0 | 18269.5693 | 0 | 182928.47 | 0
623 | Commercial | CreNgs208 | Cool Roof | 3871.2268 | 1970.0309 | 73.5058 | 11986.7978 | 12804.2727 | 3053.7518 | 2043.5367 | 2387.3806 | 424.2575 | 462.454 | 231.0104 | 3505.1024 | 5195.2722 | 0 | 5195.2722 | 2086.3327 | 0 | 18269.5693 | 0 | 18269.5693 | 0 | 183376.9941 | 0
624 | Commercial | CrtEgs208 | Cool Roof | 3871.2268 | 1970.0309 | 73.5058 | 11986.7978 | 12804.2727 | 3053.7518 | 2043.5367 | 2387.3806 | 424.2575 | 462.454 | 231.0104 | 3505.1024 | 5195.2722 | 0 | 5195.2722 | 2086.3327 | 0 | 18269.5693 | 0 | 18269.5693 | 0 | 182928.47 | 0
625 | Commercial | CrtNgs208 | Cool Roof | 3871.2268 | 1970.0309 | 73.5058 | 11986.7978 | 12804.2727 | 3053.7518 | 2043.5367 | 2387.3806 | 424.2575 | 462.454 | 231.0104 | 3505.1024 | 5195.2722 | 0 | 5195.2722 | 2086.3327 | 0 | 18269.5693 | 0 | 18269.5693 | 0 | 183376.9941 | 0
626 | Commercial | CscEgs208 | Cool Roof | 3871.2268 | 1970.0309 | 73.5058 | 11986.7978 | 12804.2727 | 3053.7518 | 2043.5367 | 2387.3806 | 424.2575 | 462.454 | 231.0104 | 3505.1024 | 5195.2722 | 0 | 5195.2722 | 2086.3327 | 0 | 18269.5693 | 0 | 18269.5693 | 0 | 182928.47 | 0
627 | Commercial | CscNgs208 | Cool Roof | 3871.2268 | 1970.0309 | 73.5058 | 11986.7978 | 12804.2727 | 3053.7518 | 2043.5367 | 2387.3806 | 424.2575 | 462.454 | 231.0104 | 3505.1024 | 5195.2722 | 0 | 5195.2722 | 2086.3327 | 0 | 18269.5693 | 0 | 18269.5693 | 0 | 183376.9941 | 0
628 | Commercial | CwaEgs208 | Cool Roof | 3871.2268 | 1970.0309 | 73.5058 | 11986.7978 | 12804.2727 | 3053.7518 | 2043.5367 | 2387.3806 | 424.2575 | 462.454 | 231.0104 | 3505.1024 | 15741.3621 | 0 | 15741.3621 | 2086.3327 | 0 | 60151.7613 | 0 | 60151.7613 | 0 | 602284.0358 | 0
629 | Commercial | CwaNgs208 | Cool Roof | 3871.2268 | 1970.0309 | 73.5058 | 11986.7978 | 12804.2727 | 3053.7518 | 2043.5367 | 2387.3806 | 424.2575 | 462.454 | 231.0104 | 3505.1024 | 15741.3621 | 0 | 15741.3621 | 2086.3327 | 0 | 60151.7613 | 0 | 60151.7613 | 0 | 603760.7002 | 0
630 | Commercial | CasEgs209 | Green Roof | 3871.2268 | 1970.0309 | 73.5058 | 11986.7978 | 12804.2727 | 3053.7518 | 2043.5367 | 2387.3806 | 424.2575 | 462.454 | 231.0104 | 3505.1024 | 5195.2722 | 0 | 5195.2722 | 721.5234 | 0 | 18269.5693 | 0 | 18269.5693 | 0 | 1974923.3181 | 0
631 | Commercial | CasNgs209 | Green Roof | 3871.2268 | 1970.0309 | 73.5058 | 11986.7978 | 12804.2727 | 3053.7518 | 2043.5367 | 2387.3806 | 424.2575 | 462.454 | 231.0104 | 3505.1024 | 5195.2722 | 0 | 5195.2722 | 721.5234 | 0 | 18269.5693 | 0 | 18269.5693 | 0 | 1989161.3161 | 0
632 | Commercial | CcoEgs209 | Green Roof | 3871.2268 | 1970.0309 | 73.5058 | 11986.7978 | 12804.2727 | 3053.7518 | 2043.5367 | 2387.3806 | 424.2575 | 462.454 | 231.0104 | 3505.1024 | 5195.2722 | 0 | 5195.2722 | 721.5234 | 0 | 18269.5693 | 0 | 18269.5693 | 0 | 1974923.3181 | 0
633 | Commercial | CcoNgs209 | Green Roof | 3871.2268 | 1970.0309 | 73.5058 | 11986.7978 | 12804.2727 | 3053.7518 | 2043.5367 | 2387.3806 | 424.2575 | 462.454 | 231.0104 | 3505.1024 | 5195.2722 | 0 | 5195.2722 | 721.5234 | 0 | 18269.5693 | 0 | 18269.5693 | 0 | 1989161.3161 | 0
634 | Commercial | CgrEgs209 | Green Roof | 3871.2268 | 1970.0309 | 73.5058 | 11986.7978 | 12804.2727 | 3053.7518 | 2043.5367 | 2387.3806 | 424.2575 | 462.454 | 231.0104 | 3505.1024 | 5195.2722 | 0 | 5195.2722 | 721.5234 | 0 | 18269.5693 | 0 | 18269.5693 | 0 | 1974923.3181 | 0
635 | Commercial | CgrNgs209 | Green Roof | 3871.2268 | 1970.0309 | 73.5058 | 11986.7978 | 12804.2727 | 3053.7518 | 2043.5367 | 2387.3806 | 424.2575 | 462.454 | 231.0104 | 3505.1024 | 5195.2722 | 0 | 5195.2722 | 721.5234 | 0 | 18269.5693 | 0 | 18269.5693 | 0 | 1989161.3161 | 0
636 | Commercial | CheEgs209 | Green Roof | 3871.2268 | 1970.0309 | 73.5058 | 11986.7978 | 12804.2727 | 3053.7518 | 2043.5367 | 2387.3806 | 424.2575 | 462.454 | 231.0104 | 3505.1024 | 5195.2722 | 0 | 5195.2722 | 721.5234 | 0 | 18269.5693 | 0 | 18269.5693 | 0 | 1974923.3181 | 0
637 | Commercial | CheNgs209 | Green Roof | 3871.2268 | 1970.0309 | 73.5058 | 11986.7978 | 12804.2727 | 3053.7518 | 2043.5367 | 2387.3806 | 424.2575 | 462.454 | 231.0104 | 3505.1024 | 5195.2722 | 0 | 5195.2722 | 721.5234 | 0 | 18269.5693 | 0 | 18269.5693 | 0 | 1989161.3161 | 0
638 | Commercial | ChoEgs209 | Green Roof | 3871.2268 | 1970.0309 | 73.5058 | 11986.7978 | 12804.2727 | 3053.7518 | 2043.5367 | 2387.3806 | 424.2575 | 462.454 | 231.0104 | 3505.1024 | 5195.2722 | 0 | 5195.2722 | 721.5234 | 0 | 18269.5693 | 0 | 18269.5693 | 0 | 1974923.3181 | 0
639 | Commercial | ChoNgs209 | Green Roof | 3871.2268 | 1970.0309 | 73.5058 | 11986.7978 | 12804.2727 | 3053.7518 | 2043.5367 | 2387.3806 | 424.2575 | 462.454 | 231.0104 | 3505.1024 | 5195.2722 | 0 | 5195.2722 | 721.5234 | 0 | 18269.5693 | 0 | 18269.5693 | 0 | 1989161.3161 | 0
640 | Commercial | CinEgs209 | Green Roof | 3871.2268 | 1970.0309 | 73.5058 | 11986.7978 | 12804.2727 | 3053.7518 | 2043.5367 | 2387.3806 | 424.2575 | 462.454 | 231.0104 | 3505.1024 | 5195.2722 | 0 | 5195.2722 | 721.5234 | 0 | 18269.5693 | 0 | 18269.5693 | 0 | 1974923.3181 | 0
641 | Commercial | CinNgs209 | Green Roof | 3871.2268 | 1970.0309 | 73.5058 | 11986.7978 | 12804.2727 | 3053.7518 | 2043.5367 | 2387.3806 | 424.2575 | 462.454 | 231.0104 | 3505.1024 | 5195.2722 | 0 | 5195.2722 | 721.5234 | 0 | 18269.5693 | 0 | 18269.5693 | 0 | 1989161.3161 | 0
642 | Commercial | CloEgs209 | Green Roof | 3871.2268 | 1970.0309 | 73.5058 | 11986.7978 | 12804.2727 | 3053.7518 | 2043.5367 | 2387.3806 | 424.2575 | 462.454 | 231.0104 | 3505.1024 | 3987.8738 | 0 | 3987.8738 | 721.5234 | 0 | 13773.2142 | 0 | 13773.2142 | 0 | 1488871.5103 | 0
643 | Commercial | CloNgs209 | Green Roof | 3871.2268 | 1970.0309 | 73.5058 | 11986.7978 | 12804.2727 | 3053.7518 | 2043.5367 | 2387.3806 | 424.2575 | 462.454 | 231.0104 | 3505.1024 | 3987.8738 | 0 | 3987.8738 | 721.5234 | 0 | 13773.2142 | 0 | 13773.2142 | 0 | 1499605.3931 | 0
644 | Commercial | CmiEgs209 | Green Roof | 3871.2268 | 1970.0309 | 73.5058 | 11986.7978 | 12804.2727 | 3053.7518 | 2043.5367 | 2387.3806 | 424.2575 | 462.454 | 231.0104 | 3505.1024 | 15741.3621 | 0 | 15741.3621 | 721.5234 | 0 | 60151.7613 | 0 | 60151.7613 | 0 | 6502348.6056 | 0
645 | Commercial | CmiNgs209 | Green Roof | 3871.2268 | 1970.0309 | 73.5058 | 11986.7978 | 12804.2727 | 3053.7518 | 2043.5367 | 2387.3806 | 424.2575 | 462.454 | 231.0104 | 3505.1024 | 15741.3621 | 0 | 15741.3621 | 721.5234 | 0 | 60151.7613 | 0 | 60151.7613 | 0 | 6549226.9794 | 0
646 | Commercial | CofEgs209 | Green Roof | 3871.2268 | 1970.0309 | 73.5058 | 11986.7978 | 12804.2727 | 3053.7518 | 2043.5367 | 2387.3806 | 424.2575 | 462.454 | 231.0104 | 3505.1024 | 5195.2722 | 0 | 5195.2722 | 721.5234 | 0 | 18269.5693 | 0 | 18269.5693 | 0 | 1974923.3181 | 0
647 | Commercial | CofNgs209 | Green Roof | 3871.2268 | 1970.0309 | 73.5058 | 11986.7978 | 12804.2727 | 3053.7518 | 2043.5367 | 2387.3806 | 424.2575 | 462.454 | 231.0104 | 3505.1024 | 5195.2722 | 0 | 5195.2722 | 721.5234 | 0 | 18269.5693 | 0 | 18269.5693 | 0 | 1989161.3161 | 0
648 | Commercial | CreEgs209 | Green Roof | 3871.2268 | 1970.0309 | 73.5058 | 11986.7978 | 12804.2727 | 3053.7518 | 2043.5367 | 2387.3806 | 424.2575 | 462.454 | 231.0104 | 3505.1024 | 5195.2722 | 0 | 5195.2722 | 721.5234 | 0 | 18269.5693 | 0 | 18269.5693 | 0 | 1974923.3181 | 0
649 | Commercial | CreNgs209 | Green Roof | 3871.2268 | 1970.0309 | 73.5058 | 11986.7978 | 12804.2727 | 3053.7518 | 2043.5367 | 2387.3806 | 424.2575 | 462.454 | 231.0104 | 3505.1024 | 5195.2722 | 0 | 5195.2722 | 721.5234 | 0 | 18269.5693 | 0 | 18269.5693 | 0 | 1989161.3161 | 0
650 | Commercial | CrtEgs209 | Green Roof | 3871.2268 | 1970.0309 | 73.5058 | 11986.7978 | 12804.2727 | 3053.7518 | 2043.5367 | 2387.3806 | 424.2575 | 462.454 | 231.0104 | 3505.1024 | 5195.2722 | 0 | 5195.2722 | 721.5234 | 0 | 18269.5693 | 0 | 18269.5693 | 0 | 1974923.3181 | 0
651 | Commercial | CrtNgs209 | Green Roof | 3871.2268 | 1970.0309 | 73.5058 | 11986.7978 | 12804.2727 | 3053.7518 | 2043.5367 | 2387.3806 | 424.2575 | 462.454 | 231.0104 | 3505.1024 | 5195.2722 | 0 | 5195.2722 | 721.5234 | 0 | 18269.5693 | 0 | 18269.5693 | 0 | 1989161.3161 | 0
652 | Commercial | CscEgs209 | Green Roof | 3871.2268 | 1970.0309 | 73.5058 | 11986.7978 | 12804.2727 | 3053.7518 | 2043.5367 | 2387.3806 | 424.2575 | 462.454 | 231.0104 | 3505.1024 | 5195.2722 | 0 | 5195.2722 | 721.5234 | 0 | 18269.5693 | 0 | 18269.5693 | 0 | 1974923.3181 | 0
653 | Commercial | CscNgs209 | Green Roof | 3871.2268 | 1970.0309 | 73.5058 | 11986.7978 | 12804.2727 | 3053.7518 | 2043.5367 | 2387.3806 | 424.2575 | 462.454 | 231.0104 | 3505.1024 | 5195.2722 | 0 | 5195.2722 | 721.5234 | 0 | 18269.5693 | 0 | 18269.5693 | 0 | 1989161.3161 | 0
654 | Commercial | CwaEgs209 | Green Roof | 3871.2268 | 1970.0309 | 73.5058 | 11986.7978 | 12804.2727 | 3053.7518 | 2043.5367 | 2387.3806 | 424.2575 | 462.454 | 231.0104 | 3505.1024 | 15741.3621 | 0 | 15741.3621 | 721.5234 | 0 | 60151.7613 | 0 | 60151.7613 | 0 | 6502348.6056 | 0
655 | Commercial | CwaNgs209 | Green Roof | 3871.2268 | 1970.0309 | 73.5058 | 11986.7978 | 12804.2727 | 3053.7518 | 2043.5367 | 2387.3806 | 424.2575 | 462.454 | 231.0104 | 3505.1024 | 15741.3621 | 0 | 15741.3621 | 721.5234 | 0 | 60151.7613 | 0 | 60151.7613 | 0 | 6549226.9794 | 0
656 | Commercial | CheEgs210 | Infiltration Reduction - Air Sealing | 6210.5603 | 3160.4958 | 117.9244 | 18268.1206 | 19513.9688 | 4964.7121 | 3278.4202 | 3799.3179 | 679.8139 | 735.9551 | 370.1621 | 5585.249 | 9513.7875 | 0 | 9513.7875 | 2606.8489 | 0 | 35087.6359 | 0 | 35087.6359 | 0 | 377903.6478 | 0
657 | Commercial | CofEgs210 | Infiltration Reduction - Air Sealing | 6210.5603 | 3160.4958 | 117.9244 | 18268.1206 | 19513.9688 | 4964.7121 | 3278.4202 | 3799.3179 | 679.8139 | 735.9551 | 370.1621 | 5585.249 | 9513.7875 | 0 | 9513.7875 | 2606.8489 | 0 | 35087.6359 | 0 | 35087.6359 | 0 | 80685.606 | 0
658 | Commercial | CrtEgs210 | Infiltration Reduction - Air Sealing | 6210.5603 | 3160.4958 | 117.9244 | 18268.1206 | 19513.9688 | 4964.7121 | 3278.4202 | 3799.3179 | 679.8139 | 735.9551 | 370.1621 | 5585.249 | 9513.7875 | 0 | 9513.7875 | 2606.8489 | 0 | 35087.6359 | 0 | 35087.6359 | 0 | 248428.9863 | 0
659 | Commercial | CwaEgs211 | Warehouse Loading Dock Seals | 5090.1374 | 2590.3231 | 96.6501 | 15761.011 | 16835.8796 | 4015.2689 | 2686.9732 | 3139.0812 | 557.841 | 608.0642 | 303.7473 | 4608.7336 | 17695.9888 | 0 | 17695.9888 | 661.1674 | 0 | 68394.9607 | 0 | 68394.9607 | 0 | 306613.5174 | 0
660 | Commercial | CwaNgs211 | Warehouse Loading Dock Seals | 5090.1374 | 2590.3231 | 96.6501 | 15761.011 | 16835.8796 | 4015.2689 | 2686.9732 | 3139.0812 | 557.841 | 608.0642 | 303.7473 | 4608.7336 | 17695.9888 | 0 | 17695.9888 | 661.1674 | 0 | 68394.9607 | 0 | 68394.9607 | 0 | 308300.7887 | 0
661 | Commercial | CasEgs212 | Low U-Value Windows | 3878.8653 | 1973.9181 | 73.6508 | 12010.4495 | 12829.5375 | 3059.7773 | 2047.5689 | 2392.0912 | 425.0946 | 463.3665 | 231.4662 | 3512.0185 | 5893.6088 | 0 | 5893.6088 | 365.666 | 0 | 20880.3198 | 0 | 20880.3198 | 0 | 19412.7481 | 0
662 | Commercial | CasNgs212 | Low U-Value Windows | 3878.8653 | 1973.9181 | 73.6508 | 12010.4495 | 12829.5375 | 3059.7773 | 2047.5689 | 2392.0912 | 425.0946 | 463.3665 | 231.4662 | 3512.0185 | 5893.6088 | 0 | 5893.6088 | 365.666 | 0 | 20880.3198 | 0 | 20880.3198 | 0 | 148831.0685 | 0
663 | Commercial | CcoEgs212 | Low U-Value Windows | 3878.8653 | 1973.9181 | 73.6508 | 12010.4495 | 12829.5375 | 3059.7773 | 2047.5689 | 2392.0912 | 425.0946 | 463.3665 | 231.4662 | 3512.0185 | 5893.6088 | 0 | 5893.6088 | 365.666 | 0 | 20880.3198 | 0 | 20880.3198 | 0 | 19412.7481 | 0
664 | Commercial | CcoNgs212 | Low U-Value Windows | 3878.8653 | 1973.9181 | 73.6508 | 12010.4495 | 12829.5375 | 3059.7773 | 2047.5689 | 2392.0912 | 425.0946 | 463.3665 | 231.4662 | 3512.0185 | 5893.6088 | 0 | 5893.6088 | 365.666 | 0 | 20880.3198 | 0 | 20880.3198 | 0 | 148831.0685 | 0
665 | Commercial | CgrEgs212 | Low U-Value Windows | 3878.8653 | 1973.9181 | 73.6508 | 12010.4495 | 12829.5375 | 3059.7773 | 2047.5689 | 2392.0912 | 425.0946 | 463.3665 | 231.4662 | 3512.0185 | 5893.6088 | 0 | 5893.6088 | 365.666 | 0 | 20880.3198 | 0 | 20880.3198 | 0 | 19412.7481 | 0
666 | Commercial | CgrNgs212 | Low U-Value Windows | 3878.8653 | 1973.9181 | 73.6508 | 12010.4495 | 12829.5375 | 3059.7773 | 2047.5689 | 2392.0912 | 425.0946 | 463.3665 | 231.4662 | 3512.0185 | 5893.6088 | 0 | 5893.6088 | 365.666 | 0 | 20880.3198 | 0 | 20880.3198 | 0 | 148831.0685 | 0
667 | Commercial | CheEgs212 | Low U-Value Windows | 3878.8653 | 1973.9181 | 73.6508 | 12010.4495 | 12829.5375 | 3059.7773 | 2047.5689 | 2392.0912 | 425.0946 | 463.3665 | 231.4662 | 3512.0185 | 5893.6088 | 0 | 5893.6088 | 365.666 | 0 | 20880.3198 | 0 | 20880.3198 | 0 | 19412.7481 | 0
668 | Commercial | CheNgs212 | Low U-Value Windows | 3878.8653 | 1973.9181 | 73.6508 | 12010.4495 | 12829.5375 | 3059.7773 | 2047.5689 | 2392.0912 | 425.0946 | 463.3665 | 231.4662 | 3512.0185 | 5893.6088 | 0 | 5893.6088 | 365.666 | 0 | 20880.3198 | 0 | 20880.3198 | 0 | 148831.0685 | 0
669 | Commercial | ChoEgs212 | Low U-Value Windows | 3878.8653 | 1973.9181 | 73.6508 | 12010.4495 | 12829.5375 | 3059.7773 | 2047.5689 | 2392.0912 | 425.0946 | 463.3665 | 231.4662 | 3512.0185 | 5893.6088 | 0 | 5893.6088 | 365.666 | 0 | 20880.3198 | 0 | 20880.3198 | 0 | 19412.7481 | 0
670 | Commercial | ChoNgs212 | Low U-Value Windows | 3878.8653 | 1973.9181 | 73.6508 | 12010.4495 | 12829.5375 | 3059.7773 | 2047.5689 | 2392.0912 | 425.0946 | 463.3665 | 231.4662 | 3512.0185 | 5893.6088 | 0 | 5893.6088 | 365.666 | 0 | 20880.3198 | 0 | 20880.3198 | 0 | 148831.0685 | 0
671 | Commercial | CinEgs212 | Low U-Value Windows | 3878.8653 | 1973.9181 | 73.6508 | 12010.4495 | 12829.5375 | 3059.7773 | 2047.5689 | 2392.0912 | 425.0946 | 463.3665 | 231.4662 | 3512.0185 | 5893.6088 | 0 | 5893.6088 | 365.666 | 0 | 20880.3198 | 0 | 20880.3198 | 0 | 19412.7481 | 0
672 | Commercial | CinNgs212 | Low U-Value Windows | 3878.8653 | 1973.9181 | 73.6508 | 12010.4495 | 12829.5375 | 3059.7773 | 2047.5689 | 2392.0912 | 425.0946 | 463.3665 | 231.4662 | 3512.0185 | 5893.6088 | 0 | 5893.6088 | 365.666 | 0 | 20880.3198 | 0 | 20880.3198 | 0 | 148831.0685 | 0
673 | Commercial | CloEgs212 | Low U-Value Windows | 3717.4853 | 1891.7933 | 70.5866 | 11510.7554 | 12295.7652 | 2932.4755 | 1962.3799 | 2292.5684 | 407.4086 | 444.0882 | 221.836 | 3365.9012 | 5015.7512 | 0 | 5015.7512 | 365.666 | 0 | 17588.7901 | 0 | 17588.7901 | 0 | 16352.5627 | 0
674 | Commercial | CloNgs212 | Low U-Value Windows | 3717.4853 | 1891.7933 | 70.5866 | 11510.7554 | 12295.7652 | 2932.4755 | 1962.3799 | 2292.5684 | 407.4086 | 444.0882 | 221.836 | 3365.9012 | 5015.7512 | 0 | 5015.7512 | 365.666 | 0 | 17588.7901 | 0 | 17588.7901 | 0 | 125369.6589 | 0
675 | Commercial | CmiEgs212 | Low U-Value Windows | 3755.8661 | 1911.325 | 71.3153 | 11629.5972 | 12422.7118 | 2962.7515 | 1982.6403 | 2316.2378 | 411.6148 | 448.6731 | 224.1264 | 3400.6521 | 6325.2951 | 0 | 6325.2951 | 365.666 | 0 | 22544.566 | 0 | 22544.566 | 0 | 20960.0232 | 0
676 | Commercial | CmiNgs212 | Low U-Value Windows | 3755.8661 | 1911.325 | 71.3153 | 11629.5972 | 12422.7118 | 2962.7515 | 1982.6403 | 2316.2378 | 411.6148 | 448.6731 | 224.1264 | 3400.6521 | 6325.2951 | 0 | 6325.2951 | 365.666 | 0 | 22544.566 | 0 | 22544.566 | 0 | 160693.5045 | 0
677 | Commercial | CofEgs212 | Low U-Value Windows | 3878.8653 | 1973.9181 | 73.6508 | 12010.4495 | 12829.5375 | 3059.7773 | 2047.5689 | 2392.0912 | 425.0946 | 463.3665 | 231.4662 | 3512.0185 | 5893.6088 | 0 | 5893.6088 | 365.666 | 0 | 20880.3198 | 0 | 20880.3198 | 0 | 19412.7481 | 0
678 | Commercial | CofNgs212 | Low U-Value Windows | 3878.8653 | 1973.9181 | 73.6508 | 12010.4495 | 12829.5375 | 3059.7773 | 2047.5689 | 2392.0912 | 425.0946 | 463.3665 | 231.4662 | 3512.0185 | 5893.6088 | 0 | 5893.6088 | 365.666 | 0 | 20880.3198 | 0 | 20880.3198 | 0 | 148831.0685 | 0
679 | Commercial | CreEgs212 | Low U-Value Windows | 3878.8653 | 1973.9181 | 73.6508 | 12010.4495 | 12829.5375 | 3059.7773 | 2047.5689 | 2392.0912 | 425.0946 | 463.3665 | 231.4662 | 3512.0185 | 5893.6088 | 0 | 5893.6088 | 365.666 | 0 | 20880.3198 | 0 | 20880.3198 | 0 | 19412.7481 | 0
680 | Commercial | CreNgs212 | Low U-Value Windows | 3878.8653 | 1973.9181 | 73.6508 | 12010.4495 | 12829.5375 | 3059.7773 | 2047.5689 | 2392.0912 | 425.0946 | 463.3665 | 231.4662 | 3512.0185 | 5893.6088 | 0 | 5893.6088 | 365.666 | 0 | 20880.3198 | 0 | 20880.3198 | 0 | 148831.0685 | 0
681 | Commercial | CrtEgs212 | Low U-Value Windows | 3878.8653 | 1973.9181 | 73.6508 | 12010.4495 | 12829.5375 | 3059.7773 | 2047.5689 | 2392.0912 | 425.0946 | 463.3665 | 231.4662 | 3512.0185 | 5893.6088 | 0 | 5893.6088 | 365.666 | 0 | 20880.3198 | 0 | 20880.3198 | 0 | 19412.7481 | 0
682 | Commercial | CrtNgs212 | Low U-Value Windows | 3878.8653 | 1973.9181 | 73.6508 | 12010.4495 | 12829.5375 | 3059.7773 | 2047.5689 | 2392.0912 | 425.0946 | 463.3665 | 231.4662 | 3512.0185 | 5893.6088 | 0 | 5893.6088 | 365.666 | 0 | 20880.3198 | 0 | 20880.3198 | 0 | 148831.0685 | 0
683 | Commercial | CscEgs212 | Low U-Value Windows | 3878.8653 | 1973.9181 | 73.6508 | 12010.4495 | 12829.5375 | 3059.7773 | 2047.5689 | 2392.0912 | 425.0946 | 463.3665 | 231.4662 | 3512.0185 | 5893.6088 | 0 | 5893.6088 | 365.666 | 0 | 20880.3198 | 0 | 20880.3198 | 0 | 19412.7481 | 0
684 | Commercial | CscNgs212 | Low U-Value Windows | 3878.8653 | 1973.9181 | 73.6508 | 12010.4495 | 12829.5375 | 3059.7773 | 2047.5689 | 2392.0912 | 425.0946 | 463.3665 | 231.4662 | 3512.0185 | 5893.6088 | 0 | 5893.6088 | 365.666 | 0 | 20880.3198 | 0 | 20880.3198 | 0 | 148831.0685 | 0
685 | Commercial | CwaEgs212 | Low U-Value Windows | 3755.8661 | 1911.325 | 71.3153 | 11629.5972 | 12422.7118 | 2962.7515 | 1982.6403 | 2316.2378 | 411.6148 | 448.6731 | 224.1264 | 3400.6521 | 6325.2951 | 0 | 6325.2951 | 365.666 | 0 | 22544.566 | 0 | 22544.566 | 0 | 20960.0232 | 0
686 | Commercial | CwaNgs212 | Low U-Value Windows | 3755.8661 | 1911.325 | 71.3153 | 11629.5972 | 12422.7118 | 2962.7515 | 1982.6403 | 2316.2378 | 411.6148 | 448.6731 | 224.1264 | 3400.6521 | 6325.2951 | 0 | 6325.2951 | 365.666 | 0 | 22544.566 | 0 | 22544.566 | 0 | 160693.5045 | 0
687 | Commercial | CasEgs213 | Window Sun Protection | 3330.3936 | 1694.806 | 63.2366 | 10312.1716 | 11015.4405 | 2627.1247 | 1758.0426 | 2053.8494 | 364.9862 | 397.8465 | 198.7369 | 3015.419 | 8991.4865 | 0 | 8991.4865 | 567.7796 | 0 | 32953.0878 | 0 | 32953.0878 | 0 | 139241.876 | 0
688 | Commercial | CasNgs213 | Window Sun Protection | 3330.3936 | 1694.806 | 63.2366 | 10312.1716 | 11015.4405 | 2627.1247 | 1758.0426 | 2053.8494 | 364.9862 | 397.8465 | 198.7369 | 3015.419 | 8991.4865 | 0 | 8991.4865 | 567.7796 | 0 | 32953.0878 | 0 | 32953.0878 | 0 | 232069.801 | 0
689 | Commercial | CcoEgs213 | Window Sun Protection | 3330.3936 | 1694.806 | 63.2366 | 10312.1716 | 11015.4405 | 2627.1247 | 1758.0426 | 2053.8494 | 364.9862 | 397.8465 | 198.7369 | 3015.419 | 8991.4865 | 0 | 8991.4865 | 567.7796 | 0 | 32953.0878 | 0 | 32953.0878 | 0 | 139241.876 | 0
690 | Commercial | CcoNgs213 | Window Sun Protection | 3330.3936 | 1694.806 | 63.2366 | 10312.1716 | 11015.4405 | 2627.1247 | 1758.0426 | 2053.8494 | 364.9862 | 397.8465 | 198.7369 | 3015.419 | 8991.4865 | 0 | 8991.4865 | 567.7796 | 0 | 32953.0878 | 0 | 32953.0878 | 0 | 232069.801 | 0
691 | Commercial | CgrEgs213 | Window Sun Protection | 3330.3936 | 1694.806 | 63.2366 | 10312.1716 | 11015.4405 | 2627.1247 | 1758.0426 | 2053.8494 | 364.9862 | 397.8465 | 198.7369 | 3015.419 | 8991.4865 | 0 | 8991.4865 | 567.7796 | 0 | 32953.0878 | 0 | 32953.0878 | 0 | 139241.876 | 0
692 | Commercial | CgrNgs213 | Window Sun Protection | 3330.3936 | 1694.806 | 63.2366 | 10312.1716 | 11015.4405 | 2627.1247 | 1758.0426 | 2053.8494 | 364.9862 | 397.8465 | 198.7369 | 3015.419 | 8991.4865 | 0 | 8991.4865 | 567.7796 | 0 | 32953.0878 | 0 | 32953.0878 | 0 | 232069.801 | 0
693 | Commercial | CheEgs213 | Window Sun Protection | 3330.3936 | 1694.806 | 63.2366 | 10312.1716 | 11015.4405 | 2627.1247 | 1758.0426 | 2053.8494 | 364.9862 | 397.8465 | 198.7369 | 3015.419 | 8991.4865 | 0 | 8991.4865 | 567.7796 | 0 | 32953.0878 | 0 | 32953.0878 | 0 | 139241.876 | 0
694 | Commercial | CheNgs213 | Window Sun Protection | 3330.3936 | 1694.806 | 63.2366 | 10312.1716 | 11015.4405 | 2627.1247 | 1758.0426 | 2053.8494 | 364.9862 | 397.8465 | 198.7369 | 3015.419 | 8991.4865 | 0 | 8991.4865 | 567.7796 | 0 | 32953.0878 | 0 | 32953.0878 | 0 | 232069.801 | 0
695 | Commercial | ChoEgs213 | Window Sun Protection | 3330.3936 | 1694.806 | 63.2366 | 10312.1716 | 11015.4405 | 2627.1247 | 1758.0426 | 2053.8494 | 364.9862 | 397.8465 | 198.7369 | 3015.419 | 8991.4865 | 0 | 8991.4865 | 567.7796 | 0 | 32953.0878 | 0 | 32953.0878 | 0 | 139241.876 | 0
696 | Commercial | ChoNgs213 | Window Sun Protection | 3330.3936 | 1694.806 | 63.2366 | 10312.1716 | 11015.4405 | 2627.1247 | 1758.0426 | 2053.8494 | 364.9862 | 397.8465 | 198.7369 | 3015.419 | 8991.4865 | 0 | 8991.4865 | 567.7796 | 0 | 32953.0878 | 0 | 32953.0878 | 0 | 232069.801 | 0
697 | Commercial | CinEgs213 | Window Sun Protection | 3330.3936 | 1694.806 | 63.2366 | 10312.1716 | 11015.4405 | 2627.1247 | 1758.0426 | 2053.8494 | 364.9862 | 397.8465 | 198.7369 | 3015.419 | 8991.4865 | 0 | 8991.4865 | 567.7796 | 0 | 32953.0878 | 0 | 32953.0878 | 0 | 139241.876 | 0
698 | Commercial | CinNgs213 | Window Sun Protection | 3330.3936 | 1694.806 | 63.2366 | 10312.1716 | 11015.4405 | 2627.1247 | 1758.0426 | 2053.8494 | 364.9862 | 397.8465 | 198.7369 | 3015.419 | 8991.4865 | 0 | 8991.4865 | 567.7796 | 0 | 32953.0878 | 0 | 32953.0878 | 0 | 232069.801 | 0
699 | Commercial | CloEgs213 | Window Sun Protection | 3330.3936 | 1694.806 | 63.2366 | 10312.1716 | 11015.4405 | 2627.1247 | 1758.0426 | 2053.8494 | 364.9862 | 397.8465 | 198.7369 | 3015.419 | 8991.4865 | 0 | 8991.4865 | 567.7796 | 0 | 32953.0878 | 0 | 32953.0878 | 0 | 139241.876 | 0
700 | Commercial | CloNgs213 | Window Sun Protection | 3330.3936 | 1694.806 | 63.2366 | 10312.1716 | 11015.4405 | 2627.1247 | 1758.0426 | 2053.8494 | 364.9862 | 397.8465 | 198.7369 | 3015.419 | 8991.4865 | 0 | 8991.4865 | 567.7796 | 0 | 32953.0878 | 0 | 32953.0878 | 0 | 232069.801 | 0
701 | Commercial | CmiEgs213 | Window Sun Protection | 3330.3936 | 1694.806 | 63.2366 | 10312.1716 | 11015.4405 | 2627.1247 | 1758.0426 | 2053.8494 | 364.9862 | 397.8465 | 198.7369 | 3015.419 | 8991.4865 | 0 | 8991.4865 | 567.7796 | 0 | 32953.0878 | 0 | 32953.0878 | 0 | 139241.876 | 0
702 | Commercial | CmiNgs213 | Window Sun Protection | 3330.3936 | 1694.806 | 63.2366 | 10312.1716 | 11015.4405 | 2627.1247 | 1758.0426 | 2053.8494 | 364.9862 | 397.8465 | 198.7369 | 3015.419 | 8991.4865 | 0 | 8991.4865 | 567.7796 | 0 | 32953.0878 | 0 | 32953.0878 | 0 | 232069.801 | 0
703 | Commercial | CofEgs213 | Window Sun Protection | 3330.3936 | 1694.806 | 63.2366 | 10312.1716 | 11015.4405 | 2627.1247 | 1758.0426 | 2053.8494 | 364.9862 | 397.8465 | 198.7369 | 3015.419 | 8991.4865 | 0 | 8991.4865 | 567.7796 | 0 | 32953.0878 | 0 | 32953.0878 | 0 | 139241.876 | 0
704 | Commercial | CofNgs213 | Window Sun Protection | 3330.3936 | 1694.806 | 63.2366 | 10312.1716 | 11015.4405 | 2627.1247 | 1758.0426 | 2053.8494 | 364.9862 | 397.8465 | 198.7369 | 3015.419 | 8991.4865 | 0 | 8991.4865 | 567.7796 | 0 | 32953.0878 | 0 | 32953.0878 | 0 | 232069.801 | 0
705 | Commercial | CreEgs213 | Window Sun Protection | 3330.3936 | 1694.806 | 63.2366 | 10312.1716 | 11015.4405 | 2627.1247 | 1758.0426 | 2053.8494 | 364.9862 | 397.8465 | 198.7369 | 3015.419 | 8991.4865 | 0 | 8991.4865 | 567.7796 | 0 | 32953.0878 | 0 | 32953.0878 | 0 | 139241.876 | 0
706 | Commercial | CreNgs213 | Window Sun Protection | 3330.3936 | 1694.806 | 63.2366 | 10312.1716 | 11015.4405 | 2627.1247 | 1758.0426 | 2053.8494 | 364.9862 | 397.8465 | 198.7369 | 3015.419 | 8991.4865 | 0 | 8991.4865 | 567.7796 | 0 | 32953.0878 | 0 | 32953.0878 | 0 | 232069.801 | 0
707 | Commercial | CrtEgs213 | Window Sun Protection | 3330.3936 | 1694.806 | 63.2366 | 10312.1716 | 11015.4405 | 2627.1247 | 1758.0426 | 2053.8494 | 364.9862 | 397.8465 | 198.7369 | 3015.419 | 8991.4865 | 0 | 8991.4865 | 567.7796 | 0 | 32953.0878 | 0 | 32953.0878 | 0 | 139241.876 | 0
708 | Commercial | CrtNgs213 | Window Sun Protection | 3330.3936 | 1694.806 | 63.2366 | 10312.1716 | 11015.4405 | 2627.1247 | 1758.0426 | 2053.8494 | 364.9862 | 397.8465 | 198.7369 | 3015.419 | 8991.4865 | 0 | 8991.4865 | 567.7796 | 0 | 32953.0878 | 0 | 32953.0878 | 0 | 232069.801 | 0
709 | Commercial | CscEgs213 | Window Sun Protection | 3330.3936 | 1694.806 | 63.2366 | 10312.1716 | 11015.4405 | 2627.1247 | 1758.0426 | 2053.8494 | 364.9862 | 397.8465 | 198.7369 | 3015.419 | 8991.4865 | 0 | 8991.4865 | 567.7796 | 0 | 32953.0878 | 0 | 32953.0878 | 0 | 139241.876 | 0
710 | Commercial | CscNgs213 | Window Sun Protection | 3330.3936 | 1694.806 | 63.2366 | 10312.1716 | 11015.4405 | 2627.1247 | 1758.0426 | 2053.8494 | 364.9862 | 397.8465 | 198.7369 | 3015.419 | 8991.4865 | 0 | 8991.4865 | 567.7796 | 0 | 32953.0878 | 0 | 32953.0878 | 0 | 232069.801 | 0
711 | Commercial | CwaEgs213 | Window Sun Protection | 3330.3936 | 1694.806 | 63.2366 | 10312.1716 | 11015.4405 | 2627.1247 | 1758.0426 | 2053.8494 | 364.9862 | 397.8465 | 198.7369 | 3015.419 | 8991.4865 | 0 | 8991.4865 | 567.7796 | 0 | 32953.0878 | 0 | 32953.0878 | 0 | 139241.876 | 0
712 | Commercial | CwaNgs213 | Window Sun Protection | 3330.3936 | 1694.806 | 63.2366 | 10312.1716 | 11015.4405 | 2627.1247 | 1758.0426 | 2053.8494 | 364.9862 | 397.8465 | 198.7369 | 3015.419 | 8991.4865 | 0 | 8991.4865 | 567.7796 | 0 | 32953.0878 | 0 | 32953.0878 | 0 | 232069.801 | 0
713 | Commercial | CasEgs307 | Facility Energy Management System | 3929.9725 | 1999.9261 | 74.6212 | 12168.697 | 12998.5771 | 3100.0924 | 2074.5473 | 2423.609 | 430.6956 | 469.4717 | 234.5159 | 3558.2922 | 10007.5571 | 0 | 10007.5571 | 417.2665 | 0 | 37030.1038 | 0 | 37030.1038 | 0 | 32575.7615 | 0
714 | Commercial | CasNgs307 | Facility Energy Management System | 3929.9725 | 1999.9261 | 74.6212 | 12168.697 | 12998.5771 | 3100.0924 | 2074.5473 | 2423.609 | 430.6956 | 469.4717 | 234.5159 | 3558.2922 | 10007.5571 | 0 | 10007.5571 | 417.2665 | 0 | 37030.1038 | 0 | 37030.1038 | 0 | 32575.7615 | 0
715 | Commercial | CcoEgs307 | Facility Energy Management System | 4461.3566 | 2270.3425 | 84.711 | 13814.0653 | 14756.1561 | 3519.2658 | 2355.0534 | 2751.3129 | 488.9313 | 532.9505 | 266.2256 | 4039.4202 | 13856.75 | 0 | 13856.75 | 417.2665 | 0 | 52426.0093 | 0 | 52426.0093 | 0 | 30432.2852 | 0
716 | Commercial | CcoNgs307 | Facility Energy Management System | 4461.3566 | 2270.3425 | 84.711 | 13814.0653 | 14756.1561 | 3519.2658 | 2355.0534 | 2751.3129 | 488.9313 | 532.9505 | 266.2256 | 4039.4202 | 13856.75 | 0 | 13856.75 | 417.2665 | 0 | 52426.0093 | 0 | 52426.0093 | 0 | 30432.2852 | 0
717 | Commercial | CscEgs307 | Facility Energy Management System | 3929.9725 | 1999.9261 | 74.6212 | 12168.697 | 12998.5771 | 3100.0924 | 2074.5473 | 2423.609 | 430.6956 | 469.4717 | 234.5159 | 3558.2922 | 10007.5571 | 0 | 10007.5571 | 417.2665 | 0 | 37030.1038 | 0 | 37030.1038 | 0 | 21495.2603 | 0
718 | Commercial | CscNgs307 | Facility Energy Management System | 3929.9725 | 1999.9261 | 74.6212 | 12168.697 | 12998.5771 | 3100.0924 | 2074.5473 | 2423.609 | 430.6956 | 469.4717 | 234.5159 | 3558.2922 | 10007.5571 | 0 | 10007.5571 | 417.2665 | 0 | 37030.1038 | 0 | 37030.1038 | 0 | 21495.2603 | 0
719 | Commercial | CwaEgs307 | Facility Energy Management System | 3929.9725 | 1999.9261 | 74.6212 | 12168.697 | 12998.5771 | 3100.0924 | 2074.5473 | 2423.609 | 430.6956 | 469.4717 | 234.5159 | 3558.2922 | 10007.5571 | 0 | 10007.5571 | 417.2665 | 0 | 37030.1038 | 0 | 37030.1038 | 0 | 66766.1005 | 0
720 | Commercial | CwaNgs307 | Facility Energy Management System | 3929.9725 | 1999.9261 | 74.6212 | 12168.697 | 12998.5771 | 3100.0924 | 2074.5473 | 2423.609 | 430.6956 | 469.4717 | 234.5159 | 3558.2922 | 10007.5571 | 0 | 10007.5571 | 417.2665 | 0 | 37030.1038 | 0 | 37030.1038 | 0 | 66766.1005 | 0
721 | Commercial | CloEgs308 | Hotel Card Energy Control Systems | 1299.9709 | 661.543 | 24.6835 | 4025.2067 | 4299.7176 | 1025.4601 | 686.2264 | 801.6904 | 142.4671 | 155.2936 | 77.5741 | 1177.0251 | 251181.3931 | 0 | 251181.3931 | 417.2665 | 0 | 970815.5735 | 0 | 970815.5735 | 0 | 503571.7728 | 0
722 | Commercial | CloNgs308 | Hotel Card Energy Control Systems | 1299.9709 | 661.543 | 24.6835 | 4025.2067 | 4299.7176 | 1025.4601 | 686.2264 | 801.6904 | 142.4671 | 155.2936 | 77.5741 | 1177.0251 | 251181.3931 | 0 | 251181.3931 | 417.2665 | 0 | 970815.5735 | 0 | 970815.5735 | 0 | 503571.7728 | 0
723 | Commercial | CasEgs309 | Programmable Thermostat | 5395.4642 | 2745.7011 | 102.4475 | 16706.4195 | 17845.7629 | 4256.1208 | 2848.1486 | 3327.3758 | 591.3025 | 644.5383 | 321.9672 | 4885.1839 | 5496.7553 | 0 | 5496.7553 | 901.5352 | 0 | 19446.3103 | 0 | 19446.3103 | 0 | 44024.1364 | 0
724 | Commercial | CasNgs309 | Programmable Thermostat | 5395.4642 | 2745.7011 | 102.4475 | 16706.4195 | 17845.7629 | 4256.1208 | 2848.1486 | 3327.3758 | 591.3025 | 644.5383 | 321.9672 | 4885.1839 | 5496.7553 | 0 | 5496.7553 | 901.5352 | 0 | 19446.3103 | 0 | 19446.3103 | 0 | 44024.1364 | 0
725 | Commercial | CcoEgs309 | Programmable Thermostat | 5395.4642 | 2745.7011 | 102.4475 | 16706.4195 | 17845.7629 | 4256.1208 | 2848.1486 | 3327.3758 | 591.3025 | 644.5383 | 321.9672 | 4885.1839 | 5496.7553 | 0 | 5496.7553 | 901.5352 | 0 | 19446.3103 | 0 | 19446.3103 | 0 | 28101.979 | 0
726 | Commercial | CcoNgs309 | Programmable Thermostat | 5395.4642 | 2745.7011 | 102.4475 | 16706.4195 | 17845.7629 | 4256.1208 | 2848.1486 | 3327.3758 | 591.3025 | 644.5383 | 321.9672 | 4885.1839 | 5496.7553 | 0 | 5496.7553 | 901.5352 | 0 | 19446.3103 | 0 | 19446.3103 | 0 | 28101.979 | 0
727 | Commercial | CloEgs309 | Programmable Thermostat | 5395.4642 | 2745.7011 | 102.4475 | 16706.4195 | 17845.7629 | 4256.1208 | 2848.1486 | 3327.3758 | 591.3025 | 644.5383 | 321.9672 | 4885.1839 | 5496.7553 | 0 | 5496.7553 | 901.5352 | 0 | 19446.3103 | 0 | 19446.3103 | 0 | 18641.5789 | 0
728 | Commercial | CloNgs309 | Programmable Thermostat | 5395.4642 | 2745.7011 | 102.4475 | 16706.4195 | 17845.7629 | 4256.1208 | 2848.1486 | 3327.3758 | 591.3025 | 644.5383 | 321.9672 | 4885.1839 | 5496.7553 | 0 | 5496.7553 | 901.5352 | 0 | 19446.3103 | 0 | 19446.3103 | 0 | 18641.5789 | 0
729 | Commercial | CrtEgs309 | Programmable Thermostat | 5395.4642 | 2745.7011 | 102.4475 | 16706.4195 | 17845.7629 | 4256.1208 | 2848.1486 | 3327.3758 | 591.3025 | 644.5383 | 321.9672 | 4885.1839 | 5496.7553 | 0 | 5496.7553 | 901.5352 | 0 | 19446.3103 | 0 | 19446.3103 | 0 | 25110.6766 | 0
730 | Commercial | CrtNgs309 | Programmable Thermostat | 5395.4642 | 2745.7011 | 102.4475 | 16706.4195 | 17845.7629 | 4256.1208 | 2848.1486 | 3327.3758 | 591.3025 | 644.5383 | 321.9672 | 4885.1839 | 5496.7553 | 0 | 5496.7553 | 901.5352 | 0 | 19446.3103 | 0 | 19446.3103 | 0 | 25110.6766 | 0
731 | Commercial | CscEgs309 | Programmable Thermostat | 5395.4642 | 2745.7011 | 102.4475 | 16706.4195 | 17845.7629 | 4256.1208 | 2848.1486 | 3327.3758 | 591.3025 | 644.5383 | 321.9672 | 4885.1839 | 5496.7553 | 0 | 5496.7553 | 901.5352 | 0 | 19446.3103 | 0 | 19446.3103 | 0 | 28221.0883 | 0
732 | Commercial | CscNgs309 | Programmable Thermostat | 5395.4642 | 2745.7011 | 102.4475 | 16706.4195 | 17845.7629 | 4256.1208 | 2848.1486 | 3327.3758 | 591.3025 | 644.5383 | 321.9672 | 4885.1839 | 5496.7553 | 0 | 5496.7553 | 901.5352 | 0 | 19446.3103 | 0 | 19446.3103 | 0 | 28221.0883 | 0
733 | Commercial | CwaEgs309 | Programmable Thermostat | 5395.4642 | 2745.7011 | 102.4475 | 16706.4195 | 17845.7629 | 4256.1208 | 2848.1486 | 3327.3758 | 591.3025 | 644.5383 | 321.9672 | 4885.1839 | 5496.7553 | 0 | 5496.7553 | 901.5352 | 0 | 19446.3103 | 0 | 19446.3103 | 0 | 87930.9933 | 0
734 | Commercial | CwaNgs309 | Programmable Thermostat | 5395.4642 | 2745.7011 | 102.4475 | 16706.4195 | 17845.7629 | 4256.1208 | 2848.1486 | 3327.3758 | 591.3025 | 644.5383 | 321.9672 | 4885.1839 | 5496.7553 | 0 | 5496.7553 | 901.5352 | 0 | 19446.3103 | 0 | 19446.3103 | 0 | 87930.9933 | 0
735 | Commercial | CasEgs310 | Smart Thermostat | 5395.4642 | 2745.7011 | 102.4475 | 16706.4195 | 17845.7629 | 4256.1208 | 2848.1486 | 3327.3758 | 591.3025 | 644.5383 | 321.9672 | 4885.1839 | 5496.7553 | 0 | 5496.7553 | 521.3698 | 0 | 19446.3103 | 0 | 19446.3103 | 0 | 24815.937 | 0
736 | Commercial | CasNgs310 | Smart Thermostat | 5395.4642 | 2745.7011 | 102.4475 | 16706.4195 | 17845.7629 | 4256.1208 | 2848.1486 | 3327.3758 | 591.3025 | 644.5383 | 321.9672 | 4885.1839 | 5496.7553 | 0 | 5496.7553 | 521.3698 | 0 | 19446.3103 | 0 | 19446.3103 | 0 | 24815.937 | 0
737 | Commercial | CwaEgs310 | Smart Thermostat | 5395.4642 | 2745.7011 | 102.4475 | 16706.4195 | 17845.7629 | 4256.1208 | 2848.1486 | 3327.3758 | 591.3025 | 644.5383 | 321.9672 | 4885.1839 | 5496.7553 | 0 | 5496.7553 | 521.3698 | 0 | 19446.3103 | 0 | 19446.3103 | 0 | 49565.7641 | 0
738 | Commercial | CwaNgs310 | Smart Thermostat | 5395.4642 | 2745.7011 | 102.4475 | 16706.4195 | 17845.7629 | 4256.1208 | 2848.1486 | 3327.3758 | 591.3025 | 644.5383 | 321.9672 | 4885.1839 | 5496.7553 | 0 | 5496.7553 | 521.3698 | 0 | 19446.3103 | 0 | 19446.3103 | 0 | 49565.7641 | 0
739 | Commercial | CasNgs311 | High Efficiency DX, >135k and <240k Btu/h Elect Heat | 3871.2268 | 1970.0309 | 73.5058 | 11986.7978 | 12804.2727 | 3053.7518 | 2043.5367 | 2387.3806 | 424.2575 | 462.454 | 231.0104 | 3505.1024 | 1900.2455 | 0 | 1900.2455 | 417.2665 | 0 | 6326.2613 | 0 | 6326.2613 | 0 | 10579.1216 | 0
740 | Commercial | CasTgs311 | High Efficiency DX, >135k and <240k Btu/h Elect Heat | 3871.2268 | 1970.0309 | 73.5058 | 11986.7978 | 12804.2727 | 3053.7518 | 2043.5367 | 2387.3806 | 424.2575 | 462.454 | 231.0104 | 3505.1024 | 1900.2455 | 0 | 1900.2455 | 417.2665 | 0 | 6326.2613 | 0 | 6326.2613 | 0 | 10579.1216 | 0
741 | Commercial | CgrNgs311 | High Efficiency DX, >135k and <240k Btu/h Elect Heat | 3871.2268 | 1970.0309 | 73.5058 | 11986.7978 | 12804.2727 | 3053.7518 | 2043.5367 | 2387.3806 | 424.2575 | 462.454 | 231.0104 | 3505.1024 | 1075.4174 | 0 | 1075.4174 | 417.2665 | 0 | 3494.6905 | 0 | 3494.6905 | 0 | 10579.1216 | 0
742 | Commercial | CgrTgs311 | High Efficiency DX, >135k and <240k Btu/h Elect Heat | 3871.2268 | 1970.0309 | 73.5058 | 11986.7978 | 12804.2727 | 3053.7518 | 2043.5367 | 2387.3806 | 424.2575 | 462.454 | 231.0104 | 3505.1024 | 1075.4174 | 0 | 1075.4174 | 417.2665 | 0 | 3494.6905 | 0 | 3494.6905 | 0 | 10579.1216 | 0
743 | Commercial | CinNgs311 | High Efficiency DX, >135k and <240k Btu/h Elect Heat | 3871.2268 | 1970.0309 | 73.5058 | 11986.7978 | 12804.2727 | 3053.7518 | 2043.5367 | 2387.3806 | 424.2575 | 462.454 | 231.0104 | 3505.1024 | 1051.5854 | 0 | 1051.5854 | 417.2665 | 0 | 3417.2459 | 0 | 3417.2459 | 0 | 10579.1216 | 0
744 | Commercial | CinTgs311 | High Efficiency DX, >135k and <240k Btu/h Elect Heat | 3871.2268 | 1970.0309 | 73.5058 | 11986.7978 | 12804.2727 | 3053.7518 | 2043.5367 | 2387.3806 | 424.2575 | 462.454 | 231.0104 | 3505.1024 | 1051.5854 | 0 | 1051.5854 | 417.2665 | 0 | 3417.2459 | 0 | 3417.2459 | 0 | 10579.1216 | 0
745 | Commercial | CmiNgs311 | High Efficiency DX, >135k and <240k Btu/h Elect Heat | 3871.2268 | 1970.0309 | 73.5058 | 11986.7978 | 12804.2727 | 3053.7518 | 2043.5367 | 2387.3806 | 424.2575 | 462.454 | 231.0104 | 3505.1024 | 1087.3333 | 0 | 1087.3333 | 417.2665 | 0 | 3533.4128 | 0 | 3533.4128 | 0 | 10579.1216 | 0
746 | Commercial | CmiTgs311 | High Efficiency DX, >135k and <240k Btu/h Elect Heat | 3871.2268 | 1970.0309 | 73.5058 | 11986.7978 | 12804.2727 | 3053.7518 | 2043.5367 | 2387.3806 | 424.2575 | 462.454 | 231.0104 | 3505.1024 | 1087.3333 | 0 | 1087.3333 | 417.2665 | 0 | 3533.4128 | 0 | 3533.4128 | 0 | 10579.1216 | 0
747 | Commercial | CwaNgs311 | High Efficiency DX, >135k and <240k Btu/h Elect Heat | 3871.2268 | 1970.0309 | 73.5058 | 11986.7978 | 12804.2727 | 3053.7518 | 2043.5367 | 2387.3806 | 424.2575 | 462.454 | 231.0104 | 3505.1024 | 497.2618 | 0 | 497.2618 | 417.2665 | 0 | 1534.3725 | 0 | 1534.3725 | 0 | 10579.1216 | 0
748 | Commercial | CwaTgs311 | High Efficiency DX, >135k and <240k Btu/h Elect Heat | 3871.2268 | 1970.0309 | 73.5058 | 11986.7978 | 12804.2727 | 3053.7518 | 2043.5367 | 2387.3806 | 424.2575 | 462.454 | 231.0104 | 3505.1024 | 497.2618 | 0 | 497.2618 | 417.2665 | 0 | 1534.3725 | 0 | 1534.3725 | 0 | 10579.1216 | 0
749 | Commercial | CasEgs312 | HVAC tune-up | 4019.4401 | 2045.4553 | 76.32 | 12371.8732 | 13215.6095 | 3175.7038 | 2121.7753 | 2476.5062 | 440.4401 | 479.7182 | 239.8219 | 3636.4864 | 10524.2353 | 0 | 10524.2353 | 1710.9354 | 0 | 39093.0079 | 0 | 39093.0079 | 0 | 27627.6909 | 0
750 | Commercial | CasNgs312 | HVAC tune-up | 4019.4401 | 2045.4553 | 76.32 | 12371.8732 | 13215.6095 | 3175.7038 | 2121.7753 | 2476.5062 | 440.4401 | 479.7182 | 239.8219 | 3636.4864 | 10524.2353 | 0 | 10524.2353 | 1710.9354 | 0 | 39093.0079 | 0 | 39093.0079 | 0 | 27627.6909 | 0
751 | Commercial | CgrEgs312 | HVAC tune-up | 4019.4401 | 2045.4553 | 76.32 | 12371.8732 | 13215.6095 | 3175.7038 | 2121.7753 | 2476.5062 | 440.4401 | 479.7182 | 239.8219 | 3636.4864 | 10524.2353 | 0 | 10524.2353 | 1710.9354 | 0 | 39093.0079 | 0 | 39093.0079 | 0 | 50013.01 | 0
752 | Commercial | CgrNgs312 | HVAC tune-up | 4019.4401 | 2045.4553 | 76.32 | 12371.8732 | 13215.6095 | 3175.7038 | 2121.7753 | 2476.5062 | 440.4401 | 479.7182 | 239.8219 | 3636.4864 | 10524.2353 | 0 | 10524.2353 | 1710.9354 | 0 | 39093.0079 | 0 | 39093.0079 | 0 | 50013.01 | 0
753 | Commercial | CinEgs312 | HVAC tune-up | 4019.4401 | 2045.4553 | 76.32 | 12371.8732 | 13215.6095 | 3175.7038 | 2121.7753 | 2476.5062 | 440.4401 | 479.7182 | 239.8219 | 3636.4864 | 10524.2353 | 0 | 10524.2353 | 1710.9354 | 0 | 39093.0079 | 0 | 39093.0079 | 0 | 51146.4454 | 0
754 | Commercial | CinNgs312 | HVAC tune-up | 4019.4401 | 2045.4553 | 76.32 | 12371.8732 | 13215.6095 | 3175.7038 | 2121.7753 | 2476.5062 | 440.4401 | 479.7182 | 239.8219 | 3636.4864 | 10524.2353 | 0 | 10524.2353 | 1710.9354 | 0 | 39093.0079 | 0 | 39093.0079 | 0 | 51146.4454 | 0
755 | Commercial | CmiEgs312 | HVAC tune-up | 4019.4401 | 2045.4553 | 76.32 | 12371.8732 | 13215.6095 | 3175.7038 | 2121.7753 | 2476.5062 | 440.4401 | 479.7182 | 239.8219 | 3636.4864 | 10524.2353 | 0 | 10524.2353 | 1710.9354 | 0 | 39093.0079 | 0 | 39093.0079 | 0 | 49464.9207 | 0
756 | Commercial | CmiNgs312 | HVAC tune-up | 4019.4401 | 2045.4553 | 76.32 | 12371.8732 | 13215.6095 | 3175.7038 | 2121.7753 | 2476.5062 | 440.4401 | 479.7182 | 239.8219 | 3636.4864 | 10524.2353 | 0 | 10524.2353 | 1710.9354 | 0 | 39093.0079 | 0 | 39093.0079 | 0 | 49464.9207 | 0
757 | Commercial | CofEgs312 | HVAC tune-up | 4019.4401 | 2045.4553 | 76.32 | 12371.8732 | 13215.6095 | 3175.7038 | 2121.7753 | 2476.5062 | 440.4401 | 479.7182 | 239.8219 | 3636.4864 | 10524.2353 | 0 | 10524.2353 | 1710.9354 | 0 | 39093.0079 | 0 | 39093.0079 | 0 | 24547.5134 | 0
758 | Commercial | CofNgs312 | HVAC tune-up | 4019.4401 | 2045.4553 | 76.32 | 12371.8732 | 13215.6095 | 3175.7038 | 2121.7753 | 2476.5062 | 440.4401 | 479.7182 | 239.8219 | 3636.4864 | 10524.2353 | 0 | 10524.2353 | 1710.9354 | 0 | 39093.0079 | 0 | 39093.0079 | 0 | 24547.5134 | 0
759 | Commercial | CrtEgs312 | HVAC tune-up | 4019.4401 | 2045.4553 | 76.32 | 12371.8732 | 13215.6095 | 3175.7038 | 2121.7753 | 2476.5062 | 440.4401 | 479.7182 | 239.8219 | 3636.4864 | 10524.2353 | 0 | 10524.2353 | 1710.9354 | 0 | 39093.0079 | 0 | 39093.0079 | 0 | 21752.6462 | 0
760 | Commercial | CrtNgs312 | HVAC tune-up | 4019.4401 | 2045.4553 | 76.32 | 12371.8732 | 13215.6095 | 3175.7038 | 2121.7753 | 2476.5062 | 440.4401 | 479.7182 | 239.8219 | 3636.4864 | 10524.2353 | 0 | 10524.2353 | 1710.9354 | 0 | 39093.0079 | 0 | 39093.0079 | 0 | 21752.6462 | 0
761 | Commercial | CscEgs312 | HVAC tune-up | 4019.4401 | 2045.4553 | 76.32 | 12371.8732 | 13215.6095 | 3175.7038 | 2121.7753 | 2476.5062 | 440.4401 | 479.7182 | 239.8219 | 3636.4864 | 10524.2353 | 0 | 10524.2353 | 1710.9354 | 0 | 39093.0079 | 0 | 39093.0079 | 0 | 25023.8324 | 0
762 | Commercial | CscNgs312 | HVAC tune-up | 4019.4401 | 2045.4553 | 76.32 | 12371.8732 | 13215.6095 | 3175.7038 | 2121.7753 | 2476.5062 | 440.4401 | 479.7182 | 239.8219 | 3636.4864 | 10524.2353 | 0 | 10524.2353 | 1710.9354 | 0 | 39093.0079 | 0 | 39093.0079 | 0 | 25023.8324 | 0
763 | Commercial | CwaEgs312 | HVAC tune-up | 4019.4401 | 2045.4553 | 76.32 | 12371.8732 | 13215.6095 | 3175.7038 | 2121.7753 | 2476.5062 | 440.4401 | 479.7182 | 239.8219 | 3636.4864 | 10524.2353 | 0 | 10524.2353 | 1710.9354 | 0 | 39093.0079 | 0 | 39093.0079 | 0 | 113909.7563 | 0
764 | Commercial | CwaNgs312 | HVAC tune-up | 4019.4401 | 2045.4553 | 76.32 | 12371.8732 | 13215.6095 | 3175.7038 | 2121.7753 | 2476.5062 | 440.4401 | 479.7182 | 239.8219 | 3636.4864 | 10524.2353 | 0 | 10524.2353 | 1710.9354 | 0 | 39093.0079 | 0 | 39093.0079 | 0 | 113909.7563 | 0
765 | Commercial | CasEgs313 | HVAC tune-up_RTU | 3995.5898 | 2033.3181 | 75.8671 | 12371.8732 | 13215.6095 | 3151.8535 | 2109.1852 | 2464.0751 | 437.8867 | 477.3103 | 238.4316 | 3617.7037 | 10524.2353 | 0 | 10524.2353 | 989.4566 | 0 | 39093.0079 | 0 | 39093.0079 | 0 | 36836.9204 | 0
766 | Commercial | CasNgs313 | HVAC tune-up_RTU | 3995.5898 | 2033.3181 | 75.8671 | 12371.8732 | 13215.6095 | 3151.8535 | 2109.1852 | 2464.0751 | 437.8867 | 477.3103 | 238.4316 | 3617.7037 | 10524.2353 | 0 | 10524.2353 | 989.4566 | 0 | 39093.0079 | 0 | 39093.0079 | 0 | 36836.9204 | 0
767 | Commercial | CcoEgs313 | HVAC tune-up_RTU | 4102.1376 | 2087.5393 | 77.8902 | 12701.786 | 13568.0216 | 3235.9019 | 2165.4295 | 2529.783 | 449.5636 | 490.0385 | 244.7897 | 3714.1747 | 5796.3833 | 0 | 5796.3833 | 989.4566 | 0 | 20535.862 | 0 | 20535.862 | 0 | 17442.3401 | 0
768 | Commercial | CcoNgs313 | HVAC tune-up_RTU | 4102.1376 | 2087.5393 | 77.8902 | 12701.786 | 13568.0216 | 3235.9019 | 2165.4295 | 2529.783 | 449.5636 | 490.0385 | 244.7897 | 3714.1747 | 5796.3833 | 0 | 5796.3833 | 989.4566 | 0 | 20535.862 | 0 | 20535.862 | 0 | 17442.3401 | 0
769 | Commercial | CgrEgs313 | HVAC tune-up_RTU | 3995.5898 | 2033.3181 | 75.8671 | 12371.8732 | 13215.6095 | 3151.8535 | 2109.1852 | 2464.0751 | 437.8867 | 477.3103 | 238.4316 | 3617.7037 | 10524.2353 | 0 | 10524.2353 | 989.4566 | 0 | 39093.0079 | 0 | 39093.0079 | 0 | 66684.0117 | 0
770 | Commercial | CgrNgs313 | HVAC tune-up_RTU | 3995.5898 | 2033.3181 | 75.8671 | 12371.8732 | 13215.6095 | 3151.8535 | 2109.1852 | 2464.0751 | 437.8867 | 477.3103 | 238.4316 | 3617.7037 | 10524.2353 | 0 | 10524.2353 | 989.4566 | 0 | 39093.0079 | 0 | 39093.0079 | 0 | 66684.0117 | 0
771 | Commercial | CinEgs313 | HVAC tune-up_RTU | 3995.5898 | 2033.3181 | 75.8671 | 12371.8732 | 13215.6095 | 3151.8535 | 2109.1852 | 2464.0751 | 437.8867 | 477.3103 | 238.4316 | 3617.7037 | 10524.2353 | 0 | 10524.2353 | 989.4566 | 0 | 39093.0079 | 0 | 39093.0079 | 0 | 68195.2622 | 0
772 | Commercial | CinNgs313 | HVAC tune-up_RTU | 3995.5898 | 2033.3181 | 75.8671 | 12371.8732 | 13215.6095 | 3151.8535 | 2109.1852 | 2464.0751 | 437.8867 | 477.3103 | 238.4316 | 3617.7037 | 10524.2353 | 0 | 10524.2353 | 989.4566 | 0 | 39093.0079 | 0 | 39093.0079 | 0 | 68195.2622 | 0
773 | Commercial | CmiEgs313 | HVAC tune-up_RTU | 3995.5898 | 2033.3181 | 75.8671 | 12371.8732 | 13215.6095 | 3151.8535 | 2109.1852 | 2464.0751 | 437.8867 | 477.3103 | 238.4316 | 3617.7037 | 10524.2353 | 0 | 10524.2353 | 989.4566 | 0 | 39093.0079 | 0 | 39093.0079 | 0 | 65953.2276 | 0
774 | Commercial | CmiNgs313 | HVAC tune-up_RTU | 3995.5898 | 2033.3181 | 75.8671 | 12371.8732 | 13215.6095 | 3151.8535 | 2109.1852 | 2464.0751 | 437.8867 | 477.3103 | 238.4316 | 3617.7037 | 10524.2353 | 0 | 10524.2353 | 989.4566 | 0 | 39093.0079 | 0 | 39093.0079 | 0 | 65953.2276 | 0
775 | Commercial | CofEgs313 | HVAC tune-up_RTU | 3995.5898 | 2033.3181 | 75.8671 | 12371.8732 | 13215.6095 | 3151.8535 | 2109.1852 | 2464.0751 | 437.8867 | 477.3103 | 238.4316 | 3617.7037 | 10524.2353 | 0 | 10524.2353 | 989.4566 | 0 | 39093.0079 | 0 | 39093.0079 | 0 | 32730.0171 | 0
776 | Commercial | CofNgs313 | HVAC tune-up_RTU | 3995.5898 | 2033.3181 | 75.8671 | 12371.8732 | 13215.6095 | 3151.8535 | 2109.1852 | 2464.0751 | 437.8867 | 477.3103 | 238.4316 | 3617.7037 | 10524.2353 | 0 | 10524.2353 | 989.4566 | 0 | 39093.0079 | 0 | 39093.0079 | 0 | 32730.0171 | 0
777 | Commercial | CreEgs313 | HVAC tune-up_RTU | 3995.5898 | 2033.3181 | 75.8671 | 12371.8732 | 13215.6095 | 3151.8535 | 2109.1852 | 2464.0751 | 437.8867 | 477.3103 | 238.4316 | 3617.7037 | 10524.2353 | 0 | 10524.2353 | 989.4566 | 0 | 39093.0079 | 0 | 39093.0079 | 0 | 22731.7532 | 0
778 | Commercial | CreNgs313 | HVAC tune-up_RTU | 3995.5898 | 2033.3181 | 75.8671 | 12371.8732 | 13215.6095 | 3151.8535 | 2109.1852 | 2464.0751 | 437.8867 | 477.3103 | 238.4316 | 3617.7037 | 10524.2353 | 0 | 10524.2353 | 989.4566 | 0 | 39093.0079 | 0 | 39093.0079 | 0 | 22731.7532 | 0
779 | Commercial | CrtEgs313 | HVAC tune-up_RTU | 3995.5898 | 2033.3181 | 75.8671 | 12371.8732 | 13215.6095 | 3151.8535 | 2109.1852 | 2464.0751 | 437.8867 | 477.3103 | 238.4316 | 3617.7037 | 10524.2353 | 0 | 10524.2353 | 989.4566 | 0 | 39093.0079 | 0 | 39093.0079 | 0 | 29003.5283 | 0
780 | Commercial | CrtNgs313 | HVAC tune-up_RTU | 3995.5898 | 2033.3181 | 75.8671 | 12371.8732 | 13215.6095 | 3151.8535 | 2109.1852 | 2464.0751 | 437.8867 | 477.3103 | 238.4316 | 3617.7037 | 10524.2353 | 0 | 10524.2353 | 989.4566 | 0 | 39093.0079 | 0 | 39093.0079 | 0 | 29003.5283 | 0
781 | Commercial | CscEgs313 | HVAC tune-up_RTU | 3995.5898 | 2033.3181 | 75.8671 | 12371.8732 | 13215.6095 | 3151.8535 | 2109.1852 | 2464.0751 | 437.8867 | 477.3103 | 238.4316 | 3617.7037 | 10524.2353 | 0 | 10524.2353 | 989.4566 | 0 | 39093.0079 | 0 | 39093.0079 | 0 | 33365.1107 | 0
782 | Commercial | CscNgs313 | HVAC tune-up_RTU | 3995.5898 | 2033.3181 | 75.8671 | 12371.8732 | 13215.6095 | 3151.8535 | 2109.1852 | 2464.0751 | 437.8867 | 477.3103 | 238.4316 | 3617.7037 | 10524.2353 | 0 | 10524.2353 | 989.4566 | 0 | 39093.0079 | 0 | 39093.0079 | 0 | 33365.1107 | 0
783 | Commercial | CwaEgs313 | HVAC tune-up_RTU | 3995.5898 | 2033.3181 | 75.8671 | 12371.8732 | 13215.6095 | 3151.8535 | 2109.1852 | 2464.0751 | 437.8867 | 477.3103 | 238.4316 | 3617.7037 | 10524.2353 | 0 | 10524.2353 | 989.4566 | 0 | 39093.0079 | 0 | 39093.0079 | 0 | 151879.6717 | 0
784 | Commercial | CwaNgs313 | HVAC tune-up_RTU | 3995.5898 | 2033.3181 | 75.8671 | 12371.8732 | 13215.6095 | 3151.8535 | 2109.1852 | 2464.0751 | 437.8867 | 477.3103 | 238.4316 | 3617.7037 | 10524.2353 | 0 | 10524.2353 | 989.4566 | 0 | 39093.0079 | 0 | 39093.0079 | 0 | 151879.6717 | 0
785 | Commercial | CasEgs316 | ECM Motors on Furnaces | 0 | 0 | 0 | 0 | 0 | 0 | 0 | 0 | 0 | 0 | 0 | 0 | 351.2781 | 0 | 351.2781 | 417.2665 | 0 | 1357.689 | 0 | 1357.689 | 0 | 2494.9061 | 0
786 | Commercial | CasNgs316 | ECM Motors on Furnaces | 0 | 0 | 0 | 0 | 0 | 0 | 0 | 0 | 0 | 0 | 0 | 0 | 351.2781 | 0 | 351.2781 | 417.2665 | 0 | 1357.689 | 0 | 1357.689 | 0 | 2494.9061 | 0
787 | Commercial | CcoEgs316 | ECM Motors on Furnaces | 18.2354 | 9.2798 | 0.34625 | 56.4637 | 60.3144 | 14.3847 | 9.6261 | 11.2457 | 1.9985 | 2.1784 | 1.0882 | 16.5107 | 351.2781 | 0 | 351.2781 | 417.2665 | 0 | 1357.689 | 0 | 1357.689 | 0 | 2494.9061 | 0
788 | Commercial | CcoNgs316 | ECM Motors on Furnaces | 18.2354 | 9.2798 | 0.34625 | 56.4637 | 60.3144 | 14.3847 | 9.6261 | 11.2457 | 1.9985 | 2.1784 | 1.0882 | 16.5107 | 351.2781 | 0 | 351.2781 | 417.2665 | 0 | 1357.689 | 0 | 1357.689 | 0 | 2494.9061 | 0
789 | Commercial | CgrEgs316 | ECM Motors on Furnaces | 23.4646 | 11.9409 | 0.44554 | 72.6553 | 77.6102 | 18.5096 | 12.3864 | 14.4706 | 2.5715 | 2.8031 | 1.4002 | 21.2454 | 604.1983 | 0 | 604.1983 | 417.2665 | 0 | 2335.2252 | 0 | 2335.2252 | 0 | 2494.9061 | 0
790 | Commercial | CgrNgs316 | ECM Motors on Furnaces | 23.4646 | 11.9409 | 0.44554 | 72.6553 | 77.6102 | 18.5096 | 12.3864 | 14.4706 | 2.5715 | 2.8031 | 1.4002 | 21.2454 | 604.1983 | 0 | 604.1983 | 417.2665 | 0 | 2335.2252 | 0 | 2335.2252 | 0 | 2494.9061 | 0
791 | Commercial | CheEgs316 | ECM Motors on Furnaces | 0 | 0 | 0 | 0 | 0 | 0 | 0 | 0 | 0 | 0 | 0 | 0 | 550.804 | 0 | 550.804 | 417.2665 | 0 | 2128.8565 | 0 | 2128.8565 | 0 | 2494.9061 | 0
792 | Commercial | CheNgs316 | ECM Motors on Furnaces | 0 | 0 | 0 | 0 | 0 | 0 | 0 | 0 | 0 | 0 | 0 | 0 | 550.804 | 0 | 550.804 | 417.2665 | 0 | 2128.8565 | 0 | 2128.8565 | 0 | 2494.9061 | 0
793 | Commercial | ChoEgs316 | ECM Motors on Furnaces | 32.5319 | 16.5552 | 0.61771 | 100.7312 | 107.6008 | 25.6622 | 17.1729 | 20.0624 | 3.5653 | 3.8862 | 1.9413 | 29.4552 | 626.6801 | 0 | 626.6801 | 417.2665 | 0 | 2422.1173 | 0 | 2422.1173 | 0 | 2494.9061 | 0
794 | Commercial | ChoNgs316 | ECM Motors on Furnaces | 32.5319 | 16.5552 | 0.61771 | 100.7312 | 107.6008 | 25.6622 | 17.1729 | 20.0624 | 3.5653 | 3.8862 | 1.9413 | 29.4552 | 626.6801 | 0 | 626.6801 | 417.2665 | 0 | 2422.1173 | 0 | 2422.1173 | 0 | 2494.9061 | 0
795 | Commercial | CinEgs316 | ECM Motors on Furnaces | 0 | 0 | 0 | 0 | 0 | 0 | 0 | 0 | 0 | 0 | 0 | 0 | 306.3145 | 0 | 306.3145 | 417.2665 | 0 | 1183.9048 | 0 | 1183.9048 | 0 | 2494.9061 | 0
796 | Commercial | CinNgs316 | ECM Motors on Furnaces | 0 | 0 | 0 | 0 | 0 | 0 | 0 | 0 | 0 | 0 | 0 | 0 | 306.3145 | 0 | 306.3145 | 417.2665 | 0 | 1183.9048 | 0 | 1183.9048 | 0 | 2494.9061 | 0
797 | Commercial | CloEgs316 | ECM Motors on Furnaces | 14.4061 | 7.3312 | 0.27354 | 44.6069 | 47.649 | 11.364 | 7.6047 | 8.8843 | 1.5788 | 1.7209 | 0.85967 | 13.0437 | 370.9496 | 0 | 370.9496 | 417.2665 | 0 | 1433.7196 | 0 | 1433.7196 | 0 | 2494.9061 | 0
798 | Commercial | CloNgs316 | ECM Motors on Furnaces | 14.4061 | 7.3312 | 0.27354 | 44.6069 | 47.649 | 11.364 | 7.6047 | 8.8843 | 1.5788 | 1.7209 | 0.85967 | 13.0437 | 370.9496 | 0 | 370.9496 | 417.2665 | 0 | 1433.7196 | 0 | 1433.7196 | 0 | 2494.9061 | 0
799 | Commercial | CmiEgs316 | ECM Motors on Furnaces | 0 | 0 | 0 | 0 | 0 | 0 | 0 | 0 | 0 | 0 | 0 | 0 | 193.9055 | 0 | 193.9055 | 417.2665 | 0 | 749.4444 | 0 | 749.4444 | 0 | 2494.9061 | 0
800 | Commercial | CmiNgs316 | ECM Motors on Furnaces | 0 | 0 | 0 | 0 | 0 | 0 | 0 | 0 | 0 | 0 | 0 | 0 | 193.9055 | 0 | 193.9055 | 417.2665 | 0 | 749.4444 | 0 | 749.4444 | 0 | 2494.9061 | 0
801 | Commercial | CofEgs316 | ECM Motors on Furnaces | 0 | 0 | 0 | 0 | 0 | 0 | 0 | 0 | 0 | 0 | 0 | 0 | 205.1464 | 0 | 205.1464 | 417.2665 | 0 | 792.8904 | 0 | 792.8904 | 0 | 2494.9061 | 0
802 | Commercial | CofNgs316 | ECM Motors on Furnaces | 0 | 0 | 0 | 0 | 0 | 0 | 0 | 0 | 0 | 0 | 0 | 0 | 205.1464 | 0 | 205.1464 | 417.2665 | 0 | 792.8904 | 0 | 792.8904 | 0 | 2494.9061 | 0
803 | Commercial | CreEgs316 | ECM Motors on Furnaces | 50.3124 | 25.6035 | 0.95532 | 155.7864 | 166.4107 | 39.6881 | 26.5588 | 31.0276 | 5.5139 | 6.0103 | 3.0023 | 45.5541 | 1295.5136 | 0 | 1295.5136 | 417.2665 | 0 | 5007.1574 | 0 | 5007.1574 | 0 | 2494.9061 | 0
804 | Commercial | CreNgs316 | ECM Motors on Furnaces | 50.3124 | 25.6035 | 0.95532 | 155.7864 | 166.4107 | 39.6881 | 26.5588 | 31.0276 | 5.5139 | 6.0103 | 3.0023 | 45.5541 | 1295.5136 | 0 | 1295.5136 | 417.2665 | 0 | 5007.1574 | 0 | 5007.1574 | 0 | 2494.9061 | 0
805 | Commercial | CrtEgs316 | ECM Motors on Furnaces | 31.5407 | 16.0508 | 0.59889 | 97.6622 | 104.3225 | 24.8804 | 16.6497 | 19.4511 | 3.4566 | 3.7678 | 1.8822 | 28.5577 | 812.1549 | 0 | 812.1549 | 417.2665 | 0 | 3138.9771 | 0 | 3138.9771 | 0 | 2494.9061 | 0
806 | Commercial | CrtNgs316 | ECM Motors on Furnaces | 31.5407 | 16.0508 | 0.59889 | 97.6622 | 104.3225 | 24.8804 | 16.6497 | 19.4511 | 3.4566 | 3.7678 | 1.8822 | 28.5577 | 812.1549 | 0 | 812.1549 | 417.2665 | 0 | 3138.9771 | 0 | 3138.9771 | 0 | 2494.9061 | 0
807 | Commercial | CscEgs316 | ECM Motors on Furnaces | 0 | 0 | 0 | 0 | 0 | 0 | 0 | 0 | 0 | 0 | 0 | 0 | 747.5197 | 0 | 747.5197 | 417.2665 | 0 | 2889.1622 | 0 | 2889.1622 | 0 | 2494.9061 | 0
808 | Commercial | CscNgs316 | ECM Motors on Furnaces | 0 | 0 | 0 | 0 | 0 | 0 | 0 | 0 | 0 | 0 | 0 | 0 | 747.5197 | 0 | 747.5197 | 417.2665 | 0 | 2889.1622 | 0 | 2889.1622 | 0 | 2494.9061 | 0
809 | Commercial | CwaEgs316 | ECM Motors on Furnaces | 0 | 0 | 0 | 0 | 0 | 0 | 0 | 0 | 0 | 0 | 0 | 0 | 193.9055 | 0 | 193.9055 | 417.2665 | 0 | 749.4444 | 0 | 749.4444 | 0 | 2494.9061 | 0
810 | Commercial | CwaNgs316 | ECM Motors on Furnaces | 0 | 0 | 0 | 0 | 0 | 0 | 0 | 0 | 0 | 0 | 0 | 0 | 193.9055 | 0 | 193.9055 | 417.2665 | 0 | 749.4444 | 0 | 749.4444 | 0 | 2494.9061 | 0
811 | Commercial | CasNgs317 | Geothermal Heat Pump | 4395.9469 | 2237.0561 | 83.469 | 13611.5319 | 14539.8104 | 3467.6684 | 2320.5251 | 2710.9748 | 481.7629 | 525.1367 | 262.3224 | 3980.1967 | 5132.1437 | 0 | 5132.1437 | 417.2665 | 0 | 18047.5733 | 0 | 18047.5733 | 0 | 281970.5596 | 0
812 | Commercial | CasTgs317 | Geothermal Heat Pump | 4395.9469 | 2237.0561 | 83.469 | 13611.5319 | 14539.8104 | 3467.6684 | 2320.5251 | 2710.9748 | 481.7629 | 525.1367 | 262.3224 | 3980.1967 | 5132.1437 | 0 | 5132.1437 | 417.2665 | 0 | 18047.5733 | 0 | 18047.5733 | 0 | 281970.5596 | 0
813 | Commercial | CcoNgs317 | Geothermal Heat Pump | 4510.5227 | 2295.3627 | 85.6445 | 13966.3025 | 14918.7756 | 3558.0497 | 2381.0072 | 2781.6336 | 494.3195 | 538.8239 | 269.1595 | 4083.9365 | 11792.2421 | 0 | 11792.2421 | 417.2665 | 0 | 44145.7353 | 0 | 44145.7353 | 0 | 621807.4098 | 0
814 | Commercial | CcoTgs317 | Geothermal Heat Pump | 4510.5227 | 2295.3627 | 85.6445 | 13966.3025 | 14918.7756 | 3558.0497 | 2381.0072 | 2781.6336 | 494.3195 | 538.8239 | 269.1595 | 4083.9365 | 11792.2421 | 0 | 11792.2421 | 417.2665 | 0 | 44145.7353 | 0 | 44145.7353 | 0 | 621807.4098 | 0
815 | Commercial | CgrNgs317 | Geothermal Heat Pump | 4395.9469 | 2237.0561 | 83.469 | 13611.5319 | 14539.8104 | 3467.6684 | 2320.5251 | 2710.9748 | 481.7629 | 525.1367 | 262.3224 | 3980.1967 | 5132.1437 | 0 | 5132.1437 | 417.2665 | 0 | 18047.5733 | 0 | 18047.5733 | 0 | 508564.9468 | 0
816 | Commercial | CgrTgs317 | Geothermal Heat Pump | 4395.9469 | 2237.0561 | 83.469 | 13611.5319 | 14539.8104 | 3467.6684 | 2320.5251 | 2710.9748 | 481.7629 | 525.1367 | 262.3224 | 3980.1967 | 5132.1437 | 0 | 5132.1437 | 417.2665 | 0 | 18047.5733 | 0 | 18047.5733 | 0 | 508564.9468 | 0
817 | Commercial | CheNgs317 | Geothermal Heat Pump | 4395.9469 | 2237.0561 | 83.469 | 13611.5319 | 14539.8104 | 3467.6684 | 2320.5251 | 2710.9748 | 481.7629 | 525.1367 | 262.3224 | 3980.1967 | 5132.1437 | 0 | 5132.1437 | 417.2665 | 0 | 18047.5733 | 0 | 18047.5733 | 0 | 129646.6017 | 0
818 | Commercial | CheTgs317 | Geothermal Heat Pump | 4395.9469 | 2237.0561 | 83.469 | 13611.5319 | 14539.8104 | 3467.6684 | 2320.5251 | 2710.9748 | 481.7629 | 525.1367 | 262.3224 | 3980.1967 | 5132.1437 | 0 | 5132.1437 | 417.2665 | 0 | 18047.5733 | 0 | 18047.5733 | 0 | 129646.6017 | 0
819 | Commercial | ChoNgs317 | Geothermal Heat Pump | 4510.5227 | 2295.3627 | 85.6445 | 13966.3025 | 14918.7756 | 3558.0497 | 2381.0072 | 2781.6336 | 494.3195 | 538.8239 | 269.1595 | 4083.9365 | 11792.2421 | 0 | 11792.2421 | 417.2665 | 0 | 44145.7353 | 0 | 44145.7353 | 0 | 334698.2203 | 0
820 | Commercial | ChoTgs317 | Geothermal Heat Pump | 4510.5227 | 2295.3627 | 85.6445 | 13966.3025 | 14918.7756 | 3558.0497 | 2381.0072 | 2781.6336 | 494.3195 | 538.8239 | 269.1595 | 4083.9365 | 11792.2421 | 0 | 11792.2421 | 417.2665 | 0 | 44145.7353 | 0 | 44145.7353 | 0 | 334698.2203 | 0
821 | Commercial | CinNgs317 | Geothermal Heat Pump | 4395.9469 | 2237.0561 | 83.469 | 13611.5319 | 14539.8104 | 3467.6684 | 2320.5251 | 2710.9748 | 481.7629 | 525.1367 | 262.3224 | 3980.1967 | 5132.1437 | 0 | 5132.1437 | 417.2665 | 0 | 18047.5733 | 0 | 18047.5733 | 0 | 521447.1002 | 0
822 | Commercial | CinTgs317 | Geothermal Heat Pump | 4395.9469 | 2237.0561 | 83.469 | 13611.5319 | 14539.8104 | 3467.6684 | 2320.5251 | 2710.9748 | 481.7629 | 525.1367 | 262.3224 | 3980.1967 | 5132.1437 | 0 | 5132.1437 | 417.2665 | 0 | 18047.5733 | 0 | 18047.5733 | 0 | 521447.1002 | 0
823 | Commercial | CloNgs317 | Geothermal Heat Pump | 4395.9469 | 2237.0561 | 83.469 | 13611.5319 | 14539.8104 | 3467.6684 | 2320.5251 | 2710.9748 | 481.7629 | 525.1367 | 262.3224 | 3980.1967 | 5132.1437 | 0 | 5132.1437 | 417.2665 | 0 | 18047.5733 | 0 | 18047.5733 | 0 | 170804.6326 | 0
824 | Commercial | CloTgs317 | Geothermal Heat Pump | 4395.9469 | 2237.0561 | 83.469 | 13611.5319 | 14539.8104 | 3467.6684 | 2320.5251 | 2710.9748 | 481.7629 | 525.1367 | 262.3224 | 3980.1967 | 5132.1437 | 0 | 5132.1437 | 417.2665 | 0 | 18047.5733 | 0 | 18047.5733 | 0 | 170804.6326 | 0
825 | Commercial | CmiNgs317 | Geothermal Heat Pump | 4395.9469 | 2237.0561 | 83.469 | 13611.5319 | 14539.8104 | 3467.6684 | 2320.5251 | 2710.9748 | 481.7629 | 525.1367 | 262.3224 | 3980.1967 | 5132.1437 | 0 | 5132.1437 | 417.2665 | 0 | 18047.5733 | 0 | 18047.5733 | 0 | 504853.4547 | 0
826 | Commercial | CmiTgs317 | Geothermal Heat Pump | 4395.9469 | 2237.0561 | 83.469 | 13611.5319 | 14539.8104 | 3467.6684 | 2320.5251 | 2710.9748 | 481.7629 | 525.1367 | 262.3224 | 3980.1967 | 5132.1437 | 0 | 5132.1437 | 417.2665 | 0 | 18047.5733 | 0 | 18047.5733 | 0 | 504853.4547 | 0
827 | Commercial | CofNgs317 | Geothermal Heat Pump | 4395.9469 | 2237.0561 | 83.469 | 13611.5319 | 14539.8104 | 3467.6684 | 2320.5251 | 2710.9748 | 481.7629 | 525.1367 | 262.3224 | 3980.1967 | 5132.1437 | 0 | 5132.1437 | 417.2665 | 0 | 18047.5733 | 0 | 18047.5733 | 0 | 250744.0953 | 0
828 | Commercial | CofTgs317 | Geothermal Heat Pump | 4395.9469 | 2237.0561 | 83.469 | 13611.5319 | 14539.8104 | 3467.6684 | 2320.5251 | 2710.9748 | 481.7629 | 525.1367 | 262.3224 | 3980.1967 | 5132.1437 | 0 | 5132.1437 | 417.2665 | 0 | 18047.5733 | 0 | 18047.5733 | 0 | 250744.0953 | 0
829 | Commercial | CreNgs317 | Geothermal Heat Pump | 4395.9469 | 2237.0561 | 83.469 | 13611.5319 | 14539.8104 | 3467.6684 | 2320.5251 | 2710.9748 | 481.7629 | 525.1367 | 262.3224 | 3980.1967 | 5132.1437 | 0 | 5132.1437 | 417.2665 | 0 | 18047.5733 | 0 | 18047.5733 | 0 | 173615.8844 | 0
830 | Commercial | CreTgs317 | Geothermal Heat Pump | 4395.9469 | 2237.0561 | 83.469 | 13611.5319 | 14539.8104 | 3467.6684 | 2320.5251 | 2710.9748 | 481.7629 | 525.1367 | 262.3224 | 3980.1967 | 5132.1437 | 0 | 5132.1437 | 417.2665 | 0 | 18047.5733 | 0 | 18047.5733 | 0 | 173615.8844 | 0
831 | Commercial | CrtNgs317 | Geothermal Heat Pump | 4395.9469 | 2237.0561 | 83.469 | 13611.5319 | 14539.8104 | 3467.6684 | 2320.5251 | 2710.9748 | 481.7629 | 525.1367 | 262.3224 | 3980.1967 | 5132.1437 | 0 | 5132.1437 | 417.2665 | 0 | 18047.5733 | 0 | 18047.5733 | 0 | 221692.609 | 0
832 | Commercial | CrtTgs317 | Geothermal Heat Pump | 4395.9469 | 2237.0561 | 83.469 | 13611.5319 | 14539.8104 | 3467.6684 | 2320.5251 | 2710.9748 | 481.7629 | 525.1367 | 262.3224 | 3980.1967 | 5132.1437 | 0 | 5132.1437 | 417.2665 | 0 | 18047.5733 | 0 | 18047.5733 | 0 | 221692.609 | 0
833 | Commercial | CscNgs317 | Geothermal Heat Pump | 4395.9469 | 2237.0561 | 83.469 | 13611.5319 | 14539.8104 | 3467.6684 | 2320.5251 | 2710.9748 | 481.7629 | 525.1367 | 262.3224 | 3980.1967 | 5132.1437 | 0 | 5132.1437 | 417.2665 | 0 | 18047.5733 | 0 | 18047.5733 | 0 | 254983.5206 | 0
834 | Commercial | CscTgs317 | Geothermal Heat Pump | 4395.9469 | 2237.0561 | 83.469 | 13611.5319 | 14539.8104 | 3467.6684 | 2320.5251 | 2710.9748 | 481.7629 | 525.1367 | 262.3224 | 3980.1967 | 5132.1437 | 0 | 5132.1437 | 417.2665 | 0 | 18047.5733 | 0 | 18047.5733 | 0 | 254983.5206 | 0
835 | Commercial | CwaNgs317 | Geothermal Heat Pump | 4395.9469 | 2237.0561 | 83.469 | 13611.5319 | 14539.8104 | 3467.6684 | 2320.5251 | 2710.9748 | 481.7629 | 525.1367 | 262.3224 | 3980.1967 | 5132.1437 | 0 | 5132.1437 | 417.2665 | 0 | 18047.5733 | 0 | 18047.5733 | 0 | 1159994.9867 | 0
836 | Commercial | CwaTgs317 | Geothermal Heat Pump | 4395.9469 | 2237.0561 | 83.469 | 13611.5319 | 14539.8104 | 3467.6684 | 2320.5251 | 2710.9748 | 481.7629 | 525.1367 | 262.3224 | 3980.1967 | 5132.1437 | 0 | 5132.1437 | 417.2665 | 0 | 18047.5733 | 0 | 18047.5733 | 0 | 1159994.9867 | 0
837 | Commercial | CofEgs318 | Duct Insulation | 5339.4359 | 2717.1888 | 101.3837 | 16532.9347 | 17660.4468 | 4211.9238 | 2818.5725 | 3292.8233 | 585.1622 | 637.8452 | 318.6238 | 4834.4545 | 7886.2719 | 0 | 7886.2719 | 721.5234 | 0 | 28569.1508 | 0 | 28569.1508 | 0 | 145150.6019 | 0
838 | Commercial | CreEgs318 | Duct Insulation | 5339.4359 | 2717.1888 | 101.3837 | 16532.9347 | 17660.4468 | 4211.9238 | 2818.5725 | 3292.8233 | 585.1622 | 637.8452 | 318.6238 | 4834.4545 | 7886.2719 | 0 | 7886.2719 | 721.5234 | 0 | 28569.1508 | 0 | 28569.1508 | 0 | 63338.7668 | 0
839 | Commercial | CrtEgs318 | Duct Insulation | 5339.4359 | 2717.1888 | 101.3837 | 16532.9347 | 17660.4468 | 4211.9238 | 2818.5725 | 3292.8233 | 585.1622 | 637.8452 | 318.6238 | 4834.4545 | 7886.2719 | 0 | 7886.2719 | 721.5234 | 0 | 28569.1508 | 0 | 28569.1508 | 0 | 326691.2396 | 0
840 | Commercial | CasEgs320 | Dedicated Outdoor Air System on VRF unit | 4574.4129 | 2327.8758 | 86.8576 | 14124.8306 | 15088.115 | 3611.1285 | 2414.7334 | 2819.8256 | 501.2893 | 546.2219 | 272.9546 | 4140.2914 | 4626.0861 | 0 | 4626.0861 | 721.5234 | 0 | 16123.4949 | 0 | 16123.4949 | 0 | 18493.2473 | 0
841 | Commercial | CasNgs320 | Dedicated Outdoor Air System on VRF unit | 4574.4129 | 2327.8758 | 86.8576 | 14124.8306 | 15088.115 | 3611.1285 | 2414.7334 | 2819.8256 | 501.2893 | 546.2219 | 272.9546 | 4140.2914 | 4626.0861 | 0 | 4626.0861 | 721.5234 | 0 | 16123.4949 | 0 | 16123.4949 | 0 | 18493.2473 | 0
842 | Commercial | CcoEgs320 | Dedicated Outdoor Air System on VRF unit | 4385.2962 | 2231.6361 | 83.2668 | 13540.8778 | 14464.3378 | 3461.8362 | 2314.9028 | 2703.2476 | 480.5649 | 523.6398 | 261.67 | 3969.1223 | 6487.0902 | 0 | 6487.0902 | 721.5234 | 0 | 23121.235 | 0 | 23121.235 | 0 | 23928.9797 | 0
843 | Commercial | CcoNgs320 | Dedicated Outdoor Air System on VRF unit | 4385.2962 | 2231.6361 | 83.2668 | 13540.8778 | 14464.3378 | 3461.8362 | 2314.9028 | 2703.2476 | 480.5649 | 523.6398 | 261.67 | 3969.1223 | 6487.0902 | 0 | 6487.0902 | 721.5234 | 0 | 23121.235 | 0 | 23121.235 | 0 | 23928.9797 | 0
844 | Commercial | CgrEgs320 | Dedicated Outdoor Air System on VRF unit | 4574.4129 | 2327.8758 | 86.8576 | 14124.8306 | 15088.115 | 3611.1285 | 2414.7334 | 2819.8256 | 501.2893 | 546.2219 | 272.9546 | 4140.2914 | 4639.2541 | 0 | 4639.2541 | 721.5234 | 0 | 16169.3899 | 0 | 16169.3899 | 0 | 32842.5444 | 0
845 | Commercial | CgrNgs320 | Dedicated Outdoor Air System on VRF unit | 4574.4129 | 2327.8758 | 86.8576 | 14124.8306 | 15088.115 | 3611.1285 | 2414.7334 | 2819.8256 | 501.2893 | 546.2219 | 272.9546 | 4140.2914 | 4639.2541 | 0 | 4639.2541 | 721.5234 | 0 | 16169.3899 | 0 | 16169.3899 | 0 | 32842.5444 | 0
846 | Commercial | CinEgs320 | Dedicated Outdoor Air System on VRF unit | 4574.4129 | 2327.8758 | 86.8576 | 14124.8306 | 15088.115 | 3611.1285 | 2414.7334 | 2819.8256 | 501.2893 | 546.2219 | 272.9546 | 4140.2914 | 4630.0037 | 0 | 4630.0037 | 721.5234 | 0 | 16137.1491 | 0 | 16137.1491 | 0 | 34044.8153 | 0
847 | Commercial | CinNgs320 | Dedicated Outdoor Air System on VRF unit | 4574.4129 | 2327.8758 | 86.8576 | 14124.8306 | 15088.115 | 3611.1285 | 2414.7334 | 2819.8256 | 501.2893 | 546.2219 | 272.9546 | 4140.2914 | 4630.0037 | 0 | 4630.0037 | 721.5234 | 0 | 16137.1491 | 0 | 16137.1491 | 0 | 34044.8153 | 0
848 | Commercial | CmiEgs320 | Dedicated Outdoor Air System on VRF unit | 4574.4129 | 2327.8758 | 86.8576 | 14124.8306 | 15088.115 | 3611.1285 | 2414.7334 | 2819.8256 | 501.2893 | 546.2219 | 272.9546 | 4140.2914 | 4626.0111 | 0 | 4626.0111 | 721.5234 | 0 | 16123.2334 | 0 | 16123.2334 | 0 | 33114.0538 | 0
849 | Commercial | CmiNgs320 | Dedicated Outdoor Air System on VRF unit | 4574.4129 | 2327.8758 | 86.8576 | 14124.8306 | 15088.115 | 3611.1285 | 2414.7334 | 2819.8256 | 501.2893 | 546.2219 | 272.9546 | 4140.2914 | 4626.0111 | 0 | 4626.0111 | 721.5234 | 0 | 16123.2334 | 0 | 16123.2334 | 0 | 33114.0538 | 0
850 | Commercial | CofEgs320 | Dedicated Outdoor Air System on VRF unit | 4574.4129 | 2327.8758 | 86.8576 | 14124.8306 | 15088.115 | 3611.1285 | 2414.7334 | 2819.8256 | 501.2893 | 546.2219 | 272.9546 | 4140.2914 | 4622.9644 | 0 | 4622.9644 | 721.5234 | 0 | 16112.6147 | 0 | 16112.6147 | 0 | 16504.0737 | 0
851 | Commercial | CofNgs320 | Dedicated Outdoor Air System on VRF unit | 4574.4129 | 2327.8758 | 86.8576 | 14124.8306 | 15088.115 | 3611.1285 | 2414.7334 | 2819.8256 | 501.2893 | 546.2219 | 272.9546 | 4140.2914 | 4622.9644 | 0 | 4622.9644 | 721.5234 | 0 | 16112.6147 | 0 | 16112.6147 | 0 | 16504.0737 | 0
852 | Commercial | CscEgs320 | Dedicated Outdoor Air System on VRF unit | 4574.4129 | 2327.8758 | 86.8576 | 14124.8306 | 15088.115 | 3611.1285 | 2414.7334 | 2819.8256 | 501.2893 | 546.2219 | 272.9546 | 4140.2914 | 4631.9713 | 0 | 4631.9713 | 721.5234 | 0 | 16144.0065 | 0 | 16144.0065 | 0 | 16609.4165 | 0
853 | Commercial | CscNgs320 | Dedicated Outdoor Air System on VRF unit | 4574.4129 | 2327.8758 | 86.8576 | 14124.8306 | 15088.115 | 3611.1285 | 2414.7334 | 2819.8256 | 501.2893 | 546.2219 | 272.9546 | 4140.2914 | 4631.9713 | 0 | 4631.9713 | 721.5234 | 0 | 16144.0065 | 0 | 16144.0065 | 0 | 16609.4165 | 0
854 | Commercial | CwaEgs320 | Dedicated Outdoor Air System on VRF unit | 4574.4129 | 2327.8758 | 86.8576 | 14124.8306 | 15088.115 | 3611.1285 | 2414.7334 | 2819.8256 | 501.2893 | 546.2219 | 272.9546 | 4140.2914 | 4634.1388 | 0 | 4634.1388 | 721.5234 | 0 | 16151.5613 | 0 | 16151.5613 | 0 | 75368.7252 | 0
855 | Commercial | CwaNgs320 | Dedicated Outdoor Air System on VRF unit | 4574.4129 | 2327.8758 | 86.8576 | 14124.8306 | 15088.115 | 3611.1285 | 2414.7334 | 2819.8256 | 501.2893 | 546.2219 | 272.9546 | 4140.2914 | 4634.1388 | 0 | 4634.1388 | 721.5234 | 0 | 16151.5613 | 0 | 16151.5613 | 0 | 75368.7252 | 0
856 | Commercial | CasNgs324 | Variable Refrigerant Flow (VRF) HVAC Systems | 4801.978 | 2443.6815 | 91.1786 | 14124.8306 | 15088.115 | 3838.6936 | 2534.8601 | 2937.6159 | 525.6291 | 569.0372 | 286.2077 | 4318.49 | 7101.0201 | 0 | 7101.0201 | 660.672 | 0 | 25506.0444 | 0 | 25506.0444 | 0 | 28774.5438 | 0
857 | Commercial | CasTgs324 | Variable Refrigerant Flow (VRF) HVAC Systems | 4801.978 | 2443.6815 | 91.1786 | 14124.8306 | 15088.115 | 3838.6936 | 2534.8601 | 2937.6159 | 525.6291 | 569.0372 | 286.2077 | 4318.49 | 7101.0201 | 0 | 7101.0201 | 660.672 | 0 | 25506.0444 | 0 | 25506.0444 | 0 | 28774.5438 | 0
858 | Commercial | CcoNgs324 | Variable Refrigerant Flow (VRF) HVAC Systems | 4603.4532 | 2342.6541 | 87.4091 | 13540.8778 | 14464.3378 | 3679.9932 | 2430.0632 | 2816.1682 | 503.8984 | 545.5119 | 274.3752 | 4139.9538 | 9886.1631 | 0 | 9886.1631 | 660.672 | 0 | 36580.9199 | 0 | 36580.9199 | 0 | 37248.288 | 0
859 | Commercial | CcoTgs324 | Variable Refrigerant Flow (VRF) HVAC Systems | 4603.4532 | 2342.6541 | 87.4091 | 13540.8778 | 14464.3378 | 3679.9932 | 2430.0632 | 2816.1682 | 503.8984 | 545.5119 | 274.3752 | 4139.9538 | 9886.1631 | 0 | 9886.1631 | 660.672 | 0 | 36580.9199 | 0 | 36580.9199 | 0 | 37248.288 | 0
860 | Commercial | CgrNgs324 | Variable Refrigerant Flow (VRF) HVAC Systems | 4801.978 | 2443.6815 | 91.1786 | 14124.8306 | 15088.115 | 3838.6936 | 2534.8601 | 2937.6159 | 525.6291 | 569.0372 | 286.2077 | 4318.49 | 7101.0201 | 0 | 7101.0201 | 660.672 | 0 | 25506.0444 | 0 | 25506.0444 | 0 | 50643.6668 | 0
861 | Commercial | CgrTgs324 | Variable Refrigerant Flow (VRF) HVAC Systems | 4801.978 | 2443.6815 | 91.1786 | 14124.8306 | 15088.115 | 3838.6936 | 2534.8601 | 2937.6159 | 525.6291 | 569.0372 | 286.2077 | 4318.49 | 7101.0201 | 0 | 7101.0201 | 660.672 | 0 | 25506.0444 | 0 | 25506.0444 | 0 | 50643.6668 | 0
862 | Commercial | CinNgs324 | Variable Refrigerant Flow (VRF) HVAC Systems | 4801.978 | 2443.6815 | 91.1786 | 14124.8306 | 15088.115 | 3838.6936 | 2534.8601 | 2937.6159 | 525.6291 | 569.0372 | 286.2077 | 4318.49 | 7101.0201 | 0 | 7101.0201 | 660.672 | 0 | 25506.0444 | 0 | 25506.0444 | 0 | 52831.3364 | 0
863 | Commercial | CinTgs324 | Variable Refrigerant Flow (VRF) HVAC Systems | 4801.978 | 2443.6815 | 91.1786 | 14124.8306 | 15088.115 | 3838.6936 | 2534.8601 | 2937.6159 | 525.6291 | 569.0372 | 286.2077 | 4318.49 | 7101.0201 | 0 | 7101.0201 | 660.672 | 0 | 25506.0444 | 0 | 25506.0444 | 0 | 52831.3364 | 0
864 | Commercial | CloNgs324 | Variable Refrigerant Flow (VRF) HVAC Systems | 4603.4532 | 2342.6541 | 87.4091 | 13540.8778 | 14464.3378 | 3679.9932 | 2430.0632 | 2816.1682 | 503.8984 | 545.5119 | 274.3752 | 4139.9538 | 9886.1631 | 0 | 9886.1631 | 660.672 | 0 | 36580.9199 | 0 | 36580.9199 | 0 | 25105.1926 | 0
865 | Commercial | CloTgs324 | Variable Refrigerant Flow (VRF) HVAC Systems | 4603.4532 | 2342.6541 | 87.4091 | 13540.8778 | 14464.3378 | 3679.9932 | 2430.0632 | 2816.1682 | 503.8984 | 545.5119 | 274.3752 | 4139.9538 | 9886.1631 | 0 | 9886.1631 | 660.672 | 0 | 36580.9199 | 0 | 36580.9199 | 0 | 25105.1926 | 0
866 | Commercial | CmiNgs324 | Variable Refrigerant Flow (VRF) HVAC Systems | 4801.978 | 2443.6815 | 91.1786 | 14124.8306 | 15088.115 | 3838.6936 | 2534.8601 | 2937.6159 | 525.6291 | 569.0372 | 286.2077 | 4318.49 | 7101.0201 | 0 | 7101.0201 | 660.672 | 0 | 25506.0444 | 0 | 25506.0444 | 0 | 51526.3937 | 0
867 | Commercial | CmiTgs324 | Variable Refrigerant Flow (VRF) HVAC Systems | 4801.978 | 2443.6815 | 91.1786 | 14124.8306 | 15088.115 | 3838.6936 | 2534.8601 | 2937.6159 | 525.6291 | 569.0372 | 286.2077 | 4318.49 | 7101.0201 | 0 | 7101.0201 | 660.672 | 0 | 25506.0444 | 0 | 25506.0444 | 0 | 51526.3937 | 0
868 | Commercial | CofNgs324 | Variable Refrigerant Flow (VRF) HVAC Systems | 4801.978 | 2443.6815 | 91.1786 | 14124.8306 | 15088.115 | 3838.6936 | 2534.8601 | 2937.6159 | 525.6291 | 569.0372 | 286.2077 | 4318.49 | 7101.0201 | 0 | 7101.0201 | 660.672 | 0 | 25506.0444 | 0 | 25506.0444 | 0 | 25733.6859 | 0
869 | Commercial | CofTgs324 | Variable Refrigerant Flow (VRF) HVAC Systems | 4801.978 | 2443.6815 | 91.1786 | 14124.8306 | 15088.115 | 3838.6936 | 2534.8601 | 2937.6159 | 525.6291 | 569.0372 | 286.2077 | 4318.49 | 7101.0201 | 0 | 7101.0201 | 660.672 | 0 | 25506.0444 | 0 | 25506.0444 | 0 | 25733.6859 | 0
870 | Commercial | CrtNgs324 | Variable Refrigerant Flow (VRF) HVAC Systems | 4801.978 | 2443.6815 | 91.1786 | 14124.8306 | 15088.115 | 3838.6936 | 2534.8601 | 2937.6159 | 525.6291 | 569.0372 | 286.2077 | 4318.49 | 7101.0201 | 0 | 7101.0201 | 660.672 | 0 | 25506.0444 | 0 | 25506.0444 | 0 | 22407.4005 | 0
871 | Commercial | CrtTgs324 | Variable Refrigerant Flow (VRF) HVAC Systems | 4801.978 | 2443.6815 | 91.1786 | 14124.8306 | 15088.115 | 3838.6936 | 2534.8601 | 2937.6159 | 525.6291 | 569.0372 | 286.2077 | 4318.49 | 7101.0201 | 0 | 7101.0201 | 660.672 | 0 | 25506.0444 | 0 | 25506.0444 | 0 | 22407.4005 | 0
872 | Commercial | CscNgs324 | Variable Refrigerant Flow (VRF) HVAC Systems | 4801.978 | 2443.6815 | 91.1786 | 14124.8306 | 15088.115 | 3838.6936 | 2534.8601 | 2937.6159 | 525.6291 | 569.0372 | 286.2077 | 4318.49 | 7101.0201 | 0 | 7101.0201 | 660.672 | 0 | 25506.0444 | 0 | 25506.0444 | 0 | 25740.2375 | 0
873 | Commercial | CscTgs324 | Variable Refrigerant Flow (VRF) HVAC Systems | 4801.978 | 2443.6815 | 91.1786 | 14124.8306 | 15088.115 | 3838.6936 | 2534.8601 | 2937.6159 | 525.6291 | 569.0372 | 286.2077 | 4318.49 | 7101.0201 | 0 | 7101.0201 | 660.672 | 0 | 25506.0444 | 0 | 25506.0444 | 0 | 25740.2375 | 0
874 | Commercial | CwaNgs324 | Variable Refrigerant Flow (VRF) HVAC Systems | 4801.978 | 2443.6815 | 91.1786 | 14124.8306 | 15088.115 | 3838.6936 | 2534.8601 | 2937.6159 | 525.6291 | 569.0372 | 286.2077 | 4318.49 | 7101.0201 | 0 | 7101.0201 | 660.672 | 0 | 25506.0444 | 0 | 25506.0444 | 0 | 116628.8485 | 0
875 | Commercial | CwaTgs324 | Variable Refrigerant Flow (VRF) HVAC Systems | 4801.978 | 2443.6815 | 91.1786 | 14124.8306 | 15088.115 | 3838.6936 | 2534.8601 | 2937.6159 | 525.6291 | 569.0372 | 286.2077 | 4318.49 | 7101.0201 | 0 | 7101.0201 | 660.672 | 0 | 25506.0444 | 0 | 25506.0444 | 0 | 116628.8485 | 0
876 | Commercial | CasEgs325 | Air Curtains | 4211.495 | 2143.1902 | 79.9667 | 12569.3806 | 13426.5865 | 3354.2891 | 2223.1569 | 2582.3486 | 461.153 | 500.2198 | 251.1002 | 3794.8216 | 14161.9166 | 0 | 14161.9166 | 1062.9568 | 0 | 53682.1688 | 0 | 53682.1688 | 0 | 4295189.3654 | 0
877 | Commercial | CasNgs325 | Air Curtains | 4211.495 | 2143.1902 | 79.9667 | 12569.3806 | 13426.5865 | 3354.2891 | 2223.1569 | 2582.3486 | 461.153 | 500.2198 | 251.1002 | 3794.8216 | 14161.9166 | 0 | 14161.9166 | 1062.9568 | 0 | 53682.1688 | 0 | 53682.1688 | 0 | 4295189.3654 | 0
878 | Commercial | CcoEgs325 | Air Curtains | 4609.9683 | 2345.9696 | 87.5328 | 13758.6408 | 14696.9518 | 3671.6574 | 2433.5024 | 2826.6792 | 504.7853 | 547.5484 | 274.8582 | 4153.8712 | 15665.2541 | 0 | 15665.2541 | 1062.9568 | 0 | 59860.9332 | 0 | 59860.9332 | 0 | 4789561.2967 | 0
879 | Commercial | CcoNgs325 | Air Curtains | 4609.9683 | 2345.9696 | 87.5328 | 13758.6408 | 14696.9518 | 3671.6574 | 2433.5024 | 2826.6792 | 504.7853 | 547.5484 | 274.8582 | 4153.8712 | 15665.2541 | 0 | 15665.2541 | 1062.9568 | 0 | 59860.9332 | 0 | 59860.9332 | 0 | 4789561.2967 | 0
880 | Commercial | CgrEgs325 | Air Curtains | 4211.495 | 2143.1902 | 79.9667 | 12569.3806 | 13426.5865 | 3354.2891 | 2223.1569 | 2582.3486 | 461.153 | 500.2198 | 251.1002 | 3794.8216 | 14161.9166 | 0 | 14161.9166 | 1062.9568 | 0 | 53682.1688 | 0 | 53682.1688 | 0 | 4295189.3654 | 0
881 | Commercial | CgrNgs325 | Air Curtains | 4211.495 | 2143.1902 | 79.9667 | 12569.3806 | 13426.5865 | 3354.2891 | 2223.1569 | 2582.3486 | 461.153 | 500.2198 | 251.1002 | 3794.8216 | 14161.9166 | 0 | 14161.9166 | 1062.9568 | 0 | 53682.1688 | 0 | 53682.1688 | 0 | 4295189.3654 | 0
882 | Commercial | CheEgs325 | Air Curtains | 4609.9683 | 2345.9696 | 87.5328 | 13758.6408 | 14696.9518 | 3671.6574 | 2433.5024 | 2826.6792 | 504.7853 | 547.5484 | 274.8582 | 4153.8712 | 15665.2541 | 0 | 15665.2541 | 1062.9568 | 0 | 59860.9332 | 0 | 59860.9332 | 0 | 4789561.2967 | 0
883 | Commercial | CheNgs325 | Air Curtains | 4609.9683 | 2345.9696 | 87.5328 | 13758.6408 | 14696.9518 | 3671.6574 | 2433.5024 | 2826.6792 | 504.7853 | 547.5484 | 274.8582 | 4153.8712 | 15665.2541 | 0 | 15665.2541 | 1062.9568 | 0 | 59860.9332 | 0 | 59860.9332 | 0 | 4789561.2967 | 0
884 | Commercial | ChoEgs325 | Air Curtains | 4609.9683 | 2345.9696 | 87.5328 | 13758.6408 | 14696.9518 | 3671.6574 | 2433.5024 | 2826.6792 | 504.7853 | 547.5484 | 274.8582 | 4153.8712 | 15665.2541 | 0 | 15665.2541 | 1062.9568 | 0 | 59860.9332 | 0 | 59860.9332 | 0 | 4789561.2967 | 0
885 | Commercial | ChoNgs325 | Air Curtains | 4609.9683 | 2345.9696 | 87.5328 | 13758.6408 | 14696.9518 | 3671.6574 | 2433.5024 | 2826.6792 | 504.7853 | 547.5484 | 274.8582 | 4153.8712 | 15665.2541 | 0 | 15665.2541 | 1062.9568 | 0 | 59860.9332 | 0 | 59860.9332 | 0 | 4789561.2967 | 0
886 | Commercial | CloEgs325 | Air Curtains | 4609.9683 | 2345.9696 | 87.5328 | 13758.6408 | 14696.9518 | 3671.6574 | 2433.5024 | 2826.6792 | 504.7853 | 547.5484 | 274.8582 | 4153.8712 | 15665.2541 | 0 | 15665.2541 | 1062.9568 | 0 | 59860.9332 | 0 | 59860.9332 | 0 | 4789561.2967 | 0
887 | Commercial | CloNgs325 | Air Curtains | 4609.9683 | 2345.9696 | 87.5328 | 13758.6408 | 14696.9518 | 3671.6574 | 2433.5024 | 2826.6792 | 504.7853 | 547.5484 | 274.8582 | 4153.8712 | 15665.2541 | 0 | 15665.2541 | 1062.9568 | 0 | 59860.9332 | 0 | 59860.9332 | 0 | 4789561.2967 | 0
888 | Commercial | CreEgs325 | Air Curtains | 4609.9683 | 2345.9696 | 87.5328 | 13758.6408 | 14696.9518 | 3671.6574 | 2433.5024 | 2826.6792 | 504.7853 | 547.5484 | 274.8582 | 4153.8712 | 15665.2541 | 0 | 15665.2541 | 1062.9568 | 0 | 59860.9332 | 0 | 59860.9332 | 0 | 4789561.2967 | 0
889 | Commercial | CreNgs325 | Air Curtains | 4609.9683 | 2345.9696 | 87.5328 | 13758.6408 | 14696.9518 | 3671.6574 | 2433.5024 | 2826.6792 | 504.7853 | 547.5484 | 274.8582 | 4153.8712 | 15665.2541 | 0 | 15665.2541 | 1062.9568 | 0 | 59860.9332 | 0 | 59860.9332 | 0 | 4789561.2967 | 0
890 | Commercial | CrtEgs325 | Air Curtains | 4211.495 | 2143.1902 | 79.9667 | 12569.3806 | 13426.5865 | 3354.2891 | 2223.1569 | 2582.3486 | 461.153 | 500.2198 | 251.1002 | 3794.8216 | 14161.9166 | 0 | 14161.9166 | 1062.9568 | 0 | 53682.1688 | 0 | 53682.1688 | 0 | 4295189.3654 | 0
891 | Commercial | CrtNgs325 | Air Curtains | 4211.495 | 2143.1902 | 79.9667 | 12569.3806 | 13426.5865 | 3354.2891 | 2223.1569 | 2582.3486 | 461.153 | 500.2198 | 251.1002 | 3794.8216 | 14161.9166 | 0 | 14161.9166 | 1062.9568 | 0 | 53682.1688 | 0 | 53682.1688 | 0 | 4295189.3654 | 0
892 | Commercial | CscEgs325 | Air Curtains | 4609.9683 | 2345.9696 | 87.5328 | 13758.6408 | 14696.9518 | 3671.6574 | 2433.5024 | 2826.6792 | 504.7853 | 547.5484 | 274.8582 | 4153.8712 | 15665.2541 | 0 | 15665.2541 | 1062.9568 | 0 | 59860.9332 | 0 | 59860.9332 | 0 | 4789561.2967 | 0
893 | Commercial | CscNgs325 | Air Curtains | 4609.9683 | 2345.9696 | 87.5328 | 13758.6408 | 14696.9518 | 3671.6574 | 2433.5024 | 2826.6792 | 504.7853 | 547.5484 | 274.8582 | 4153.8712 | 15665.2541 | 0 | 15665.2541 | 1062.9568 | 0 | 59860.9332 | 0 | 59860.9332 | 0 | 4789561.2967 | 0
894 | Commercial | CasEgs328 | Demand Controlled Ventilation | 7717.4045 | 3927.3147 | 146.5359 | 23896.0342 | 25525.6945 | 6087.7441 | 4073.8505 | 4759.3134 | 845.7698 | 921.9157 | 460.526 | 6987.5248 | 4600.6374 | 0 | 4600.6374 | 981.7856 | 0 | 16034.7973 | 0 | 16034.7973 | 0 | 39176.0141 | 0
895 | Commercial | CasNgs328 | Demand Controlled Ventilation | 7717.4045 | 3927.3147 | 146.5359 | 23896.0342 | 25525.6945 | 6087.7441 | 4073.8505 | 4759.3134 | 845.7698 | 921.9157 | 460.526 | 6987.5248 | 4600.6374 | 0 | 4600.6374 | 981.7856 | 0 | 16034.7973 | 0 | 16034.7973 | 0 | 39176.0141 | 0
896 | Commercial | CgrEgs328 | Demand Controlled Ventilation | 7717.4045 | 3927.3147 | 146.5359 | 23896.0342 | 25525.6945 | 6087.7441 | 4073.8505 | 4759.3134 | 845.7698 | 921.9157 | 460.526 | 6987.5248 | 4600.6374 | 0 | 4600.6374 | 981.7856 | 0 | 16034.7973 | 0 | 16034.7973 | 0 | 86241.4585 | 0
897 | Commercial | CgrNgs328 | Demand Controlled Ventilation | 7717.4045 | 3927.3147 | 146.5359 | 23896.0342 | 25525.6945 | 6087.7441 | 4073.8505 | 4759.3134 | 845.7698 | 921.9157 | 460.526 | 6987.5248 | 4600.6374 | 0 | 4600.6374 | 981.7856 | 0 | 16034.7973 | 0 | 16034.7973 | 0 | 86241.4585 | 0
898 | Commercial | CloEgs328 | Demand Controlled Ventilation | 7717.4045 | 3927.3147 | 146.5359 | 23896.0342 | 25525.6945 | 6087.7441 | 4073.8505 | 4759.3134 | 845.7698 | 921.9157 | 460.526 | 6987.5248 | 4600.6374 | 0 | 4600.6374 | 981.7856 | 0 | 16034.7973 | 0 | 16034.7973 | 0 | 24040.2044 | 0
899 | Commercial | CloNgs328 | Demand Controlled Ventilation | 7717.4045 | 3927.3147 | 146.5359 | 23896.0342 | 25525.6945 | 6087.7441 | 4073.8505 | 4759.3134 | 845.7698 | 921.9157 | 460.526 | 6987.5248 | 4600.6374 | 0 | 4600.6374 | 981.7856 | 0 | 16034.7973 | 0 | 16034.7973 | 0 | 24040.2044 | 0
900 | Commercial | CmiEgs328 | Demand Controlled Ventilation | 7717.4045 | 3927.3147 | 146.5359 | 23896.0342 | 25525.6945 | 6087.7441 | 4073.8505 | 4759.3134 | 845.7698 | 921.9157 | 460.526 | 6987.5248 | 4600.6374 | 0 | 4600.6374 | 981.7856 | 0 | 16034.7973 | 0 | 16034.7973 | 0 | 26500.5004 | 0
901 | Commercial | CmiNgs328 | Demand Controlled Ventilation | 7717.4045 | 3927.3147 | 146.5359 | 23896.0342 | 25525.6945 | 6087.7441 | 4073.8505 | 4759.3134 | 845.7698 | 921.9157 | 460.526 | 6987.5248 | 4600.6374 | 0 | 4600.6374 | 981.7856 | 0 | 16034.7973 | 0 | 16034.7973 | 0 | 26500.5004 | 0
902 | Commercial | CofEgs328 | Demand Controlled Ventilation | 7717.4045 | 3927.3147 | 146.5359 | 23896.0342 | 25525.6945 | 6087.7441 | 4073.8505 | 4759.3134 | 845.7698 | 921.9157 | 460.526 | 6987.5248 | 4600.6374 | 0 | 4600.6374 | 981.7856 | 0 | 16034.7973 | 0 | 16034.7973 | 0 | 25293.6684 | 0
903 | Commercial | CofNgs328 | Demand Controlled Ventilation | 7717.4045 | 3927.3147 | 146.5359 | 23896.0342 | 25525.6945 | 6087.7441 | 4073.8505 | 4759.3134 | 845.7698 | 921.9157 | 460.526 | 6987.5248 | 4600.6374 | 0 | 4600.6374 | 981.7856 | 0 | 16034.7973 | 0 | 16034.7973 | 0 | 25293.6684 | 0
904 | Commercial | CreEgs328 | Demand Controlled Ventilation | 7717.4045 | 3927.3147 | 146.5359 | 23896.0342 | 25525.6945 | 6087.7441 | 4073.8505 | 4759.3134 | 845.7698 | 921.9157 | 460.526 | 6987.5248 | 4600.6374 | 0 | 4600.6374 | 981.7856 | 0 | 16034.7973 | 0 | 16034.7973 | 0 | 79992.215 | 0
905 | Commercial | CreNgs328 | Demand Controlled Ventilation | 7717.4045 | 3927.3147 | 146.5359 | 23896.0342 | 25525.6945 | 6087.7441 | 4073.8505 | 4759.3134 | 845.7698 | 921.9157 | 460.526 | 6987.5248 | 4600.6374 | 0 | 4600.6374 | 981.7856 | 0 | 16034.7973 | 0 | 16034.7973 | 0 | 79992.215 | 0
906 | Commercial | CrtEgs328 | Demand Controlled Ventilation | 7717.4045 | 3927.3147 | 146.5359 | 23896.0342 | 25525.6945 | 6087.7441 | 4073.8505 | 4759.3134 | 845.7698 | 921.9157 | 460.526 | 6987.5248 | 4600.6374 | 0 | 4600.6374 | 981.7856 | 0 | 16034.7973 | 0 | 16034.7973 | 0 | 35752.6127 | 0
907 | Commercial | CrtNgs328 | Demand Controlled Ventilation | 7717.4045 | 3927.3147 | 146.5359 | 23896.0342 | 25525.6945 | 6087.7441 | 4073.8505 | 4759.3134 | 845.7698 | 921.9157 | 460.526 | 6987.5248 | 4600.6374 | 0 | 4600.6374 | 981.7856 | 0 | 16034.7973 | 0 | 16034.7973 | 0 | 35752.6127 | 0
908 | Commercial | CwaEgs328 | Demand Controlled Ventilation | 7717.4045 | 3927.3147 | 146.5359 | 23896.0342 | 25525.6945 | 6087.7441 | 4073.8505 | 4759.3134 | 845.7698 | 921.9157 | 460.526 | 6987.5248 | 4600.6374 | 0 | 4600.6374 | 981.7856 | 0 | 16034.7973 | 0 | 16034.7973 | 0 | 96304.8128 | 0
909 | Commercial | CwaNgs328 | Demand Controlled Ventilation | 7717.4045 | 3927.3147 | 146.5359 | 23896.0342 | 25525.6945 | 6087.7441 | 4073.8505 | 4759.3134 | 845.7698 | 921.9157 | 460.526 | 6987.5248 | 4600.6374 | 0 | 4600.6374 | 981.7856 | 0 | 16034.7973 | 0 | 16034.7973 | 0 | 96304.8128 | 0
910 | Commercial | CwaEgs326 | Destratification Fans | 22.9243 | 11.666 | 0.43528 | 70.9823 | 75.8232 | 18.0834 | 12.1012 | 14.1374 | 2.5123 | 2.7385 | 1.368 | 20.7562 | 332.8119 | 0 | 332.8119 | 981.7856 | 0 | 1286.3172 | 0 | 1286.3172 | 0 | 80435.4463 | 0
911 | Commercial | CwaNgs326 | Destratification Fans | 22.9243 | 11.666 | 0.43528 | 70.9823 | 75.8232 | 18.0834 | 12.1012 | 14.1374 | 2.5123 | 2.7385 | 1.368 | 20.7562 | 332.8119 | 0 | 332.8119 | 981.7856 | 0 | 1286.3172 | 0 | 1286.3172 | 0 | 80435.4463 | 0
912 | Commercial | CasEgs327 | Energy Recovery Ventilation System (ERV) | 5909.7709 | 3007.4269 | 112.213 | 18248.137 | 19492.6223 | 4665.2855 | 3119.64 | 3642.9863 | 647.6252 | 705.6744 | 352.6353 | 5348.9211 | 3427.6369 | 0 | 3427.6369 | 721.5234 | 0 | 11773.8565 | 0 | 11773.8565 | 0 | 194086.7163 | 0
913 | Commercial | CasNgs327 | Energy Recovery Ventilation System (ERV) | 5909.7709 | 3007.4269 | 112.213 | 18248.137 | 19492.6223 | 4665.2855 | 3119.64 | 3642.9863 | 647.6252 | 705.6744 | 352.6353 | 5348.9211 | 3427.6369 | 0 | 3427.6369 | 721.5234 | 0 | 11773.8565 | 0 | 11773.8565 | 0 | 194086.7163 | 0
914 | Commercial | CcoEgs327 | Energy Recovery Ventilation System (ERV) | 5909.7709 | 3007.4269 | 112.213 | 18248.137 | 19492.6223 | 4665.2855 | 3119.64 | 3642.9863 | 647.6252 | 705.6744 | 352.6353 | 5348.9211 | 3427.6369 | 0 | 3427.6369 | 721.5234 | 0 | 11773.8565 | 0 | 11773.8565 | 0 | 203300.758 | 0
915 | Commercial | CcoNgs327 | Energy Recovery Ventilation System (ERV) | 5909.7709 | 3007.4269 | 112.213 | 18248.137 | 19492.6223 | 4665.2855 | 3119.64 | 3642.9863 | 647.6252 | 705.6744 | 352.6353 | 5348.9211 | 3427.6369 | 0 | 3427.6369 | 721.5234 | 0 | 11773.8565 | 0 | 11773.8565 | 0 | 203300.758 | 0
916 | Commercial | CgrEgs327 | Energy Recovery Ventilation System (ERV) | 5909.7709 | 3007.4269 | 112.213 | 18248.137 | 19492.6223 | 4665.2855 | 3119.64 | 3642.9863 | 647.6252 | 705.6744 | 352.6353 | 5348.9211 | 3427.6369 | 0 | 3427.6369 | 721.5234 | 0 | 11773.8565 | 0 | 11773.8565 | 0 | 31815.824 | 0
917 | Commercial | CgrNgs327 | Energy Recovery Ventilation System (ERV) | 5909.7709 | 3007.4269 | 112.213 | 18248.137 | 19492.6223 | 4665.2855 | 3119.64 | 3642.9863 | 647.6252 | 705.6744 | 352.6353 | 5348.9211 | 3427.6369 | 0 | 3427.6369 | 721.5234 | 0 | 11773.8565 | 0 | 11773.8565 | 0 | 31815.824 | 0
918 | Commercial | CheEgs327 | Energy Recovery Ventilation System (ERV) | 5909.7709 | 3007.4269 | 112.213 | 18248.137 | 19492.6223 | 4665.2855 | 3119.64 | 3642.9863 | 647.6252 | 705.6744 | 352.6353 | 5348.9211 | 3427.6369 | 0 | 3427.6369 | 721.5234 | 0 | 11773.8565 | 0 | 11773.8565 | 0 | 77837.5946 | 0
919 | Commercial | CheNgs327 | Energy Recovery Ventilation System (ERV) | 5909.7709 | 3007.4269 | 112.213 | 18248.137 | 19492.6223 | 4665.2855 | 3119.64 | 3642.9863 | 647.6252 | 705.6744 | 352.6353 | 5348.9211 | 3427.6369 | 0 | 3427.6369 | 721.5234 | 0 | 11773.8565 | 0 | 11773.8565 | 0 | 77837.5946 | 0
920 | Commercial | ChoEgs327 | Energy Recovery Ventilation System (ERV) | 5909.7709 | 3007.4269 | 112.213 | 18248.137 | 19492.6223 | 4665.2855 | 3119.64 | 3642.9863 | 647.6252 | 705.6744 | 352.6353 | 5348.9211 | 3427.6369 | 0 | 3427.6369 | 721.5234 | 0 | 11773.8565 | 0 | 11773.8565 | 0 | 77837.5946 | 0
921 | Commercial | ChoNgs327 | Energy Recovery Ventilation System (ERV) | 5909.7709 | 3007.4269 | 112.213 | 18248.137 | 19492.6223 | 4665.2855 | 3119.64 | 3642.9863 | 647.6252 | 705.6744 | 352.6353 | 5348.9211 | 3427.6369 | 0 | 3427.6369 | 721.5234 | 0 | 11773.8565 | 0 | 11773.8565 | 0 | 77837.5946 | 0
922 | Commercial | CinEgs327 | Energy Recovery Ventilation System (ERV) | 5909.7709 | 3007.4269 | 112.213 | 18248.137 | 19492.6223 | 4665.2855 | 3119.64 | 3642.9863 | 647.6252 | 705.6744 | 352.6353 | 5348.9211 | 3427.6369 | 0 | 3427.6369 | 721.5234 | 0 | 11773.8565 | 0 | 11773.8565 | 0 | 69038.0222 | 0
923 | Commercial | CinNgs327 | Energy Recovery Ventilation System (ERV) | 5909.7709 | 3007.4269 | 112.213 | 18248.137 | 19492.6223 | 4665.2855 | 3119.64 | 3642.9863 | 647.6252 | 705.6744 | 352.6353 | 5348.9211 | 3427.6369 | 0 | 3427.6369 | 721.5234 | 0 | 11773.8565 | 0 | 11773.8565 | 0 | 69038.0222 | 0
924 | Commercial | CloEgs327 | Energy Recovery Ventilation System (ERV) | 5909.7709 | 3007.4269 | 112.213 | 18248.137 | 19492.6223 | 4665.2855 | 3119.64 | 3642.9863 | 647.6252 | 705.6744 | 352.6353 | 5348.9211 | 3427.6369 | 0 | 3427.6369 | 721.5234 | 0 | 11773.8565 | 0 | 11773.8565 | 0 | 137905.9356 | 0
925 | Commercial | CloNgs327 | Energy Recovery Ventilation System (ERV) | 5909.7709 | 3007.4269 | 112.213 | 18248.137 | 19492.6223 | 4665.2855 | 3119.64 | 3642.9863 | 647.6252 | 705.6744 | 352.6353 | 5348.9211 | 3427.6369 | 0 | 3427.6369 | 721.5234 | 0 | 11773.8565 | 0 | 11773.8565 | 0 | 137905.9356 | 0
926 | Commercial | CmiEgs327 | Energy Recovery Ventilation System (ERV) | 5909.7709 | 3007.4269 | 112.213 | 18248.137 | 19492.6223 | 4665.2855 | 3119.64 | 3642.9863 | 647.6252 | 705.6744 | 352.6353 | 5348.9211 | 3427.6369 | 0 | 3427.6369 | 721.5234 | 0 | 11773.8565 | 0 | 11773.8565 | 0 | 101300.8232 | 0
927 | Commercial | CmiNgs327 | Energy Recovery Ventilation System (ERV) | 5909.7709 | 3007.4269 | 112.213 | 18248.137 | 19492.6223 | 4665.2855 | 3119.64 | 3642.9863 | 647.6252 | 705.6744 | 352.6353 | 5348.9211 | 3427.6369 | 0 | 3427.6369 | 721.5234 | 0 | 11773.8565 | 0 | 11773.8565 | 0 | 101300.8232 | 0
928 | Commercial | CofEgs327 | Energy Recovery Ventilation System (ERV) | 5909.7709 | 3007.4269 | 112.213 | 18248.137 | 19492.6223 | 4665.2855 | 3119.64 | 3642.9863 | 647.6252 | 705.6744 | 352.6353 | 5348.9211 | 3427.6369 | 0 | 3427.6369 | 721.5234 | 0 | 11773.8565 | 0 | 11773.8565 | 0 | 126314.8873 | 0
929 | Commercial | CofNgs327 | Energy Recovery Ventilation System (ERV) | 5909.7709 | 3007.4269 | 112.213 | 18248.137 | 19492.6223 | 4665.2855 | 3119.64 | 3642.9863 | 647.6252 | 705.6744 | 352.6353 | 5348.9211 | 3427.6369 | 0 | 3427.6369 | 721.5234 | 0 | 11773.8565 | 0 | 11773.8565 | 0 | 126314.8873 | 0
930 | Commercial | CreEgs327 | Energy Recovery Ventilation System (ERV) | 5909.7709 | 3007.4269 | 112.213 | 18248.137 | 19492.6223 | 4665.2855 | 3119.64 | 3642.9863 | 647.6252 | 705.6744 | 352.6353 | 5348.9211 | 3427.6369 | 0 | 3427.6369 | 721.5234 | 0 | 11773.8565 | 0 | 11773.8565 | 0 | 28555.8889 | 0
931 | Commercial | CreNgs327 | Energy Recovery Ventilation System (ERV) | 5909.7709 | 3007.4269 | 112.213 | 18248.137 | 19492.6223 | 4665.2855 | 3119.64 | 3642.9863 | 647.6252 | 705.6744 | 352.6353 | 5348.9211 | 3427.6369 | 0 | 3427.6369 | 721.5234 | 0 | 11773.8565 | 0 | 11773.8565 | 0 | 28555.8889 | 0
932 | Commercial | CrtEgs327 | Energy Recovery Ventilation System (ERV) | 5909.7709 | 3007.4269 | 112.213 | 18248.137 | 19492.6223 | 4665.2855 | 3119.64 | 3642.9863 | 647.6252 | 705.6744 | 352.6353 | 5348.9211 | 3427.6369 | 0 | 3427.6369 | 721.5234 | 0 | 11773.8565 | 0 | 11773.8565 | 0 | 137666.639 | 0
933 | Commercial | CrtNgs327 | Energy Recovery Ventilation System (ERV) | 5909.7709 | 3007.4269 | 112.213 | 18248.137 | 19492.6223 | 4665.2855 | 3119.64 | 3642.9863 | 647.6252 | 705.6744 | 352.6353 | 5348.9211 | 3427.6369 | 0 | 3427.6369 | 721.5234 | 0 | 11773.8565 | 0 | 11773.8565 | 0 | 137666.639 | 0
934 | Commercial | CscEgs327 | Energy Recovery Ventilation System (ERV) | 5909.7709 | 3007.4269 | 112.213 | 18248.137 | 19492.6223 | 4665.2855 | 3119.64 | 3642.9863 | 647.6252 | 705.6744 | 352.6353 | 5348.9211 | 3427.6369 | 0 | 3427.6369 | 721.5234 | 0 | 11773.8565 | 0 | 11773.8565 | 0 | 203300.758 | 0
935 | Commercial | CscNgs327 | Energy Recovery Ventilation System (ERV) | 5909.7709 | 3007.4269 | 112.213 | 18248.137 | 19492.6223 | 4665.2855 | 3119.64 | 3642.9863 | 647.6252 | 705.6744 | 352.6353 | 5348.9211 | 3427.6369 | 0 | 3427.6369 | 721.5234 | 0 | 11773.8565 | 0 | 11773.8565 | 0 | 203300.758 | 0
936 | Commercial | CwaEgs327 | Energy Recovery Ventilation System (ERV) | 5909.7709 | 3007.4269 | 112.213 | 18248.137 | 19492.6223 | 4665.2855 | 3119.64 | 3642.9863 | 647.6252 | 705.6744 | 352.6353 | 5348.9211 | 3427.6369 | 0 | 3427.6369 | 721.5234 | 0 | 11773.8565 | 0 | 11773.8565 | 0 | 641993.8329 | 0
937 | Commercial | CwaNgs327 | Energy Recovery Ventilation System (ERV) | 5909.7709 | 3007.4269 | 112.213 | 18248.137 | 19492.6223 | 4665.2855 | 3119.64 | 3642.9863 | 647.6252 | 705.6744 | 352.6353 | 5348.9211 | 3427.6369 | 0 | 3427.6369 | 721.5234 | 0 | 11773.8565 | 0 | 11773.8565 | 0 | 641993.8329 | 0
938 | Commercial | CasEgs402 | Bi-Level Lighting Control (Exterior) | 0 | 0 | 0 | 0 | 0 | 0 | 0 | 0 | 0 | 0 | 0 | 0 | 2726.5892 | 0 | 2726.5892 | 605.653 | 0 | 10538.2616 | 0 | 10538.2616 | 0 | 5034.4908 | 0
939 | Commercial | CasNgs402 | Bi-Level Lighting Control (Exterior) | 0 | 0 | 0 | 0 | 0 | 0 | 0 | 0 | 0 | 0 | 0 | 0 | 2726.5892 | 0 | 2726.5892 | 605.653 | 0 | 10538.2616 | 0 | 10538.2616 | 0 | 5034.4908 | 0
940 | Commercial | CcoEgs402 | Bi-Level Lighting Control (Exterior) | 0 | 0 | 0 | 0 | 0 | 0 | 0 | 0 | 0 | 0 | 0 | 0 | 2726.5892 | 0 | 2726.5892 | 605.653 | 0 | 10538.2616 | 0 | 10538.2616 | 0 | 5034.4908 | 0
941 | Commercial | CcoNgs402 | Bi-Level Lighting Control (Exterior) | 0 | 0 | 0 | 0 | 0 | 0 | 0 | 0 | 0 | 0 | 0 | 0 | 2726.5892 | 0 | 2726.5892 | 605.653 | 0 | 10538.2616 | 0 | 10538.2616 | 0 | 5034.4908 | 0
942 | Commercial | CgrEgs402 | Bi-Level Lighting Control (Exterior) | 0 | 0 | 0 | 0 | 0 | 0 | 0 | 0 | 0 | 0 | 0 | 0 | 2726.5892 | 0 | 2726.5892 | 605.653 | 0 | 10538.2616 | 0 | 10538.2616 | 0 | 5034.4908 | 0
943 | Commercial | CgrNgs402 | Bi-Level Lighting Control (Exterior) | 0 | 0 | 0 | 0 | 0 | 0 | 0 | 0 | 0 | 0 | 0 | 0 | 2726.5892 | 0 | 2726.5892 | 605.653 | 0 | 10538.2616 | 0 | 10538.2616 | 0 | 5034.4908 | 0
944 | Commercial | CheEgs402 | Bi-Level Lighting Control (Exterior) | 0 | 0 | 0 | 0 | 0 | 0 | 0 | 0 | 0 | 0 | 0 | 0 | 2726.5892 | 0 | 2726.5892 | 605.653 | 0 | 10538.2616 | 0 | 10538.2616 | 0 | 5034.4908 | 0
945 | Commercial | CheNgs402 | Bi-Level Lighting Control (Exterior) | 0 | 0 | 0 | 0 | 0 | 0 | 0 | 0 | 0 | 0 | 0 | 0 | 2726.5892 | 0 | 2726.5892 | 605.653 | 0 | 10538.2616 | 0 | 10538.2616 | 0 | 5034.4908 | 0
946 | Commercial | ChoEgs402 | Bi-Level Lighting Control (Exterior) | 0 | 0 | 0 | 0 | 0 | 0 | 0 | 0 | 0 | 0 | 0 | 0 | 2726.5892 | 0 | 2726.5892 | 605.653 | 0 | 10538.2616 | 0 | 10538.2616 | 0 | 5034.4908 | 0
947 | Commercial | ChoNgs402 | Bi-Level Lighting Control (Exterior) | 0 | 0 | 0 | 0 | 0 | 0 | 0 | 0 | 0 | 0 | 0 | 0 | 2726.5892 | 0 | 2726.5892 | 605.653 | 0 | 10538.2616 | 0 | 10538.2616 | 0 | 5034.4908 | 0
948 | Commercial | CinEgs402 | Bi-Level Lighting Control (Exterior) | 0 | 0 | 0 | 0 | 0 | 0 | 0 | 0 | 0 | 0 | 0 | 0 | 2726.5892 | 0 | 2726.5892 | 605.653 | 0 | 10538.2616 | 0 | 10538.2616 | 0 | 5034.4908 | 0
949 | Commercial | CinNgs402 | Bi-Level Lighting Control (Exterior) | 0 | 0 | 0 | 0 | 0 | 0 | 0 | 0 | 0 | 0 | 0 | 0 | 2726.5892 | 0 | 2726.5892 | 605.653 | 0 | 10538.2616 | 0 | 10538.2616 | 0 | 5034.4908 | 0
950 | Commercial | CloEgs402 | Bi-Level Lighting Control (Exterior) | 0 | 0 | 0 | 0 | 0 | 0 | 0 | 0 | 0 | 0 | 0 | 0 | 2726.5892 | 0 | 2726.5892 | 605.653 | 0 | 10538.2616 | 0 | 10538.2616 | 0 | 5034.4908 | 0
951 | Commercial | CloNgs402 | Bi-Level Lighting Control (Exterior) | 0 | 0 | 0 | 0 | 0 | 0 | 0 | 0 | 0 | 0 | 0 | 0 | 2726.5892 | 0 | 2726.5892 | 605.653 | 0 | 10538.2616 | 0 | 10538.2616 | 0 | 5034.4908 | 0
952 | Commercial | CmiEgs402 | Bi-Level Lighting Control (Exterior) | 0 | 0 | 0 | 0 | 0 | 0 | 0 | 0 | 0 | 0 | 0 | 0 | 2726.5892 | 0 | 2726.5892 | 605.653 | 0 | 10538.2616 | 0 | 10538.2616 | 0 | 5034.4908 | 0
953 | Commercial | CmiNgs402 | Bi-Level Lighting Control (Exterior) | 0 | 0 | 0 | 0 | 0 | 0 | 0 | 0 | 0 | 0 | 0 | 0 | 2726.5892 | 0 | 2726.5892 | 605.653 | 0 | 10538.2616 | 0 | 10538.2616 | 0 | 5034.4908 | 0
954 | Commercial | CofEgs402 | Bi-Level Lighting Control (Exterior) | 0 | 0 | 0 | 0 | 0 | 0 | 0 | 0 | 0 | 0 | 0 | 0 | 2726.5892 | 0 | 2726.5892 | 605.653 | 0 | 10538.2616 | 0 | 10538.2616 | 0 | 5034.4908 | 0
955 | Commercial | CofNgs402 | Bi-Level Lighting Control (Exterior) | 0 | 0 | 0 | 0 | 0 | 0 | 0 | 0 | 0 | 0 | 0 | 0 | 2726.5892 | 0 | 2726.5892 | 605.653 | 0 | 10538.2616 | 0 | 10538.2616 | 0 | 5034.4908 | 0
956 | Commercial | CreEgs402 | Bi-Level Lighting Control (Exterior) | 0 | 0 | 0 | 0 | 0 | 0 | 0 | 0 | 0 | 0 | 0 | 0 | 2726.5892 | 0 | 2726.5892 | 605.653 | 0 | 10538.2616 | 0 | 10538.2616 | 0 | 5034.4908 | 0
957 | Commercial | CreNgs402 | Bi-Level Lighting Control (Exterior) | 0 | 0 | 0 | 0 | 0 | 0 | 0 | 0 | 0 | 0 | 0 | 0 | 2726.5892 | 0 | 2726.5892 | 605.653 | 0 | 10538.2616 | 0 | 10538.2616 | 0 | 5034.4908 | 0
958 | Commercial | CrtEgs402 | Bi-Level Lighting Control (Exterior) | 0 | 0 | 0 | 0 | 0 | 0 | 0 | 0 | 0 | 0 | 0 | 0 | 2726.5892 | 0 | 2726.5892 | 605.653 | 0 | 10538.2616 | 0 | 10538.2616 | 0 | 5034.4908 | 0
959 | Commercial | CrtNgs402 | Bi-Level Lighting Control (Exterior) | 0 | 0 | 0 | 0 | 0 | 0 | 0 | 0 | 0 | 0 | 0 | 0 | 2726.5892 | 0 | 2726.5892 | 605.653 | 0 | 10538.2616 | 0 | 10538.2616 | 0 | 5034.4908 | 0
960 | Commercial | CscEgs402 | Bi-Level Lighting Control (Exterior) | 0 | 0 | 0 | 0 | 0 | 0 | 0 | 0 | 0 | 0 | 0 | 0 | 2726.5892 | 0 | 2726.5892 | 605.653 | 0 | 10538.2616 | 0 | 10538.2616 | 0 | 5034.4908 | 0
961 | Commercial | CscNgs402 | Bi-Level Lighting Control (Exterior) | 0 | 0 | 0 | 0 | 0 | 0 | 0 | 0 | 0 | 0 | 0 | 0 | 2726.5892 | 0 | 2726.5892 | 605.653 | 0 | 10538.2616 | 0 | 10538.2616 | 0 | 5034.4908 | 0
962 | Commercial | CwaEgs402 | Bi-Level Lighting Control (Exterior) | 0 | 0 | 0 | 0 | 0 | 0 | 0 | 0 | 0 | 0 | 0 | 0 | 2726.5892 | 0 | 2726.5892 | 605.653 | 0 | 10538.2616 | 0 | 10538.2616 | 0 | 5034.4908 | 0
963 | Commercial | CwaNgs402 | Bi-Level Lighting Control (Exterior) | 0 | 0 | 0 | 0 | 0 | 0 | 0 | 0 | 0 | 0 | 0 | 0 | 2726.5892 | 0 | 2726.5892 | 605.653 | 0 | 10538.2616 | 0 | 10538.2616 | 0 | 5034.4908 | 0
964 | Commercial | CasEgs403 | Outdoor Lighting Controls | 0 | 0 | 0 | 0 | 0 | 0 | 0 | 0 | 0 | 0 | 0 | 0 | 1129.5927 | 0 | 1129.5927 | 1160.8607 | 0 | 4365.8734 | 0 | 4365.8734 | 0 | 1818.2155 | 0
965 | Commercial | CasNgs403 | Outdoor Lighting Controls | 0 | 0 | 0 | 0 | 0 | 0 | 0 | 0 | 0 | 0 | 0 | 0 | 1129.5927 | 0 | 1129.5927 | 1160.8607 | 0 | 4365.8734 | 0 | 4365.8734 | 0 | 1818.2155 | 0
966 | Commercial | CcoEgs403 | Outdoor Lighting Controls | 0 | 0 | 0 | 0 | 0 | 0 | 0 | 0 | 0 | 0 | 0 | 0 | 1129.5927 | 0 | 1129.5927 | 1160.8607 | 0 | 4365.8734 | 0 | 4365.8734 | 0 | 1818.2155 | 0
967 | Commercial | CcoNgs403 | Outdoor Lighting Controls | 0 | 0 | 0 | 0 | 0 | 0 | 0 | 0 | 0 | 0 | 0 | 0 | 1129.5927 | 0 | 1129.5927 | 1160.8607 | 0 | 4365.8734 | 0 | 4365.8734 | 0 | 1818.2155 | 0
968 | Commercial | CgrEgs403 | Outdoor Lighting Controls | 0 | 0 | 0 | 0 | 0 | 0 | 0 | 0 | 0 | 0 | 0 | 0 | 1129.5927 | 0 | 1129.5927 | 1160.8607 | 0 | 4365.8734 | 0 | 4365.8734 | 0 | 1818.2155 | 0
969 | Commercial | CgrNgs403 | Outdoor Lighting Controls | 0 | 0 | 0 | 0 | 0 | 0 | 0 | 0 | 0 | 0 | 0 | 0 | 1129.5927 | 0 | 1129.5927 | 1160.8607 | 0 | 4365.8734 | 0 | 4365.8734 | 0 | 1818.2155 | 0
970 | Commercial | CheEgs403 | Outdoor Lighting Controls | 0 | 0 | 0 | 0 | 0 | 0 | 0 | 0 | 0 | 0 | 0 | 0 | 1129.5927 | 0 | 1129.5927 | 1160.8607 | 0 | 4365.8734 | 0 | 4365.8734 | 0 | 1818.2155 | 0
971 | Commercial | CheNgs403 | Outdoor Lighting Controls | 0 | 0 | 0 | 0 | 0 | 0 | 0 | 0 | 0 | 0 | 0 | 0 | 1129.5927 | 0 | 1129.5927 | 1160.8607 | 0 | 4365.8734 | 0 | 4365.8734 | 0 | 1818.2155 | 0
972 | Commercial | ChoEgs403 | Outdoor Lighting Controls | 0 | 0 | 0 | 0 | 0 | 0 | 0 | 0 | 0 | 0 | 0 | 0 | 1129.5927 | 0 | 1129.5927 | 1160.8607 | 0 | 4365.8734 | 0 | 4365.8734 | 0 | 1818.2155 | 0
973 | Commercial | ChoNgs403 | Outdoor Lighting Controls | 0 | 0 | 0 | 0 | 0 | 0 | 0 | 0 | 0 | 0 | 0 | 0 | 1129.5927 | 0 | 1129.5927 | 1160.8607 | 0 | 4365.8734 | 0 | 4365.8734 | 0 | 1818.2155 | 0
974 | Commercial | CinEgs403 | Outdoor Lighting Controls | 0 | 0 | 0 | 0 | 0 | 0 | 0 | 0 | 0 | 0 | 0 | 0 | 1129.5927 | 0 | 1129.5927 | 1160.8607 | 0 | 4365.8734 | 0 | 4365.8734 | 0 | 1818.2155 | 0
975 | Commercial | CinNgs403 | Outdoor Lighting Controls | 0 | 0 | 0 | 0 | 0 | 0 | 0 | 0 | 0 | 0 | 0 | 0 | 1129.5927 | 0 | 1129.5927 | 1160.8607 | 0 | 4365.8734 | 0 | 4365.8734 | 0 | 1818.2155 | 0
976 | Commercial | CloEgs403 | Outdoor Lighting Controls | 0 | 0 | 0 | 0 | 0 | 0 | 0 | 0 | 0 | 0 | 0 | 0 | 1129.5927 | 0 | 1129.5927 | 1160.8607 | 0 | 4365.8734 | 0 | 4365.8734 | 0 | 1818.2155 | 0
977 | Commercial | CloNgs403 | Outdoor Lighting Controls | 0 | 0 | 0 | 0 | 0 | 0 | 0 | 0 | 0 | 0 | 0 | 0 | 1129.5927 | 0 | 1129.5927 | 1160.8607 | 0 | 4365.8734 | 0 | 4365.8734 | 0 | 1818.2155 | 0
978 | Commercial | CmiEgs403 | Outdoor Lighting Controls | 0 | 0 | 0 | 0 | 0 | 0 | 0 | 0 | 0 | 0 | 0 | 0 | 1129.5927 | 0 | 1129.5927 | 1160.8607 | 0 | 4365.8734 | 0 | 4365.8734 | 0 | 1818.2155 | 0
979 | Commercial | CmiNgs403 | Outdoor Lighting Controls | 0 | 0 | 0 | 0 | 0 | 0 | 0 | 0 | 0 | 0 | 0 | 0 | 1129.5927 | 0 | 1129.5927 | 1160.8607 | 0 | 4365.8734 | 0 | 4365.8734 | 0 | 1818.2155 | 0
980 | Commercial | CofEgs403 | Outdoor Lighting Controls | 0 | 0 | 0 | 0 | 0 | 0 | 0 | 0 | 0 | 0 | 0 | 0 | 1129.5927 | 0 | 1129.5927 | 1160.8607 | 0 | 4365.8734 | 0 | 4365.8734 | 0 | 1818.2155 | 0
981 | Commercial | CofNgs403 | Outdoor Lighting Controls | 0 | 0 | 0 | 0 | 0 | 0 | 0 | 0 | 0 | 0 | 0 | 0 | 1129.5927 | 0 | 1129.5927 | 1160.8607 | 0 | 4365.8734 | 0 | 4365.8734 | 0 | 1818.2155 | 0
982 | Commercial | CreEgs403 | Outdoor Lighting Controls | 0 | 0 | 0 | 0 | 0 | 0 | 0 | 0 | 0 | 0 | 0 | 0 | 1129.5927 | 0 | 1129.5927 | 1160.8607 | 0 | 4365.8734 | 0 | 4365.8734 | 0 | 1818.2155 | 0
983 | Commercial | CreNgs403 | Outdoor Lighting Controls | 0 | 0 | 0 | 0 | 0 | 0 | 0 | 0 | 0 | 0 | 0 | 0 | 1129.5927 | 0 | 1129.5927 | 1160.8607 | 0 | 4365.8734 | 0 | 4365.8734 | 0 | 1818.2155 | 0
984 | Commercial | CrtEgs403 | Outdoor Lighting Controls | 0 | 0 | 0 | 0 | 0 | 0 | 0 | 0 | 0 | 0 | 0 | 0 | 1129.5927 | 0 | 1129.5927 | 1160.8607 | 0 | 4365.8734 | 0 | 4365.8734 | 0 | 1818.2155 | 0
985 | Commercial | CrtNgs403 | Outdoor Lighting Controls | 0 | 0 | 0 | 0 | 0 | 0 | 0 | 0 | 0 | 0 | 0 | 0 | 1129.5927 | 0 | 1129.5927 | 1160.8607 | 0 | 4365.8734 | 0 | 4365.8734 | 0 | 1818.2155 | 0
986 | Commercial | CscEgs403 | Outdoor Lighting Controls | 0 | 0 | 0 | 0 | 0 | 0 | 0 | 0 | 0 | 0 | 0 | 0 | 1129.5927 | 0 | 1129.5927 | 1160.8607 | 0 | 4365.8734 | 0 | 4365.8734 | 0 | 1818.2155 | 0
987 | Commercial | CscNgs403 | Outdoor Lighting Controls | 0 | 0 | 0 | 0 | 0 | 0 | 0 | 0 | 0 | 0 | 0 | 0 | 1129.5927 | 0 | 1129.5927 | 1160.8607 | 0 | 4365.8734 | 0 | 4365.8734 | 0 | 1818.2155 | 0
988 | Commercial | CwaEgs403 | Outdoor Lighting Controls | 0 | 0 | 0 | 0 | 0 | 0 | 0 | 0 | 0 | 0 | 0 | 0 | 1129.5927 | 0 | 1129.5927 | 1160.8607 | 0 | 4365.8734 | 0 | 4365.8734 | 0 | 1818.2155 | 0
989 | Commercial | CwaNgs403 | Outdoor Lighting Controls | 0 | 0 | 0 | 0 | 0 | 0 | 0 | 0 | 0 | 0 | 0 | 0 | 1129.5927 | 0 | 1129.5927 | 1160.8607 | 0 | 4365.8734 | 0 | 4365.8734 | 0 | 1818.2155 | 0
990 | Commercial | CasNgs404 | High Efficiency HID Lighting | 0 | 0 | 0 | 0 | 0 | 0 | 0 | 0 | 0 | 0 | 0 | 0 | 972.2565 | 0 | 972.2565 | 814.9618 | 0 | 3757.7695 | 0 | 3757.7695 | 0 | 1899.352 | 0
991 | Commercial | CasTgs404 | High Efficiency HID Lighting | 0 | 0 | 0 | 0 | 0 | 0 | 0 | 0 | 0 | 0 | 0 | 0 | 972.2565 | 0 | 972.2565 | 814.9618 | 0 | 3757.7695 | 0 | 3757.7695 | 0 | 1899.352 | 0
992 | Commercial | CcoNgs404 | High Efficiency HID Lighting | 0 | 0 | 0 | 0 | 0 | 0 | 0 | 0 | 0 | 0 | 0 | 0 | 972.2565 | 0 | 972.2565 | 814.9618 | 0 | 3757.7695 | 0 | 3757.7695 | 0 | 1899.352 | 0
993 | Commercial | CcoTgs404 | High Efficiency HID Lighting | 0 | 0 | 0 | 0 | 0 | 0 | 0 | 0 | 0 | 0 | 0 | 0 | 972.2565 | 0 | 972.2565 | 814.9618 | 0 | 3757.7695 | 0 | 3757.7695 | 0 | 1899.352 | 0
994 | Commercial | CgrNgs404 | High Efficiency HID Lighting | 0 | 0 | 0 | 0 | 0 | 0 | 0 | 0 | 0 | 0 | 0 | 0 | 972.2565 | 0 | 972.2565 | 814.9618 | 0 | 3757.7695 | 0 | 3757.7695 | 0 | 1899.352 | 0
995 | Commercial | CgrTgs404 | High Efficiency HID Lighting | 0 | 0 | 0 | 0 | 0 | 0 | 0 | 0 | 0 | 0 | 0 | 0 | 972.2565 | 0 | 972.2565 | 814.9618 | 0 | 3757.7695 | 0 | 3757.7695 | 0 | 1899.352 | 0
996 | Commercial | CheNgs404 | High Efficiency HID Lighting | 0 | 0 | 0 | 0 | 0 | 0 | 0 | 0 | 0 | 0 | 0 | 0 | 972.2565 | 0 | 972.2565 | 814.9618 | 0 | 3757.7695 | 0 | 3757.7695 | 0 | 1899.352 | 0
997 | Commercial | CheTgs404 | High Efficiency HID Lighting | 0 | 0 | 0 | 0 | 0 | 0 | 0 | 0 | 0 | 0 | 0 | 0 | 972.2565 | 0 | 972.2565 | 814.9618 | 0 | 3757.7695 | 0 | 3757.7695 | 0 | 1899.352 | 0
998 | Commercial | ChoNgs404 | High Efficiency HID Lighting | 0 | 0 | 0 | 0 | 0 | 0 | 0 | 0 | 0 | 0 | 0 | 0 | 972.2565 | 0 | 972.2565 | 814.9618 | 0 | 3757.7695 | 0 | 3757.7695 | 0 | 1899.352 | 0
999 | Commercial | ChoTgs404 | High Efficiency HID Lighting | 0 | 0 | 0 | 0 | 0 | 0 | 0 | 0 | 0 | 0 | 0 | 0 | 972.2565 | 0 | 972.2565 | 814.9618 | 0 | 3757.7695 | 0 | 3757.7695 | 0 | 1899.352 | 0
1000 | Commercial | CinNgs404 | High Efficiency HID Lighting | 0 | 0 | 0 | 0 | 0 | 0 | 0 | 0 | 0 | 0 | 0 | 0 | 972.2565 | 0 | 972.2565 | 814.9618 | 0 | 3757.7695 | 0 | 3757.7695 | 0 | 1899.352 | 0
1001 | Commercial | CinTgs404 | High Efficiency HID Lighting | 0 | 0 | 0 | 0 | 0 | 0 | 0 | 0 | 0 | 0 | 0 | 0 | 972.2565 | 0 | 972.2565 | 814.9618 | 0 | 3757.7695 | 0 | 3757.7695 | 0 | 1899.352 | 0
1002 | Commercial | CloNgs404 | High Efficiency HID Lighting | 0 | 0 | 0 | 0 | 0 | 0 | 0 | 0 | 0 | 0 | 0 | 0 | 972.2565 | 0 | 972.2565 | 814.9618 | 0 | 3757.7695 | 0 | 3757.7695 | 0 | 1899.352 | 0
1003 | Commercial | CloTgs404 | High Efficiency HID Lighting | 0 | 0 | 0 | 0 | 0 | 0 | 0 | 0 | 0 | 0 | 0 | 0 | 972.2565 | 0 | 972.2565 | 814.9618 | 0 | 3757.7695 | 0 | 3757.7695 | 0 | 1899.352 | 0
1004 | Commercial | CmiNgs404 | High Efficiency HID Lighting | 0 | 0 | 0 | 0 | 0 | 0 | 0 | 0 | 0 | 0 | 0 | 0 | 972.2565 | 0 | 972.2565 | 814.9618 | 0 | 3757.7695 | 0 | 3757.7695 | 0 | 1899.352 | 0
1005 | Commercial | CmiTgs404 | High Efficiency HID Lighting | 0 | 0 | 0 | 0 | 0 | 0 | 0 | 0 | 0 | 0 | 0 | 0 | 972.2565 | 0 | 972.2565 | 814.9618 | 0 | 3757.7695 | 0 | 3757.7695 | 0 | 1899.352 | 0
1006 | Commercial | CofNgs404 | High Efficiency HID Lighting | 0 | 0 | 0 | 0 | 0 | 0 | 0 | 0 | 0 | 0 | 0 | 0 | 972.2565 | 0 | 972.2565 | 814.9618 | 0 | 3757.7695 | 0 | 3757.7695 | 0 | 1899.352 | 0
1007 | Commercial | CofTgs404 | High Efficiency HID Lighting | 0 | 0 | 0 | 0 | 0 | 0 | 0 | 0 | 0 | 0 | 0 | 0 | 972.2565 | 0 | 972.2565 | 814.9618 | 0 | 3757.7695 | 0 | 3757.7695 | 0 | 1899.352 | 0
1008 | Commercial | CreNgs404 | High Efficiency HID Lighting | 0 | 0 | 0 | 0 | 0 | 0 | 0 | 0 | 0 | 0 | 0 | 0 | 972.2565 | 0 | 972.2565 | 814.9618 | 0 | 3757.7695 | 0 | 3757.7695 | 0 | 1899.352 | 0
1009 | Commercial | CreTgs404 | High Efficiency HID Lighting | 0 | 0 | 0 | 0 | 0 | 0 | 0 | 0 | 0 | 0 | 0 | 0 | 972.2565 | 0 | 972.2565 | 814.9618 | 0 | 3757.7695 | 0 | 3757.7695 | 0 | 1899.352 | 0
1010 | Commercial | CrtNgs404 | High Efficiency HID Lighting | 0 | 0 | 0 | 0 | 0 | 0 | 0 | 0 | 0 | 0 | 0 | 0 | 972.2565 | 0 | 972.2565 | 814.9618 | 0 | 3757.7695 | 0 | 3757.7695 | 0 | 1899.352 | 0
1011 | Commercial | CrtTgs404 | High Efficiency HID Lighting | 0 | 0 | 0 | 0 | 0 | 0 | 0 | 0 | 0 | 0 | 0 | 0 | 972.2565 | 0 | 972.2565 | 814.9618 | 0 | 3757.7695 | 0 | 3757.7695 | 0 | 1899.352 | 0
1012 | Commercial | CscNgs404 | High Efficiency HID Lighting | 0 | 0 | 0 | 0 | 0 | 0 | 0 | 0 | 0 | 0 | 0 | 0 | 972.2565 | 0 | 972.2565 | 814.9618 | 0 | 3757.7695 | 0 | 3757.7695 | 0 | 1899.352 | 0
1013 | Commercial | CscTgs404 | High Efficiency HID Lighting | 0 | 0 | 0 | 0 | 0 | 0 | 0 | 0 | 0 | 0 | 0 | 0 | 972.2565 | 0 | 972.2565 | 814.9618 | 0 | 3757.7695 | 0 | 3757.7695 | 0 | 1899.352 | 0
1014 | Commercial | CwaNgs404 | High Efficiency HID Lighting | 0 | 0 | 0 | 0 | 0 | 0 | 0 | 0 | 0 | 0 | 0 | 0 | 972.2565 | 0 | 972.2565 | 814.9618 | 0 | 3757.7695 | 0 | 3757.7695 | 0 | 1899.352 | 0
1015 | Commercial | CwaTgs404 | High Efficiency HID Lighting | 0 | 0 | 0 | 0 | 0 | 0 | 0 | 0 | 0 | 0 | 0 | 0 | 972.2565 | 0 | 972.2565 | 814.9618 | 0 | 3757.7695 | 0 | 3757.7695 | 0 | 1899.352 | 0
1016 | Commercial | CasNgs407 | LED Exterior Lighting | 0 | 0 | 0 | 0 | 0 | 0 | 0 | 0 | 0 | 0 | 0 | 0 | 1533.0186 | 0 | 1533.0186 | 746.2301 | 0 | 5925.1136 | 0 | 5925.1136 | 0 | 2818.0006 | 0
1017 | Commercial | CasTgs407 | LED Exterior Lighting | 0 | 0 | 0 | 0 | 0 | 0 | 0 | 0 | 0 | 0 | 0 | 0 | 1533.0186 | 0 | 1533.0186 | 746.2301 | 0 | 5925.1136 | 0 | 5925.1136 | 0 | 2818.0006 | 0
1018 | Commercial | CcoNgs407 | LED Exterior Lighting | 0 | 0 | 0 | 0 | 0 | 0 | 0 | 0 | 0 | 0 | 0 | 0 | 1533.0186 | 0 | 1533.0186 | 746.2301 | 0 | 5925.1136 | 0 | 5925.1136 | 0 | 2818.0006 | 0
1019 | Commercial | CcoTgs407 | LED Exterior Lighting | 0 | 0 | 0 | 0 | 0 | 0 | 0 | 0 | 0 | 0 | 0 | 0 | 1533.0186 | 0 | 1533.0186 | 746.2301 | 0 | 5925.1136 | 0 | 5925.1136 | 0 | 2818.0006 | 0
1020 | Commercial | CgrNgs407 | LED Exterior Lighting | 0 | 0 | 0 | 0 | 0 | 0 | 0 | 0 | 0 | 0 | 0 | 0 | 1533.0186 | 0 | 1533.0186 | 746.2301 | 0 | 5925.1136 | 0 | 5925.1136 | 0 | 2818.0006 | 0
1021 | Commercial | CgrTgs407 | LED Exterior Lighting | 0 | 0 | 0 | 0 | 0 | 0 | 0 | 0 | 0 | 0 | 0 | 0 | 1533.0186 | 0 | 1533.0186 | 746.2301 | 0 | 5925.1136 | 0 | 5925.1136 | 0 | 2818.0006 | 0
1022 | Commercial | CheNgs407 | LED Exterior Lighting | 0 | 0 | 0 | 0 | 0 | 0 | 0 | 0 | 0 | 0 | 0 | 0 | 1533.0186 | 0 | 1533.0186 | 746.2301 | 0 | 5925.1136 | 0 | 5925.1136 | 0 | 2818.0006 | 0
1023 | Commercial | CheTgs407 | LED Exterior Lighting | 0 | 0 | 0 | 0 | 0 | 0 | 0 | 0 | 0 | 0 | 0 | 0 | 1533.0186 | 0 | 1533.0186 | 746.2301 | 0 | 5925.1136 | 0 | 5925.1136 | 0 | 2818.0006 | 0
1024 | Commercial | ChoNgs407 | LED Exterior Lighting | 0 | 0 | 0 | 0 | 0 | 0 | 0 | 0 | 0 | 0 | 0 | 0 | 1533.0186 | 0 | 1533.0186 | 746.2301 | 0 | 5925.1136 | 0 | 5925.1136 | 0 | 2818.0006 | 0
1025 | Commercial | ChoTgs407 | LED Exterior Lighting | 0 | 0 | 0 | 0 | 0 | 0 | 0 | 0 | 0 | 0 | 0 | 0 | 1533.0186 | 0 | 1533.0186 | 746.2301 | 0 | 5925.1136 | 0 | 5925.1136 | 0 | 2818.0006 | 0
1026 | Commercial | CinNgs407 | LED Exterior Lighting | 0 | 0 | 0 | 0 | 0 | 0 | 0 | 0 | 0 | 0 | 0 | 0 | 1533.0186 | 0 | 1533.0186 | 746.2301 | 0 | 5925.1136 | 0 | 5925.1136 | 0 | 2818.0006 | 0
1027 | Commercial | CinTgs407 | LED Exterior Lighting | 0 | 0 | 0 | 0 | 0 | 0 | 0 | 0 | 0 | 0 | 0 | 0 | 1533.0186 | 0 | 1533.0186 | 746.2301 | 0 | 5925.1136 | 0 | 5925.1136 | 0 | 2818.0006 | 0
1028 | Commercial | CloNgs407 | LED Exterior Lighting | 0 | 0 | 0 | 0 | 0 | 0 | 0 | 0 | 0 | 0 | 0 | 0 | 1533.0186 | 0 | 1533.0186 | 746.2301 | 0 | 5925.1136 | 0 | 5925.1136 | 0 | 2818.0006 | 0
1029 | Commercial | CloTgs407 | LED Exterior Lighting | 0 | 0 | 0 | 0 | 0 | 0 | 0 | 0 | 0 | 0 | 0 | 0 | 1533.0186 | 0 | 1533.0186 | 746.2301 | 0 | 5925.1136 | 0 | 5925.1136 | 0 | 2818.0006 | 0
1030 | Commercial | CmiNgs407 | LED Exterior Lighting | 0 | 0 | 0 | 0 | 0 | 0 | 0 | 0 | 0 | 0 | 0 | 0 | 1533.0186 | 0 | 1533.0186 | 746.2301 | 0 | 5925.1136 | 0 | 5925.1136 | 0 | 2818.0006 | 0
1031 | Commercial | CmiTgs407 | LED Exterior Lighting | 0 | 0 | 0 | 0 | 0 | 0 | 0 | 0 | 0 | 0 | 0 | 0 | 1533.0186 | 0 | 1533.0186 | 746.2301 | 0 | 5925.1136 | 0 | 5925.1136 | 0 | 2818.0006 | 0
1032 | Commercial | CofNgs407 | LED Exterior Lighting | 0 | 0 | 0 | 0 | 0 | 0 | 0 | 0 | 0 | 0 | 0 | 0 | 1533.0186 | 0 | 1533.0186 | 746.2301 | 0 | 5925.1136 | 0 | 5925.1136 | 0 | 2818.0006 | 0
1033 | Commercial | CofTgs407 | LED Exterior Lighting | 0 | 0 | 0 | 0 | 0 | 0 | 0 | 0 | 0 | 0 | 0 | 0 | 1533.0186 | 0 | 1533.0186 | 746.2301 | 0 | 5925.1136 | 0 | 5925.1136 | 0 | 2818.0006 | 0
1034 | Commercial | CreNgs407 | LED Exterior Lighting | 0 | 0 | 0 | 0 | 0 | 0 | 0 | 0 | 0 | 0 | 0 | 0 | 1533.0186 | 0 | 1533.0186 | 746.2301 | 0 | 5925.1136 | 0 | 5925.1136 | 0 | 2818.0006 | 0
1035 | Commercial | CreTgs407 | LED Exterior Lighting | 0 | 0 | 0 | 0 | 0 | 0 | 0 | 0 | 0 | 0 | 0 | 0 | 1533.0186 | 0 | 1533.0186 | 746.2301 | 0 | 5925.1136 | 0 | 5925.1136 | 0 | 2818.0006 | 0
1036 | Commercial | CrtNgs407 | LED Exterior Lighting | 0 | 0 | 0 | 0 | 0 | 0 | 0 | 0 | 0 | 0 | 0 | 0 | 1533.0186 | 0 | 1533.0186 | 746.2301 | 0 | 5925.1136 | 0 | 5925.1136 | 0 | 2818.0006 | 0
1037 | Commercial | CrtTgs407 | LED Exterior Lighting | 0 | 0 | 0 | 0 | 0 | 0 | 0 | 0 | 0 | 0 | 0 | 0 | 1533.0186 | 0 | 1533.0186 | 746.2301 | 0 | 5925.1136 | 0 | 5925.1136 | 0 | 2818.0006 | 0
1038 | Commercial | CscNgs407 | LED Exterior Lighting | 0 | 0 | 0 | 0 | 0 | 0 | 0 | 0 | 0 | 0 | 0 | 0 | 1533.0186 | 0 | 1533.0186 | 746.2301 | 0 | 5925.1136 | 0 | 5925.1136 | 0 | 2818.0006 | 0
1039 | Commercial | CscTgs407 | LED Exterior Lighting | 0 | 0 | 0 | 0 | 0 | 0 | 0 | 0 | 0 | 0 | 0 | 0 | 1533.0186 | 0 | 1533.0186 | 746.2301 | 0 | 5925.1136 | 0 | 5925.1136 | 0 | 2818.0006 | 0
1040 | Commercial | CwaNgs407 | LED Exterior Lighting | 0 | 0 | 0 | 0 | 0 | 0 | 0 | 0 | 0 | 0 | 0 | 0 | 1533.0186 | 0 | 1533.0186 | 746.2301 | 0 | 5925.1136 | 0 | 5925.1136 | 0 | 2818.0006 | 0
1041 | Commercial | CwaTgs407 | LED Exterior Lighting | 0 | 0 | 0 | 0 | 0 | 0 | 0 | 0 | 0 | 0 | 0 | 0 | 1533.0186 | 0 | 1533.0186 | 746.2301 | 0 | 5925.1136 | 0 | 5925.1136 | 0 | 2818.0006 | 0
1042 | Commercial | CinNgs410 | LED Traffic and Crosswalk Lighting | 0 | 0 | 0 | 0 | 0 | 0 | 0 | 0 | 0 | 0 | 0 | 0 | 76.2272 | 0 | 76.2272 | 898.9844 | 0 | 294.618 | 0 | 294.618 | 0 | 839.8407 | 0
1043 | Commercial | CinTgs410 | LED Traffic and Crosswalk Lighting | 0 | 0 | 0 | 0 | 0 | 0 | 0 | 0 | 0 | 0 | 0 | 0 | 76.2272 | 0 | 76.2272 | 898.9844 | 0 | 294.618 | 0 | 294.618 | 0 | 839.8407 | 0
1044 | Commercial | CasEgs502 | Bi-Level Lighting Control (Interior) | 3894.3348 | 1981.7904 | 73.9445 | 11986.7978 | 12804.2727 | 3076.8598 | 2055.7349 | 2399.4248 | 426.7314 | 464.7869 | 232.3574 | 3523.3005 | 730376.4147 | 0 | 730376.4147 | 1160.8607 | 0 | 2822903.3575 | 0 | 2822903.3575 | 0 | 4256504.6444 | 0
1045 | Commercial | CasNgs502 | Bi-Level Lighting Control (Interior) | 3894.3348 | 1981.7904 | 73.9445 | 11986.7978 | 12804.2727 | 3076.8598 | 2055.7349 | 2399.4248 | 426.7314 | 464.7869 | 232.3574 | 3523.3005 | 730376.4147 | 0 | 730376.4147 | 1160.8607 | 0 | 2822903.3575 | 0 | 2822903.3575 | 0 | 4256504.6444 | 0
1046 | Commercial | CcoEgs502 | Bi-Level Lighting Control (Interior) | 3894.3348 | 1981.7904 | 73.9445 | 11986.7978 | 12804.2727 | 3076.8598 | 2055.7349 | 2399.4248 | 426.7314 | 464.7869 | 232.3574 | 3523.3005 | 730376.4147 | 0 | 730376.4147 | 1160.8607 | 0 | 2822903.3575 | 0 | 2822903.3575 | 0 | 2777157.0585 | 0
1047 | Commercial | CcoNgs502 | Bi-Level Lighting Control (Interior) | 3894.3348 | 1981.7904 | 73.9445 | 11986.7978 | 12804.2727 | 3076.8598 | 2055.7349 | 2399.4248 | 426.7314 | 464.7869 | 232.3574 | 3523.3005 | 730376.4147 | 0 | 730376.4147 | 1160.8607 | 0 | 2822903.3575 | 0 | 2822903.3575 | 0 | 2777157.0585 | 0
1048 | Commercial | CgrEgs502 | Bi-Level Lighting Control (Interior) | 3894.3348 | 1981.7904 | 73.9445 | 11986.7978 | 12804.2727 | 3076.8598 | 2055.7349 | 2399.4248 | 426.7314 | 464.7869 | 232.3574 | 3523.3005 | 162550.9479 | 0 | 162550.9479 | 1160.8607 | 0 | 628259.0833 | 0 | 628259.0833 | 0 | 491429.8969 | 0
1049 | Commercial | CgrNgs502 | Bi-Level Lighting Control (Interior) | 3894.3348 | 1981.7904 | 73.9445 | 11986.7978 | 12804.2727 | 3076.8598 | 2055.7349 | 2399.4248 | 426.7314 | 464.7869 | 232.3574 | 3523.3005 | 162550.9479 | 0 | 162550.9479 | 1160.8607 | 0 | 628259.0833 | 0 | 628259.0833 | 0 | 491429.8969 | 0
1050 | Commercial | CheEgs502 | Bi-Level Lighting Control (Interior) | 3894.3348 | 1981.7904 | 73.9445 | 11986.7978 | 12804.2727 | 3076.8598 | 2055.7349 | 2399.4248 | 426.7314 | 464.7869 | 232.3574 | 3523.3005 | 730376.4147 | 0 | 730376.4147 | 1160.8607 | 0 | 2822903.3575 | 0 | 2822903.3575 | 0 | 2434707.3067 | 0
1051 | Commercial | CheNgs502 | Bi-Level Lighting Control (Interior) | 3894.3348 | 1981.7904 | 73.9445 | 11986.7978 | 12804.2727 | 3076.8598 | 2055.7349 | 2399.4248 | 426.7314 | 464.7869 | 232.3574 | 3523.3005 | 730376.4147 | 0 | 730376.4147 | 1160.8607 | 0 | 2822903.3575 | 0 | 2822903.3575 | 0 | 2434707.3067 | 0
1052 | Commercial | ChoEgs502 | Bi-Level Lighting Control (Interior) | 3894.3348 | 1981.7904 | 73.9445 | 11986.7978 | 12804.2727 | 3076.8598 | 2055.7349 | 2399.4248 | 426.7314 | 464.7869 | 232.3574 | 3523.3005 | 730376.4147 | 0 | 730376.4147 | 1160.8607 | 0 | 2822903.3575 | 0 | 2822903.3575 | 0 | 1799721.8627 | 0
1053 | Commercial | ChoNgs502 | Bi-Level Lighting Control (Interior) | 3894.3348 | 1981.7904 | 73.9445 | 11986.7978 | 12804.2727 | 3076.8598 | 2055.7349 | 2399.4248 | 426.7314 | 464.7869 | 232.3574 | 3523.3005 | 730376.4147 | 0 | 730376.4147 | 1160.8607 | 0 | 2822903.3575 | 0 | 2822903.3575 | 0 | 1799721.8627 | 0
1054 | Commercial | CinEgs502 | Bi-Level Lighting Control (Interior) | 3894.3348 | 1981.7904 | 73.9445 | 11986.7978 | 12804.2727 | 3076.8598 | 2055.7349 | 2399.4248 | 426.7314 | 464.7869 | 232.3574 | 3523.3005 | 730376.4147 | 0 | 730376.4147 | 1160.8607 | 0 | 2822903.3575 | 0 | 2822903.3575 | 0 | 3710732.7213 | 0
1055 | Commercial | CinNgs502 | Bi-Level Lighting Control (Interior) | 3894.3348 | 1981.7904 | 73.9445 | 11986.7978 | 12804.2727 | 3076.8598 | 2055.7349 | 2399.4248 | 426.7314 | 464.7869 | 232.3574 | 3523.3005 | 730376.4147 | 0 | 730376.4147 | 1160.8607 | 0 | 2822903.3575 | 0 | 2822903.3575 | 0 | 3710732.7213 | 0
1056 | Commercial | CloEgs502 | Bi-Level Lighting Control (Interior) | 3894.3348 | 1981.7904 | 73.9445 | 11986.7978 | 12804.2727 | 3076.8598 | 2055.7349 | 2399.4248 | 426.7314 | 464.7869 | 232.3574 | 3523.3005 | 162550.9479 | 0 | 162550.9479 | 1160.8607 | 0 | 628259.0833 | 0 | 628259.0833 | 0 | 725755.8119 | 0
1057 | Commercial | CloNgs502 | Bi-Level Lighting Control (Interior) | 3894.3348 | 1981.7904 | 73.9445 | 11986.7978 | 12804.2727 | 3076.8598 | 2055.7349 | 2399.4248 | 426.7314 | 464.7869 | 232.3574 | 3523.3005 | 162550.9479 | 0 | 162550.9479 | 1160.8607 | 0 | 628259.0833 | 0 | 628259.0833 | 0 | 725755.8119 | 0
1058 | Commercial | CmiEgs502 | Bi-Level Lighting Control (Interior) | 3894.3348 | 1981.7904 | 73.9445 | 11986.7978 | 12804.2727 | 3076.8598 | 2055.7349 | 2399.4248 | 426.7314 | 464.7869 | 232.3574 | 3523.3005 | 730376.4147 | 0 | 730376.4147 | 1160.8607 | 0 | 2822903.3575 | 0 | 2822903.3575 | 0 | 2777157.0585 | 0
1059 | Commercial | CmiNgs502 | Bi-Level Lighting Control (Interior) | 3894.3348 | 1981.7904 | 73.9445 | 11986.7978 | 12804.2727 | 3076.8598 | 2055.7349 | 2399.4248 | 426.7314 | 464.7869 | 232.3574 | 3523.3005 | 730376.4147 | 0 | 730376.4147 | 1160.8607 | 0 | 2822903.3575 | 0 | 2822903.3575 | 0 | 2777157.0585 | 0
1060 | Commercial | CofEgs502 | Bi-Level Lighting Control (Interior) | 3894.3348 | 1981.7904 | 73.9445 | 11986.7978 | 12804.2727 | 3076.8598 | 2055.7349 | 2399.4248 | 426.7314 | 464.7869 | 232.3574 | 3523.3005 | 730376.4147 | 0 | 730376.4147 | 1160.8607 | 0 | 2822903.3575 | 0 | 2822903.3575 | 0 | 3763205.7225 | 0
1061 | Commercial | CofNgs502 | Bi-Level Lighting Control (Interior) | 3894.3348 | 1981.7904 | 73.9445 | 11986.7978 | 12804.2727 | 3076.8598 | 2055.7349 | 2399.4248 | 426.7314 | 464.7869 | 232.3574 | 3523.3005 | 730376.4147 | 0 | 730376.4147 | 1160.8607 | 0 | 2822903.3575 | 0 | 2822903.3575 | 0 | 3763205.7225 | 0
1062 | Commercial | CreEgs502 | Bi-Level Lighting Control (Interior) | 3894.3348 | 1981.7904 | 73.9445 | 11986.7978 | 12804.2727 | 3076.8598 | 2055.7349 | 2399.4248 | 426.7314 | 464.7869 | 232.3574 | 3523.3005 | 162550.9479 | 0 | 162550.9479 | 1160.8607 | 0 | 628259.0833 | 0 | 628259.0833 | 0 | 811583.9444 | 0
1063 | Commercial | CreNgs502 | Bi-Level Lighting Control (Interior) | 3894.3348 | 1981.7904 | 73.9445 | 11986.7978 | 12804.2727 | 3076.8598 | 2055.7349 | 2399.4248 | 426.7314 | 464.7869 | 232.3574 | 3523.3005 | 162550.9479 | 0 | 162550.9479 | 1160.8607 | 0 | 628259.0833 | 0 | 628259.0833 | 0 | 811583.9444 | 0
1064 | Commercial | CrtEgs502 | Bi-Level Lighting Control (Interior) | 3894.3348 | 1981.7904 | 73.9445 | 11986.7978 | 12804.2727 | 3076.8598 | 2055.7349 | 2399.4248 | 426.7314 | 464.7869 | 232.3574 | 3523.3005 | 162550.9479 | 0 | 162550.9479 | 1160.8607 | 0 | 628259.0833 | 0 | 628259.0833 | 0 | 546646.7208 | 0
1065 | Commercial | CrtNgs502 | Bi-Level Lighting Control (Interior) | 3894.3348 | 1981.7904 | 73.9445 | 11986.7978 | 12804.2727 | 3076.8598 | 2055.7349 | 2399.4248 | 426.7314 | 464.7869 | 232.3574 | 3523.3005 | 162550.9479 | 0 | 162550.9479 | 1160.8607 | 0 | 628259.0833 | 0 | 628259.0833 | 0 | 546646.7208 | 0
1066 | Commercial | CscEgs502 | Bi-Level Lighting Control (Interior) | 3894.3348 | 1981.7904 | 73.9445 | 11986.7978 | 12804.2727 | 3076.8598 | 2055.7349 | 2399.4248 | 426.7314 | 464.7869 | 232.3574 | 3523.3005 | 730376.4147 | 0 | 730376.4147 | 1160.8607 | 0 | 2822903.3575 | 0 | 2822903.3575 | 0 | 5145736.609 | 0
1067 | Commercial | CscNgs502 | Bi-Level Lighting Control (Interior) | 3894.3348 | 1981.7904 | 73.9445 | 11986.7978 | 12804.2727 | 3076.8598 | 2055.7349 | 2399.4248 | 426.7314 | 464.7869 | 232.3574 | 3523.3005 | 730376.4147 | 0 | 730376.4147 | 1160.8607 | 0 | 2822903.3575 | 0 | 2822903.3575 | 0 | 5145736.609 | 0
1068 | Commercial | CwaEgs502 | Bi-Level Lighting Control (Interior) | 3894.3348 | 1981.7904 | 73.9445 | 11986.7978 | 12804.2727 | 3076.8598 | 2055.7349 | 2399.4248 | 426.7314 | 464.7869 | 232.3574 | 3523.3005 | 730376.4147 | 0 | 730376.4147 | 1160.8607 | 0 | 2822903.3575 | 0 | 2822903.3575 | 0 | 3201283.3687 | 0
1069 | Commercial | CwaNgs502 | Bi-Level Lighting Control (Interior) | 3894.3348 | 1981.7904 | 73.9445 | 11986.7978 | 12804.2727 | 3076.8598 | 2055.7349 | 2399.4248 | 426.7314 | 464.7869 | 232.3574 | 3523.3005 | 730376.4147 | 0 | 730376.4147 | 1160.8607 | 0 | 2822903.3575 | 0 | 2822903.3575 | 0 | 3201283.3687 | 0
1070 | Commercial | CasEgs503 | Interior Lighting Controls | 0 | 0 | 0 | 0 | 0 | 0 | 0 | 0 | 0 | 0 | 0 | 0 | 808.5387 | 0 | 808.5387 | 1160.8607 | 0 | 3125.0005 | 0 | 3125.0005 | 0 | 2187.1677 | 0
1071 | Commercial | CasNgs503 | Interior Lighting Controls | 0 | 0 | 0 | 0 | 0 | 0 | 0 | 0 | 0 | 0 | 0 | 0 | 808.5387 | 0 | 808.5387 | 1160.8607 | 0 | 3125.0005 | 0 | 3125.0005 | 0 | 2187.1677 | 0
1072 | Commercial | CcoEgs503 | Interior Lighting Controls | 0 | 0 | 0 | 0 | 0 | 0 | 0 | 0 | 0 | 0 | 0 | 0 | 1239.2345 | 0 | 1239.2345 | 1160.8607 | 0 | 4789.6389 | 0 | 4789.6389 | 0 | 2187.1677 | 0
1073 | Commercial | CcoNgs503 | Interior Lighting Controls | 0 | 0 | 0 | 0 | 0 | 0 | 0 | 0 | 0 | 0 | 0 | 0 | 1239.2345 | 0 | 1239.2345 | 1160.8607 | 0 | 4789.6389 | 0 | 4789.6389 | 0 | 2187.1677 | 0
1074 | Commercial | CgrEgs503 | Interior Lighting Controls | 0 | 0 | 0 | 0 | 0 | 0 | 0 | 0 | 0 | 0 | 0 | 0 | 1558.6016 | 0 | 1558.6016 | 1160.8607 | 0 | 6023.9922 | 0 | 6023.9922 | 0 | 2187.1677 | 0
1075 | Commercial | CgrNgs503 | Interior Lighting Controls | 0 | 0 | 0 | 0 | 0 | 0 | 0 | 0 | 0 | 0 | 0 | 0 | 1558.6016 | 0 | 1558.6016 | 1160.8607 | 0 | 6023.9922 | 0 | 6023.9922 | 0 | 2187.1677 | 0
1076 | Commercial | CheEgs503 | Interior Lighting Controls | 0 | 0 | 0 | 0 | 0 | 0 | 0 | 0 | 0 | 0 | 0 | 0 | 1413.537 | 0 | 1413.537 | 1160.8607 | 0 | 5463.3176 | 0 | 5463.3176 | 0 | 2187.1677 | 0
1077 | Commercial | CheNgs503 | Interior Lighting Controls | 0 | 0 | 0 | 0 | 0 | 0 | 0 | 0 | 0 | 0 | 0 | 0 | 1413.537 | 0 | 1413.537 | 1160.8607 | 0 | 5463.3176 | 0 | 5463.3176 | 0 | 2187.1677 | 0
1078 | Commercial | ChoEgs503 | Interior Lighting Controls | 0 | 0 | 0 | 0 | 0 | 0 | 0 | 0 | 0 | 0 | 0 | 0 | 1912.2671 | 0 | 1912.2671 | 1160.8607 | 0 | 7390.9086 | 0 | 7390.9086 | 0 | 2187.1677 | 0
1079 | Commercial | ChoNgs503 | Interior Lighting Controls | 0 | 0 | 0 | 0 | 0 | 0 | 0 | 0 | 0 | 0 | 0 | 0 | 1912.2671 | 0 | 1912.2671 | 1160.8607 | 0 | 7390.9086 | 0 | 7390.9086 | 0 | 2187.1677 | 0
1080 | Commercial | CinEgs503 | Interior Lighting Controls | 0 | 0 | 0 | 0 | 0 | 0 | 0 | 0 | 0 | 0 | 0 | 0 | 927.4579 | 0 | 927.4579 | 1160.8607 | 0 | 3584.6231 | 0 | 3584.6231 | 0 | 2187.1677 | 0
1081 | Commercial | CinNgs503 | Interior Lighting Controls | 0 | 0 | 0 | 0 | 0 | 0 | 0 | 0 | 0 | 0 | 0 | 0 | 927.4579 | 0 | 927.4579 | 1160.8607 | 0 | 3584.6231 | 0 | 3584.6231 | 0 | 2187.1677 | 0
1082 | Commercial | CloEgs503 | Interior Lighting Controls | 0 | 0 | 0 | 0 | 0 | 0 | 0 | 0 | 0 | 0 | 0 | 0 | 1055.3735 | 0 | 1055.3735 | 1160.8607 | 0 | 4079.0165 | 0 | 4079.0165 | 0 | 2187.1677 | 0
1083 | Commercial | CloNgs503 | Interior Lighting Controls | 0 | 0 | 0 | 0 | 0 | 0 | 0 | 0 | 0 | 0 | 0 | 0 | 1055.3735 | 0 | 1055.3735 | 1160.8607 | 0 | 4079.0165 | 0 | 4079.0165 | 0 | 2187.1677 | 0
1084 | Commercial | CmiEgs503 | Interior Lighting Controls | 0 | 0 | 0 | 0 | 0 | 0 | 0 | 0 | 0 | 0 | 0 | 0 | 1239.2345 | 0 | 1239.2345 | 1160.8607 | 0 | 4789.6389 | 0 | 4789.6389 | 0 | 2187.1677 | 0
1085 | Commercial | CmiNgs503 | Interior Lighting Controls | 0 | 0 | 0 | 0 | 0 | 0 | 0 | 0 | 0 | 0 | 0 | 0 | 1239.2345 | 0 | 1239.2345 | 1160.8607 | 0 | 4789.6389 | 0 | 4789.6389 | 0 | 2187.1677 | 0
1086 | Commercial | CofEgs503 | Interior Lighting Controls | 0 | 0 | 0 | 0 | 0 | 0 | 0 | 0 | 0 | 0 | 0 | 0 | 914.5259 | 0 | 914.5259 | 1160.8607 | 0 | 3534.6407 | 0 | 3534.6407 | 0 | 2187.1677 | 0
1087 | Commercial | CofNgs503 | Interior Lighting Controls | 0 | 0 | 0 | 0 | 0 | 0 | 0 | 0 | 0 | 0 | 0 | 0 | 914.5259 | 0 | 914.5259 | 1160.8607 | 0 | 3534.6407 | 0 | 3534.6407 | 0 | 2187.1677 | 0
1088 | Commercial | CreEgs503 | Interior Lighting Controls | 0 | 0 | 0 | 0 | 0 | 0 | 0 | 0 | 0 | 0 | 0 | 0 | 943.7637 | 0 | 943.7637 | 1160.8607 | 0 | 3647.6448 | 0 | 3647.6448 | 0 | 2187.1677 | 0
1089 | Commercial | CreNgs503 | Interior Lighting Controls | 0 | 0 | 0 | 0 | 0 | 0 | 0 | 0 | 0 | 0 | 0 | 0 | 943.7637 | 0 | 943.7637 | 1160.8607 | 0 | 3647.6448 | 0 | 3647.6448 | 0 | 2187.1677 | 0
1090 | Commercial | CrtEgs503 | Interior Lighting Controls | 0 | 0 | 0 | 0 | 0 | 0 | 0 | 0 | 0 | 0 | 0 | 0 | 1401.1672 | 0 | 1401.1672 | 1160.8607 | 0 | 5415.5084 | 0 | 5415.5084 | 0 | 2187.1677 | 0
1091 | Commercial | CrtNgs503 | Interior Lighting Controls | 0 | 0 | 0 | 0 | 0 | 0 | 0 | 0 | 0 | 0 | 0 | 0 | 1401.1672 | 0 | 1401.1672 | 1160.8607 | 0 | 5415.5084 | 0 | 5415.5084 | 0 | 2187.1677 | 0
1092 | Commercial | CscEgs503 | Interior Lighting Controls | 0 | 0 | 0 | 0 | 0 | 0 | 0 | 0 | 0 | 0 | 0 | 0 | 668.8155 | 0 | 668.8155 | 1160.8607 | 0 | 2584.9707 | 0 | 2584.9707 | 0 | 2187.1677 | 0
1093 | Commercial | CscNgs503 | Interior Lighting Controls | 0 | 0 | 0 | 0 | 0 | 0 | 0 | 0 | 0 | 0 | 0 | 0 | 668.8155 | 0 | 668.8155 | 1160.8607 | 0 | 2584.9707 | 0 | 2584.9707 | 0 | 2187.1677 | 0
1094 | Commercial | CwaEgs503 | Interior Lighting Controls | 0 | 0 | 0 | 0 | 0 | 0 | 0 | 0 | 0 | 0 | 0 | 0 | 1075.0528 | 0 | 1075.0528 | 1160.8607 | 0 | 4155.0769 | 0 | 4155.0769 | 0 | 2187.1677 | 0
1095 | Commercial | CwaNgs503 | Interior Lighting Controls | 0 | 0 | 0 | 0 | 0 | 0 | 0 | 0 | 0 | 0 | 0 | 0 | 1075.0528 | 0 | 1075.0528 | 1160.8607 | 0 | 4155.0769 | 0 | 4155.0769 | 0 | 2187.1677 | 0
1096 | Commercial | CasNgs505 | Premium T8 - Fixture Replacement | 4038.7136 | 2055.2634 | 76.6859 | 12470.7032 | 13321.1794 | 3188.2373 | 2131.9494 | 2489.6021 | 442.5845 | 482.255 | 240.9895 | 3655.4311 | 8753.0271 | 0 | 8753.0271 | 1160.8607 | 0 | 32017.9411 | 0 | 32017.9411 | 0 | 37996.1395 | 0
1097 | Commercial | CasTgs505 | Premium T8 - Fixture Replacement | 4038.7136 | 2055.2634 | 76.6859 | 12470.7032 | 13321.1794 | 3188.2373 | 2131.9494 | 2489.6021 | 442.5845 | 482.255 | 240.9895 | 3655.4311 | 8753.0271 | 0 | 8753.0271 | 1160.8607 | 0 | 32017.9411 | 0 | 32017.9411 | 0 | 37996.1395 | 0
1098 | Commercial | CcoNgs505 | Premium T8 - Fixture Replacement | 4517.4263 | 2298.8758 | 85.7756 | 13948.8679 | 14900.152 | 3566.1422 | 2384.6514 | 2784.6971 | 495.0444 | 539.4172 | 269.5542 | 4088.713 | 19162.7166 | 0 | 19162.7166 | 1160.8607 | 0 | 74063.8608 | 0 | 74063.8608 | 0 | 57345.5443 | 0
1099 | Commercial | CcoTgs505 | Premium T8 - Fixture Replacement | 4517.4263 | 2298.8758 | 85.7756 | 13948.8679 | 14900.152 | 3566.1422 | 2384.6514 | 2784.6971 | 495.0444 | 539.4172 | 269.5542 | 4088.713 | 19162.7166 | 0 | 19162.7166 | 1160.8607 | 0 | 74063.8608 | 0 | 74063.8608 | 0 | 57345.5443 | 0
1100 | Commercial | CgrNgs505 | Premium T8 - Fixture Replacement | 3882.0354 | 1975.5314 | 73.711 | 11986.9137 | 12804.3965 | 3064.5526 | 2049.2423 | 2393.0203 | 425.4148 | 463.5464 | 231.6405 | 3513.622 | 8700.3817 | 0 | 8700.3817 | 1160.8607 | 0 | 31825.3682 | 0 | 31825.3682 | 0 | 19592.2866 | 0
1101 | Commercial | CgrTgs505 | Premium T8 - Fixture Replacement | 3882.0354 | 1975.5314 | 73.711 | 11986.9137 | 12804.3965 | 3064.5526 | 2049.2423 | 2393.0203 | 425.4148 | 463.5464 | 231.6405 | 3513.622 | 8700.3817 | 0 | 8700.3817 | 1160.8607 | 0 | 31825.3682 | 0 | 31825.3682 | 0 | 19592.2866 | 0
1102 | Commercial | CheNgs505 | Premium T8 - Fixture Replacement | 4038.7136 | 2055.2634 | 76.6859 | 12470.7032 | 13321.1794 | 3188.2373 | 2131.9494 | 2489.6021 | 442.5845 | 482.255 | 240.9895 | 3655.4311 | 8753.0271 | 0 | 8753.0271 | 1160.8607 | 0 | 32017.9411 | 0 | 32017.9411 | 0 | 21733.6701 | 0
1103 | Commercial | CheTgs505 | Premium T8 - Fixture Replacement | 4038.7136 | 2055.2634 | 76.6859 | 12470.7032 | 13321.1794 | 3188.2373 | 2131.9494 | 2489.6021 | 442.5845 | 482.255 | 240.9895 | 3655.4311 | 8753.0271 | 0 | 8753.0271 | 1160.8607 | 0 | 32017.9411 | 0 | 32017.9411 | 0 | 21733.6701 | 0
1104 | Commercial | ChoNgs505 | Premium T8 - Fixture Replacement | 4517.4263 | 2298.8758 | 85.7756 | 13948.8679 | 14900.152 | 3566.1422 | 2384.6514 | 2784.6971 | 495.0444 | 539.4172 | 269.5542 | 4088.713 | 19162.7166 | 0 | 19162.7166 | 1160.8607 | 0 | 74063.8608 | 0 | 74063.8608 | 0 | 37162.4777 | 0
1105 | Commercial | ChoTgs505 | Premium T8 - Fixture Replacement | 4517.4263 | 2298.8758 | 85.7756 | 13948.8679 | 14900.152 | 3566.1422 | 2384.6514 | 2784.6971 | 495.0444 | 539.4172 | 269.5542 | 4088.713 | 19162.7166 | 0 | 19162.7166 | 1160.8607 | 0 | 74063.8608 | 0 | 74063.8608 | 0 | 37162.4777 | 0
1106 | Commercial | CinNgs505 | Premium T8 - Fixture Replacement | 4038.7136 | 2055.2634 | 76.6859 | 12470.7032 | 13321.1794 | 3188.2373 | 2131.9494 | 2489.6021 | 442.5845 | 482.255 | 240.9895 | 3655.4311 | 8753.0271 | 0 | 8753.0271 | 1160.8607 | 0 | 32017.9411 | 0 | 32017.9411 | 0 | 33124.2485 | 0
1107 | Commercial | CinTgs505 | Premium T8 - Fixture Replacement | 4038.7136 | 2055.2634 | 76.6859 | 12470.7032 | 13321.1794 | 3188.2373 | 2131.9494 | 2489.6021 | 442.5845 | 482.255 | 240.9895 | 3655.4311 | 8753.0271 | 0 | 8753.0271 | 1160.8607 | 0 | 32017.9411 | 0 | 32017.9411 | 0 | 33124.2485 | 0
1108 | Commercial | CloNgs505 | Premium T8 - Fixture Replacement | 3882.0354 | 1975.5314 | 73.711 | 11986.9137 | 12804.3965 | 3064.5526 | 2049.2423 | 2393.0203 | 425.4148 | 463.5464 | 231.6405 | 3513.622 | 8700.3817 | 0 | 8700.3817 | 1160.8607 | 0 | 31825.3682 | 0 | 31825.3682 | 0 | 28934.3728 | 0
1109 | Commercial | CloTgs505 | Premium T8 - Fixture Replacement | 3882.0354 | 1975.5314 | 73.711 | 11986.9137 | 12804.3965 | 3064.5526 | 2049.2423 | 2393.0203 | 425.4148 | 463.5464 | 231.6405 | 3513.622 | 8700.3817 | 0 | 8700.3817 | 1160.8607 | 0 | 31825.3682 | 0 | 31825.3682 | 0 | 28934.3728 | 0
1110 | Commercial | CmiNgs505 | Premium T8 - Fixture Replacement | 4038.7136 | 2055.2634 | 76.6859 | 12470.7032 | 13321.1794 | 3188.2373 | 2131.9494 | 2489.6021 | 442.5845 | 482.255 | 240.9895 | 3655.4311 | 8753.0271 | 0 | 8753.0271 | 1160.8607 | 0 | 32017.9411 | 0 | 32017.9411 | 0 | 24790.5842 | 0
1111 | Commercial | CmiTgs505 | Premium T8 - Fixture Replacement | 4038.7136 | 2055.2634 | 76.6859 | 12470.7032 | 13321.1794 | 3188.2373 | 2131.9494 | 2489.6021 | 442.5845 | 482.255 | 240.9895 | 3655.4311 | 8753.0271 | 0 | 8753.0271 | 1160.8607 | 0 | 32017.9411 | 0 | 32017.9411 | 0 | 24790.5842 | 0
1112 | Commercial | CofNgs505 | Premium T8 - Fixture Replacement | 4038.7136 | 2055.2634 | 76.6859 | 12470.7032 | 13321.1794 | 3188.2373 | 2131.9494 | 2489.6021 | 442.5845 | 482.255 | 240.9895 | 3655.4311 | 8753.0271 | 0 | 8753.0271 | 1160.8607 | 0 | 32017.9411 | 0 | 32017.9411 | 0 | 33592.6521 | 0
1113 | Commercial | CofTgs505 | Premium T8 - Fixture Replacement | 4038.7136 | 2055.2634 | 76.6859 | 12470.7032 | 13321.1794 | 3188.2373 | 2131.9494 | 2489.6021 | 442.5845 | 482.255 | 240.9895 | 3655.4311 | 8753.0271 | 0 | 8753.0271 | 1160.8607 | 0 | 32017.9411 | 0 | 32017.9411 | 0 | 33592.6521 | 0
1114 | Commercial | CreNgs505 | Premium T8 - Fixture Replacement | 3882.0354 | 1975.5314 | 73.711 | 11986.9137 | 12804.3965 | 3064.5526 | 2049.2423 | 2393.0203 | 425.4148 | 463.5464 | 231.6405 | 3513.622 | 8700.3817 | 0 | 8700.3817 | 1160.8607 | 0 | 31825.3682 | 0 | 31825.3682 | 0 | 32356.1645 | 0
1115 | Commercial | CreTgs505 | Premium T8 - Fixture Replacement | 3882.0354 | 1975.5314 | 73.711 | 11986.9137 | 12804.3965 | 3064.5526 | 2049.2423 | 2393.0203 | 425.4148 | 463.5464 | 231.6405 | 3513.622 | 8700.3817 | 0 | 8700.3817 | 1160.8607 | 0 | 31825.3682 | 0 | 31825.3682 | 0 | 32356.1645 | 0
1116 | Commercial | CrtNgs505 | Premium T8 - Fixture Replacement | 3882.0354 | 1975.5314 | 73.711 | 11986.9137 | 12804.3965 | 3064.5526 | 2049.2423 | 2393.0203 | 425.4148 | 463.5464 | 231.6405 | 3513.622 | 8700.3817 | 0 | 8700.3817 | 1160.8607 | 0 | 31825.3682 | 0 | 31825.3682 | 0 | 21793.6683 | 0
1117 | Commercial | CrtTgs505 | Premium T8 - Fixture Replacement | 3882.0354 | 1975.5314 | 73.711 | 11986.9137 | 12804.3965 | 3064.5526 | 2049.2423 | 2393.0203 | 425.4148 | 463.5464 | 231.6405 | 3513.622 | 8700.3817 | 0 | 8700.3817 | 1160.8607 | 0 | 31825.3682 | 0 | 31825.3682 | 0 | 21793.6683 | 0
1118 | Commercial | CscNgs505 | Premium T8 - Fixture Replacement | 4038.7136 | 2055.2634 | 76.6859 | 12470.7032 | 13321.1794 | 3188.2373 | 2131.9494 | 2489.6021 | 442.5845 | 482.255 | 240.9895 | 3655.4311 | 8753.0271 | 0 | 8753.0271 | 1160.8607 | 0 | 32017.9411 | 0 | 32017.9411 | 0 | 45933.9608 | 0
1119 | Commercial | CscTgs505 | Premium T8 - Fixture Replacement | 4038.7136 | 2055.2634 | 76.6859 | 12470.7032 | 13321.1794 | 3188.2373 | 2131.9494 | 2489.6021 | 442.5845 | 482.255 | 240.9895 | 3655.4311 | 8753.0271 | 0 | 8753.0271 | 1160.8607 | 0 | 32017.9411 | 0 | 32017.9411 | 0 | 45933.9608 | 0
1120 | Commercial | CwaNgs505 | Premium T8 - Fixture Replacement | 4038.7136 | 2055.2634 | 76.6859 | 12470.7032 | 13321.1794 | 3188.2373 | 2131.9494 | 2489.6021 | 442.5845 | 482.255 | 240.9895 | 3655.4311 | 8753.0271 | 0 | 8753.0271 | 1160.8607 | 0 | 32017.9411 | 0 | 32017.9411 | 0 | 28576.5926 | 0
1121 | Commercial | CwaTgs505 | Premium T8 - Fixture Replacement | 4038.7136 | 2055.2634 | 76.6859 | 12470.7032 | 13321.1794 | 3188.2373 | 2131.9494 | 2489.6021 | 442.5845 | 482.255 | 240.9895 | 3655.4311 | 8753.0271 | 0 | 8753.0271 | 1160.8607 | 0 | 32017.9411 | 0 | 32017.9411 | 0 | 28576.5926 | 0
1122 | Commercial | CasEgs601 | Efficient Motor Belts | 4039.9169 | 2055.8758 | 76.7088 | 12509.1269 | 13362.2236 | 3186.8202 | 2132.5846 | 2491.4115 | 442.7447 | 482.6056 | 241.0767 | 3657.8385 | 14888.2174 | 0 | 14888.2174 | 567.7796 | 0 | 56616.2838 | 0 | 56616.2838 | 0 | 360877.733 | 0
1123 | Commercial | CasNgs601 | Efficient Motor Belts | 4039.9169 | 2055.8758 | 76.7088 | 12509.1269 | 13362.2236 | 3186.8202 | 2132.5846 | 2491.4115 | 442.7447 | 482.6056 | 241.0767 | 3657.8385 | 14888.2174 | 0 | 14888.2174 | 567.7796 | 0 | 56616.2838 | 0 | 56616.2838 | 0 | 360877.733 | 0
1124 | Commercial | CcoEgs601 | Efficient Motor Belts | 4443.4568 | 2261.2334 | 84.3711 | 13758.6407 | 14696.9517 | 3505.1458 | 2345.6045 | 2740.2741 | 486.9696 | 530.8122 | 265.1574 | 4023.2133 | 15665.2541 | 0 | 15665.2541 | 567.7796 | 0 | 59860.9332 | 0 | 59860.9332 | 0 | 381559.4338 | 0
1125 | Commercial | CcoNgs601 | Efficient Motor Belts | 4443.4568 | 2261.2334 | 84.3711 | 13758.6407 | 14696.9517 | 3505.1458 | 2345.6045 | 2740.2741 | 486.9696 | 530.8122 | 265.1574 | 4023.2133 | 15665.2541 | 0 | 15665.2541 | 567.7796 | 0 | 59860.9332 | 0 | 59860.9332 | 0 | 381559.4338 | 0
1126 | Commercial | CgrEgs601 | Efficient Motor Belts | 4039.9169 | 2055.8758 | 76.7088 | 12509.1269 | 13362.2236 | 3186.8202 | 2132.5846 | 2491.4115 | 442.7447 | 482.6056 | 241.0767 | 3657.8385 | 14888.2174 | 0 | 14888.2174 | 567.7796 | 0 | 56616.2838 | 0 | 56616.2838 | 0 | 360877.733 | 0
1127 | Commercial | CgrNgs601 | Efficient Motor Belts | 4039.9169 | 2055.8758 | 76.7088 | 12509.1269 | 13362.2236 | 3186.8202 | 2132.5846 | 2491.4115 | 442.7447 | 482.6056 | 241.0767 | 3657.8385 | 14888.2174 | 0 | 14888.2174 | 567.7796 | 0 | 56616.2838 | 0 | 56616.2838 | 0 | 360877.733 | 0
1128 | Commercial | CheEgs601 | Efficient Motor Belts | 4443.4568 | 2261.2334 | 84.3711 | 13758.6407 | 14696.9517 | 3505.1458 | 2345.6045 | 2740.2741 | 486.9696 | 530.8122 | 265.1574 | 4023.2133 | 15665.2541 | 0 | 15665.2541 | 567.7796 | 0 | 59860.9332 | 0 | 59860.9332 | 0 | 381559.4338 | 0
1129 | Commercial | CheNgs601 | Efficient Motor Belts | 4443.4568 | 2261.2334 | 84.3711 | 13758.6407 | 14696.9517 | 3505.1458 | 2345.6045 | 2740.2741 | 486.9696 | 530.8122 | 265.1574 | 4023.2133 | 15665.2541 | 0 | 15665.2541 | 567.7796 | 0 | 59860.9332 | 0 | 59860.9332 | 0 | 381559.4338 | 0
1130 | Commercial | ChoEgs601 | Efficient Motor Belts | 4443.4568 | 2261.2334 | 84.3711 | 13758.6407 | 14696.9517 | 3505.1458 | 2345.6045 | 2740.2741 | 486.9696 | 530.8122 | 265.1574 | 4023.2133 | 15665.2541 | 0 | 15665.2541 | 567.7796 | 0 | 59860.9332 | 0 | 59860.9332 | 0 | 381559.4338 | 0
1131 | Commercial | ChoNgs601 | Efficient Motor Belts | 4443.4568 | 2261.2334 | 84.3711 | 13758.6407 | 14696.9517 | 3505.1458 | 2345.6045 | 2740.2741 | 486.9696 | 530.8122 | 265.1574 | 4023.2133 | 15665.2541 | 0 | 15665.2541 | 567.7796 | 0 | 59860.9332 | 0 | 59860.9332 | 0 | 381559.4338 | 0
1132 | Commercial | CinEgs601 | Efficient Motor Belts | 4039.9169 | 2055.8758 | 76.7088 | 12509.1269 | 13362.2236 | 3186.8202 | 2132.5846 | 2491.4115 | 442.7447 | 482.6056 | 241.0767 | 3657.8385 | 14888.2174 | 0 | 14888.2174 | 567.7796 | 0 | 56616.2838 | 0 | 56616.2838 | 0 | 360877.733 | 0
1133 | Commercial | CinNgs601 | Efficient Motor Belts | 4039.9169 | 2055.8758 | 76.7088 | 12509.1269 | 13362.2236 | 3186.8202 | 2132.5846 | 2491.4115 | 442.7447 | 482.6056 | 241.0767 | 3657.8385 | 14888.2174 | 0 | 14888.2174 | 567.7796 | 0 | 56616.2838 | 0 | 56616.2838 | 0 | 360877.733 | 0
1134 | Commercial | CloEgs601 | Efficient Motor Belts | 4443.4568 | 2261.2334 | 84.3711 | 13758.6407 | 14696.9517 | 3505.1458 | 2345.6045 | 2740.2741 | 486.9696 | 530.8122 | 265.1574 | 4023.2133 | 15665.2541 | 0 | 15665.2541 | 567.7796 | 0 | 59860.9332 | 0 | 59860.9332 | 0 | 381559.4338 | 0
1135 | Commercial | CloNgs601 | Efficient Motor Belts | 4443.4568 | 2261.2334 | 84.3711 | 13758.6407 | 14696.9517 | 3505.1458 | 2345.6045 | 2740.2741 | 486.9696 | 530.8122 | 265.1574 | 4023.2133 | 15665.2541 | 0 | 15665.2541 | 567.7796 | 0 | 59860.9332 | 0 | 59860.9332 | 0 | 381559.4338 | 0
1136 | Commercial | CmiEgs601 | Efficient Motor Belts | 4039.9169 | 2055.8758 | 76.7088 | 12509.1269 | 13362.2236 | 3186.8202 | 2132.5846 | 2491.4115 | 442.7447 | 482.6056 | 241.0767 | 3657.8385 | 14888.2174 | 0 | 14888.2174 | 567.7796 | 0 | 56616.2838 | 0 | 56616.2838 | 0 | 360877.733 | 0
1137 | Commercial | CmiNgs601 | Efficient Motor Belts | 4039.9169 | 2055.8758 | 76.7088 | 12509.1269 | 13362.2236 | 3186.8202 | 2132.5846 | 2491.4115 | 442.7447 | 482.6056 | 241.0767 | 3657.8385 | 14888.2174 | 0 | 14888.2174 | 567.7796 | 0 | 56616.2838 | 0 | 56616.2838 | 0 | 360877.733 | 0
1138 | Commercial | CofEgs601 | Efficient Motor Belts | 4039.9169 | 2055.8758 | 76.7088 | 12509.1269 | 13362.2236 | 3186.8202 | 2132.5846 | 2491.4115 | 442.7447 | 482.6056 | 241.0767 | 3657.8385 | 14888.2174 | 0 | 14888.2174 | 567.7796 | 0 | 56616.2838 | 0 | 56616.2838 | 0 | 360877.733 | 0
1139 | Commercial | CofNgs601 | Efficient Motor Belts | 4039.9169 | 2055.8758 | 76.7088 | 12509.1269 | 13362.2236 | 3186.8202 | 2132.5846 | 2491.4115 | 442.7447 | 482.6056 | 241.0767 | 3657.8385 | 14888.2174 | 0 | 14888.2174 | 567.7796 | 0 | 56616.2838 | 0 | 56616.2838 | 0 | 360877.733 | 0
1140 | Commercial | CreEgs601 | Efficient Motor Belts | 4443.4568 | 2261.2334 | 84.3711 | 13758.6407 | 14696.9517 | 3505.1458 | 2345.6045 | 2740.2741 | 486.9696 | 530.8122 | 265.1574 | 4023.2133 | 15665.2541 | 0 | 15665.2541 | 567.7796 | 0 | 59860.9332 | 0 | 59860.9332 | 0 | 381559.4338 | 0
1141 | Commercial | CreNgs601 | Efficient Motor Belts | 4443.4568 | 2261.2334 | 84.3711 | 13758.6407 | 14696.9517 | 3505.1458 | 2345.6045 | 2740.2741 | 486.9696 | 530.8122 | 265.1574 | 4023.2133 | 15665.2541 | 0 | 15665.2541 | 567.7796 | 0 | 59860.9332 | 0 | 59860.9332 | 0 | 381559.4338 | 0
1142 | Commercial | CrtEgs601 | Efficient Motor Belts | 4039.9169 | 2055.8758 | 76.7088 | 12509.1269 | 13362.2236 | 3186.8202 | 2132.5846 | 2491.4115 | 442.7447 | 482.6056 | 241.0767 | 3657.8385 | 14888.2174 | 0 | 14888.2174 | 567.7796 | 0 | 56616.2838 | 0 | 56616.2838 | 0 | 360877.733 | 0
1143 | Commercial | CrtNgs601 | Efficient Motor Belts | 4039.9169 | 2055.8758 | 76.7088 | 12509.1269 | 13362.2236 | 3186.8202 | 2132.5846 | 2491.4115 | 442.7447 | 482.6056 | 241.0767 | 3657.8385 | 14888.2174 | 0 | 14888.2174 | 567.7796 | 0 | 56616.2838 | 0 | 56616.2838 | 0 | 360877.733 | 0
1144 | Commercial | CscEgs601 | Efficient Motor Belts | 4443.4568 | 2261.2334 | 84.3711 | 13758.6407 | 14696.9517 | 3505.1458 | 2345.6045 | 2740.2741 | 486.9696 | 530.8122 | 265.1574 | 4023.2133 | 15665.2541 | 0 | 15665.2541 | 567.7796 | 0 | 59860.9332 | 0 | 59860.9332 | 0 | 381559.4338 | 0
1145 | Commercial | CscNgs601 | Efficient Motor Belts | 4443.4568 | 2261.2334 | 84.3711 | 13758.6407 | 14696.9517 | 3505.1458 | 2345.6045 | 2740.2741 | 486.9696 | 530.8122 | 265.1574 | 4023.2133 | 15665.2541 | 0 | 15665.2541 | 567.7796 | 0 | 59860.9332 | 0 | 59860.9332 | 0 | 381559.4338 | 0
1146 | Commercial | CwaEgs601 | Efficient Motor Belts | 4039.9169 | 2055.8758 | 76.7088 | 12509.1269 | 13362.2236 | 3186.8202 | 2132.5846 | 2491.4115 | 442.7447 | 482.6056 | 241.0767 | 3657.8385 | 14888.2174 | 0 | 14888.2174 | 567.7796 | 0 | 56616.2838 | 0 | 56616.2838 | 0 | 360877.733 | 0
1147 | Commercial | CwaNgs601 | Efficient Motor Belts | 4039.9169 | 2055.8758 | 76.7088 | 12509.1269 | 13362.2236 | 3186.8202 | 2132.5846 | 2491.4115 | 442.7447 | 482.6056 | 241.0767 | 3657.8385 | 14888.2174 | 0 | 14888.2174 | 567.7796 | 0 | 56616.2838 | 0 | 56616.2838 | 0 | 360877.733 | 0
1148 | Commercial | CasNgs605 | High Speed Fans | 3933.8094 | 2001.8787 | 74.6941 | 12180.5776 | 13011.2679 | 3103.1191 | 2076.5727 | 2425.9752 | 431.1161 | 469.9301 | 234.7449 | 3561.7663 | 14679.5726 | 0 | 14679.5726 | 744.1909 | 0 | 55763.1232 | 0 | 55763.1232 | 0 | 32855.2373 | 0
1149 | Commercial | CasTgs605 | High Speed Fans | 3933.8094 | 2001.8787 | 74.6941 | 12180.5776 | 13011.2679 | 3103.1191 | 2076.5727 | 2425.9752 | 431.1161 | 469.9301 | 234.7449 | 3561.7663 | 14679.5726 | 0 | 14679.5726 | 744.1909 | 0 | 55763.1232 | 0 | 55763.1232 | 0 | 32855.2373 | 0
1150 | Commercial | CcoNgs605 | High Speed Fans | 4443.4568 | 2261.2335 | 84.3711 | 13758.6408 | 14696.9518 | 3505.1459 | 2345.6045 | 2740.2741 | 486.9696 | 530.8122 | 265.1574 | 4023.2134 | 15665.2521 | 0 | 15665.2521 | 744.1909 | 0 | 59860.9256 | 0 | 59860.9256 | 0 | 35269.6335 | 0
1151 | Commercial | CcoTgs605 | High Speed Fans | 4443.4568 | 2261.2335 | 84.3711 | 13758.6408 | 14696.9518 | 3505.1459 | 2345.6045 | 2740.2741 | 486.9696 | 530.8122 | 265.1574 | 4023.2134 | 15665.2521 | 0 | 15665.2521 | 744.1909 | 0 | 59860.9256 | 0 | 59860.9256 | 0 | 35269.6335 | 0
1152 | Commercial | CgrNgs605 | High Speed Fans | 3933.8094 | 2001.8787 | 74.6941 | 12180.5776 | 13011.2679 | 3103.1191 | 2076.5727 | 2425.9752 | 431.1161 | 469.9301 | 234.7449 | 3561.7663 | 14679.5726 | 0 | 14679.5726 | 744.1909 | 0 | 55763.1232 | 0 | 55763.1232 | 0 | 32855.2373 | 0
1153 | Commercial | CgrTgs605 | High Speed Fans | 3933.8094 | 2001.8787 | 74.6941 | 12180.5776 | 13011.2679 | 3103.1191 | 2076.5727 | 2425.9752 | 431.1161 | 469.9301 | 234.7449 | 3561.7663 | 14679.5726 | 0 | 14679.5726 | 744.1909 | 0 | 55763.1232 | 0 | 55763.1232 | 0 | 32855.2373 | 0
1154 | Commercial | CheNgs605 | High Speed Fans | 4443.4568 | 2261.2335 | 84.3711 | 13758.6408 | 14696.9518 | 3505.1459 | 2345.6045 | 2740.2741 | 486.9696 | 530.8122 | 265.1574 | 4023.2134 | 15665.2521 | 0 | 15665.2521 | 744.1909 | 0 | 59860.9256 | 0 | 59860.9256 | 0 | 35269.6335 | 0
1155 | Commercial | CheTgs605 | High Speed Fans | 4443.4568 | 2261.2335 | 84.3711 | 13758.6408 | 14696.9518 | 3505.1459 | 2345.6045 | 2740.2741 | 486.9696 | 530.8122 | 265.1574 | 4023.2134 | 15665.2521 | 0 | 15665.2521 | 744.1909 | 0 | 59860.9256 | 0 | 59860.9256 | 0 | 35269.6335 | 0
1156 | Commercial | ChoNgs605 | High Speed Fans | 4443.4568 | 2261.2335 | 84.3711 | 13758.6408 | 14696.9518 | 3505.1459 | 2345.6045 | 2740.2741 | 486.9696 | 530.8122 | 265.1574 | 4023.2134 | 15665.2521 | 0 | 15665.2521 | 744.1909 | 0 | 59860.9256 | 0 | 59860.9256 | 0 | 35269.6335 | 0
1157 | Commercial | ChoTgs605 | High Speed Fans | 4443.4568 | 2261.2335 | 84.3711 | 13758.6408 | 14696.9518 | 3505.1459 | 2345.6045 | 2740.2741 | 486.9696 | 530.8122 | 265.1574 | 4023.2134 | 15665.2521 | 0 | 15665.2521 | 744.1909 | 0 | 59860.9256 | 0 | 59860.9256 | 0 | 35269.6335 | 0
1158 | Commercial | CinNgs605 | High Speed Fans | 3933.8094 | 2001.8787 | 74.6941 | 12180.5776 | 13011.2679 | 3103.1191 | 2076.5727 | 2425.9752 | 431.1161 | 469.9301 | 234.7449 | 3561.7663 | 14679.5726 | 0 | 14679.5726 | 744.1909 | 0 | 55763.1232 | 0 | 55763.1232 | 0 | 32855.2373 | 0
1159 | Commercial | CinTgs605 | High Speed Fans | 3933.8094 | 2001.8787 | 74.6941 | 12180.5776 | 13011.2679 | 3103.1191 | 2076.5727 | 2425.9752 | 431.1161 | 469.9301 | 234.7449 | 3561.7663 | 14679.5726 | 0 | 14679.5726 | 744.1909 | 0 | 55763.1232 | 0 | 55763.1232 | 0 | 32855.2373 | 0
1160 | Commercial | CloNgs605 | High Speed Fans | 4443.4568 | 2261.2335 | 84.3711 | 13758.6408 | 14696.9518 | 3505.1459 | 2345.6045 | 2740.2741 | 486.9696 | 530.8122 | 265.1574 | 4023.2134 | 15665.2521 | 0 | 15665.2521 | 744.1909 | 0 | 59860.9256 | 0 | 59860.9256 | 0 | 35269.6335 | 0
1161 | Commercial | CloTgs605 | High Speed Fans | 4443.4568 | 2261.2335 | 84.3711 | 13758.6408 | 14696.9518 | 3505.1459 | 2345.6045 | 2740.2741 | 486.9696 | 530.8122 | 265.1574 | 4023.2134 | 15665.2521 | 0 | 15665.2521 | 744.1909 | 0 | 59860.9256 | 0 | 59860.9256 | 0 | 35269.6335 | 0
1162 | Commercial | CmiNgs605 | High Speed Fans | 3933.8094 | 2001.8787 | 74.6941 | 12180.5776 | 13011.2679 | 3103.1191 | 2076.5727 | 2425.9752 | 431.1161 | 469.9301 | 234.7449 | 3561.7663 | 14679.5726 | 0 | 14679.5726 | 744.1909 | 0 | 55763.1232 | 0 | 55763.1232 | 0 | 32855.2373 | 0
1163 | Commercial | CmiTgs605 | High Speed Fans | 3933.8094 | 2001.8787 | 74.6941 | 12180.5776 | 13011.2679 | 3103.1191 | 2076.5727 | 2425.9752 | 431.1161 | 469.9301 | 234.7449 | 3561.7663 | 14679.5726 | 0 | 14679.5726 | 744.1909 | 0 | 55763.1232 | 0 | 55763.1232 | 0 | 32855.2373 | 0
1164 | Commercial | CofNgs605 | High Speed Fans | 3933.8094 | 2001.8787 | 74.6941 | 12180.5776 | 13011.2679 | 3103.1191 | 2076.5727 | 2425.9752 | 431.1161 | 469.9301 | 234.7449 | 3561.7663 | 14679.5726 | 0 | 14679.5726 | 744.1909 | 0 | 55763.1232 | 0 | 55763.1232 | 0 | 32855.2373 | 0
1165 | Commercial | CofTgs605 | High Speed Fans | 3933.8094 | 2001.8787 | 74.6941 | 12180.5776 | 13011.2679 | 3103.1191 | 2076.5727 | 2425.9752 | 431.1161 | 469.9301 | 234.7449 | 3561.7663 | 14679.5726 | 0 | 14679.5726 | 744.1909 | 0 | 55763.1232 | 0 | 55763.1232 | 0 | 32855.2373 | 0
1166 | Commercial | CreNgs605 | High Speed Fans | 4443.4568 | 2261.2335 | 84.3711 | 13758.6408 | 14696.9518 | 3505.1459 | 2345.6045 | 2740.2741 | 486.9696 | 530.8122 | 265.1574 | 4023.2134 | 15665.2521 | 0 | 15665.2521 | 744.1909 | 0 | 59860.9256 | 0 | 59860.9256 | 0 | 35269.6335 | 0
1167 | Commercial | CreTgs605 | High Speed Fans | 4443.4568 | 2261.2335 | 84.3711 | 13758.6408 | 14696.9518 | 3505.1459 | 2345.6045 | 2740.2741 | 486.9696 | 530.8122 | 265.1574 | 4023.2134 | 15665.2521 | 0 | 15665.2521 | 744.1909 | 0 | 59860.9256 | 0 | 59860.9256 | 0 | 35269.6335 | 0
1168 | Commercial | CrtNgs605 | High Speed Fans | 3933.8094 | 2001.8787 | 74.6941 | 12180.5776 | 13011.2679 | 3103.1191 | 2076.5727 | 2425.9752 | 431.1161 | 469.9301 | 234.7449 | 3561.7663 | 14679.5726 | 0 | 14679.5726 | 744.1909 | 0 | 55763.1232 | 0 | 55763.1232 | 0 | 32855.2373 | 0
1169 | Commercial | CrtTgs605 | High Speed Fans | 3933.8094 | 2001.8787 | 74.6941 | 12180.5776 | 13011.2679 | 3103.1191 | 2076.5727 | 2425.9752 | 431.1161 | 469.9301 | 234.7449 | 3561.7663 | 14679.5726 | 0 | 14679.5726 | 744.1909 | 0 | 55763.1232 | 0 | 55763.1232 | 0 | 32855.2373 | 0
1170 | Commercial | CscNgs605 | High Speed Fans | 4443.4568 | 2261.2335 | 84.3711 | 13758.6408 | 14696.9518 | 3505.1459 | 2345.6045 | 2740.2741 | 486.9696 | 530.8122 | 265.1574 | 4023.2134 | 15665.2521 | 0 | 15665.2521 | 744.1909 | 0 | 59860.9256 | 0 | 59860.9256 | 0 | 35269.6335 | 0
1171 | Commercial | CscTgs605 | High Speed Fans | 4443.4568 | 2261.2335 | 84.3711 | 13758.6408 | 14696.9518 | 3505.1459 | 2345.6045 | 2740.2741 | 486.9696 | 530.8122 | 265.1574 | 4023.2134 | 15665.2521 | 0 | 15665.2521 | 744.1909 | 0 | 59860.9256 | 0 | 59860.9256 | 0 | 35269.6335 | 0
1172 | Commercial | CwaNgs605 | High Speed Fans | 3933.8094 | 2001.8787 | 74.6941 | 12180.5776 | 13011.2679 | 3103.1191 | 2076.5727 | 2425.9752 | 431.1161 | 469.9301 | 234.7449 | 3561.7663 | 14679.5726 | 0 | 14679.5726 | 744.1909 | 0 | 55763.1232 | 0 | 55763.1232 | 0 | 32855.2373 | 0
1173 | Commercial | CwaTgs605 | High Speed Fans | 3933.8094 | 2001.8787 | 74.6941 | 12180.5776 | 13011.2679 | 3103.1191 | 2076.5727 | 2425.9752 | 431.1161 | 469.9301 | 234.7449 | 3561.7663 | 14679.5726 | 0 | 14679.5726 | 744.1909 | 0 | 55763.1232 | 0 | 55763.1232 | 0 | 32855.2373 | 0
1174 | Commercial | CasEgs606 | Regenerative Drive Elevator Motor | 3933.8094 | 2001.8787 | 74.6941 | 12180.5776 | 13011.2679 | 3103.1191 | 2076.5727 | 2425.9752 | 431.1161 | 469.9301 | 234.7449 | 3561.7663 | 14679.5726 | 0 | 14679.5726 | 471.3032 | 0 | 55763.1232 | 0 | 55763.1232 | 0 | 347871.6061 | 0
1175 | Commercial | CasNgs606 | Regenerative Drive Elevator Motor | 3933.8094 | 2001.8787 | 74.6941 | 12180.5776 | 13011.2679 | 3103.1191 | 2076.5727 | 2425.9752 | 431.1161 | 469.9301 | 234.7449 | 3561.7663 | 14679.5726 | 0 | 14679.5726 | 471.3032 | 0 | 55763.1232 | 0 | 55763.1232 | 0 | 347871.6061 | 0
1176 | Commercial | CcoEgs606 | Regenerative Drive Elevator Motor | 4443.4568 | 2261.2335 | 84.3711 | 13758.6408 | 14696.9518 | 3505.1459 | 2345.6045 | 2740.2741 | 486.9696 | 530.8122 | 265.1574 | 4023.2134 | 15665.2521 | 0 | 15665.2521 | 471.3032 | 0 | 59860.9256 | 0 | 59860.9256 | 0 | 373435.242 | 0
1177 | Commercial | CcoNgs606 | Regenerative Drive Elevator Motor | 4443.4568 | 2261.2335 | 84.3711 | 13758.6408 | 14696.9518 | 3505.1459 | 2345.6045 | 2740.2741 | 486.9696 | 530.8122 | 265.1574 | 4023.2134 | 15665.2521 | 0 | 15665.2521 | 471.3032 | 0 | 59860.9256 | 0 | 59860.9256 | 0 | 373435.242 | 0
1178 | Commercial | CheEgs606 | Regenerative Drive Elevator Motor | 4443.4568 | 2261.2335 | 84.3711 | 13758.6408 | 14696.9518 | 3505.1459 | 2345.6045 | 2740.2741 | 486.9696 | 530.8122 | 265.1574 | 4023.2134 | 15665.2521 | 0 | 15665.2521 | 471.3032 | 0 | 59860.9256 | 0 | 59860.9256 | 0 | 373435.242 | 0
1179 | Commercial | CheNgs606 | Regenerative Drive Elevator Motor | 4443.4568 | 2261.2335 | 84.3711 | 13758.6408 | 14696.9518 | 3505.1459 | 2345.6045 | 2740.2741 | 486.9696 | 530.8122 | 265.1574 | 4023.2134 | 15665.2521 | 0 | 15665.2521 | 471.3032 | 0 | 59860.9256 | 0 | 59860.9256 | 0 | 373435.242 | 0
1180 | Commercial | ChoEgs606 | Regenerative Drive Elevator Motor | 4443.4568 | 2261.2335 | 84.3711 | 13758.6408 | 14696.9518 | 3505.1459 | 2345.6045 | 2740.2741 | 486.9696 | 530.8122 | 265.1574 | 4023.2134 | 15665.2521 | 0 | 15665.2521 | 471.3032 | 0 | 59860.9256 | 0 | 59860.9256 | 0 | 373435.242 | 0
1181 | Commercial | ChoNgs606 | Regenerative Drive Elevator Motor | 4443.4568 | 2261.2335 | 84.3711 | 13758.6408 | 14696.9518 | 3505.1459 | 2345.6045 | 2740.2741 | 486.9696 | 530.8122 | 265.1574 | 4023.2134 | 15665.2521 | 0 | 15665.2521 | 471.3032 | 0 | 59860.9256 | 0 | 59860.9256 | 0 | 373435.242 | 0
1182 | Commercial | CinEgs606 | Regenerative Drive Elevator Motor | 3933.8094 | 2001.8787 | 74.6941 | 12180.5776 | 13011.2679 | 3103.1191 | 2076.5727 | 2425.9752 | 431.1161 | 469.9301 | 234.7449 | 3561.7663 | 14679.5726 | 0 | 14679.5726 | 471.3032 | 0 | 55763.1232 | 0 | 55763.1232 | 0 | 347871.6061 | 0
1183 | Commercial | CinNgs606 | Regenerative Drive Elevator Motor | 3933.8094 | 2001.8787 | 74.6941 | 12180.5776 | 13011.2679 | 3103.1191 | 2076.5727 | 2425.9752 | 431.1161 | 469.9301 | 234.7449 | 3561.7663 | 14679.5726 | 0 | 14679.5726 | 471.3032 | 0 | 55763.1232 | 0 | 55763.1232 | 0 | 347871.6061 | 0
1184 | Commercial | CloEgs606 | Regenerative Drive Elevator Motor | 4443.4568 | 2261.2335 | 84.3711 | 13758.6408 | 14696.9518 | 3505.1459 | 2345.6045 | 2740.2741 | 486.9696 | 530.8122 | 265.1574 | 4023.2134 | 15665.2521 | 0 | 15665.2521 | 471.3032 | 0 | 59860.9256 | 0 | 59860.9256 | 0 | 373435.242 | 0
1185 | Commercial | CloNgs606 | Regenerative Drive Elevator Motor | 4443.4568 | 2261.2335 | 84.3711 | 13758.6408 | 14696.9518 | 3505.1459 | 2345.6045 | 2740.2741 | 486.9696 | 530.8122 | 265.1574 | 4023.2134 | 15665.2521 | 0 | 15665.2521 | 471.3032 | 0 | 59860.9256 | 0 | 59860.9256 | 0 | 373435.242 | 0
1186 | Commercial | CofEgs606 | Regenerative Drive Elevator Motor | 3933.8094 | 2001.8787 | 74.6941 | 12180.5776 | 13011.2679 | 3103.1191 | 2076.5727 | 2425.9752 | 431.1161 | 469.9301 | 234.7449 | 3561.7663 | 14679.5726 | 0 | 14679.5726 | 471.3032 | 0 | 55763.1232 | 0 | 55763.1232 | 0 | 347871.6061 | 0
1187 | Commercial | CofNgs606 | Regenerative Drive Elevator Motor | 3933.8094 | 2001.8787 | 74.6941 | 12180.5776 | 13011.2679 | 3103.1191 | 2076.5727 | 2425.9752 | 431.1161 | 469.9301 | 234.7449 | 3561.7663 | 14679.5726 | 0 | 14679.5726 | 471.3032 | 0 | 55763.1232 | 0 | 55763.1232 | 0 | 347871.6061 | 0
1188 | Commercial | CreEgs606 | Regenerative Drive Elevator Motor | 4443.4568 | 2261.2335 | 84.3711 | 13758.6408 | 14696.9518 | 3505.1459 | 2345.6045 | 2740.2741 | 486.9696 | 530.8122 | 265.1574 | 4023.2134 | 15665.2521 | 0 | 15665.2521 | 471.3032 | 0 | 59860.9256 | 0 | 59860.9256 | 0 | 373435.242 | 0
1189 | Commercial | CreNgs606 | Regenerative Drive Elevator Motor | 4443.4568 | 2261.2335 | 84.3711 | 13758.6408 | 14696.9518 | 3505.1459 | 2345.6045 | 2740.2741 | 486.9696 | 530.8122 | 265.1574 | 4023.2134 | 15665.2521 | 0 | 15665.2521 | 471.3032 | 0 | 59860.9256 | 0 | 59860.9256 | 0 | 373435.242 | 0
1190 | Commercial | CrtEgs606 | Regenerative Drive Elevator Motor | 3933.8094 | 2001.8787 | 74.6941 | 12180.5776 | 13011.2679 | 3103.1191 | 2076.5727 | 2425.9752 | 431.1161 | 469.9301 | 234.7449 | 3561.7663 | 14679.5726 | 0 | 14679.5726 | 471.3032 | 0 | 55763.1232 | 0 | 55763.1232 | 0 | 347871.6061 | 0
1191 | Commercial | CrtNgs606 | Regenerative Drive Elevator Motor | 3933.8094 | 2001.8787 | 74.6941 | 12180.5776 | 13011.2679 | 3103.1191 | 2076.5727 | 2425.9752 | 431.1161 | 469.9301 | 234.7449 | 3561.7663 | 14679.5726 | 0 | 14679.5726 | 471.3032 | 0 | 55763.1232 | 0 | 55763.1232 | 0 | 347871.6061 | 0
1192 | Commercial | CscEgs606 | Regenerative Drive Elevator Motor | 4443.4568 | 2261.2335 | 84.3711 | 13758.6408 | 14696.9518 | 3505.1459 | 2345.6045 | 2740.2741 | 486.9696 | 530.8122 | 265.1574 | 4023.2134 | 15665.2521 | 0 | 15665.2521 | 471.3032 | 0 | 59860.9256 | 0 | 59860.9256 | 0 | 373435.242 | 0
1193 | Commercial | CscNgs606 | Regenerative Drive Elevator Motor | 4443.4568 | 2261.2335 | 84.3711 | 13758.6408 | 14696.9518 | 3505.1459 | 2345.6045 | 2740.2741 | 486.9696 | 530.8122 | 265.1574 | 4023.2134 | 15665.2521 | 0 | 15665.2521 | 471.3032 | 0 | 59860.9256 | 0 | 59860.9256 | 0 | 373435.242 | 0
1194 | Commercial | CwaEgs606 | Regenerative Drive Elevator Motor | 3933.8094 | 2001.8787 | 74.6941 | 12180.5776 | 13011.2679 | 3103.1191 | 2076.5727 | 2425.9752 | 431.1161 | 469.9301 | 234.7449 | 3561.7663 | 14679.5726 | 0 | 14679.5726 | 471.3032 | 0 | 55763.1232 | 0 | 55763.1232 | 0 | 347871.6061 | 0
1195 | Commercial | CwaNgs606 | Regenerative Drive Elevator Motor | 3933.8094 | 2001.8787 | 74.6941 | 12180.5776 | 13011.2679 | 3103.1191 | 2076.5727 | 2425.9752 | 431.1161 | 469.9301 | 234.7449 | 3561.7663 | 14679.5726 | 0 | 14679.5726 | 471.3032 | 0 | 55763.1232 | 0 | 55763.1232 | 0 | 347871.6061 | 0
1196 | Commercial | CasNgs608 | Variable Speed Pool Pump | 4256.4898 | 2166.0877 | 80.821 | 13179.7194 | 14078.5491 | 3357.66 | 2246.9087 | 2624.9718 | 466.4794 | 508.4773 | 254.0004 | 3853.9289 | 10211.2599 | 0 | 10211.2599 | 567.7796 | 0 | 37811.8856 | 0 | 37811.8856 | 0 | 29552.827 | 0
1197 | Commercial | CasTgs608 | Variable Speed Pool Pump | 4256.4898 | 2166.0877 | 80.821 | 13179.7194 | 14078.5491 | 3357.66 | 2246.9087 | 2624.9718 | 466.4794 | 508.4773 | 254.0004 | 3853.9289 | 10211.2599 | 0 | 10211.2599 | 567.7796 | 0 | 37811.8856 | 0 | 37811.8856 | 0 | 19775.5689 | 0
1198 | Commercial | CcoNgs608 | Variable Speed Pool Pump | 4256.4898 | 2166.0877 | 80.821 | 13179.7194 | 14078.5491 | 3357.66 | 2246.9087 | 2624.9718 | 466.4794 | 508.4773 | 254.0004 | 3853.9289 | 10211.2599 | 0 | 10211.2599 | 567.7796 | 0 | 37811.8856 | 0 | 37811.8856 | 0 | 29552.827 | 0
1199 | Commercial | CcoTgs608 | Variable Speed Pool Pump | 4256.4898 | 2166.0877 | 80.821 | 13179.7194 | 14078.5491 | 3357.66 | 2246.9087 | 2624.9718 | 466.4794 | 508.4773 | 254.0004 | 3853.9289 | 10211.2599 | 0 | 10211.2599 | 567.7796 | 0 | 37811.8856 | 0 | 37811.8856 | 0 | 19775.5689 | 0
1200 | Commercial | CloNgs608 | Variable Speed Pool Pump | 4256.4898 | 2166.0877 | 80.821 | 13179.7194 | 14078.5491 | 3357.66 | 2246.9087 | 2624.9718 | 466.4794 | 508.4773 | 254.0004 | 3853.9289 | 10211.2599 | 0 | 10211.2599 | 567.7796 | 0 | 37811.8856 | 0 | 37811.8856 | 0 | 29552.827 | 0
1201 | Commercial | CloTgs608 | Variable Speed Pool Pump | 4256.4898 | 2166.0877 | 80.821 | 13179.7194 | 14078.5491 | 3357.66 | 2246.9087 | 2624.9718 | 466.4794 | 508.4773 | 254.0004 | 3853.9289 | 10211.2599 | 0 | 10211.2599 | 567.7796 | 0 | 37811.8856 | 0 | 37811.8856 | 0 | 19775.5689 | 0
1202 | Commercial | CasNgs609 | Solar Powered Pool Pump | 4218.4558 | 2146.7325 | 80.0988 | 13061.9515 | 13952.7497 | 3327.6576 | 2226.8314 | 2601.5162 | 462.3112 | 503.9337 | 251.7308 | 3819.492 | 7094.2835 | 0 | 7094.2835 | 567.7796 | 0 | 25481.8473 | 0 | 25481.8473 | 0 | 77142.6722 | 0
1203 | Commercial | CasTgs609 | Solar Powered Pool Pump | 4218.4558 | 2146.7325 | 80.0988 | 13061.9515 | 13952.7497 | 3327.6576 | 2226.8314 | 2601.5162 | 462.3112 | 503.9337 | 251.7308 | 3819.492 | 7094.2835 | 0 | 7094.2835 | 567.7796 | 0 | 25481.8473 | 0 | 25481.8473 | 0 | 40182.5113 | 0
1204 | Commercial | CcoNgs609 | Solar Powered Pool Pump | 4218.4558 | 2146.7325 | 80.0988 | 13061.9515 | 13952.7497 | 3327.6576 | 2226.8314 | 2601.5162 | 462.3112 | 503.9337 | 251.7308 | 3819.492 | 7094.2835 | 0 | 7094.2835 | 567.7796 | 0 | 25481.8473 | 0 | 25481.8473 | 0 | 77142.6722 | 0
1205 | Commercial | CcoTgs609 | Solar Powered Pool Pump | 4218.4558 | 2146.7325 | 80.0988 | 13061.9515 | 13952.7497 | 3327.6576 | 2226.8314 | 2601.5162 | 462.3112 | 503.9337 | 251.7308 | 3819.492 | 7094.2835 | 0 | 7094.2835 | 567.7796 | 0 | 25481.8473 | 0 | 25481.8473 | 0 | 40182.5113 | 0
1206 | Commercial | CloNgs609 | Solar Powered Pool Pump | 4218.4558 | 2146.7325 | 80.0988 | 13061.9515 | 13952.7497 | 3327.6576 | 2226.8314 | 2601.5162 | 462.3112 | 503.9337 | 251.7308 | 3819.492 | 7094.2835 | 0 | 7094.2835 | 567.7796 | 0 | 25481.8473 | 0 | 25481.8473 | 0 | 77142.6722 | 0
1207 | Commercial | CloTgs609 | Solar Powered Pool Pump | 4218.4558 | 2146.7325 | 80.0988 | 13061.9515 | 13952.7497 | 3327.6576 | 2226.8314 | 2601.5162 | 462.3112 | 503.9337 | 251.7308 | 3819.492 | 7094.2835 | 0 | 7094.2835 | 567.7796 | 0 | 25481.8473 | 0 | 25481.8473 | 0 | 40182.5113 | 0
1208 | Commercial | CcoEgs702 | Engine block heater timer | 4554.3844 | 2317.6835 | 86.4774 | 14102.1151 | 15063.8503 | 3592.6492 | 2404.1608 | 2808.683 | 499.1264 | 544.0635 | 271.7769 | 4123.6499 | 16260.7444 | 0 | 16260.7444 | 989.4566 | 0 | 62323.4407 | 0 | 62323.4407 | 0 | 50124.8553 | 0
1209 | Commercial | CcoNgs702 | Engine block heater timer | 4554.3844 | 2317.6835 | 86.4774 | 14102.1151 | 15063.8503 | 3592.6492 | 2404.1608 | 2808.683 | 499.1264 | 544.0635 | 271.7769 | 4123.6499 | 16260.7444 | 0 | 16260.7444 | 989.4566 | 0 | 62323.4407 | 0 | 62323.4407 | 0 | 50124.8553 | 0
1210 | Commercial | ChoEgs702 | Engine block heater timer | 4554.3844 | 2317.6835 | 86.4774 | 14102.1151 | 15063.8503 | 3592.6492 | 2404.1608 | 2808.683 | 499.1264 | 544.0635 | 271.7769 | 4123.6499 | 16260.7444 | 0 | 16260.7444 | 989.4566 | 0 | 62323.4407 | 0 | 62323.4407 | 0 | 50124.8553 | 0
1211 | Commercial | ChoNgs702 | Engine block heater timer | 4554.3844 | 2317.6835 | 86.4774 | 14102.1151 | 15063.8503 | 3592.6492 | 2404.1608 | 2808.683 | 499.1264 | 544.0635 | 271.7769 | 4123.6499 | 16260.7444 | 0 | 16260.7444 | 989.4566 | 0 | 62323.4407 | 0 | 62323.4407 | 0 | 50124.8553 | 0
1212 | Commercial | CinEgs702 | Engine block heater timer | 4588.9008 | 2335.2485 | 87.1327 | 14208.9908 | 15178.0148 | 3619.8768 | 2422.3812 | 2829.9692 | 502.9092 | 548.1868 | 273.8366 | 4154.9018 | 42221.648 | 0 | 42221.648 | 989.4566 | 0 | 163186.5838 | 0 | 163186.5838 | 0 | 131246.0222 | 0
1213 | Commercial | CinNgs702 | Engine block heater timer | 4588.9008 | 2335.2485 | 87.1327 | 14208.9908 | 15178.0148 | 3619.8768 | 2422.3812 | 2829.9692 | 502.9092 | 548.1868 | 273.8366 | 4154.9018 | 42221.648 | 0 | 42221.648 | 989.4566 | 0 | 163186.5838 | 0 | 163186.5838 | 0 | 131246.0222 | 0
1214 | Commercial | CofEgs702 | Engine block heater timer | 4588.9008 | 2335.2485 | 87.1327 | 14208.9908 | 15178.0148 | 3619.8768 | 2422.3812 | 2829.9692 | 502.9092 | 548.1868 | 273.8366 | 4154.9018 | 42221.648 | 0 | 42221.648 | 989.4566 | 0 | 163186.5838 | 0 | 163186.5838 | 0 | 131246.0222 | 0
1215 | Commercial | CofNgs702 | Engine block heater timer | 4588.9008 | 2335.2485 | 87.1327 | 14208.9908 | 15178.0148 | 3619.8768 | 2422.3812 | 2829.9692 | 502.9092 | 548.1868 | 273.8366 | 4154.9018 | 42221.648 | 0 | 42221.648 | 989.4566 | 0 | 163186.5838 | 0 | 163186.5838 | 0 | 131246.0222 | 0
1216 | Commercial | CasEgs802 | Automatic Door Closer for Walk-in Coolers and Freezers | 4023.5284 | 2047.5358 | 76.3976 | 12458.3819 | 13308.0179 | 3173.8924 | 2123.9334 | 2481.3048 | 440.9486 | 480.6479 | 240.0988 | 3643 | 14704.9852 | 0 | 14704.9852 | 1160.8607 | 0 | 55859.6579 | 0 | 55859.6579 | 0 | 403907.5677 | 0
1217 | Commercial | CasNgs802 | Automatic Door Closer for Walk-in Coolers and Freezers | 4023.5284 | 2047.5358 | 76.3976 | 12458.3819 | 13308.0179 | 3173.8924 | 2123.9334 | 2481.3048 | 440.9486 | 480.6479 | 240.0988 | 3643 | 14704.9852 | 0 | 14704.9852 | 1160.8607 | 0 | 55859.6579 | 0 | 55859.6579 | 0 | 403907.5677 | 0
1218 | Commercial | CcoEgs802 | Automatic Door Closer for Walk-in Coolers and Freezers | 4443.4568 | 2261.2334 | 84.3711 | 13758.6407 | 14696.9517 | 3505.1458 | 2345.6045 | 2740.2741 | 486.9696 | 530.8122 | 265.1574 | 4023.2133 | 15665.2541 | 0 | 15665.2541 | 1160.8607 | 0 | 59860.9332 | 0 | 59860.9332 | 0 | 432839.8133 | 0
1219 | Commercial | CcoNgs802 | Automatic Door Closer for Walk-in Coolers and Freezers | 4443.4568 | 2261.2334 | 84.3711 | 13758.6407 | 14696.9517 | 3505.1458 | 2345.6045 | 2740.2741 | 486.9696 | 530.8122 | 265.1574 | 4023.2133 | 15665.2541 | 0 | 15665.2541 | 1160.8607 | 0 | 59860.9332 | 0 | 59860.9332 | 0 | 432839.8133 | 0
1220 | Commercial | CgrEgs802 | Automatic Door Closer for Walk-in Coolers and Freezers | 4023.5284 | 2047.5358 | 76.3976 | 12458.3819 | 13308.0179 | 3173.8924 | 2123.9334 | 2481.3048 | 440.9486 | 480.6479 | 240.0988 | 3643 | 14704.9852 | 0 | 14704.9852 | 1160.8607 | 0 | 55859.6579 | 0 | 55859.6579 | 0 | 403907.5677 | 0
1221 | Commercial | CgrNgs802 | Automatic Door Closer for Walk-in Coolers and Freezers | 4023.5284 | 2047.5358 | 76.3976 | 12458.3819 | 13308.0179 | 3173.8924 | 2123.9334 | 2481.3048 | 440.9486 | 480.6479 | 240.0988 | 3643 | 14704.9852 | 0 | 14704.9852 | 1160.8607 | 0 | 55859.6579 | 0 | 55859.6579 | 0 | 403907.5677 | 0
1222 | Commercial | CheEgs802 | Automatic Door Closer for Walk-in Coolers and Freezers | 4443.4568 | 2261.2334 | 84.3711 | 13758.6407 | 14696.9517 | 3505.1458 | 2345.6045 | 2740.2741 | 486.9696 | 530.8122 | 265.1574 | 4023.2133 | 15665.2541 | 0 | 15665.2541 | 1160.8607 | 0 | 59860.9332 | 0 | 59860.9332 | 0 | 432839.8133 | 0
1223 | Commercial | CheNgs802 | Automatic Door Closer for Walk-in Coolers and Freezers | 4443.4568 | 2261.2334 | 84.3711 | 13758.6407 | 14696.9517 | 3505.1458 | 2345.6045 | 2740.2741 | 486.9696 | 530.8122 | 265.1574 | 4023.2133 | 15665.2541 | 0 | 15665.2541 | 1160.8607 | 0 | 59860.9332 | 0 | 59860.9332 | 0 | 432839.8133 | 0
1224 | Commercial | ChoEgs802 | Automatic Door Closer for Walk-in Coolers and Freezers | 4443.4568 | 2261.2334 | 84.3711 | 13758.6407 | 14696.9517 | 3505.1458 | 2345.6045 | 2740.2741 | 486.9696 | 530.8122 | 265.1574 | 4023.2133 | 15665.2541 | 0 | 15665.2541 | 1160.8607 | 0 | 59860.9332 | 0 | 59860.9332 | 0 | 432839.8133 | 0
1225 | Commercial | ChoNgs802 | Automatic Door Closer for Walk-in Coolers and Freezers | 4443.4568 | 2261.2334 | 84.3711 | 13758.6407 | 14696.9517 | 3505.1458 | 2345.6045 | 2740.2741 | 486.9696 | 530.8122 | 265.1574 | 4023.2133 | 15665.2541 | 0 | 15665.2541 | 1160.8607 | 0 | 59860.9332 | 0 | 59860.9332 | 0 | 432839.8133 | 0
1226 | Commercial | CloEgs802 | Automatic Door Closer for Walk-in Coolers and Freezers | 4443.4568 | 2261.2334 | 84.3711 | 13758.6407 | 14696.9517 | 3505.1458 | 2345.6045 | 2740.2741 | 486.9696 | 530.8122 | 265.1574 | 4023.2133 | 15665.2541 | 0 | 15665.2541 | 1160.8607 | 0 | 59860.9332 | 0 | 59860.9332 | 0 | 432839.8133 | 0
1227 | Commercial | CloNgs802 | Automatic Door Closer for Walk-in Coolers and Freezers | 4443.4568 | 2261.2334 | 84.3711 | 13758.6407 | 14696.9517 | 3505.1458 | 2345.6045 | 2740.2741 | 486.9696 | 530.8122 | 265.1574 | 4023.2133 | 15665.2541 | 0 | 15665.2541 | 1160.8607 | 0 | 59860.9332 | 0 | 59860.9332 | 0 | 432839.8133 | 0
1228 | Commercial | CreEgs802 | Automatic Door Closer for Walk-in Coolers and Freezers | 4443.4568 | 2261.2334 | 84.3711 | 13758.6407 | 14696.9517 | 3505.1458 | 2345.6045 | 2740.2741 | 486.9696 | 530.8122 | 265.1574 | 4023.2133 | 15665.2541 | 0 | 15665.2541 | 1160.8607 | 0 | 59860.9332 | 0 | 59860.9332 | 0 | 432839.8133 | 0
1229 | Commercial | CreNgs802 | Automatic Door Closer for Walk-in Coolers and Freezers | 4443.4568 | 2261.2334 | 84.3711 | 13758.6407 | 14696.9517 | 3505.1458 | 2345.6045 | 2740.2741 | 486.9696 | 530.8122 | 265.1574 | 4023.2133 | 15665.2541 | 0 | 15665.2541 | 1160.8607 | 0 | 59860.9332 | 0 | 59860.9332 | 0 | 432839.8133 | 0
1230 | Commercial | CrtEgs802 | Automatic Door Closer for Walk-in Coolers and Freezers | 4023.5284 | 2047.5358 | 76.3976 | 12458.3819 | 13308.0179 | 3173.8924 | 2123.9334 | 2481.3048 | 440.9486 | 480.6479 | 240.0988 | 3643 | 14704.9852 | 0 | 14704.9852 | 1160.8607 | 0 | 55859.6579 | 0 | 55859.6579 | 0 | 403907.5677 | 0
1231 | Commercial | CrtNgs802 | Automatic Door Closer for Walk-in Coolers and Freezers | 4023.5284 | 2047.5358 | 76.3976 | 12458.3819 | 13308.0179 | 3173.8924 | 2123.9334 | 2481.3048 | 440.9486 | 480.6479 | 240.0988 | 3643 | 14704.9852 | 0 | 14704.9852 | 1160.8607 | 0 | 55859.6579 | 0 | 55859.6579 | 0 | 403907.5677 | 0
1232 | Commercial | CscEgs802 | Automatic Door Closer for Walk-in Coolers and Freezers | 4443.4568 | 2261.2334 | 84.3711 | 13758.6407 | 14696.9517 | 3505.1458 | 2345.6045 | 2740.2741 | 486.9696 | 530.8122 | 265.1574 | 4023.2133 | 15665.2541 | 0 | 15665.2541 | 1160.8607 | 0 | 59860.9332 | 0 | 59860.9332 | 0 | 432839.8133 | 0
1233 | Commercial | CscNgs802 | Automatic Door Closer for Walk-in Coolers and Freezers | 4443.4568 | 2261.2334 | 84.3711 | 13758.6407 | 14696.9517 | 3505.1458 | 2345.6045 | 2740.2741 | 486.9696 | 530.8122 | 265.1574 | 4023.2133 | 15665.2541 | 0 | 15665.2541 | 1160.8607 | 0 | 59860.9332 | 0 | 59860.9332 | 0 | 432839.8133 | 0
1234 | Commercial | CasEgs803 | Demand Defrost | 4140.9959 | 2107.3139 | 78.6281 | 12180.5776 | 13011.2679 | 3310.3056 | 2185.942 | 2533.2593 | 453.2774 | 490.7105 | 246.8118 | 3724.059 | 14679.5726 | 0 | 14679.5726 | 898.9844 | 0 | 55763.1232 | 0 | 55763.1232 | 0 | 143633.5737 | 0
1235 | Commercial | CasNgs803 | Demand Defrost | 4140.9959 | 2107.3139 | 78.6281 | 12180.5776 | 13011.2679 | 3310.3056 | 2185.942 | 2533.2593 | 453.2774 | 490.7105 | 246.8118 | 3724.059 | 14679.5726 | 0 | 14679.5726 | 898.9844 | 0 | 55763.1232 | 0 | 55763.1232 | 0 | 143633.5737 | 0
1236 | Commercial | CcoEgs803 | Demand Defrost | 4677.4855 | 2380.3284 | 88.8148 | 13758.6408 | 14696.9518 | 3739.1745 | 2469.1432 | 2861.4575 | 512.002 | 554.2848 | 278.7877 | 4206.5321 | 15665.2521 | 0 | 15665.2521 | 898.9844 | 0 | 59860.9256 | 0 | 59860.9256 | 0 | 154188.6121 | 0
1237 | Commercial | CgrEgs803 | Demand Defrost | 4140.9959 | 2107.3139 | 78.6281 | 12180.5776 | 13011.2679 | 3310.3056 | 2185.942 | 2533.2593 | 453.2774 | 490.7105 | 246.8118 | 3724.059 | 14679.5726 | 0 | 14679.5726 | 898.9844 | 0 | 55763.1232 | 0 | 55763.1232 | 0 | 143633.5737 | 0
1238 | Commercial | CheEgs803 | Demand Defrost | 4677.4855 | 2380.3284 | 88.8148 | 13758.6408 | 14696.9518 | 3739.1745 | 2469.1432 | 2861.4575 | 512.002 | 554.2848 | 278.7877 | 4206.5321 | 15665.2521 | 0 | 15665.2521 | 898.9844 | 0 | 59860.9256 | 0 | 59860.9256 | 0 | 154188.6121 | 0
1239 | Commercial | ChoEgs803 | Demand Defrost | 4677.4855 | 2380.3284 | 88.8148 | 13758.6408 | 14696.9518 | 3739.1745 | 2469.1432 | 2861.4575 | 512.002 | 554.2848 | 278.7877 | 4206.5321 | 15665.2521 | 0 | 15665.2521 | 898.9844 | 0 | 59860.9256 | 0 | 59860.9256 | 0 | 154188.6121 | 0
1240 | Commercial | CloEgs803 | Demand Defrost | 4677.4855 | 2380.3284 | 88.8148 | 13758.6408 | 14696.9518 | 3739.1745 | 2469.1432 | 2861.4575 | 512.002 | 554.2848 | 278.7877 | 4206.5321 | 15665.2521 | 0 | 15665.2521 | 898.9844 | 0 | 59860.9256 | 0 | 59860.9256 | 0 | 154188.6121 | 0
1241 | Commercial | CreEgs803 | Demand Defrost | 4677.4855 | 2380.3284 | 88.8148 | 13758.6408 | 14696.9518 | 3739.1745 | 2469.1432 | 2861.4575 | 512.002 | 554.2848 | 278.7877 | 4206.5321 | 15665.2521 | 0 | 15665.2521 | 898.9844 | 0 | 59860.9256 | 0 | 59860.9256 | 0 | 154188.6121 | 0
1242 | Commercial | CrtEgs803 | Demand Defrost | 4140.9959 | 2107.3139 | 78.6281 | 12180.5776 | 13011.2679 | 3310.3056 | 2185.942 | 2533.2593 | 453.2774 | 490.7105 | 246.8118 | 3724.059 | 14679.5726 | 0 | 14679.5726 | 898.9844 | 0 | 55763.1232 | 0 | 55763.1232 | 0 | 143633.5737 | 0
1243 | Commercial | CscEgs803 | Demand Defrost | 4677.4855 | 2380.3284 | 88.8148 | 13758.6408 | 14696.9518 | 3739.1745 | 2469.1432 | 2861.4575 | 512.002 | 554.2848 | 278.7877 | 4206.5321 | 15665.2521 | 0 | 15665.2521 | 898.9844 | 0 | 59860.9256 | 0 | 59860.9256 | 0 | 154188.6121 | 0
1244 | Commercial | CgrEgs805 | Refrigerated Display Case Lighting Controls | 4509.5931 | 2294.8896 | 85.6269 | 13963.424 | 14915.7008 | 3557.3163 | 2380.5165 | 2781.0603 | 494.2177 | 538.7128 | 269.104 | 4083.0948 | 14857.9219 | 0 | 14857.9219 | 1160.8607 | 0 | 56501.0774 | 0 | 56501.0774 | 0 | 172591.679 | 0
1245 | Commercial | CgrNgs805 | Refrigerated Display Case Lighting Controls | 4509.5931 | 2294.8896 | 85.6269 | 13963.424 | 14915.7008 | 3557.3163 | 2380.5165 | 2781.0603 | 494.2177 | 538.7128 | 269.104 | 4083.0948 | 14857.9219 | 0 | 14857.9219 | 1160.8607 | 0 | 56501.0774 | 0 | 56501.0774 | 0 | 465089.1548 | 0
1246 | Commercial | CgrEgs806 | High R-Value Glass Doors | 4106.1973 | 2089.6052 | 77.9673 | 12714.3564 | 13581.4493 | 3239.1044 | 2167.5725 | 2532.2866 | 450.0085 | 490.5234 | 245.0319 | 3717.8504 | 14035.3419 | 0 | 14035.3419 | 490.3706 | 0 | 53144.6095 | 0 | 53144.6095 | 0 | 157495.2484 | 0
1247 | Commercial | CrtEgs806 | High R-Value Glass Doors | 4106.1973 | 2089.6052 | 77.9673 | 12714.3564 | 13581.4493 | 3239.1044 | 2167.5725 | 2532.2866 | 450.0085 | 490.5234 | 245.0319 | 3717.8504 | 14035.3419 | 0 | 14035.3419 | 490.3706 | 0 | 53144.6095 | 0 | 53144.6095 | 0 | 157495.2484 | 0
1248 | Commercial | CgrTgs807 | Refrigerated Display Case LED Lighting | 4243.3507 | 2159.4013 | 80.5715 | 13139.0356 | 14035.0908 | 3347.2955 | 2239.9728 | 2616.8689 | 465.0395 | 506.9077 | 253.2164 | 3842.0324 | 13759.2761 | 0 | 13759.2761 | 671.3411 | 0 | 52057.2236 | 0 | 52057.2236 | 0 | 32049.006 | 0
1249 | Commercial | CasEgs809 | PSC to ECM Evaporator Fan Motor (Walk-In, Refrigerator) | 4140.9959 | 2107.3139 | 78.6281 | 12180.5776 | 13011.2679 | 3310.3056 | 2185.942 | 2533.2593 | 453.2774 | 490.7105 | 246.8118 | 3724.059 | 14679.5726 | 0 | 14679.5726 | 660.672 | 0 | 55763.1232 | 0 | 55763.1232 | 0 | 33802.0656 | 0
1250 | Commercial | CasNgs809 | PSC to ECM Evaporator Fan Motor (Walk-In, Refrigerator) | 4140.9959 | 2107.3139 | 78.6281 | 12180.5776 | 13011.2679 | 3310.3056 | 2185.942 | 2533.2593 | 453.2774 | 490.7105 | 246.8118 | 3724.059 | 14679.5726 | 0 | 14679.5726 | 660.672 | 0 | 55763.1232 | 0 | 55763.1232 | 0 | 33802.0656 | 0
1251 | Commercial | CcoEgs809 | PSC to ECM Evaporator Fan Motor (Walk-In, Refrigerator) | 4677.4855 | 2380.3284 | 88.8148 | 13758.6408 | 14696.9518 | 3739.1745 | 2469.1432 | 2861.4575 | 512.002 | 554.2848 | 278.7877 | 4206.5321 | 15665.2521 | 0 | 15665.2521 | 660.672 | 0 | 59860.9256 | 0 | 59860.9256 | 0 | 36286.0375 | 0
1252 | Commercial | CcoNgs809 | PSC to ECM Evaporator Fan Motor (Walk-In, Refrigerator) | 4677.4855 | 2380.3284 | 88.8148 | 13758.6408 | 14696.9518 | 3739.1745 | 2469.1432 | 2861.4575 | 512.002 | 554.2848 | 278.7877 | 4206.5321 | 15665.2521 | 0 | 15665.2521 | 660.672 | 0 | 59860.9256 | 0 | 59860.9256 | 0 | 36286.0375 | 0
1253 | Commercial | CgrEgs809 | PSC to ECM Evaporator Fan Motor (Walk-In, Refrigerator) | 4140.9959 | 2107.3139 | 78.6281 | 12180.5776 | 13011.2679 | 3310.3056 | 2185.942 | 2533.2593 | 453.2774 | 490.7105 | 246.8118 | 3724.059 | 14679.5726 | 0 | 14679.5726 | 660.672 | 0 | 55763.1232 | 0 | 55763.1232 | 0 | 33802.0656 | 0
1254 | Commercial | CgrNgs809 | PSC to ECM Evaporator Fan Motor (Walk-In, Refrigerator) | 4140.9959 | 2107.3139 | 78.6281 | 12180.5776 | 13011.2679 | 3310.3056 | 2185.942 | 2533.2593 | 453.2774 | 490.7105 | 246.8118 | 3724.059 | 14679.5726 | 0 | 14679.5726 | 660.672 | 0 | 55763.1232 | 0 | 55763.1232 | 0 | 33802.0656 | 0
1255 | Commercial | CheEgs809 | PSC to ECM Evaporator Fan Motor (Walk-In, Refrigerator) | 4677.4855 | 2380.3284 | 88.8148 | 13758.6408 | 14696.9518 | 3739.1745 | 2469.1432 | 2861.4575 | 512.002 | 554.2848 | 278.7877 | 4206.5321 | 15665.2521 | 0 | 15665.2521 | 660.672 | 0 | 59860.9256 | 0 | 59860.9256 | 0 | 36286.0375 | 0
1256 | Commercial | CheNgs809 | PSC to ECM Evaporator Fan Motor (Walk-In, Refrigerator) | 4677.4855 | 2380.3284 | 88.8148 | 13758.6408 | 14696.9518 | 3739.1745 | 2469.1432 | 2861.4575 | 512.002 | 554.2848 | 278.7877 | 4206.5321 | 15665.2521 | 0 | 15665.2521 | 660.672 | 0 | 59860.9256 | 0 | 59860.9256 | 0 | 36286.0375 | 0
1257 | Commercial | ChoEgs809 | PSC to ECM Evaporator Fan Motor (Walk-In, Refrigerator) | 4677.4855 | 2380.3284 | 88.8148 | 13758.6408 | 14696.9518 | 3739.1745 | 2469.1432 | 2861.4575 | 512.002 | 554.2848 | 278.7877 | 4206.5321 | 15665.2521 | 0 | 15665.2521 | 660.672 | 0 | 59860.9256 | 0 | 59860.9256 | 0 | 36286.0375 | 0
1258 | Commercial | ChoNgs809 | PSC to ECM Evaporator Fan Motor (Walk-In, Refrigerator) | 4677.4855 | 2380.3284 | 88.8148 | 13758.6408 | 14696.9518 | 3739.1745 | 2469.1432 | 2861.4575 | 512.002 | 554.2848 | 278.7877 | 4206.5321 | 15665.2521 | 0 | 15665.2521 | 660.672 | 0 | 59860.9256 | 0 | 59860.9256 | 0 | 36286.0375 | 0
1259 | Commercial | CloEgs809 | PSC to ECM Evaporator Fan Motor (Walk-In, Refrigerator) | 4677.4855 | 2380.3284 | 88.8148 | 13758.6408 | 14696.9518 | 3739.1745 | 2469.1432 | 2861.4575 | 512.002 | 554.2848 | 278.7877 | 4206.5321 | 15665.2521 | 0 | 15665.2521 | 660.672 | 0 | 59860.9256 | 0 | 59860.9256 | 0 | 36286.0375 | 0
1260 | Commercial | CloNgs809 | PSC to ECM Evaporator Fan Motor (Walk-In, Refrigerator) | 4677.4855 | 2380.3284 | 88.8148 | 13758.6408 | 14696.9518 | 3739.1745 | 2469.1432 | 2861.4575 | 512.002 | 554.2848 | 278.7877 | 4206.5321 | 15665.2521 | 0 | 15665.2521 | 660.672 | 0 | 59860.9256 | 0 | 59860.9256 | 0 | 36286.0375 | 0
1261 | Commercial | CreEgs809 | PSC to ECM Evaporator Fan Motor (Walk-In, Refrigerator) | 4677.4855 | 2380.3284 | 88.8148 | 13758.6408 | 14696.9518 | 3739.1745 | 2469.1432 | 2861.4575 | 512.002 | 554.2848 | 278.7877 | 4206.5321 | 15665.2521 | 0 | 15665.2521 | 660.672 | 0 | 59860.9256 | 0 | 59860.9256 | 0 | 36286.0375 | 0
1262 | Commercial | CreNgs809 | PSC to ECM Evaporator Fan Motor (Walk-In, Refrigerator) | 4677.4855 | 2380.3284 | 88.8148 | 13758.6408 | 14696.9518 | 3739.1745 | 2469.1432 | 2861.4575 | 512.002 | 554.2848 | 278.7877 | 4206.5321 | 15665.2521 | 0 | 15665.2521 | 660.672 | 0 | 59860.9256 | 0 | 59860.9256 | 0 | 36286.0375 | 0
1263 | Commercial | CrtEgs809 | PSC to ECM Evaporator Fan Motor (Walk-In, Refrigerator) | 4140.9959 | 2107.3139 | 78.6281 | 12180.5776 | 13011.2679 | 3310.3056 | 2185.942 | 2533.2593 | 453.2774 | 490.7105 | 246.8118 | 3724.059 | 14679.5726 | 0 | 14679.5726 | 660.672 | 0 | 55763.1232 | 0 | 55763.1232 | 0 | 33802.0656 | 0
1264 | Commercial | CrtNgs809 | PSC to ECM Evaporator Fan Motor (Walk-In, Refrigerator) | 4140.9959 | 2107.3139 | 78.6281 | 12180.5776 | 13011.2679 | 3310.3056 | 2185.942 | 2533.2593 | 453.2774 | 490.7105 | 246.8118 | 3724.059 | 14679.5726 | 0 | 14679.5726 | 660.672 | 0 | 55763.1232 | 0 | 55763.1232 | 0 | 33802.0656 | 0
1265 | Commercial | CscEgs809 | PSC to ECM Evaporator Fan Motor (Walk-In, Refrigerator) | 4677.4855 | 2380.3284 | 88.8148 | 13758.6408 | 14696.9518 | 3739.1745 | 2469.1432 | 2861.4575 | 512.002 | 554.2848 | 278.7877 | 4206.5321 | 15665.2521 | 0 | 15665.2521 | 660.672 | 0 | 59860.9256 | 0 | 59860.9256 | 0 | 36286.0375 | 0
1266 | Commercial | CscNgs809 | PSC to ECM Evaporator Fan Motor (Walk-In, Refrigerator) | 4677.4855 | 2380.3284 | 88.8148 | 13758.6408 | 14696.9518 | 3739.1745 | 2469.1432 | 2861.4575 | 512.002 | 554.2848 | 278.7877 | 4206.5321 | 15665.2521 | 0 | 15665.2521 | 660.672 | 0 | 59860.9256 | 0 | 59860.9256 | 0 | 36286.0375 | 0
1267 | Commercial | CasEgs810 | Freezer-Cooler Replacement Gaskets | 4118.0876 | 2095.6561 | 78.1931 | 12675.5109 | 13539.9547 | 3253.6438 | 2173.8492 | 2537.2861 | 451.2497 | 491.4917 | 245.7077 | 3725.7352 | 14074.8522 | 0 | 14074.8522 | 2082.374 | 0 | 53294.2149 | 0 | 53294.2149 | 0 | 106673.4483 | 0
1268 | Commercial | CcoEgs810 | Freezer-Cooler Replacement Gaskets | 4469.9805 | 2274.7311 | 84.8747 | 13758.6407 | 14696.9517 | 3531.6696 | 2359.6058 | 2754.0987 | 489.8092 | 533.49 | 266.7036 | 4044.1014 | 15665.2541 | 0 | 15665.2541 | 2082.374 | 0 | 59860.9332 | 0 | 59860.9332 | 0 | 119817.356 | 0
1269 | Commercial | CgrEgs810 | Freezer-Cooler Replacement Gaskets | 4118.0876 | 2095.6561 | 78.1931 | 12675.5109 | 13539.9547 | 3253.6438 | 2173.8492 | 2537.2861 | 451.2497 | 491.4917 | 245.7077 | 3725.7352 | 14074.8522 | 0 | 14074.8522 | 2082.374 | 0 | 53294.2149 | 0 | 53294.2149 | 0 | 106673.4483 | 0
1270 | Commercial | CheEgs810 | Freezer-Cooler Replacement Gaskets | 4469.9805 | 2274.7311 | 84.8747 | 13758.6407 | 14696.9517 | 3531.6696 | 2359.6058 | 2754.0987 | 489.8092 | 533.49 | 266.7036 | 4044.1014 | 15665.2541 | 0 | 15665.2541 | 2082.374 | 0 | 59860.9332 | 0 | 59860.9332 | 0 | 119817.356 | 0
1271 | Commercial | ChoEgs810 | Freezer-Cooler Replacement Gaskets | 4469.9805 | 2274.7311 | 84.8747 | 13758.6407 | 14696.9517 | 3531.6696 | 2359.6058 | 2754.0987 | 489.8092 | 533.49 | 266.7036 | 4044.1014 | 15665.2541 | 0 | 15665.2541 | 2082.374 | 0 | 59860.9332 | 0 | 59860.9332 | 0 | 119817.356 | 0
1272 | Commercial | CloEgs810 | Freezer-Cooler Replacement Gaskets | 4469.9805 | 2274.7311 | 84.8747 | 13758.6407 | 14696.9517 | 3531.6696 | 2359.6058 | 2754.0987 | 489.8092 | 533.49 | 266.7036 | 4044.1014 | 15665.2541 | 0 | 15665.2541 | 2082.374 | 0 | 59860.9332 | 0 | 59860.9332 | 0 | 119817.356 | 0
1273 | Commercial | CreEgs810 | Freezer-Cooler Replacement Gaskets | 4469.9805 | 2274.7311 | 84.8747 | 13758.6407 | 14696.9517 | 3531.6696 | 2359.6058 | 2754.0987 | 489.8092 | 533.49 | 266.7036 | 4044.1014 | 15665.2541 | 0 | 15665.2541 | 2082.374 | 0 | 59860.9332 | 0 | 59860.9332 | 0 | 119817.356 | 0
1274 | Commercial | CrtEgs810 | Freezer-Cooler Replacement Gaskets | 4118.0876 | 2095.6561 | 78.1931 | 12675.5109 | 13539.9547 | 3253.6438 | 2173.8492 | 2537.2861 | 451.2497 | 491.4917 | 245.7077 | 3725.7352 | 14074.8522 | 0 | 14074.8522 | 2082.374 | 0 | 53294.2149 | 0 | 53294.2149 | 0 | 106673.4483 | 0
1275 | Commercial | CscEgs810 | Freezer-Cooler Replacement Gaskets | 4469.9805 | 2274.7311 | 84.8747 | 13758.6407 | 14696.9517 | 3531.6696 | 2359.6058 | 2754.0987 | 489.8092 | 533.49 | 266.7036 | 4044.1014 | 15665.2541 | 0 | 15665.2541 | 2082.374 | 0 | 59860.9332 | 0 | 59860.9332 | 0 | 119817.356 | 0
1276 | Commercial | CgrEgs811 | Night Covers for Display Cases | 4201.4732 | 2138.0903 | 79.7764 | 12932.1727 | 13814.1202 | 3319.5257 | 2217.8666 | 2588.6627 | 460.3868 | 501.4437 | 250.683 | 3801.1762 | 13665.4867 | 0 | 13665.4867 | 1710.9354 | 0 | 51670.7855 | 0 | 51670.7855 | 0 | 948452.3259 | 0
1277 | Commercial | CgrNgs811 | Night Covers for Display Cases | 4201.4732 | 2138.0903 | 79.7764 | 12932.1727 | 13814.1202 | 3319.5257 | 2217.8666 | 2588.6627 | 460.3868 | 501.4437 | 250.683 | 3801.1762 | 13665.4867 | 0 | 13665.4867 | 1710.9354 | 0 | 51670.7855 | 0 | 51670.7855 | 0 | 948452.3259 | 0
1278 | Commercial | CrtEgs811 | Night Covers for Display Cases | 4201.4732 | 2138.0903 | 79.7764 | 12932.1727 | 13814.1202 | 3319.5257 | 2217.8666 | 2588.6627 | 460.3868 | 501.4437 | 250.683 | 3801.1762 | 13665.4867 | 0 | 13665.4867 | 1710.9354 | 0 | 51670.7855 | 0 | 51670.7855 | 0 | 948452.3259 | 0
1279 | Commercial | CrtNgs811 | Night Covers for Display Cases | 4201.4732 | 2138.0903 | 79.7764 | 12932.1727 | 13814.1202 | 3319.5257 | 2217.8666 | 2588.6627 | 460.3868 | 501.4437 | 250.683 | 3801.1762 | 13665.4867 | 0 | 13665.4867 | 1710.9354 | 0 | 51670.7855 | 0 | 51670.7855 | 0 | 948452.3259 | 0
1280 | Commercial | CasEgs812 | Strip Curtains for Walk-ins | 4059.3763 | 2065.7785 | 77.0783 | 12569.3806 | 13426.5865 | 3202.1704 | 2142.8567 | 2503.4121 | 444.8773 | 484.9302 | 242.2379 | 3675.4575 | 14161.9166 | 0 | 14161.9166 | 2082.374 | 0 | 53682.1688 | 0 | 53682.1688 | 0 | 88674.433 | 0
1281 | Commercial | CasNgs812 | Strip Curtains for Walk-ins | 4059.3763 | 2065.7785 | 77.0783 | 12569.3806 | 13426.5865 | 3202.1704 | 2142.8567 | 2503.4121 | 444.8773 | 484.9302 | 242.2379 | 3675.4575 | 14161.9166 | 0 | 14161.9166 | 2082.374 | 0 | 53682.1688 | 0 | 53682.1688 | 0 | 88674.433 | 0
1282 | Commercial | CcoEgs812 | Strip Curtains for Walk-ins | 4443.4568 | 2261.2335 | 84.3711 | 13758.6408 | 14696.9518 | 3505.1459 | 2345.6045 | 2740.2741 | 486.9696 | 530.8122 | 265.1574 | 4023.2134 | 15665.2521 | 0 | 15665.2521 | 2082.374 | 0 | 59860.9256 | 0 | 59860.9256 | 0 | 98880.7655 | 0
1283 | Commercial | CcoNgs812 | Strip Curtains for Walk-ins | 4443.4568 | 2261.2335 | 84.3711 | 13758.6408 | 14696.9518 | 3505.1459 | 2345.6045 | 2740.2741 | 486.9696 | 530.8122 | 265.1574 | 4023.2134 | 15665.2521 | 0 | 15665.2521 | 2082.374 | 0 | 59860.9256 | 0 | 59860.9256 | 0 | 98880.7655 | 0
1284 | Commercial | CgrEgs812 | Strip Curtains for Walk-ins | 4059.3763 | 2065.7785 | 77.0783 | 12569.3806 | 13426.5865 | 3202.1704 | 2142.8567 | 2503.4121 | 444.8773 | 484.9302 | 242.2379 | 3675.4575 | 14161.9166 | 0 | 14161.9166 | 2082.374 | 0 | 53682.1688 | 0 | 53682.1688 | 0 | 88674.433 | 0
1285 | Commercial | CgrNgs812 | Strip Curtains for Walk-ins | 4059.3763 | 2065.7785 | 77.0783 | 12569.3806 | 13426.5865 | 3202.1704 | 2142.8567 | 2503.4121 | 444.8773 | 484.9302 | 242.2379 | 3675.4575 | 14161.9166 | 0 | 14161.9166 | 2082.374 | 0 | 53682.1688 | 0 | 53682.1688 | 0 | 88674.433 | 0
1286 | Commercial | CheEgs812 | Strip Curtains for Walk-ins | 4443.4568 | 2261.2335 | 84.3711 | 13758.6408 | 14696.9518 | 3505.1459 | 2345.6045 | 2740.2741 | 486.9696 | 530.8122 | 265.1574 | 4023.2134 | 15665.2521 | 0 | 15665.2521 | 2082.374 | 0 | 59860.9256 | 0 | 59860.9256 | 0 | 98880.7655 | 0
1287 | Commercial | CheNgs812 | Strip Curtains for Walk-ins | 4443.4568 | 2261.2335 | 84.3711 | 13758.6408 | 14696.9518 | 3505.1459 | 2345.6045 | 2740.2741 | 486.9696 | 530.8122 | 265.1574 | 4023.2134 | 15665.2521 | 0 | 15665.2521 | 2082.374 | 0 | 59860.9256 | 0 | 59860.9256 | 0 | 98880.7655 | 0
1288 | Commercial | ChoEgs812 | Strip Curtains for Walk-ins | 4443.4568 | 2261.2335 | 84.3711 | 13758.6408 | 14696.9518 | 3505.1459 | 2345.6045 | 2740.2741 | 486.9696 | 530.8122 | 265.1574 | 4023.2134 | 15665.2521 | 0 | 15665.2521 | 2082.374 | 0 | 59860.9256 | 0 | 59860.9256 | 0 | 98880.7655 | 0
1289 | Commercial | ChoNgs812 | Strip Curtains for Walk-ins | 4443.4568 | 2261.2335 | 84.3711 | 13758.6408 | 14696.9518 | 3505.1459 | 2345.6045 | 2740.2741 | 486.9696 | 530.8122 | 265.1574 | 4023.2134 | 15665.2521 | 0 | 15665.2521 | 2082.374 | 0 | 59860.9256 | 0 | 59860.9256 | 0 | 98880.7655 | 0
1290 | Commercial | CloEgs812 | Strip Curtains for Walk-ins | 4443.4568 | 2261.2335 | 84.3711 | 13758.6408 | 14696.9518 | 3505.1459 | 2345.6045 | 2740.2741 | 486.9696 | 530.8122 | 265.1574 | 4023.2134 | 15665.2521 | 0 | 15665.2521 | 2082.374 | 0 | 59860.9256 | 0 | 59860.9256 | 0 | 98880.7655 | 0
1291 | Commercial | CloNgs812 | Strip Curtains for Walk-ins | 4443.4568 | 2261.2335 | 84.3711 | 13758.6408 | 14696.9518 | 3505.1459 | 2345.6045 | 2740.2741 | 486.9696 | 530.8122 | 265.1574 | 4023.2134 | 15665.2521 | 0 | 15665.2521 | 2082.374 | 0 | 59860.9256 | 0 | 59860.9256 | 0 | 98880.7655 | 0
1292 | Commercial | CreEgs812 | Strip Curtains for Walk-ins | 4443.4568 | 2261.2335 | 84.3711 | 13758.6408 | 14696.9518 | 3505.1459 | 2345.6045 | 2740.2741 | 486.9696 | 530.8122 | 265.1574 | 4023.2134 | 15665.2521 | 0 | 15665.2521 | 2082.374 | 0 | 59860.9256 | 0 | 59860.9256 | 0 | 98880.7655 | 0
1293 | Commercial | CreNgs812 | Strip Curtains for Walk-ins | 4443.4568 | 2261.2335 | 84.3711 | 13758.6408 | 14696.9518 | 3505.1459 | 2345.6045 | 2740.2741 | 486.9696 | 530.8122 | 265.1574 | 4023.2134 | 15665.2521 | 0 | 15665.2521 | 2082.374 | 0 | 59860.9256 | 0 | 59860.9256 | 0 | 98880.7655 | 0
1294 | Commercial | CrtEgs812 | Strip Curtains for Walk-ins | 4059.3763 | 2065.7785 | 77.0783 | 12569.3806 | 13426.5865 | 3202.1704 | 2142.8567 | 2503.4121 | 444.8773 | 484.9302 | 242.2379 | 3675.4575 | 14161.9166 | 0 | 14161.9166 | 2082.374 | 0 | 53682.1688 | 0 | 53682.1688 | 0 | 88674.433 | 0
1295 | Commercial | CrtNgs812 | Strip Curtains for Walk-ins | 4059.3763 | 2065.7785 | 77.0783 | 12569.3806 | 13426.5865 | 3202.1704 | 2142.8567 | 2503.4121 | 444.8773 | 484.9302 | 242.2379 | 3675.4575 | 14161.9166 | 0 | 14161.9166 | 2082.374 | 0 | 53682.1688 | 0 | 53682.1688 | 0 | 88674.433 | 0
1296 | Commercial | CscEgs812 | Strip Curtains for Walk-ins | 4443.4568 | 2261.2335 | 84.3711 | 13758.6408 | 14696.9518 | 3505.1459 | 2345.6045 | 2740.2741 | 486.9696 | 530.8122 | 265.1574 | 4023.2134 | 15665.2521 | 0 | 15665.2521 | 2082.374 | 0 | 59860.9256 | 0 | 59860.9256 | 0 | 98880.7655 | 0
1297 | Commercial | CscNgs812 | Strip Curtains for Walk-ins | 4443.4568 | 2261.2335 | 84.3711 | 13758.6408 | 14696.9518 | 3505.1459 | 2345.6045 | 2740.2741 | 486.9696 | 530.8122 | 265.1574 | 4023.2134 | 15665.2521 | 0 | 15665.2521 | 2082.374 | 0 | 59860.9256 | 0 | 59860.9256 | 0 | 98880.7655 | 0
1298 | Commercial | CasNgs817 | Energy Star Ice Maker | 4302.5723 | 2189.5387 | 81.696 | 13322.4086 | 14230.9694 | 3394.0115 | 2271.2347 | 2653.3908 | 471.5297 | 513.9822 | 256.7503 | 3895.6531 | 13272.8278 | 0 | 13272.8278 | 671.3411 | 0 | 50080.4666 | 0 | 50080.4666 | 0 | 94474.2241 | 0
1299 | Commercial | CasTgs817 | Energy Star Ice Maker | 4302.5723 | 2189.5387 | 81.696 | 13322.4086 | 14230.9694 | 3394.0115 | 2271.2347 | 2653.3908 | 471.5297 | 513.9822 | 256.7503 | 3895.6531 | 13272.8278 | 0 | 13272.8278 | 671.3411 | 0 | 50080.4666 | 0 | 50080.4666 | 0 | 94474.2241 | 0
1300 | Commercial | CcoNgs817 | Energy Star Ice Maker | 4443.4568 | 2261.2335 | 84.3711 | 13758.6408 | 14696.9518 | 3505.1459 | 2345.6045 | 2740.2741 | 486.9696 | 530.8122 | 265.1574 | 4023.2134 | 15665.2541 | 0 | 15665.2541 | 671.3411 | 0 | 59860.9332 | 0 | 59860.9332 | 0 | 112924.5704 | 0
1301 | Commercial | CcoTgs817 | Energy Star Ice Maker | 4443.4568 | 2261.2335 | 84.3711 | 13758.6408 | 14696.9518 | 3505.1459 | 2345.6045 | 2740.2741 | 486.9696 | 530.8122 | 265.1574 | 4023.2134 | 15665.2541 | 0 | 15665.2541 | 671.3411 | 0 | 59860.9332 | 0 | 59860.9332 | 0 | 112924.5704 | 0
1302 | Commercial | CgrNgs817 | Energy Star Ice Maker | 4302.5723 | 2189.5387 | 81.696 | 13322.4086 | 14230.9694 | 3394.0115 | 2271.2347 | 2653.3908 | 471.5297 | 513.9822 | 256.7503 | 3895.6531 | 13272.8278 | 0 | 13272.8278 | 671.3411 | 0 | 50080.4666 | 0 | 50080.4666 | 0 | 94474.2241 | 0
1303 | Commercial | CgrTgs817 | Energy Star Ice Maker | 4302.5723 | 2189.5387 | 81.696 | 13322.4086 | 14230.9694 | 3394.0115 | 2271.2347 | 2653.3908 | 471.5297 | 513.9822 | 256.7503 | 3895.6531 | 13272.8278 | 0 | 13272.8278 | 671.3411 | 0 | 50080.4666 | 0 | 50080.4666 | 0 | 94474.2241 | 0
1304 | Commercial | CheNgs817 | Energy Star Ice Maker | 4443.4568 | 2261.2335 | 84.3711 | 13758.6408 | 14696.9518 | 3505.1459 | 2345.6045 | 2740.2741 | 486.9696 | 530.8122 | 265.1574 | 4023.2134 | 15665.2541 | 0 | 15665.2541 | 671.3411 | 0 | 59860.9332 | 0 | 59860.9332 | 0 | 112924.5704 | 0
1305 | Commercial | CheTgs817 | Energy Star Ice Maker | 4443.4568 | 2261.2335 | 84.3711 | 13758.6408 | 14696.9518 | 3505.1459 | 2345.6045 | 2740.2741 | 486.9696 | 530.8122 | 265.1574 | 4023.2134 | 15665.2541 | 0 | 15665.2541 | 671.3411 | 0 | 59860.9332 | 0 | 59860.9332 | 0 | 112924.5704 | 0
1306 | Commercial | ChoNgs817 | Energy Star Ice Maker | 4443.4568 | 2261.2335 | 84.3711 | 13758.6408 | 14696.9518 | 3505.1459 | 2345.6045 | 2740.2741 | 486.9696 | 530.8122 | 265.1574 | 4023.2134 | 15665.2541 | 0 | 15665.2541 | 671.3411 | 0 | 59860.9332 | 0 | 59860.9332 | 0 | 112924.5704 | 0
1307 | Commercial | ChoTgs817 | Energy Star Ice Maker | 4443.4568 | 2261.2335 | 84.3711 | 13758.6408 | 14696.9518 | 3505.1459 | 2345.6045 | 2740.2741 | 486.9696 | 530.8122 | 265.1574 | 4023.2134 | 15665.2541 | 0 | 15665.2541 | 671.3411 | 0 | 59860.9332 | 0 | 59860.9332 | 0 | 112924.5704 | 0
1308 | Commercial | CloNgs817 | Energy Star Ice Maker | 4443.4568 | 2261.2335 | 84.3711 | 13758.6408 | 14696.9518 | 3505.1459 | 2345.6045 | 2740.2741 | 486.9696 | 530.8122 | 265.1574 | 4023.2134 | 15665.2541 | 0 | 15665.2541 | 671.3411 | 0 | 59860.9332 | 0 | 59860.9332 | 0 | 112924.5704 | 0
1309 | Commercial | CloTgs817 | Energy Star Ice Maker | 4443.4568 | 2261.2335 | 84.3711 | 13758.6408 | 14696.9518 | 3505.1459 | 2345.6045 | 2740.2741 | 486.9696 | 530.8122 | 265.1574 | 4023.2134 | 15665.2541 | 0 | 15665.2541 | 671.3411 | 0 | 59860.9332 | 0 | 59860.9332 | 0 | 112924.5704 | 0
1310 | Commercial | CreNgs817 | Energy Star Ice Maker | 4443.4568 | 2261.2335 | 84.3711 | 13758.6408 | 14696.9518 | 3505.1459 | 2345.6045 | 2740.2741 | 486.9696 | 530.8122 | 265.1574 | 4023.2134 | 15665.2541 | 0 | 15665.2541 | 671.3411 | 0 | 59860.9332 | 0 | 59860.9332 | 0 | 112924.5704 | 0
1311 | Commercial | CreTgs817 | Energy Star Ice Maker | 4443.4568 | 2261.2335 | 84.3711 | 13758.6408 | 14696.9518 | 3505.1459 | 2345.6045 | 2740.2741 | 486.9696 | 530.8122 | 265.1574 | 4023.2134 | 15665.2541 | 0 | 15665.2541 | 671.3411 | 0 | 59860.9332 | 0 | 59860.9332 | 0 | 112924.5704 | 0
1312 | Commercial | CrtNgs817 | Energy Star Ice Maker | 4302.5723 | 2189.5387 | 81.696 | 13322.4086 | 14230.9694 | 3394.0115 | 2271.2347 | 2653.3908 | 471.5297 | 513.9822 | 256.7503 | 3895.6531 | 13272.8278 | 0 | 13272.8278 | 671.3411 | 0 | 50080.4666 | 0 | 50080.4666 | 0 | 94474.2241 | 0
1313 | Commercial | CrtTgs817 | Energy Star Ice Maker | 4302.5723 | 2189.5387 | 81.696 | 13322.4086 | 14230.9694 | 3394.0115 | 2271.2347 | 2653.3908 | 471.5297 | 513.9822 | 256.7503 | 3895.6531 | 13272.8278 | 0 | 13272.8278 | 671.3411 | 0 | 50080.4666 | 0 | 50080.4666 | 0 | 94474.2241 | 0
1314 | Commercial | CscNgs817 | Energy Star Ice Maker | 4443.4568 | 2261.2335 | 84.3711 | 13758.6408 | 14696.9518 | 3505.1459 | 2345.6045 | 2740.2741 | 486.9696 | 530.8122 | 265.1574 | 4023.2134 | 15665.2541 | 0 | 15665.2541 | 671.3411 | 0 | 59860.9332 | 0 | 59860.9332 | 0 | 112924.5704 | 0
1315 | Commercial | CscTgs817 | Energy Star Ice Maker | 4443.4568 | 2261.2335 | 84.3711 | 13758.6408 | 14696.9518 | 3505.1459 | 2345.6045 | 2740.2741 | 486.9696 | 530.8122 | 265.1574 | 4023.2134 | 15665.2541 | 0 | 15665.2541 | 671.3411 | 0 | 59860.9332 | 0 | 59860.9332 | 0 | 112924.5704 | 0
1316 | Commercial | CasNgs818 | Energy Star Refrigerator | 4098.8387 | 2085.8605 | 77.8276 | 12691.5715 | 13557.1106 | 3233.2997 | 2163.6881 | 2527.7486 | 449.2021 | 489.6444 | 244.5928 | 3711.1878 | 19237.6554 | 0 | 19237.6554 | 490.3706 | 0 | 74353.4989 | 0 | 74353.4989 | 0 | 89439.6433 | 0
1317 | Commercial | CasTgs818 | Energy Star Refrigerator | 4098.8387 | 2085.8605 | 77.8276 | 12691.5715 | 13557.1106 | 3233.2997 | 2163.6881 | 2527.7486 | 449.2021 | 489.6444 | 244.5928 | 3711.1878 | 19237.6554 | 0 | 19237.6554 | 490.3706 | 0 | 74353.4989 | 0 | 74353.4989 | 0 | 89439.6433 | 0
1318 | Commercial | CcoNgs818 | Energy Star Refrigerator | 4098.8387 | 2085.8605 | 77.8276 | 12691.5715 | 13557.1106 | 3233.2997 | 2163.6881 | 2527.7486 | 449.2021 | 489.6444 | 244.5928 | 3711.1878 | 19237.6554 | 0 | 19237.6554 | 490.3706 | 0 | 74353.4989 | 0 | 74353.4989 | 0 | 89439.6433 | 0
1319 | Commercial | CcoTgs818 | Energy Star Refrigerator | 4098.8387 | 2085.8605 | 77.8276 | 12691.5715 | 13557.1106 | 3233.2997 | 2163.6881 | 2527.7486 | 449.2021 | 489.6444 | 244.5928 | 3711.1878 | 19237.6554 | 0 | 19237.6554 | 490.3706 | 0 | 74353.4989 | 0 | 74353.4989 | 0 | 89439.6433 | 0
1320 | Commercial | CgrNgs818 | Energy Star Refrigerator | 4098.8387 | 2085.8605 | 77.8276 | 12691.5715 | 13557.1106 | 3233.2997 | 2163.6881 | 2527.7486 | 449.2021 | 489.6444 | 244.5928 | 3711.1878 | 19237.6554 | 0 | 19237.6554 | 490.3706 | 0 | 74353.4989 | 0 | 74353.4989 | 0 | 89439.6433 | 0
1321 | Commercial | CgrTgs818 | Energy Star Refrigerator | 4098.8387 | 2085.8605 | 77.8276 | 12691.5715 | 13557.1106 | 3233.2997 | 2163.6881 | 2527.7486 | 449.2021 | 489.6444 | 244.5928 | 3711.1878 | 19237.6554 | 0 | 19237.6554 | 490.3706 | 0 | 74353.4989 | 0 | 74353.4989 | 0 | 89439.6433 | 0
1322 | Commercial | CheNgs818 | Energy Star Refrigerator | 4098.8387 | 2085.8605 | 77.8276 | 12691.5715 | 13557.1106 | 3233.2997 | 2163.6881 | 2527.7486 | 449.2021 | 489.6444 | 244.5928 | 3711.1878 | 19237.6554 | 0 | 19237.6554 | 490.3706 | 0 | 74353.4989 | 0 | 74353.4989 | 0 | 89439.6433 | 0
1323 | Commercial | CheTgs818 | Energy Star Refrigerator | 4098.8387 | 2085.8605 | 77.8276 | 12691.5715 | 13557.1106 | 3233.2997 | 2163.6881 | 2527.7486 | 449.2021 | 489.6444 | 244.5928 | 3711.1878 | 19237.6554 | 0 | 19237.6554 | 490.3706 | 0 | 74353.4989 | 0 | 74353.4989 | 0 | 89439.6433 | 0
1324 | Commercial | ChoNgs818 | Energy Star Refrigerator | 4098.8387 | 2085.8605 | 77.8276 | 12691.5715 | 13557.1106 | 3233.2997 | 2163.6881 | 2527.7486 | 449.2021 | 489.6444 | 244.5928 | 3711.1878 | 19237.6554 | 0 | 19237.6554 | 490.3706 | 0 | 74353.4989 | 0 | 74353.4989 | 0 | 89439.6433 | 0
1325 | Commercial | ChoTgs818 | Energy Star Refrigerator | 4098.8387 | 2085.8605 | 77.8276 | 12691.5715 | 13557.1106 | 3233.2997 | 2163.6881 | 2527.7486 | 449.2021 | 489.6444 | 244.5928 | 3711.1878 | 19237.6554 | 0 | 19237.6554 | 490.3706 | 0 | 74353.4989 | 0 | 74353.4989 | 0 | 89439.6433 | 0
1326 | Commercial | CinNgs818 | Energy Star Refrigerator | 4098.8387 | 2085.8605 | 77.8276 | 12691.5715 | 13557.1106 | 3233.2997 | 2163.6881 | 2527.7486 | 449.2021 | 489.6444 | 244.5928 | 3711.1878 | 19237.6554 | 0 | 19237.6554 | 490.3706 | 0 | 74353.4989 | 0 | 74353.4989 | 0 | 89439.6433 | 0
1327 | Commercial | CinTgs818 | Energy Star Refrigerator | 4098.8387 | 2085.8605 | 77.8276 | 12691.5715 | 13557.1106 | 3233.2997 | 2163.6881 | 2527.7486 | 449.2021 | 489.6444 | 244.5928 | 3711.1878 | 19237.6554 | 0 | 19237.6554 | 490.3706 | 0 | 74353.4989 | 0 | 74353.4989 | 0 | 89439.6433 | 0
1328 | Commercial | CloNgs818 | Energy Star Refrigerator | 4098.8387 | 2085.8605 | 77.8276 | 12691.5715 | 13557.1106 | 3233.2997 | 2163.6881 | 2527.7486 | 449.2021 | 489.6444 | 244.5928 | 3711.1878 | 19237.6554 | 0 | 19237.6554 | 490.3706 | 0 | 74353.4989 | 0 | 74353.4989 | 0 | 89439.6433 | 0
1329 | Commercial | CloTgs818 | Energy Star Refrigerator | 4098.8387 | 2085.8605 | 77.8276 | 12691.5715 | 13557.1106 | 3233.2997 | 2163.6881 | 2527.7486 | 449.2021 | 489.6444 | 244.5928 | 3711.1878 | 19237.6554 | 0 | 19237.6554 | 490.3706 | 0 | 74353.4989 | 0 | 74353.4989 | 0 | 89439.6433 | 0
1330 | Commercial | CmiNgs818 | Energy Star Refrigerator | 4098.8387 | 2085.8605 | 77.8276 | 12691.5715 | 13557.1106 | 3233.2997 | 2163.6881 | 2527.7486 | 449.2021 | 489.6444 | 244.5928 | 3711.1878 | 19237.6554 | 0 | 19237.6554 | 490.3706 | 0 | 74353.4989 | 0 | 74353.4989 | 0 | 89439.6433 | 0
1331 | Commercial | CmiTgs818 | Energy Star Refrigerator | 4098.8387 | 2085.8605 | 77.8276 | 12691.5715 | 13557.1106 | 3233.2997 | 2163.6881 | 2527.7486 | 449.2021 | 489.6444 | 244.5928 | 3711.1878 | 19237.6554 | 0 | 19237.6554 | 490.3706 | 0 | 74353.4989 | 0 | 74353.4989 | 0 | 89439.6433 | 0
1332 | Commercial | CofNgs818 | Energy Star Refrigerator | 4098.8387 | 2085.8605 | 77.8276 | 12691.5715 | 13557.1106 | 3233.2997 | 2163.6881 | 2527.7486 | 449.2021 | 489.6444 | 244.5928 | 3711.1878 | 19237.6554 | 0 | 19237.6554 | 490.3706 | 0 | 74353.4989 | 0 | 74353.4989 | 0 | 89439.6433 | 0
1333 | Commercial | CofTgs818 | Energy Star Refrigerator | 4098.8387 | 2085.8605 | 77.8276 | 12691.5715 | 13557.1106 | 3233.2997 | 2163.6881 | 2527.7486 | 449.2021 | 489.6444 | 244.5928 | 3711.1878 | 19237.6554 | 0 | 19237.6554 | 490.3706 | 0 | 74353.4989 | 0 | 74353.4989 | 0 | 89439.6433 | 0
1334 | Commercial | CreNgs818 | Energy Star Refrigerator | 4098.8387 | 2085.8605 | 77.8276 | 12691.5715 | 13557.1106 | 3233.2997 | 2163.6881 | 2527.7486 | 449.2021 | 489.6444 | 244.5928 | 3711.1878 | 19237.6554 | 0 | 19237.6554 | 490.3706 | 0 | 74353.4989 | 0 | 74353.4989 | 0 | 89439.6433 | 0
1335 | Commercial | CreTgs818 | Energy Star Refrigerator | 4098.8387 | 2085.8605 | 77.8276 | 12691.5715 | 13557.1106 | 3233.2997 | 2163.6881 | 2527.7486 | 449.2021 | 489.6444 | 244.5928 | 3711.1878 | 19237.6554 | 0 | 19237.6554 | 490.3706 | 0 | 74353.4989 | 0 | 74353.4989 | 0 | 89439.6433 | 0
1336 | Commercial | CrtNgs818 | Energy Star Refrigerator | 4098.8387 | 2085.8605 | 77.8276 | 12691.5715 | 13557.1106 | 3233.2997 | 2163.6881 | 2527.7486 | 449.2021 | 489.6444 | 244.5928 | 3711.1878 | 19237.6554 | 0 | 19237.6554 | 490.3706 | 0 | 74353.4989 | 0 | 74353.4989 | 0 | 89439.6433 | 0
1337 | Commercial | CrtTgs818 | Energy Star Refrigerator | 4098.8387 | 2085.8605 | 77.8276 | 12691.5715 | 13557.1106 | 3233.2997 | 2163.6881 | 2527.7486 | 449.2021 | 489.6444 | 244.5928 | 3711.1878 | 19237.6554 | 0 | 19237.6554 | 490.3706 | 0 | 74353.4989 | 0 | 74353.4989 | 0 | 89439.6433 | 0
1338 | Commercial | CscNgs818 | Energy Star Refrigerator | 4098.8387 | 2085.8605 | 77.8276 | 12691.5715 | 13557.1106 | 3233.2997 | 2163.6881 | 2527.7486 | 449.2021 | 489.6444 | 244.5928 | 3711.1878 | 19237.6554 | 0 | 19237.6554 | 490.3706 | 0 | 74353.4989 | 0 | 74353.4989 | 0 | 89439.6433 | 0
1339 | Commercial | CscTgs818 | Energy Star Refrigerator | 4098.8387 | 2085.8605 | 77.8276 | 12691.5715 | 13557.1106 | 3233.2997 | 2163.6881 | 2527.7486 | 449.2021 | 489.6444 | 244.5928 | 3711.1878 | 19237.6554 | 0 | 19237.6554 | 490.3706 | 0 | 74353.4989 | 0 | 74353.4989 | 0 | 89439.6433 | 0
1340 | Commercial | CwaNgs818 | Energy Star Refrigerator | 4098.8387 | 2085.8605 | 77.8276 | 12691.5715 | 13557.1106 | 3233.2997 | 2163.6881 | 2527.7486 | 449.2021 | 489.6444 | 244.5928 | 3711.1878 | 19237.6554 | 0 | 19237.6554 | 490.3706 | 0 | 74353.4989 | 0 | 74353.4989 | 0 | 89439.6433 | 0
1341 | Commercial | CwaTgs818 | Energy Star Refrigerator | 4098.8387 | 2085.8605 | 77.8276 | 12691.5715 | 13557.1106 | 3233.2997 | 2163.6881 | 2527.7486 | 449.2021 | 489.6444 | 244.5928 | 3711.1878 | 19237.6554 | 0 | 19237.6554 | 490.3706 | 0 | 74353.4989 | 0 | 74353.4989 | 0 | 89439.6433 | 0
1342 | Commercial | CasEgs819 | High Efficiency Refrigeration Compressor | 4411.7037 | 2245.0746 | 83.7682 | 12976.8542 | 13861.8489 | 3526.709 | 2328.8428 | 2698.8652 | 482.9093 | 522.7895 | 262.9466 | 3967.5106 | 13613.1222 | 0 | 13613.1222 | 746.2301 | 0 | 51472.7896 | 0 | 51472.7896 | 0 | 106515.4407 | 0
1343 | Commercial | CasNgs819 | High Efficiency Refrigeration Compressor | 4411.7037 | 2245.0746 | 83.7682 | 12976.8542 | 13861.8489 | 3526.709 | 2328.8428 | 2698.8652 | 482.9093 | 522.7895 | 262.9466 | 3967.5106 | 13613.1222 | 0 | 13613.1222 | 746.2301 | 0 | 51472.7896 | 0 | 51472.7896 | 0 | 106515.4407 | 0
1344 | Commercial | CcoEgs819 | High Efficiency Refrigeration Compressor | 4677.4854 | 2380.3284 | 88.8148 | 13758.6407 | 14696.9517 | 3739.1745 | 2469.1432 | 2861.4575 | 512.002 | 554.2848 | 278.7877 | 4206.532 | 15665.2541 | 0 | 15665.2541 | 746.2301 | 0 | 59860.9332 | 0 | 59860.9332 | 0 | 123873.4796 | 0
1345 | Commercial | CcoNgs819 | High Efficiency Refrigeration Compressor | 4677.4854 | 2380.3284 | 88.8148 | 13758.6407 | 14696.9517 | 3739.1745 | 2469.1432 | 2861.4575 | 512.002 | 554.2848 | 278.7877 | 4206.532 | 15665.2541 | 0 | 15665.2541 | 746.2301 | 0 | 59860.9332 | 0 | 59860.9332 | 0 | 123873.4796 | 0
1346 | Commercial | CgrEgs819 | High Efficiency Refrigeration Compressor | 4411.7037 | 2245.0746 | 83.7682 | 12976.8542 | 13861.8489 | 3526.709 | 2328.8428 | 2698.8652 | 482.9093 | 522.7895 | 262.9466 | 3967.5106 | 13613.1222 | 0 | 13613.1222 | 746.2301 | 0 | 51472.7896 | 0 | 51472.7896 | 0 | 106515.4407 | 0
1347 | Commercial | CgrNgs819 | High Efficiency Refrigeration Compressor | 4411.7037 | 2245.0746 | 83.7682 | 12976.8542 | 13861.8489 | 3526.709 | 2328.8428 | 2698.8652 | 482.9093 | 522.7895 | 262.9466 | 3967.5106 | 13613.1222 | 0 | 13613.1222 | 746.2301 | 0 | 51472.7896 | 0 | 51472.7896 | 0 | 106515.4407 | 0
1348 | Commercial | CheEgs819 | High Efficiency Refrigeration Compressor | 4677.4854 | 2380.3284 | 88.8148 | 13758.6407 | 14696.9517 | 3739.1745 | 2469.1432 | 2861.4575 | 512.002 | 554.2848 | 278.7877 | 4206.532 | 15665.2541 | 0 | 15665.2541 | 746.2301 | 0 | 59860.9332 | 0 | 59860.9332 | 0 | 123873.4796 | 0
1349 | Commercial | CheNgs819 | High Efficiency Refrigeration Compressor | 4677.4854 | 2380.3284 | 88.8148 | 13758.6407 | 14696.9517 | 3739.1745 | 2469.1432 | 2861.4575 | 512.002 | 554.2848 | 278.7877 | 4206.532 | 15665.2541 | 0 | 15665.2541 | 746.2301 | 0 | 59860.9332 | 0 | 59860.9332 | 0 | 123873.4796 | 0
1350 | Commercial | ChoEgs819 | High Efficiency Refrigeration Compressor | 4677.4854 | 2380.3284 | 88.8148 | 13758.6407 | 14696.9517 | 3739.1745 | 2469.1432 | 2861.4575 | 512.002 | 554.2848 | 278.7877 | 4206.532 | 15665.2541 | 0 | 15665.2541 | 746.2301 | 0 | 59860.9332 | 0 | 59860.9332 | 0 | 123873.4796 | 0
1351 | Commercial | ChoNgs819 | High Efficiency Refrigeration Compressor | 4677.4854 | 2380.3284 | 88.8148 | 13758.6407 | 14696.9517 | 3739.1745 | 2469.1432 | 2861.4575 | 512.002 | 554.2848 | 278.7877 | 4206.532 | 15665.2541 | 0 | 15665.2541 | 746.2301 | 0 | 59860.9332 | 0 | 59860.9332 | 0 | 123873.4796 | 0
1352 | Commercial | CloEgs819 | High Efficiency Refrigeration Compressor | 4677.4854 | 2380.3284 | 88.8148 | 13758.6407 | 14696.9517 | 3739.1745 | 2469.1432 | 2861.4575 | 512.002 | 554.2848 | 278.7877 | 4206.532 | 15665.2541 | 0 | 15665.2541 | 746.2301 | 0 | 59860.9332 | 0 | 59860.9332 | 0 | 123873.4796 | 0
1353 | Commercial | CloNgs819 | High Efficiency Refrigeration Compressor | 4677.4854 | 2380.3284 | 88.8148 | 13758.6407 | 14696.9517 | 3739.1745 | 2469.1432 | 2861.4575 | 512.002 | 554.2848 | 278.7877 | 4206.532 | 15665.2541 | 0 | 15665.2541 | 746.2301 | 0 | 59860.9332 | 0 | 59860.9332 | 0 | 123873.4796 | 0
1354 | Commercial | CreEgs819 | High Efficiency Refrigeration Compressor | 4677.4854 | 2380.3284 | 88.8148 | 13758.6407 | 14696.9517 | 3739.1745 | 2469.1432 | 2861.4575 | 512.002 | 554.2848 | 278.7877 | 4206.532 | 15665.2541 | 0 | 15665.2541 | 746.2301 | 0 | 59860.9332 | 0 | 59860.9332 | 0 | 123873.4796 | 0
1355 | Commercial | CreNgs819 | High Efficiency Refrigeration Compressor | 4677.4854 | 2380.3284 | 88.8148 | 13758.6407 | 14696.9517 | 3739.1745 | 2469.1432 | 2861.4575 | 512.002 | 554.2848 | 278.7877 | 4206.532 | 15665.2541 | 0 | 15665.2541 | 746.2301 | 0 | 59860.9332 | 0 | 59860.9332 | 0 | 123873.4796 | 0
1356 | Commercial | CrtEgs819 | High Efficiency Refrigeration Compressor | 4411.7037 | 2245.0746 | 83.7682 | 12976.8542 | 13861.8489 | 3526.709 | 2328.8428 | 2698.8652 | 482.9093 | 522.7895 | 262.9466 | 3967.5106 | 13613.1222 | 0 | 13613.1222 | 746.2301 | 0 | 51472.7896 | 0 | 51472.7896 | 0 | 106515.4407 | 0
1357 | Commercial | CrtNgs819 | High Efficiency Refrigeration Compressor | 4411.7037 | 2245.0746 | 83.7682 | 12976.8542 | 13861.8489 | 3526.709 | 2328.8428 | 2698.8652 | 482.9093 | 522.7895 | 262.9466 | 3967.5106 | 13613.1222 | 0 | 13613.1222 | 746.2301 | 0 | 51472.7896 | 0 | 51472.7896 | 0 | 106515.4407 | 0
1358 | Commercial | CscEgs819 | High Efficiency Refrigeration Compressor | 4677.4854 | 2380.3284 | 88.8148 | 13758.6407 | 14696.9517 | 3739.1745 | 2469.1432 | 2861.4575 | 512.002 | 554.2848 | 278.7877 | 4206.532 | 15665.2541 | 0 | 15665.2541 | 746.2301 | 0 | 59860.9332 | 0 | 59860.9332 | 0 | 123873.4796 | 0
1359 | Commercial | CscNgs819 | High Efficiency Refrigeration Compressor | 4677.4854 | 2380.3284 | 88.8148 | 13758.6407 | 14696.9517 | 3739.1745 | 2469.1432 | 2861.4575 | 512.002 | 554.2848 | 278.7877 | 4206.532 | 15665.2541 | 0 | 15665.2541 | 746.2301 | 0 | 59860.9332 | 0 | 59860.9332 | 0 | 123873.4796 | 0
1360 | Commercial | CcoEgs820 | Water Cooled Refrigeration Heat Recovery | 333.2316 | 169.5784 | 6.3273 | 1031.8125 | 1102.18 | 262.8641 | 175.9058 | 205.5035 | 36.5197 | 39.8076 | 19.8852 | 301.716 | 9019.2353 | 0 | 9019.2353 | 632.2974 | 0 | 34859.3263 | 0 | 34859.3263 | 0 | 367323.5895 | 0
1361 | Commercial | CcoNgs820 | Water Cooled Refrigeration Heat Recovery | 333.2316 | 169.5784 | 6.3273 | 1031.8125 | 1102.18 | 262.8641 | 175.9058 | 205.5035 | 36.5197 | 39.8076 | 19.8852 | 301.716 | 9019.2353 | 0 | 9019.2353 | 632.2974 | 0 | 34859.3263 | 0 | 34859.3263 | 0 | 367323.5895 | 0
1362 | Commercial | ChoEgs820 | Water Cooled Refrigeration Heat Recovery | 2443.1395 | 1243.2908 | 46.3896 | 7564.8939 | 8080.8041 | 1927.2294 | 1289.6804 | 1506.681 | 267.7498 | 291.8557 | 145.7911 | 2212.0777 | 66125.924 | 0 | 66125.924 | 632.2974 | 0 | 255576.5617 | 0 | 255576.5617 | 0 | 1014197.9288 | 0
1363 | Commercial | ChoNgs820 | Water Cooled Refrigeration Heat Recovery | 2443.1395 | 1243.2908 | 46.3896 | 7564.8939 | 8080.8041 | 1927.2294 | 1289.6804 | 1506.681 | 267.7498 | 291.8557 | 145.7911 | 2212.0777 | 66125.924 | 0 | 66125.924 | 632.2974 | 0 | 255576.5617 | 0 | 255576.5617 | 0 | 1014197.9288 | 0
1364 | Commercial | CinEgs820 | Water Cooled Refrigeration Heat Recovery | 166.8495 | 84.9081 | 3.1681 | 516.6299 | 551.863 | 131.6164 | 88.0762 | 102.8959 | 18.2855 | 19.9317 | 9.9565 | 151.0696 | 7336.2213 | 0 | 7336.2213 | 632.2974 | 0 | 28354.4803 | 0 | 28354.4803 | 0 | 99798.1038 | 0
1365 | Commercial | CinNgs820 | Water Cooled Refrigeration Heat Recovery | 166.8495 | 84.9081 | 3.1681 | 516.6299 | 551.863 | 131.6164 | 88.0762 | 102.8959 | 18.2855 | 19.9317 | 9.9565 | 151.0696 | 7336.2213 | 0 | 7336.2213 | 632.2974 | 0 | 28354.4803 | 0 | 28354.4803 | 0 | 99798.1038 | 0
1366 | Commercial | CofEgs820 | Water Cooled Refrigeration Heat Recovery | 118.9047 | 60.5095 | 2.2577 | 368.1745 | 393.2832 | 93.796 | 62.7672 | 73.3284 | 13.0311 | 14.2043 | 7.0955 | 107.6592 | 5228.1327 | 0 | 5228.1327 | 632.2974 | 0 | 20206.7221 | 0 | 20206.7221 | 0 | 77713.8932 | 0
1367 | Commercial | CofNgs820 | Water Cooled Refrigeration Heat Recovery | 118.9047 | 60.5095 | 2.2577 | 368.1745 | 393.2832 | 93.796 | 62.7672 | 73.3284 | 13.0311 | 14.2043 | 7.0955 | 107.6592 | 5228.1327 | 0 | 5228.1327 | 632.2974 | 0 | 20206.7221 | 0 | 20206.7221 | 0 | 77713.8932 | 0
1368 | Commercial | CasEgs901 | Drain Water Heat Recovery | 4221.1371 | 2148.097 | 80.1497 | 12992.6982 | 13878.7735 | 3335.0618 | 2228.2468 | 2600.7782 | 462.5416 | 503.7906 | 251.8562 | 3818.9666 | 8765.6593 | 0 | 8765.6593 | 721.5234 | 0 | 32064.1488 | 0 | 32064.1488 | 0 | 328349.4733 | 0
1369 | Commercial | CasNgs901 | Drain Water Heat Recovery | 4221.1371 | 2148.097 | 80.1497 | 12992.6982 | 13878.7735 | 3335.0618 | 2228.2468 | 2600.7782 | 462.5416 | 503.7906 | 251.8562 | 3818.9666 | 8765.6593 | 0 | 8765.6593 | 721.5234 | 0 | 32064.1488 | 0 | 32064.1488 | 0 | 343241.4198 | 0
1370 | Commercial | CcoEgs901 | Drain Water Heat Recovery | 5419.6625 | 2758.0153 | 102.907 | 16681.7703 | 17819.4327 | 4282.0001 | 2860.9223 | 3339.2282 | 593.873 | 646.834 | 323.3669 | 4903.302 | 19664.6203 | 0 | 19664.6203 | 721.5234 | 0 | 76003.7176 | 0 | 76003.7176 | 0 | 338394.7373 | 0
1371 | Commercial | CcoNgs901 | Drain Water Heat Recovery | 5419.6625 | 2758.0153 | 102.907 | 16681.7703 | 17819.4327 | 4282.0001 | 2860.9223 | 3339.2282 | 593.873 | 646.834 | 323.3669 | 4903.302 | 19664.6203 | 0 | 19664.6203 | 721.5234 | 0 | 76003.7176 | 0 | 76003.7176 | 0 | 353742.288 | 0
1372 | Commercial | CgrEgs901 | Drain Water Heat Recovery | 8667.3313 | 4410.7235 | 164.5728 | 26678.1244 | 28497.5175 | 6847.9381 | 4575.2963 | 5340.2213 | 949.7443 | 1034.4417 | 517.1406 | 7841.5479 | 33225.0724 | 0 | 33225.0724 | 721.5234 | 0 | 128414.8372 | 0 | 128414.8372 | 0 | 657509.1664 | 0
1373 | Commercial | CgrNgs901 | Drain Water Heat Recovery | 8667.3313 | 4410.7235 | 164.5728 | 26678.1244 | 28497.5175 | 6847.9381 | 4575.2963 | 5340.2213 | 949.7443 | 1034.4417 | 517.1406 | 7841.5479 | 33225.0724 | 0 | 33225.0724 | 721.5234 | 0 | 128414.8372 | 0 | 128414.8372 | 0 | 687329.8011 | 0
1374 | Commercial | CheEgs901 | Drain Water Heat Recovery | 4221.1371 | 2148.097 | 80.1497 | 12992.6982 | 13878.7735 | 3335.0618 | 2228.2468 | 2600.7782 | 462.5416 | 503.7906 | 251.8562 | 3818.9666 | 8765.6593 | 0 | 8765.6593 | 721.5234 | 0 | 32064.1488 | 0 | 32064.1488 | 0 | 246262.0965 | 0
1375 | Commercial | CheNgs901 | Drain Water Heat Recovery | 4221.1371 | 2148.097 | 80.1497 | 12992.6982 | 13878.7735 | 3335.0618 | 2228.2468 | 2600.7782 | 462.5416 | 503.7906 | 251.8562 | 3818.9666 | 8765.6593 | 0 | 8765.6593 | 721.5234 | 0 | 32064.1488 | 0 | 32064.1488 | 0 | 257431.0734 | 0
1376 | Commercial | ChoEgs901 | Drain Water Heat Recovery | 5419.6625 | 2758.0153 | 102.907 | 16681.7703 | 17819.4327 | 4282.0001 | 2860.9223 | 3339.2282 | 593.873 | 646.834 | 323.3669 | 4903.302 | 19664.6203 | 0 | 19664.6203 | 721.5234 | 0 | 76003.7176 | 0 | 76003.7176 | 0 | 289453.3595 | 0
1377 | Commercial | ChoNgs901 | Drain Water Heat Recovery | 5419.6625 | 2758.0153 | 102.907 | 16681.7703 | 17819.4327 | 4282.0001 | 2860.9223 | 3339.2282 | 593.873 | 646.834 | 323.3669 | 4903.302 | 19664.6203 | 0 | 19664.6203 | 721.5234 | 0 | 76003.7176 | 0 | 76003.7176 | 0 | 302581.2275 | 0
1378 | Commercial | CinEgs901 | Drain Water Heat Recovery | 4221.1371 | 2148.097 | 80.1497 | 12992.6982 | 13878.7735 | 3335.0618 | 2228.2468 | 2600.7782 | 462.5416 | 503.7906 | 251.8562 | 3818.9666 | 8765.6593 | 0 | 8765.6593 | 721.5234 | 0 | 32064.1488 | 0 | 32064.1488 | 0 | 102609.2041 | 0
1379 | Commercial | CinNgs901 | Drain Water Heat Recovery | 4221.1371 | 2148.097 | 80.1497 | 12992.6982 | 13878.7735 | 3335.0618 | 2228.2468 | 2600.7782 | 462.5416 | 503.7906 | 251.8562 | 3818.9666 | 8765.6593 | 0 | 8765.6593 | 721.5234 | 0 | 32064.1488 | 0 | 32064.1488 | 0 | 107262.9416 | 0
1380 | Commercial | CloEgs901 | Drain Water Heat Recovery | 8667.3313 | 4410.7235 | 164.5728 | 26678.1244 | 28497.5175 | 6847.9381 | 4575.2963 | 5340.2213 | 949.7443 | 1034.4417 | 517.1406 | 7841.5479 | 33225.0724 | 0 | 33225.0724 | 721.5234 | 0 | 128414.8372 | 0 | 128414.8372 | 0 | 410943.2205 | 0
1381 | Commercial | CloNgs901 | Drain Water Heat Recovery | 8667.3313 | 4410.7235 | 164.5728 | 26678.1244 | 28497.5175 | 6847.9381 | 4575.2963 | 5340.2213 | 949.7443 | 1034.4417 | 517.1406 | 7841.5479 | 33225.0724 | 0 | 33225.0724 | 721.5234 | 0 | 128414.8372 | 0 | 128414.8372 | 0 | 429581.1257 | 0
1382 | Commercial | CmiEgs901 | Drain Water Heat Recovery | 4221.1371 | 2148.097 | 80.1497 | 12992.6982 | 13878.7735 | 3335.0618 | 2228.2468 | 2600.7782 | 462.5416 | 503.7906 | 251.8562 | 3818.9666 | 8765.6593 | 0 | 8765.6593 | 721.5234 | 0 | 32064.1488 | 0 | 32064.1488 | 0 | 109449.8216 | 0
1383 | Commercial | CmiNgs901 | Drain Water Heat Recovery | 4221.1371 | 2148.097 | 80.1497 | 12992.6982 | 13878.7735 | 3335.0618 | 2228.2468 | 2600.7782 | 462.5416 | 503.7906 | 251.8562 | 3818.9666 | 8765.6593 | 0 | 8765.6593 | 721.5234 | 0 | 32064.1488 | 0 | 32064.1488 | 0 | 114413.8094 | 0
1384 | Commercial | CofEgs901 | Drain Water Heat Recovery | 4221.1371 | 2148.097 | 80.1497 | 12992.6982 | 13878.7735 | 3335.0618 | 2228.2468 | 2600.7782 | 462.5416 | 503.7906 | 251.8562 | 3818.9666 | 8765.6593 | 0 | 8765.6593 | 721.5234 | 0 | 32064.1488 | 0 | 32064.1488 | 0 | 118205.8057 | 0
1385 | Commercial | CofNgs901 | Drain Water Heat Recovery | 4221.1371 | 2148.097 | 80.1497 | 12992.6982 | 13878.7735 | 3335.0618 | 2228.2468 | 2600.7782 | 462.5416 | 503.7906 | 251.8562 | 3818.9666 | 8765.6593 | 0 | 8765.6593 | 721.5234 | 0 | 32064.1488 | 0 | 32064.1488 | 0 | 123566.9149 | 0
1386 | Commercial | CreEgs901 | Drain Water Heat Recovery | 8667.3313 | 4410.7235 | 164.5728 | 26678.1244 | 28497.5175 | 6847.9381 | 4575.2963 | 5340.2213 | 949.7443 | 1034.4417 | 517.1406 | 7841.5479 | 33225.0724 | 0 | 33225.0724 | 721.5234 | 0 | 128414.8372 | 0 | 128414.8372 | 0 | 789010.9453 | 0
1387 | Commercial | CreNgs901 | Drain Water Heat Recovery | 8667.3313 | 4410.7235 | 164.5728 | 26678.1244 | 28497.5175 | 6847.9381 | 4575.2963 | 5340.2213 | 949.7443 | 1034.4417 | 517.1406 | 7841.5479 | 33225.0724 | 0 | 33225.0724 | 721.5234 | 0 | 128414.8372 | 0 | 128414.8372 | 0 | 824795.7613 | 0
1388 | Commercial | CrtEgs901 | Drain Water Heat Recovery | 8667.3313 | 4410.7235 | 164.5728 | 26678.1244 | 28497.5175 | 6847.9381 | 4575.2963 | 5340.2213 | 949.7443 | 1034.4417 | 517.1406 | 7841.5479 | 33225.0724 | 0 | 33225.0724 | 721.5234 | 0 | 128414.8372 | 0 | 128414.8372 | 0 | 664150.6587 | 0
1389 | Commercial | CrtNgs901 | Drain Water Heat Recovery | 8667.3313 | 4410.7235 | 164.5728 | 26678.1244 | 28497.5175 | 6847.9381 | 4575.2963 | 5340.2213 | 949.7443 | 1034.4417 | 517.1406 | 7841.5479 | 33225.0724 | 0 | 33225.0724 | 721.5234 | 0 | 128414.8372 | 0 | 128414.8372 | 0 | 694272.4941 | 0
1390 | Commercial | CscEgs901 | Drain Water Heat Recovery | 4221.1371 | 2148.097 | 80.1497 | 12992.6982 | 13878.7735 | 3335.0618 | 2228.2468 | 2600.7782 | 462.5416 | 503.7906 | 251.8562 | 3818.9666 | 8765.6593 | 0 | 8765.6593 | 721.5234 | 0 | 32064.1488 | 0 | 32064.1488 | 0 | 788021.4314 | 0
1391 | Commercial | CscNgs901 | Drain Water Heat Recovery | 4221.1371 | 2148.097 | 80.1497 | 12992.6982 | 13878.7735 | 3335.0618 | 2228.2468 | 2600.7782 | 462.5416 | 503.7906 | 251.8562 | 3818.9666 | 8765.6593 | 0 | 8765.6593 | 721.5234 | 0 | 32064.1488 | 0 | 32064.1488 | 0 | 823761.3559 | 0
1392 | Commercial | CwaEgs901 | Drain Water Heat Recovery | 4221.1371 | 2148.097 | 80.1497 | 12992.6982 | 13878.7735 | 3335.0618 | 2228.2468 | 2600.7782 | 462.5416 | 503.7906 | 251.8562 | 3818.9666 | 8765.6593 | 0 | 8765.6593 | 721.5234 | 0 | 32064.1488 | 0 | 32064.1488 | 0 | 164174.7367 | 0
1393 | Commercial | CwaNgs901 | Drain Water Heat Recovery | 4221.1371 | 2148.097 | 80.1497 | 12992.6982 | 13878.7735 | 3335.0618 | 2228.2468 | 2600.7782 | 462.5416 | 503.7906 | 251.8562 | 3818.9666 | 8765.6593 | 0 | 8765.6593 | 721.5234 | 0 | 32064.1488 | 0 | 32064.1488 | 0 | 171620.7099 | 0
1394 | Commercial | CasEgs904 | Hot Water Circulation Pump Control | 4588.9008 | 2335.2485 | 87.1327 | 14208.9908 | 15178.0148 | 3619.8768 | 2422.3812 | 2829.9692 | 502.9092 | 548.1868 | 273.8366 | 4154.9018 | 42221.648 | 0 | 42221.648 | 721.5234 | 0 | 163186.5838 | 0 | 163186.5838 | 0 | 128871.0269 | 0
1395 | Commercial | CcoEgs904 | Hot Water Circulation Pump Control | 4554.3844 | 2317.6835 | 86.4774 | 14102.1151 | 15063.8503 | 3592.6492 | 2404.1608 | 2808.683 | 499.1264 | 544.0635 | 271.7769 | 4123.6499 | 16260.7444 | 0 | 16260.7444 | 721.5234 | 0 | 62323.4407 | 0 | 62323.4407 | 0 | 49217.8109 | 0
1396 | Commercial | CheEgs904 | Hot Water Circulation Pump Control | 4588.9008 | 2335.2485 | 87.1327 | 14208.9908 | 15178.0148 | 3619.8768 | 2422.3812 | 2829.9692 | 502.9092 | 548.1868 | 273.8366 | 4154.9018 | 42221.648 | 0 | 42221.648 | 721.5234 | 0 | 163186.5838 | 0 | 163186.5838 | 0 | 128871.0269 | 0
1397 | Commercial | ChoEgs904 | Hot Water Circulation Pump Control | 4554.3844 | 2317.6835 | 86.4774 | 14102.1151 | 15063.8503 | 3592.6492 | 2404.1608 | 2808.683 | 499.1264 | 544.0635 | 271.7769 | 4123.6499 | 16260.7444 | 0 | 16260.7444 | 721.5234 | 0 | 62323.4407 | 0 | 62323.4407 | 0 | 49217.8109 | 0
1398 | Commercial | CinEgs904 | Hot Water Circulation Pump Control | 4588.9008 | 2335.2485 | 87.1327 | 14208.9908 | 15178.0148 | 3619.8768 | 2422.3812 | 2829.9692 | 502.9092 | 548.1868 | 273.8366 | 4154.9018 | 42221.648 | 0 | 42221.648 | 721.5234 | 0 | 163186.5838 | 0 | 163186.5838 | 0 | 128871.0269 | 0
1399 | Commercial | CinNgs904 | Hot Water Circulation Pump Control | 4588.9008 | 2335.2485 | 87.1327 | 14208.9908 | 15178.0148 | 3619.8768 | 2422.3812 | 2829.9692 | 502.9092 | 548.1868 | 273.8366 | 4154.9018 | 42221.648 | 0 | 42221.648 | 721.5234 | 0 | 163186.5838 | 0 | 163186.5838 | 0 | 128871.0269 | 0
1400 | Commercial | CmiEgs904 | Hot Water Circulation Pump Control | 4588.9008 | 2335.2485 | 87.1327 | 14208.9908 | 15178.0148 | 3619.8768 | 2422.3812 | 2829.9692 | 502.9092 | 548.1868 | 273.8366 | 4154.9018 | 42221.648 | 0 | 42221.648 | 721.5234 | 0 | 163186.5838 | 0 | 163186.5838 | 0 | 128871.0269 | 0
1401 | Commercial | CmiNgs904 | Hot Water Circulation Pump Control | 4588.9008 | 2335.2485 | 87.1327 | 14208.9908 | 15178.0148 | 3619.8768 | 2422.3812 | 2829.9692 | 502.9092 | 548.1868 | 273.8366 | 4154.9018 | 42221.648 | 0 | 42221.648 | 721.5234 | 0 | 163186.5838 | 0 | 163186.5838 | 0 | 128871.0269 | 0
1402 | Commercial | CofEgs904 | Hot Water Circulation Pump Control | 4588.9008 | 2335.2485 | 87.1327 | 14208.9908 | 15178.0148 | 3619.8768 | 2422.3812 | 2829.9692 | 502.9092 | 548.1868 | 273.8366 | 4154.9018 | 42221.648 | 0 | 42221.648 | 721.5234 | 0 | 163186.5838 | 0 | 163186.5838 | 0 | 128871.0269 | 0
1403 | Commercial | CscEgs904 | Hot Water Circulation Pump Control | 4588.9008 | 2335.2485 | 87.1327 | 14208.9908 | 15178.0148 | 3619.8768 | 2422.3812 | 2829.9692 | 502.9092 | 548.1868 | 273.8366 | 4154.9018 | 42221.648 | 0 | 42221.648 | 721.5234 | 0 | 163186.5838 | 0 | 163186.5838 | 0 | 128871.0269 | 0
1404 | Commercial | CwaEgs904 | Hot Water Circulation Pump Control | 4588.9008 | 2335.2485 | 87.1327 | 14208.9908 | 15178.0148 | 3619.8768 | 2422.3812 | 2829.9692 | 502.9092 | 548.1868 | 273.8366 | 4154.9018 | 42221.648 | 0 | 42221.648 | 721.5234 | 0 | 163186.5838 | 0 | 163186.5838 | 0 | 128871.0269 | 0
1405 | Commercial | CasEgs906 | Tank Wrap on Water Heater | 4808.8413 | 2447.1742 | 91.3089 | 14145.019 | 15109.6802 | 3844.1802 | 2538.4831 | 2941.8146 | 526.3804 | 569.8506 | 286.6168 | 4324.6623 | 20047.066 | 0 | 20047.066 | 1178.3023 | 0 | 77481.8693 | 0 | 77481.8693 | 0 | 109947.5693 | 0
1406 | Commercial | CasNgs906 | Tank Wrap on Water Heater | 4808.8413 | 2447.1742 | 91.3089 | 14145.019 | 15109.6802 | 3844.1802 | 2538.4831 | 2941.8146 | 526.3804 | 569.8506 | 286.6168 | 4324.6623 | 20047.066 | 0 | 20047.066 | 1178.3023 | 0 | 77481.8693 | 0 | 77481.8693 | 0 | 114934.1345 | 0
1407 | Commercial | CcoEgs906 | Tank Wrap on Water Heater | 4808.8413 | 2447.1742 | 91.3089 | 14145.019 | 15109.6802 | 3844.1802 | 2538.4831 | 2941.8146 | 526.3804 | 569.8506 | 286.6168 | 4324.6623 | 20047.066 | 0 | 20047.066 | 1178.3023 | 0 | 77481.8693 | 0 | 77481.8693 | 0 | 109947.5693 | 0
1408 | Commercial | CcoNgs906 | Tank Wrap on Water Heater | 4808.8413 | 2447.1742 | 91.3089 | 14145.019 | 15109.6802 | 3844.1802 | 2538.4831 | 2941.8146 | 526.3804 | 569.8506 | 286.6168 | 4324.6623 | 20047.066 | 0 | 20047.066 | 1178.3023 | 0 | 77481.8693 | 0 | 77481.8693 | 0 | 114934.1345 | 0
1409 | Commercial | CgrEgs906 | Tank Wrap on Water Heater | 4808.8413 | 2447.1742 | 91.3089 | 14145.019 | 15109.6802 | 3844.1802 | 2538.4831 | 2941.8146 | 526.3804 | 569.8506 | 286.6168 | 4324.6623 | 20047.066 | 0 | 20047.066 | 1178.3023 | 0 | 77481.8693 | 0 | 77481.8693 | 0 | 109947.5693 | 0
1410 | Commercial | CgrNgs906 | Tank Wrap on Water Heater | 4808.8413 | 2447.1742 | 91.3089 | 14145.019 | 15109.6802 | 3844.1802 | 2538.4831 | 2941.8146 | 526.3804 | 569.8506 | 286.6168 | 4324.6623 | 20047.066 | 0 | 20047.066 | 1178.3023 | 0 | 77481.8693 | 0 | 77481.8693 | 0 | 114934.1345 | 0
1411 | Commercial | CheEgs906 | Tank Wrap on Water Heater | 4808.8413 | 2447.1742 | 91.3089 | 14145.019 | 15109.6802 | 3844.1802 | 2538.4831 | 2941.8146 | 526.3804 | 569.8506 | 286.6168 | 4324.6623 | 20047.066 | 0 | 20047.066 | 1178.3023 | 0 | 77481.8693 | 0 | 77481.8693 | 0 | 109947.5693 | 0
1412 | Commercial | CheNgs906 | Tank Wrap on Water Heater | 4808.8413 | 2447.1742 | 91.3089 | 14145.019 | 15109.6802 | 3844.1802 | 2538.4831 | 2941.8146 | 526.3804 | 569.8506 | 286.6168 | 4324.6623 | 20047.066 | 0 | 20047.066 | 1178.3023 | 0 | 77481.8693 | 0 | 77481.8693 | 0 | 114934.1345 | 0
1413 | Commercial | ChoEgs906 | Tank Wrap on Water Heater | 4808.8413 | 2447.1742 | 91.3089 | 14145.019 | 15109.6802 | 3844.1802 | 2538.4831 | 2941.8146 | 526.3804 | 569.8506 | 286.6168 | 4324.6623 | 20047.066 | 0 | 20047.066 | 1178.3023 | 0 | 77481.8693 | 0 | 77481.8693 | 0 | 109947.5693 | 0
1414 | Commercial | ChoNgs906 | Tank Wrap on Water Heater | 4808.8413 | 2447.1742 | 91.3089 | 14145.019 | 15109.6802 | 3844.1802 | 2538.4831 | 2941.8146 | 526.3804 | 569.8506 | 286.6168 | 4324.6623 | 20047.066 | 0 | 20047.066 | 1178.3023 | 0 | 77481.8693 | 0 | 77481.8693 | 0 | 114934.1345 | 0
1415 | Commercial | CinEgs906 | Tank Wrap on Water Heater | 4808.8413 | 2447.1742 | 91.3089 | 14145.019 | 15109.6802 | 3844.1802 | 2538.4831 | 2941.8146 | 526.3804 | 569.8506 | 286.6168 | 4324.6623 | 20047.066 | 0 | 20047.066 | 1178.3023 | 0 | 77481.8693 | 0 | 77481.8693 | 0 | 109947.5693 | 0
1416 | Commercial | CinNgs906 | Tank Wrap on Water Heater | 4808.8413 | 2447.1742 | 91.3089 | 14145.019 | 15109.6802 | 3844.1802 | 2538.4831 | 2941.8146 | 526.3804 | 569.8506 | 286.6168 | 4324.6623 | 20047.066 | 0 | 20047.066 | 1178.3023 | 0 | 77481.8693 | 0 | 77481.8693 | 0 | 114934.1345 | 0
1417 | Commercial | CloEgs906 | Tank Wrap on Water Heater | 4808.8413 | 2447.1742 | 91.3089 | 14145.019 | 15109.6802 | 3844.1802 | 2538.4831 | 2941.8146 | 526.3804 | 569.8506 | 286.6168 | 4324.6623 | 20047.066 | 0 | 20047.066 | 1178.3023 | 0 | 77481.8693 | 0 | 77481.8693 | 0 | 109947.5693 | 0
1418 | Commercial | CloNgs906 | Tank Wrap on Water Heater | 4808.8413 | 2447.1742 | 91.3089 | 14145.019 | 15109.6802 | 3844.1802 | 2538.4831 | 2941.8146 | 526.3804 | 569.8506 | 286.6168 | 4324.6623 | 20047.066 | 0 | 20047.066 | 1178.3023 | 0 | 77481.8693 | 0 | 77481.8693 | 0 | 114934.1345 | 0
1419 | Commercial | CmiEgs906 | Tank Wrap on Water Heater | 4808.8413 | 2447.1742 | 91.3089 | 14145.019 | 15109.6802 | 3844.1802 | 2538.4831 | 2941.8146 | 526.3804 | 569.8506 | 286.6168 | 4324.6623 | 20047.066 | 0 | 20047.066 | 1178.3023 | 0 | 77481.8693 | 0 | 77481.8693 | 0 | 109947.5693 | 0
1420 | Commercial | CmiNgs906 | Tank Wrap on Water Heater | 4808.8413 | 2447.1742 | 91.3089 | 14145.019 | 15109.6802 | 3844.1802 | 2538.4831 | 2941.8146 | 526.3804 | 569.8506 | 286.6168 | 4324.6623 | 20047.066 | 0 | 20047.066 | 1178.3023 | 0 | 77481.8693 | 0 | 77481.8693 | 0 | 114934.1345 | 0
1421 | Commercial | CofEgs906 | Tank Wrap on Water Heater | 4808.8413 | 2447.1742 | 91.3089 | 14145.019 | 15109.6802 | 3844.1802 | 2538.4831 | 2941.8146 | 526.3804 | 569.8506 | 286.6168 | 4324.6623 | 20047.066 | 0 | 20047.066 | 1178.3023 | 0 | 77481.8693 | 0 | 77481.8693 | 0 | 109947.5693 | 0
1422 | Commercial | CofNgs906 | Tank Wrap on Water Heater | 4808.8413 | 2447.1742 | 91.3089 | 14145.019 | 15109.6802 | 3844.1802 | 2538.4831 | 2941.8146 | 526.3804 | 569.8506 | 286.6168 | 4324.6623 | 20047.066 | 0 | 20047.066 | 1178.3023 | 0 | 77481.8693 | 0 | 77481.8693 | 0 | 114934.1345 | 0
1423 | Commercial | CreEgs906 | Tank Wrap on Water Heater | 4808.8413 | 2447.1742 | 91.3089 | 14145.019 | 15109.6802 | 3844.1802 | 2538.4831 | 2941.8146 | 526.3804 | 569.8506 | 286.6168 | 4324.6623 | 20047.066 | 0 | 20047.066 | 1178.3023 | 0 | 77481.8693 | 0 | 77481.8693 | 0 | 109947.5693 | 0
1424 | Commercial | CreNgs906 | Tank Wrap on Water Heater | 4808.8413 | 2447.1742 | 91.3089 | 14145.019 | 15109.6802 | 3844.1802 | 2538.4831 | 2941.8146 | 526.3804 | 569.8506 | 286.6168 | 4324.6623 | 20047.066 | 0 | 20047.066 | 1178.3023 | 0 | 77481.8693 | 0 | 77481.8693 | 0 | 114934.1345 | 0
1425 | Commercial | CrtEgs906 | Tank Wrap on Water Heater | 4808.8413 | 2447.1742 | 91.3089 | 14145.019 | 15109.6802 | 3844.1802 | 2538.4831 | 2941.8146 | 526.3804 | 569.8506 | 286.6168 | 4324.6623 | 20047.066 | 0 | 20047.066 | 1178.3023 | 0 | 77481.8693 | 0 | 77481.8693 | 0 | 109947.5693 | 0
1426 | Commercial | CrtNgs906 | Tank Wrap on Water Heater | 4808.8413 | 2447.1742 | 91.3089 | 14145.019 | 15109.6802 | 3844.1802 | 2538.4831 | 2941.8146 | 526.3804 | 569.8506 | 286.6168 | 4324.6623 | 20047.066 | 0 | 20047.066 | 1178.3023 | 0 | 77481.8693 | 0 | 77481.8693 | 0 | 114934.1345 | 0
1427 | Commercial | CscEgs906 | Tank Wrap on Water Heater | 4808.8413 | 2447.1742 | 91.3089 | 14145.019 | 15109.6802 | 3844.1802 | 2538.4831 | 2941.8146 | 526.3804 | 569.8506 | 286.6168 | 4324.6623 | 20047.066 | 0 | 20047.066 | 1178.3023 | 0 | 77481.8693 | 0 | 77481.8693 | 0 | 109947.5693 | 0
1428 | Commercial | CscNgs906 | Tank Wrap on Water Heater | 4808.8413 | 2447.1742 | 91.3089 | 14145.019 | 15109.6802 | 3844.1802 | 2538.4831 | 2941.8146 | 526.3804 | 569.8506 | 286.6168 | 4324.6623 | 20047.066 | 0 | 20047.066 | 1178.3023 | 0 | 77481.8693 | 0 | 77481.8693 | 0 | 114934.1345 | 0
1429 | Commercial | CwaEgs906 | Tank Wrap on Water Heater | 4808.8413 | 2447.1742 | 91.3089 | 14145.019 | 15109.6802 | 3844.1802 | 2538.4831 | 2941.8146 | 526.3804 | 569.8506 | 286.6168 | 4324.6623 | 20047.066 | 0 | 20047.066 | 1178.3023 | 0 | 77481.8693 | 0 | 77481.8693 | 0 | 109947.5693 | 0
1430 | Commercial | CwaNgs906 | Tank Wrap on Water Heater | 4808.8413 | 2447.1742 | 91.3089 | 14145.019 | 15109.6802 | 3844.1802 | 2538.4831 | 2941.8146 | 526.3804 | 569.8506 | 286.6168 | 4324.6623 | 20047.066 | 0 | 20047.066 | 1178.3023 | 0 | 77481.8693 | 0 | 77481.8693 | 0 | 114934.1345 | 0
1431 | Commercial | CasNgs908 | Solar Pool Heater | 57.2093 | 29.1133 | 1.0863 | 168.2788 | 179.7551 | 45.733 | 30.1995 | 34.9978 | 6.2622 | 6.7793 | 3.4098 | 51.4491 | 4373.1252 | 0 | 4373.1252 | 721.5234 | 0 | 16902.1199 | 0 | 16902.1199 | 0 | 30225.7445 | 0
1432 | Commercial | CasTgs908 | Solar Pool Heater | 57.2093 | 29.1133 | 1.0863 | 168.2788 | 179.7551 | 45.733 | 30.1995 | 34.9978 | 6.2622 | 6.7793 | 3.4098 | 51.4491 | 4373.1252 | 0 | 4373.1252 | 721.5234 | 0 | 16902.1199 | 0 | 16902.1199 | 0 | 30225.7445 | 0
1433 | Commercial | CcoNgs908 | Solar Pool Heater | 57.2093 | 29.1133 | 1.0863 | 168.2788 | 179.7551 | 45.733 | 30.1995 | 34.9978 | 6.2622 | 6.7793 | 3.4098 | 51.4491 | 4373.1252 | 0 | 4373.1252 | 721.5234 | 0 | 16902.1199 | 0 | 16902.1199 | 0 | 30225.7445 | 0
1434 | Commercial | CcoTgs908 | Solar Pool Heater | 57.2093 | 29.1133 | 1.0863 | 168.2788 | 179.7551 | 45.733 | 30.1995 | 34.9978 | 6.2622 | 6.7793 | 3.4098 | 51.4491 | 4373.1252 | 0 | 4373.1252 | 721.5234 | 0 | 16902.1199 | 0 | 16902.1199 | 0 | 30225.7445 | 0
1435 | Commercial | CloNgs908 | Solar Pool Heater | 57.2093 | 29.1133 | 1.0863 | 168.2788 | 179.7551 | 45.733 | 30.1995 | 34.9978 | 6.2622 | 6.7793 | 3.4098 | 51.4491 | 4373.1252 | 0 | 4373.1252 | 721.5234 | 0 | 16902.1199 | 0 | 16902.1199 | 0 | 30225.7445 | 0
1436 | Commercial | CloTgs908 | Solar Pool Heater | 57.2093 | 29.1133 | 1.0863 | 168.2788 | 179.7551 | 45.733 | 30.1995 | 34.9978 | 6.2622 | 6.7793 | 3.4098 | 51.4491 | 4373.1252 | 0 | 4373.1252 | 721.5234 | 0 | 16902.1199 | 0 | 16902.1199 | 0 | 30225.7445 | 0
1437 | Commercial | CscNgs908 | Solar Pool Heater | 57.2093 | 29.1133 | 1.0863 | 168.2788 | 179.7551 | 45.733 | 30.1995 | 34.9978 | 6.2622 | 6.7793 | 3.4098 | 51.4491 | 4373.1252 | 0 | 4373.1252 | 721.5234 | 0 | 16902.1199 | 0 | 16902.1199 | 0 | 30225.7445 | 0
1438 | Commercial | CscTgs908 | Solar Pool Heater | 57.2093 | 29.1133 | 1.0863 | 168.2788 | 179.7551 | 45.733 | 30.1995 | 34.9978 | 6.2622 | 6.7793 | 3.4098 | 51.4491 | 4373.1252 | 0 | 4373.1252 | 721.5234 | 0 | 16902.1199 | 0 | 16902.1199 | 0 | 30225.7445 | 0
1439 | Commercial | CasNgs909 | Solar Water Heater | 4218.5998 | 2146.8058 | 80.1016 | 13062.3975 | 13953.2261 | 3327.7712 | 2226.9074 | 2601.6051 | 462.327 | 503.9509 | 251.7394 | 3819.6224 | 10161.7612 | 0 | 10161.7612 | 660.672 | 0 | 37628.5937 | 0 | 37628.5937 | 0 | 57474.1312 | 0
1440 | Commercial | CasTgs909 | Solar Water Heater | 4218.5998 | 2146.8058 | 80.1016 | 13062.3975 | 13953.2261 | 3327.7712 | 2226.9074 | 2601.6051 | 462.327 | 503.9509 | 251.7394 | 3819.6224 | 10161.7612 | 0 | 10161.7612 | 660.672 | 0 | 37628.5937 | 0 | 37628.5937 | 0 | 57474.1312 | 0
1441 | Commercial | CcoNgs909 | Solar Water Heater | 4218.5998 | 2146.8058 | 80.1016 | 13062.3975 | 13953.2261 | 3327.7712 | 2226.9074 | 2601.6051 | 462.327 | 503.9509 | 251.7394 | 3819.6224 | 10161.7612 | 0 | 10161.7612 | 660.672 | 0 | 37628.5937 | 0 | 37628.5937 | 0 | 24988.7532 | 0
1442 | Commercial | CcoTgs909 | Solar Water Heater | 4218.5998 | 2146.8058 | 80.1016 | 13062.3975 | 13953.2261 | 3327.7712 | 2226.9074 | 2601.6051 | 462.327 | 503.9509 | 251.7394 | 3819.6224 | 10161.7612 | 0 | 10161.7612 | 660.672 | 0 | 37628.5937 | 0 | 37628.5937 | 0 | 24988.7532 | 0
1443 | Commercial | CgrNgs909 | Solar Water Heater | 4218.5998 | 2146.8058 | 80.1016 | 13062.3975 | 13953.2261 | 3327.7712 | 2226.9074 | 2601.6051 | 462.327 | 503.9509 | 251.7394 | 3819.6224 | 10161.7612 | 0 | 10161.7612 | 660.672 | 0 | 37628.5937 | 0 | 37628.5937 | 0 | 28737.0656 | 0
1444 | Commercial | CgrTgs909 | Solar Water Heater | 4218.5998 | 2146.8058 | 80.1016 | 13062.3975 | 13953.2261 | 3327.7712 | 2226.9074 | 2601.6051 | 462.327 | 503.9509 | 251.7394 | 3819.6224 | 10161.7612 | 0 | 10161.7612 | 660.672 | 0 | 37628.5937 | 0 | 37628.5937 | 0 | 28737.0656 | 0
1445 | Commercial | CheNgs909 | Solar Water Heater | 4218.5998 | 2146.8058 | 80.1016 | 13062.3975 | 13953.2261 | 3327.7712 | 2226.9074 | 2601.6051 | 462.327 | 503.9509 | 251.7394 | 3819.6224 | 10161.7612 | 0 | 10161.7612 | 660.672 | 0 | 37628.5937 | 0 | 37628.5937 | 0 | 43105.5973 | 0
1446 | Commercial | CheTgs909 | Solar Water Heater | 4218.5998 | 2146.8058 | 80.1016 | 13062.3975 | 13953.2261 | 3327.7712 | 2226.9074 | 2601.6051 | 462.327 | 503.9509 | 251.7394 | 3819.6224 | 10161.7612 | 0 | 10161.7612 | 660.672 | 0 | 37628.5937 | 0 | 37628.5937 | 0 | 43105.5973 | 0
1447 | Commercial | ChoNgs909 | Solar Water Heater | 5623.9979 | 2861.9997 | 106.7869 | 17414.0472 | 18601.6494 | 4436.3957 | 2968.7866 | 3468.3123 | 616.3481 | 671.8388 | 335.6047 | 5092.1038 | 16646.0774 | 0 | 16646.0774 | 660.672 | 0 | 63939.5863 | 0 | 63939.5863 | 0 | 36320.4659 | 0
1448 | Commercial | ChoTgs909 | Solar Water Heater | 5623.9979 | 2861.9997 | 106.7869 | 17414.0472 | 18601.6494 | 4436.3957 | 2968.7866 | 3468.3123 | 616.3481 | 671.8388 | 335.6047 | 5092.1038 | 16646.0774 | 0 | 16646.0774 | 660.672 | 0 | 63939.5863 | 0 | 63939.5863 | 0 | 36320.4659 | 0
1449 | Commercial | CloNgs909 | Solar Water Heater | 6338.4525 | 3225.5789 | 120.3527 | 19626.2717 | 20964.743 | 4999.9811 | 3345.9317 | 3908.9155 | 694.647 | 757.187 | 378.2388 | 5738.9883 | 17998.3343 | 0 | 17998.3343 | 660.672 | 0 | 69563.5255 | 0 | 69563.5255 | 0 | 33203.6648 | 0
1450 | Commercial | CloTgs909 | Solar Water Heater | 6338.4525 | 3225.5789 | 120.3527 | 19626.2717 | 20964.743 | 4999.9811 | 3345.9317 | 3908.9155 | 694.647 | 757.187 | 378.2388 | 5738.9883 | 17998.3343 | 0 | 17998.3343 | 660.672 | 0 | 69563.5255 | 0 | 69563.5255 | 0 | 33203.6648 | 0
1451 | Commercial | CofNgs909 | Solar Water Heater | 4218.5998 | 2146.8058 | 80.1016 | 13062.3975 | 13953.2261 | 3327.7712 | 2226.9074 | 2601.6051 | 462.327 | 503.9509 | 251.7394 | 3819.6224 | 10161.7612 | 0 | 10161.7612 | 660.672 | 0 | 37628.5937 | 0 | 37628.5937 | 0 | 20690.6881 | 0
1452 | Commercial | CofTgs909 | Solar Water Heater | 4218.5998 | 2146.8058 | 80.1016 | 13062.3975 | 13953.2261 | 3327.7712 | 2226.9074 | 2601.6051 | 462.327 | 503.9509 | 251.7394 | 3819.6224 | 10161.7612 | 0 | 10161.7612 | 660.672 | 0 | 37628.5937 | 0 | 37628.5937 | 0 | 20690.6881 | 0
1453 | Commercial | CreNgs909 | Solar Water Heater | 4218.5998 | 2146.8058 | 80.1016 | 13062.3975 | 13953.2261 | 3327.7712 | 2226.9074 | 2601.6051 | 462.327 | 503.9509 | 251.7394 | 3819.6224 | 10161.7612 | 0 | 10161.7612 | 660.672 | 0 | 37628.5937 | 0 | 37628.5937 | 0 | 34484.4787 | 0
1454 | Commercial | CreTgs909 | Solar Water Heater | 4218.5998 | 2146.8058 | 80.1016 | 13062.3975 | 13953.2261 | 3327.7712 | 2226.9074 | 2601.6051 | 462.327 | 503.9509 | 251.7394 | 3819.6224 | 10161.7612 | 0 | 10161.7612 | 660.672 | 0 | 37628.5937 | 0 | 37628.5937 | 0 | 34484.4787 | 0
1455 | Commercial | CrtNgs909 | Solar Water Heater | 4218.5998 | 2146.8058 | 80.1016 | 13062.3975 | 13953.2261 | 3327.7712 | 2226.9074 | 2601.6051 | 462.327 | 503.9509 | 251.7394 | 3819.6224 | 10161.7612 | 0 | 10161.7612 | 660.672 | 0 | 37628.5937 | 0 | 37628.5937 | 0 | 29027.3384 | 0
1456 | Commercial | CrtTgs909 | Solar Water Heater | 4218.5998 | 2146.8058 | 80.1016 | 13062.3975 | 13953.2261 | 3327.7712 | 2226.9074 | 2601.6051 | 462.327 | 503.9509 | 251.7394 | 3819.6224 | 10161.7612 | 0 | 10161.7612 | 660.672 | 0 | 37628.5937 | 0 | 37628.5937 | 0 | 29027.3384 | 0
1457 | Commercial | CscNgs909 | Solar Water Heater | 4218.5998 | 2146.8058 | 80.1016 | 13062.3975 | 13953.2261 | 3327.7712 | 2226.9074 | 2601.6051 | 462.327 | 503.9509 | 251.7394 | 3819.6224 | 10161.7612 | 0 | 10161.7612 | 660.672 | 0 | 37628.5937 | 0 | 37628.5937 | 0 | 137934.8927 | 0
1458 | Commercial | CscTgs909 | Solar Water Heater | 4218.5998 | 2146.8058 | 80.1016 | 13062.3975 | 13953.2261 | 3327.7712 | 2226.9074 | 2601.6051 | 462.327 | 503.9509 | 251.7394 | 3819.6224 | 10161.7612 | 0 | 10161.7612 | 660.672 | 0 | 37628.5937 | 0 | 37628.5937 | 0 | 137934.8927 | 0
1459 | Commercial | CwaNgs909 | Solar Water Heater | 4218.5998 | 2146.8058 | 80.1016 | 13062.3975 | 13953.2261 | 3327.7712 | 2226.9074 | 2601.6051 | 462.327 | 503.9509 | 251.7394 | 3819.6224 | 10161.7612 | 0 | 10161.7612 | 660.672 | 0 | 37628.5937 | 0 | 37628.5937 | 0 | 28737.0656 | 0
1460 | Commercial | CwaTgs909 | Solar Water Heater | 4218.5998 | 2146.8058 | 80.1016 | 13062.3975 | 13953.2261 | 3327.7712 | 2226.9074 | 2601.6051 | 462.327 | 503.9509 | 251.7394 | 3819.6224 | 10161.7612 | 0 | 10161.7612 | 660.672 | 0 | 37628.5937 | 0 | 37628.5937 | 0 | 28737.0656 | 0
1461 | Commercial | CasNgs910 | Heat Pump Pool Heater | 53.1492 | 27.0472 | 1.0092 | 156.3364 | 166.9983 | 42.4874 | 28.0563 | 32.5141 | 5.8178 | 6.2982 | 3.1678 | 47.7979 | 4062.7743 | 0 | 4062.7743 | 660.672 | 0 | 15702.6143 | 0 | 15702.6143 | 0 | 7884.1643 | 0
1462 | Commercial | CasTgs910 | Heat Pump Pool Heater | 53.1492 | 27.0472 | 1.0092 | 156.3364 | 166.9983 | 42.4874 | 28.0563 | 32.5141 | 5.8178 | 6.2982 | 3.1678 | 47.7979 | 4062.7743 | 0 | 4062.7743 | 660.672 | 0 | 15702.6143 | 0 | 15702.6143 | 0 | 7884.1643 | 0
1463 | Commercial | CcoNgs910 | Heat Pump Pool Heater | 53.1492 | 27.0472 | 1.0092 | 156.3364 | 166.9983 | 42.4874 | 28.0563 | 32.5141 | 5.8178 | 6.2982 | 3.1678 | 47.7979 | 4062.7743 | 0 | 4062.7743 | 660.672 | 0 | 15702.6143 | 0 | 15702.6143 | 0 | 7884.1643 | 0
1464 | Commercial | CcoTgs910 | Heat Pump Pool Heater | 53.1492 | 27.0472 | 1.0092 | 156.3364 | 166.9983 | 42.4874 | 28.0563 | 32.5141 | 5.8178 | 6.2982 | 3.1678 | 47.7979 | 4062.7743 | 0 | 4062.7743 | 660.672 | 0 | 15702.6143 | 0 | 15702.6143 | 0 | 7884.1643 | 0
1465 | Commercial | CloNgs910 | Heat Pump Pool Heater | 53.1492 | 27.0472 | 1.0092 | 156.3364 | 166.9983 | 42.4874 | 28.0563 | 32.5141 | 5.8178 | 6.2982 | 3.1678 | 47.7979 | 4062.7743 | 0 | 4062.7743 | 660.672 | 0 | 15702.6143 | 0 | 15702.6143 | 0 | 7884.1643 | 0
1466 | Commercial | CloTgs910 | Heat Pump Pool Heater | 53.1492 | 27.0472 | 1.0092 | 156.3364 | 166.9983 | 42.4874 | 28.0563 | 32.5141 | 5.8178 | 6.2982 | 3.1678 | 47.7979 | 4062.7743 | 0 | 4062.7743 | 660.672 | 0 | 15702.6143 | 0 | 15702.6143 | 0 | 7884.1643 | 0
1467 | Commercial | CscNgs910 | Heat Pump Pool Heater | 53.1492 | 27.0472 | 1.0092 | 156.3364 | 166.9983 | 42.4874 | 28.0563 | 32.5141 | 5.8178 | 6.2982 | 3.1678 | 47.7979 | 4062.7743 | 0 | 4062.7743 | 660.672 | 0 | 15702.6143 | 0 | 15702.6143 | 0 | 7884.1643 | 0
1468 | Commercial | CscTgs910 | Heat Pump Pool Heater | 53.1492 | 27.0472 | 1.0092 | 156.3364 | 166.9983 | 42.4874 | 28.0563 | 32.5141 | 5.8178 | 6.2982 | 3.1678 | 47.7979 | 4062.7743 | 0 | 4062.7743 | 660.672 | 0 | 15702.6143 | 0 | 15702.6143 | 0 | 7884.1643 | 0
1469 | Commercial | CscNgs911 | Heat Pump Water Heater | 4519.9449 | 2300.1575 | 85.8234 | 13295.2414 | 14201.9495 | 3613.2368 | 2385.9809 | 2765.0819 | 494.7575 | 535.6162 | 269.398 | 4064.8535 | 9087.4138 | 0 | 9087.4138 | 898.9844 | 0 | 33377.4909 | 0 | 33377.4909 | 0 | 29048.985 | 0
1470 | Commercial | CscTgs911 | Heat Pump Water Heater | 4519.9449 | 2300.1575 | 85.8234 | 13295.2414 | 14201.9495 | 3613.2368 | 2385.9809 | 2765.0819 | 494.7575 | 535.6162 | 269.398 | 4064.8535 | 9087.4138 | 0 | 9087.4138 | 898.9844 | 0 | 33377.4909 | 0 | 33377.4909 | 0 | 29048.985 | 0
1471 | Commercial | CasNgs912 | Instantaneous Hot Water System | 4686.2213 | 2384.774 | 88.9806 | 14424.2317 | 15407.9346 | 3702.5184 | 2473.7546 | 2887.3315 | 513.5043 | 559.2982 | 279.6057 | 4239.7398 | 18126.6326 | 0 | 18126.6326 | 632.2974 | 0 | 70059.3983 | 0 | 70059.3983 | 0 | 605842.2894 | 0
1472 | Commercial | CasTgs912 | Instantaneous Hot Water System | 4686.2213 | 2384.774 | 88.9806 | 14424.2317 | 15407.9346 | 3702.5184 | 2473.7546 | 2887.3315 | 513.5043 | 559.2982 | 279.6057 | 4239.7398 | 18126.6326 | 0 | 18126.6326 | 632.2974 | 0 | 70059.3983 | 0 | 70059.3983 | 0 | 605842.2894 | 0
1473 | Commercial | CcoNgs912 | Instantaneous Hot Water System | 5551.9356 | 2825.3279 | 105.4186 | 17088.9081 | 18254.3364 | 4386.5072 | 2930.7464 | 3420.7259 | 608.3671 | 662.6208 | 331.259 | 5022.9728 | 21250.3904 | 0 | 21250.3904 | 632.2974 | 0 | 82132.7158 | 0 | 82132.7158 | 0 | 308803.0463 | 0
1474 | Commercial | CcoTgs912 | Instantaneous Hot Water System | 5551.9356 | 2825.3279 | 105.4186 | 17088.9081 | 18254.3364 | 4386.5072 | 2930.7464 | 3420.7259 | 608.3671 | 662.6208 | 331.259 | 5022.9728 | 21250.3904 | 0 | 21250.3904 | 632.2974 | 0 | 82132.7158 | 0 | 82132.7158 | 0 | 308803.0463 | 0
1475 | Commercial | CgrNgs912 | Instantaneous Hot Water System | 4611.4208 | 2346.7087 | 87.5603 | 14193.9951 | 15161.9963 | 3643.4195 | 2434.2691 | 2841.2445 | 505.3079 | 550.3708 | 275.1427 | 4172.0659 | 18050.5781 | 0 | 18050.5781 | 632.2974 | 0 | 69765.4476 | 0 | 69765.4476 | 0 | 301650.1817 | 0
1476 | Commercial | CgrTgs912 | Instantaneous Hot Water System | 4611.4208 | 2346.7087 | 87.5603 | 14193.9951 | 15161.9963 | 3643.4195 | 2434.2691 | 2841.2445 | 505.3079 | 550.3708 | 275.1427 | 4172.0659 | 18050.5781 | 0 | 18050.5781 | 632.2974 | 0 | 69765.4476 | 0 | 69765.4476 | 0 | 301650.1817 | 0
1477 | Commercial | CheNgs912 | Instantaneous Hot Water System | 4686.2213 | 2384.774 | 88.9806 | 14424.2317 | 15407.9346 | 3702.5184 | 2473.7546 | 2887.3315 | 513.5043 | 559.2982 | 279.6057 | 4239.7398 | 18126.6326 | 0 | 18126.6326 | 632.2974 | 0 | 70059.3983 | 0 | 70059.3983 | 0 | 454381.732 | 0
1478 | Commercial | CheTgs912 | Instantaneous Hot Water System | 4686.2213 | 2384.774 | 88.9806 | 14424.2317 | 15407.9346 | 3702.5184 | 2473.7546 | 2887.3315 | 513.5043 | 559.2982 | 279.6057 | 4239.7398 | 18126.6326 | 0 | 18126.6326 | 632.2974 | 0 | 70059.3983 | 0 | 70059.3983 | 0 | 454381.732 | 0
1479 | Commercial | ChoNgs912 | Instantaneous Hot Water System | 5551.9356 | 2825.3279 | 105.4186 | 17088.9081 | 18254.3364 | 4386.5072 | 2930.7464 | 3420.7259 | 608.3671 | 662.6208 | 331.259 | 5022.9728 | 21250.3904 | 0 | 21250.3904 | 632.2974 | 0 | 82132.7158 | 0 | 82132.7158 | 0 | 264141.4461 | 0
1480 | Commercial | ChoTgs912 | Instantaneous Hot Water System | 5551.9356 | 2825.3279 | 105.4186 | 17088.9081 | 18254.3364 | 4386.5072 | 2930.7464 | 3420.7259 | 608.3671 | 662.6208 | 331.259 | 5022.9728 | 21250.3904 | 0 | 21250.3904 | 632.2974 | 0 | 82132.7158 | 0 | 82132.7158 | 0 | 264141.4461 | 0
1481 | Commercial | CinNgs912 | Instantaneous Hot Water System | 4686.2213 | 2384.774 | 88.9806 | 14424.2317 | 15407.9346 | 3702.5184 | 2473.7546 | 2887.3315 | 513.5043 | 559.2982 | 279.6057 | 4239.7398 | 18126.6326 | 0 | 18126.6326 | 632.2974 | 0 | 70059.3983 | 0 | 70059.3983 | 0 | 189325.7192 | 0
1482 | Commercial | CinTgs912 | Instantaneous Hot Water System | 4686.2213 | 2384.774 | 88.9806 | 14424.2317 | 15407.9346 | 3702.5184 | 2473.7546 | 2887.3315 | 513.5043 | 559.2982 | 279.6057 | 4239.7398 | 18126.6326 | 0 | 18126.6326 | 632.2974 | 0 | 70059.3983 | 0 | 70059.3983 | 0 | 189325.7192 | 0
1483 | Commercial | CloNgs912 | Instantaneous Hot Water System | 4611.4208 | 2346.7087 | 87.5603 | 14193.9951 | 15161.9963 | 3643.4195 | 2434.2691 | 2841.2445 | 505.3079 | 550.3708 | 275.1427 | 4172.0659 | 18050.5781 | 0 | 18050.5781 | 632.2974 | 0 | 69765.4476 | 0 | 69765.4476 | 0 | 188531.3747 | 0
1484 | Commercial | CloTgs912 | Instantaneous Hot Water System | 4611.4208 | 2346.7087 | 87.5603 | 14193.9951 | 15161.9963 | 3643.4195 | 2434.2691 | 2841.2445 | 505.3079 | 550.3708 | 275.1427 | 4172.0659 | 18050.5781 | 0 | 18050.5781 | 632.2974 | 0 | 69765.4476 | 0 | 69765.4476 | 0 | 188531.3747 | 0
1485 | Commercial | CmiNgs912 | Instantaneous Hot Water System | 4686.2213 | 2384.774 | 88.9806 | 14424.2317 | 15407.9346 | 3702.5184 | 2473.7546 | 2887.3315 | 513.5043 | 559.2982 | 279.6057 | 4239.7398 | 18126.6326 | 0 | 18126.6326 | 632.2974 | 0 | 70059.3983 | 0 | 70059.3983 | 0 | 201947.4298 | 0
1486 | Commercial | CmiTgs912 | Instantaneous Hot Water System | 4686.2213 | 2384.774 | 88.9806 | 14424.2317 | 15407.9346 | 3702.5184 | 2473.7546 | 2887.3315 | 513.5043 | 559.2982 | 279.6057 | 4239.7398 | 18126.6326 | 0 | 18126.6326 | 632.2974 | 0 | 70059.3983 | 0 | 70059.3983 | 0 | 201947.4298 | 0
1487 | Commercial | CofNgs912 | Instantaneous Hot Water System | 4686.2213 | 2384.774 | 88.9806 | 14424.2317 | 15407.9346 | 3702.5184 | 2473.7546 | 2887.3315 | 513.5043 | 559.2982 | 279.6057 | 4239.7398 | 18126.6326 | 0 | 18126.6326 | 632.2974 | 0 | 70059.3983 | 0 | 70059.3983 | 0 | 218103.2272 | 0
1488 | Commercial | CofTgs912 | Instantaneous Hot Water System | 4686.2213 | 2384.774 | 88.9806 | 14424.2317 | 15407.9346 | 3702.5184 | 2473.7546 | 2887.3315 | 513.5043 | 559.2982 | 279.6057 | 4239.7398 | 18126.6326 | 0 | 18126.6326 | 632.2974 | 0 | 70059.3983 | 0 | 70059.3983 | 0 | 218103.2272 | 0
1489 | Commercial | CreNgs912 | Instantaneous Hot Water System | 4611.4208 | 2346.7087 | 87.5603 | 14193.9951 | 15161.9963 | 3643.4195 | 2434.2691 | 2841.2445 | 505.3079 | 550.3708 | 275.1427 | 4172.0659 | 18050.5781 | 0 | 18050.5781 | 632.2974 | 0 | 69765.4476 | 0 | 69765.4476 | 0 | 361980.218 | 0
1490 | Commercial | CreTgs912 | Instantaneous Hot Water System | 4611.4208 | 2346.7087 | 87.5603 | 14193.9951 | 15161.9963 | 3643.4195 | 2434.2691 | 2841.2445 | 505.3079 | 550.3708 | 275.1427 | 4172.0659 | 18050.5781 | 0 | 18050.5781 | 632.2974 | 0 | 69765.4476 | 0 | 69765.4476 | 0 | 361980.218 | 0
1491 | Commercial | CrtNgs912 | Instantaneous Hot Water System | 4611.4208 | 2346.7087 | 87.5603 | 14193.9951 | 15161.9963 | 3643.4195 | 2434.2691 | 2841.2445 | 505.3079 | 550.3708 | 275.1427 | 4172.0659 | 18050.5781 | 0 | 18050.5781 | 632.2974 | 0 | 69765.4476 | 0 | 69765.4476 | 0 | 304697.1601 | 0
1492 | Commercial | CrtTgs912 | Instantaneous Hot Water System | 4611.4208 | 2346.7087 | 87.5603 | 14193.9951 | 15161.9963 | 3643.4195 | 2434.2691 | 2841.2445 | 505.3079 | 550.3708 | 275.1427 | 4172.0659 | 18050.5781 | 0 | 18050.5781 | 632.2974 | 0 | 69765.4476 | 0 | 69765.4476 | 0 | 304697.1601 | 0
1493 | Commercial | CscNgs912 | Instantaneous Hot Water System | 4686.2213 | 2384.774 | 88.9806 | 14424.2317 | 15407.9346 | 3702.5184 | 2473.7546 | 2887.3315 | 513.5043 | 559.2982 | 279.6057 | 4239.7398 | 18126.6326 | 0 | 18126.6326 | 632.2974 | 0 | 70059.3983 | 0 | 70059.3983 | 0 | 1453989.5941 | 0
1494 | Commercial | CscTgs912 | Instantaneous Hot Water System | 4686.2213 | 2384.774 | 88.9806 | 14424.2317 | 15407.9346 | 3702.5184 | 2473.7546 | 2887.3315 | 513.5043 | 559.2982 | 279.6057 | 4239.7398 | 18126.6326 | 0 | 18126.6326 | 632.2974 | 0 | 70059.3983 | 0 | 70059.3983 | 0 | 1453989.5941 | 0
1495 | Commercial | CwaNgs912 | Instantaneous Hot Water System | 4686.2213 | 2384.774 | 88.9806 | 14424.2317 | 15407.9346 | 3702.5184 | 2473.7546 | 2887.3315 | 513.5043 | 559.2982 | 279.6057 | 4239.7398 | 18126.6326 | 0 | 18126.6326 | 632.2974 | 0 | 70059.3983 | 0 | 70059.3983 | 0 | 302921.1447 | 0
1496 | Commercial | CwaTgs912 | Instantaneous Hot Water System | 4686.2213 | 2384.774 | 88.9806 | 14424.2317 | 15407.9346 | 3702.5184 | 2473.7546 | 2887.3315 | 513.5043 | 559.2982 | 279.6057 | 4239.7398 | 18126.6326 | 0 | 18126.6326 | 632.2974 | 0 | 70059.3983 | 0 | 70059.3983 | 0 | 302921.1447 | 0
1497 | Commercial | CasEgs921 | Retro-Commissioning | 6304.7296 | 3208.4177 | 119.7124 | 18545.1158 | 19809.8545 | 5039.9909 | 3328.1301 | 3856.9261 | 690.1217 | 747.1142 | 375.7748 | 5669.9368 | 12350.7168 | 0 | 12350.7168 | 1710.9354 | 0 | 46424.1512 | 0 | 46424.1512 | 0 | 36724.9946 | 0
1498 | Commercial | CwaEgs921 | Retro-Commissioning | 6304.7296 | 3208.4177 | 119.7124 | 18545.1158 | 19809.8545 | 5039.9909 | 3328.1301 | 3856.9261 | 690.1217 | 747.1142 | 375.7748 | 5669.9368 | 12350.6916 | 0 | 12350.6916 | 1710.9354 | 0 | 46424.0565 | 0 | 46424.0565 | 0 | 75270.0473 | 0
1499 | Commercial | CcoNgsd104 | Energy Star Fryer | 4106.8515 | 2089.9382 | 77.9797 | 12640.9262 | 13503.0114 | 3244.7664 | 2167.9179 | 2530.3632 | 450.0184 | 490.1507 | 245.0373 | 3715.5697 | 12717.1037 | 0 | 12717.1037 | 847.9325 | 0 | 27507.5092 | 11040.5152 | 38548.0245 | 0 | 151663.8965 | 0
1500 | Commercial | CcoTgsd104 | Energy Star Fryer | 4106.8515 | 2089.9382 | 77.9797 | 12640.9262 | 13503.0114 | 3244.7664 | 2167.9179 | 2530.3632 | 450.0184 | 490.1507 | 245.0373 | 3715.5697 | 12717.1037 | 0 | 12717.1037 | 847.9325 | 0 | 27507.5092 | 11040.5152 | 38548.0245 | 0 | 151663.8965 | 0
1501 | Commercial | CheNgsd104 | Energy Star Fryer | 4106.8515 | 2089.9382 | 77.9797 | 12640.9262 | 13503.0114 | 3244.7664 | 2167.9179 | 2530.3632 | 450.0184 | 490.1507 | 245.0373 | 3715.5697 | 12717.1037 | 0 | 12717.1037 | 847.9325 | 0 | 27507.5092 | 11040.5152 | 38548.0245 | 0 | 151663.8965 | 0
1502 | Commercial | CheTgsd104 | Energy Star Fryer | 4106.8515 | 2089.9382 | 77.9797 | 12640.9262 | 13503.0114 | 3244.7664 | 2167.9179 | 2530.3632 | 450.0184 | 490.1507 | 245.0373 | 3715.5697 | 12717.1037 | 0 | 12717.1037 | 847.9325 | 0 | 27507.5092 | 11040.5152 | 38548.0245 | 0 | 151663.8965 | 0
1503 | Commercial | ChoNgsd104 | Energy Star Fryer | 4106.8515 | 2089.9382 | 77.9797 | 12640.9262 | 13503.0114 | 3244.7664 | 2167.9179 | 2530.3632 | 450.0184 | 490.1507 | 245.0373 | 3715.5697 | 12717.1037 | 0 | 12717.1037 | 847.9325 | 0 | 27507.5092 | 11040.5152 | 38548.0245 | 0 | 151663.8965 | 0
1504 | Commercial | ChoTgsd104 | Energy Star Fryer | 4106.8515 | 2089.9382 | 77.9797 | 12640.9262 | 13503.0114 | 3244.7664 | 2167.9179 | 2530.3632 | 450.0184 | 490.1507 | 245.0373 | 3715.5697 | 12717.1037 | 0 | 12717.1037 | 847.9325 | 0 | 27507.5092 | 11040.5152 | 38548.0245 | 0 | 151663.8965 | 0
1505 | Commercial | CloNgsd104 | Energy Star Fryer | 4106.8515 | 2089.9382 | 77.9797 | 12640.9262 | 13503.0114 | 3244.7664 | 2167.9179 | 2530.3632 | 450.0184 | 490.1507 | 245.0373 | 3715.5697 | 12717.1037 | 0 | 12717.1037 | 847.9325 | 0 | 27507.5092 | 11040.5152 | 38548.0245 | 0 | 151663.8965 | 0
1506 | Commercial | CloTgsd104 | Energy Star Fryer | 4106.8515 | 2089.9382 | 77.9797 | 12640.9262 | 13503.0114 | 3244.7664 | 2167.9179 | 2530.3632 | 450.0184 | 490.1507 | 245.0373 | 3715.5697 | 12717.1037 | 0 | 12717.1037 | 847.9325 | 0 | 27507.5092 | 11040.5152 | 38548.0245 | 0 | 151663.8965 | 0
1507 | Commercial | CreNgsd104 | Energy Star Fryer | 4106.8515 | 2089.9382 | 77.9797 | 12640.9262 | 13503.0114 | 3244.7664 | 2167.9179 | 2530.3632 | 450.0184 | 490.1507 | 245.0373 | 3715.5697 | 12717.1037 | 0 | 12717.1037 | 847.9325 | 0 | 27507.5092 | 11040.5152 | 38548.0245 | 0 | 151663.8965 | 0
1508 | Commercial | CreTgsd104 | Energy Star Fryer | 4106.8515 | 2089.9382 | 77.9797 | 12640.9262 | 13503.0114 | 3244.7664 | 2167.9179 | 2530.3632 | 450.0184 | 490.1507 | 245.0373 | 3715.5697 | 12717.1037 | 0 | 12717.1037 | 847.9325 | 0 | 27507.5092 | 11040.5152 | 38548.0245 | 0 | 151663.8965 | 0
1509 | Commercial | CscNgsd104 | Energy Star Fryer | 4106.8515 | 2089.9382 | 77.9797 | 12640.9262 | 13503.0114 | 3244.7664 | 2167.9179 | 2530.3632 | 450.0184 | 490.1507 | 245.0373 | 3715.5697 | 12717.1037 | 0 | 12717.1037 | 847.9325 | 0 | 27507.5092 | 11040.5152 | 38548.0245 | 0 | 151663.8965 | 0
1510 | Commercial | CscTgsd104 | Energy Star Fryer | 4106.8515 | 2089.9382 | 77.9797 | 12640.9262 | 13503.0114 | 3244.7664 | 2167.9179 | 2530.3632 | 450.0184 | 490.1507 | 245.0373 | 3715.5697 | 12717.1037 | 0 | 12717.1037 | 847.9325 | 0 | 27507.5092 | 11040.5152 | 38548.0245 | 0 | 151663.8965 | 0
1511 | Commercial | CcoNgsd106 | Energy Star Hot Food Holding Cabinet | 4201.7869 | 2138.2499 | 79.7823 | 13010.3384 | 13897.6167 | 3314.5086 | 2218.0322 | 2591.2366 | 460.4844 | 501.9425 | 250.7361 | 3804.3996 | 11281.6878 | 0 | 11281.6878 | 490.3706 | 0 | 24211.8672 | 10518.704 | 34730.5712 | 0 | 26003.553 | 0
1512 | Commercial | CcoTgsd106 | Energy Star Hot Food Holding Cabinet | 4201.7869 | 2138.2499 | 79.7823 | 13010.3384 | 13897.6167 | 3314.5086 | 2218.0322 | 2591.2366 | 460.4844 | 501.9425 | 250.7361 | 3804.3996 | 11281.6878 | 0 | 11281.6878 | 490.3706 | 0 | 24211.8672 | 10518.704 | 34730.5712 | 0 | 26003.553 | 0
1513 | Commercial | CheNgsd106 | Energy Star Hot Food Holding Cabinet | 4201.7869 | 2138.2499 | 79.7823 | 13010.3384 | 13897.6167 | 3314.5086 | 2218.0322 | 2591.2366 | 460.4844 | 501.9425 | 250.7361 | 3804.3996 | 11281.6878 | 0 | 11281.6878 | 490.3706 | 0 | 24211.8672 | 10518.704 | 34730.5712 | 0 | 26003.553 | 0
1514 | Commercial | CheTgsd106 | Energy Star Hot Food Holding Cabinet | 4201.7869 | 2138.2499 | 79.7823 | 13010.3384 | 13897.6167 | 3314.5086 | 2218.0322 | 2591.2366 | 460.4844 | 501.9425 | 250.7361 | 3804.3996 | 11281.6878 | 0 | 11281.6878 | 490.3706 | 0 | 24211.8672 | 10518.704 | 34730.5712 | 0 | 26003.553 | 0
1515 | Commercial | ChoNgsd106 | Energy Star Hot Food Holding Cabinet | 4201.7869 | 2138.2499 | 79.7823 | 13010.3384 | 13897.6167 | 3314.5086 | 2218.0322 | 2591.2366 | 460.4844 | 501.9425 | 250.7361 | 3804.3996 | 11281.6878 | 0 | 11281.6878 | 490.3706 | 0 | 24211.8672 | 10518.704 | 34730.5712 | 0 | 26003.553 | 0
1516 | Commercial | ChoTgsd106 | Energy Star Hot Food Holding Cabinet | 4201.7869 | 2138.2499 | 79.7823 | 13010.3384 | 13897.6167 | 3314.5086 | 2218.0322 | 2591.2366 | 460.4844 | 501.9425 | 250.7361 | 3804.3996 | 11281.6878 | 0 | 11281.6878 | 490.3706 | 0 | 24211.8672 | 10518.704 | 34730.5712 | 0 | 26003.553 | 0
1517 | Commercial | CloNgsd106 | Energy Star Hot Food Holding Cabinet | 4201.7869 | 2138.2499 | 79.7823 | 13010.3384 | 13897.6167 | 3314.5086 | 2218.0322 | 2591.2366 | 460.4844 | 501.9425 | 250.7361 | 3804.3996 | 11281.6878 | 0 | 11281.6878 | 490.3706 | 0 | 24211.8672 | 10518.704 | 34730.5712 | 0 | 26003.553 | 0
1518 | Commercial | CloTgsd106 | Energy Star Hot Food Holding Cabinet | 4201.7869 | 2138.2499 | 79.7823 | 13010.3384 | 13897.6167 | 3314.5086 | 2218.0322 | 2591.2366 | 460.4844 | 501.9425 | 250.7361 | 3804.3996 | 11281.6878 | 0 | 11281.6878 | 490.3706 | 0 | 24211.8672 | 10518.704 | 34730.5712 | 0 | 26003.553 | 0
1519 | Commercial | CreNgsd106 | Energy Star Hot Food Holding Cabinet | 4201.7869 | 2138.2499 | 79.7823 | 13010.3384 | 13897.6167 | 3314.5086 | 2218.0322 | 2591.2366 | 460.4844 | 501.9425 | 250.7361 | 3804.3996 | 11281.6878 | 0 | 11281.6878 | 490.3706 | 0 | 24211.8672 | 10518.704 | 34730.5712 | 0 | 26003.553 | 0
1520 | Commercial | CreTgsd106 | Energy Star Hot Food Holding Cabinet | 4201.7869 | 2138.2499 | 79.7823 | 13010.3384 | 13897.6167 | 3314.5086 | 2218.0322 | 2591.2366 | 460.4844 | 501.9425 | 250.7361 | 3804.3996 | 11281.6878 | 0 | 11281.6878 | 490.3706 | 0 | 24211.8672 | 10518.704 | 34730.5712 | 0 | 26003.553 | 0
1521 | Commercial | CscNgsd106 | Energy Star Hot Food Holding Cabinet | 4201.7869 | 2138.2499 | 79.7823 | 13010.3384 | 13897.6167 | 3314.5086 | 2218.0322 | 2591.2366 | 460.4844 | 501.9425 | 250.7361 | 3804.3996 | 11281.6878 | 0 | 11281.6878 | 490.3706 | 0 | 24211.8672 | 10518.704 | 34730.5712 | 0 | 26003.553 | 0
1522 | Commercial | CscTgsd106 | Energy Star Hot Food Holding Cabinet | 4201.7869 | 2138.2499 | 79.7823 | 13010.3384 | 13897.6167 | 3314.5086 | 2218.0322 | 2591.2366 | 460.4844 | 501.9425 | 250.7361 | 3804.3996 | 11281.6878 | 0 | 11281.6878 | 490.3706 | 0 | 24211.8672 | 10518.704 | 34730.5712 | 0 | 26003.553 | 0
1523 | Commercial | CcoNgsd108 | Induction Cooktops | 4371.2329 | 2224.4794 | 82.9997 | 12857.8108 | 13734.687 | 3494.3567 | 2307.4791 | 2674.1071 | 478.4793 | 517.9937 | 260.5345 | 3931.1146 | 9740.8258 | 0 | 9740.8258 | 898.9844 | 0 | 20678.8384 | 10617.8427 | 31296.6812 | 0 | 74847.5324 | 0
1524 | Commercial | CcoTgsd108 | Induction Cooktops | 4371.2329 | 2224.4794 | 82.9997 | 12857.8108 | 13734.687 | 3494.3567 | 2307.4791 | 2674.1071 | 478.4793 | 517.9937 | 260.5345 | 3931.1146 | 9740.8258 | 0 | 9740.8258 | 898.9844 | 0 | 20678.8384 | 10617.8427 | 31296.6812 | 0 | 74847.5324 | 0
1525 | Commercial | CheNgsd108 | Induction Cooktops | 4371.2329 | 2224.4794 | 82.9997 | 12857.8108 | 13734.687 | 3494.3567 | 2307.4791 | 2674.1071 | 478.4793 | 517.9937 | 260.5345 | 3931.1146 | 9740.8258 | 0 | 9740.8258 | 898.9844 | 0 | 20678.8384 | 10617.8427 | 31296.6812 | 0 | 74847.5324 | 0
1526 | Commercial | CheTgsd108 | Induction Cooktops | 4371.2329 | 2224.4794 | 82.9997 | 12857.8108 | 13734.687 | 3494.3567 | 2307.4791 | 2674.1071 | 478.4793 | 517.9937 | 260.5345 | 3931.1146 | 9740.8258 | 0 | 9740.8258 | 898.9844 | 0 | 20678.8384 | 10617.8427 | 31296.6812 | 0 | 74847.5324 | 0
1527 | Commercial | ChoNgsd108 | Induction Cooktops | 4371.2329 | 2224.4794 | 82.9997 | 12857.8108 | 13734.687 | 3494.3567 | 2307.4791 | 2674.1071 | 478.4793 | 517.9937 | 260.5345 | 3931.1146 | 9740.8258 | 0 | 9740.8258 | 898.9844 | 0 | 20678.8384 | 10617.8427 | 31296.6812 | 0 | 74847.5324 | 0
1528 | Commercial | ChoTgsd108 | Induction Cooktops | 4371.2329 | 2224.4794 | 82.9997 | 12857.8108 | 13734.687 | 3494.3567 | 2307.4791 | 2674.1071 | 478.4793 | 517.9937 | 260.5345 | 3931.1146 | 9740.8258 | 0 | 9740.8258 | 898.9844 | 0 | 20678.8384 | 10617.8427 | 31296.6812 | 0 | 74847.5324 | 0
1529 | Commercial | CloNgsd108 | Induction Cooktops | 4371.2329 | 2224.4794 | 82.9997 | 12857.8108 | 13734.687 | 3494.3567 | 2307.4791 | 2674.1071 | 478.4793 | 517.9937 | 260.5345 | 3931.1146 | 9740.8258 | 0 | 9740.8258 | 898.9844 | 0 | 20678.8384 | 10617.8427 | 31296.6812 | 0 | 74847.5324 | 0
1530 | Commercial | CloTgsd108 | Induction Cooktops | 4371.2329 | 2224.4794 | 82.9997 | 12857.8108 | 13734.687 | 3494.3567 | 2307.4791 | 2674.1071 | 478.4793 | 517.9937 | 260.5345 | 3931.1146 | 9740.8258 | 0 | 9740.8258 | 898.9844 | 0 | 20678.8384 | 10617.8427 | 31296.6812 | 0 | 74847.5324 | 0
1531 | Commercial | CreNgsd108 | Induction Cooktops | 4371.2329 | 2224.4794 | 82.9997 | 12857.8108 | 13734.687 | 3494.3567 | 2307.4791 | 2674.1071 | 478.4793 | 517.9937 | 260.5345 | 3931.1146 | 9740.8258 | 0 | 9740.8258 | 898.9844 | 0 | 20678.8384 | 10617.8427 | 31296.6812 | 0 | 74847.5324 | 0
1532 | Commercial | CreTgsd108 | Induction Cooktops | 4371.2329 | 2224.4794 | 82.9997 | 12857.8108 | 13734.687 | 3494.3567 | 2307.4791 | 2674.1071 | 478.4793 | 517.9937 | 260.5345 | 3931.1146 | 9740.8258 | 0 | 9740.8258 | 898.9844 | 0 | 20678.8384 | 10617.8427 | 31296.6812 | 0 | 74847.5324 | 0
1533 | Commercial | CscNgsd108 | Induction Cooktops | 4371.2329 | 2224.4794 | 82.9997 | 12857.8108 | 13734.687 | 3494.3567 | 2307.4791 | 2674.1071 | 478.4793 | 517.9937 | 260.5345 | 3931.1146 | 9740.8258 | 0 | 9740.8258 | 898.9844 | 0 | 20678.8384 | 10617.8427 | 31296.6812 | 0 | 74847.5324 | 0
1534 | Commercial | CscTgsd108 | Induction Cooktops | 4371.2329 | 2224.4794 | 82.9997 | 12857.8108 | 13734.687 | 3494.3567 | 2307.4791 | 2674.1071 | 478.4793 | 517.9937 | 260.5345 | 3931.1146 | 9740.8258 | 0 | 9740.8258 | 898.9844 | 0 | 20678.8384 | 10617.8427 | 31296.6812 | 0 | 74847.5324 | 0
1535 | Commercial | CasNgsd110 | ENERGY STAR Imaging Equipment | 4558.0177 | 2319.5324 | 86.5463 | 13407.2311 | 14321.5767 | 3643.6722 | 2406.0788 | 2788.373 | 498.925 | 540.1278 | 271.6672 | 4099.093 | 14717.4345 | 0 | 14717.4345 | 1338.0515 | 0 | 32153.338 | 10617.8427 | 42771.1808 | 0 | 178233.3291 | 0
1536 | Commercial | CasTgsd110 | ENERGY STAR Imaging Equipment | 4558.0177 | 2319.5324 | 86.5463 | 13407.2311 | 14321.5767 | 3643.6722 | 2406.0788 | 2788.373 | 498.925 | 540.1278 | 271.6672 | 4099.093 | 14717.4345 | 0 | 14717.4345 | 1338.0515 | 0 | 32153.338 | 10617.8427 | 42771.1808 | 0 | 178233.3291 | 0
1537 | Commercial | CcoNgsd110 | ENERGY STAR Imaging Equipment | 4558.0177 | 2319.5324 | 86.5463 | 13407.2311 | 14321.5767 | 3643.6722 | 2406.0788 | 2788.373 | 498.925 | 540.1278 | 271.6672 | 4099.093 | 14717.4345 | 0 | 14717.4345 | 1338.0515 | 0 | 32153.338 | 10617.8427 | 42771.1808 | 0 | 178233.3291 | 0
1538 | Commercial | CcoTgsd110 | ENERGY STAR Imaging Equipment | 4558.0177 | 2319.5324 | 86.5463 | 13407.2311 | 14321.5767 | 3643.6722 | 2406.0788 | 2788.373 | 498.925 | 540.1278 | 271.6672 | 4099.093 | 14717.4345 | 0 | 14717.4345 | 1338.0515 | 0 | 32153.338 | 10617.8427 | 42771.1808 | 0 | 178233.3291 | 0
1539 | Commercial | CgrNgsd110 | ENERGY STAR Imaging Equipment | 4558.0177 | 2319.5324 | 86.5463 | 13407.2311 | 14321.5767 | 3643.6722 | 2406.0788 | 2788.373 | 498.925 | 540.1278 | 271.6672 | 4099.093 | 14717.4345 | 0 | 14717.4345 | 1338.0515 | 0 | 32153.338 | 10617.8427 | 42771.1808 | 0 | 178233.3291 | 0
1540 | Commercial | CgrTgsd110 | ENERGY STAR Imaging Equipment | 4558.0177 | 2319.5324 | 86.5463 | 13407.2311 | 14321.5767 | 3643.6722 | 2406.0788 | 2788.373 | 498.925 | 540.1278 | 271.6672 | 4099.093 | 14717.4345 | 0 | 14717.4345 | 1338.0515 | 0 | 32153.338 | 10617.8427 | 42771.1808 | 0 | 178233.3291 | 0
1541 | Commercial | CheNgsd110 | ENERGY STAR Imaging Equipment | 4558.0177 | 2319.5324 | 86.5463 | 13407.2311 | 14321.5767 | 3643.6722 | 2406.0788 | 2788.373 | 498.925 | 540.1278 | 271.6672 | 4099.093 | 14717.4345 | 0 | 14717.4345 | 1338.0515 | 0 | 32153.338 | 10617.8427 | 42771.1808 | 0 | 178233.3291 | 0
1542 | Commercial | CheTgsd110 | ENERGY STAR Imaging Equipment | 4558.0177 | 2319.5324 | 86.5463 | 13407.2311 | 14321.5767 | 3643.6722 | 2406.0788 | 2788.373 | 498.925 | 540.1278 | 271.6672 | 4099.093 | 14717.4345 | 0 | 14717.4345 | 1338.0515 | 0 | 32153.338 | 10617.8427 | 42771.1808 | 0 | 178233.3291 | 0
1543 | Commercial | ChoNgsd110 | ENERGY STAR Imaging Equipment | 4558.0177 | 2319.5324 | 86.5463 | 13407.2311 | 14321.5767 | 3643.6722 | 2406.0788 | 2788.373 | 498.925 | 540.1278 | 271.6672 | 4099.093 | 14717.4345 | 0 | 14717.4345 | 1338.0515 | 0 | 32153.338 | 10617.8427 | 42771.1808 | 0 | 178233.3291 | 0
1544 | Commercial | ChoTgsd110 | ENERGY STAR Imaging Equipment | 4558.0177 | 2319.5324 | 86.5463 | 13407.2311 | 14321.5767 | 3643.6722 | 2406.0788 | 2788.373 | 498.925 | 540.1278 | 271.6672 | 4099.093 | 14717.4345 | 0 | 14717.4345 | 1338.0515 | 0 | 32153.338 | 10617.8427 | 42771.1808 | 0 | 178233.3291 | 0
1545 | Commercial | CinNgsd110 | ENERGY STAR Imaging Equipment | 4558.0177 | 2319.5324 | 86.5463 | 13407.2311 | 14321.5767 | 3643.6722 | 2406.0788 | 2788.373 | 498.925 | 540.1278 | 271.6672 | 4099.093 | 14717.4345 | 0 | 14717.4345 | 1338.0515 | 0 | 32153.338 | 10617.8427 | 42771.1808 | 0 | 178233.3291 | 0
1546 | Commercial | CinTgsd110 | ENERGY STAR Imaging Equipment | 4558.0177 | 2319.5324 | 86.5463 | 13407.2311 | 14321.5767 | 3643.6722 | 2406.0788 | 2788.373 | 498.925 | 540.1278 | 271.6672 | 4099.093 | 14717.4345 | 0 | 14717.4345 | 1338.0515 | 0 | 32153.338 | 10617.8427 | 42771.1808 | 0 | 178233.3291 | 0
1547 | Commercial | CloNgsd110 | ENERGY STAR Imaging Equipment | 4558.0177 | 2319.5324 | 86.5463 | 13407.2311 | 14321.5767 | 3643.6722 | 2406.0788 | 2788.373 | 498.925 | 540.1278 | 271.6672 | 4099.093 | 14717.4345 | 0 | 14717.4345 | 1338.0515 | 0 | 32153.338 | 10617.8427 | 42771.1808 | 0 | 178233.3291 | 0
1548 | Commercial | CloTgsd110 | ENERGY STAR Imaging Equipment | 4558.0177 | 2319.5324 | 86.5463 | 13407.2311 | 14321.5767 | 3643.6722 | 2406.0788 | 2788.373 | 498.925 | 540.1278 | 271.6672 | 4099.093 | 14717.4345 | 0 | 14717.4345 | 1338.0515 | 0 | 32153.338 | 10617.8427 | 42771.1808 | 0 | 178233.3291 | 0
1549 | Commercial | CofNgsd110 | ENERGY STAR Imaging Equipment | 4558.0177 | 2319.5324 | 86.5463 | 13407.2311 | 14321.5767 | 3643.6722 | 2406.0788 | 2788.373 | 498.925 | 540.1278 | 271.6672 | 4099.093 | 14717.4345 | 0 | 14717.4345 | 1338.0515 | 0 | 32153.338 | 10617.8427 | 42771.1808 | 0 | 178233.3291 | 0
1550 | Commercial | CofTgsd110 | ENERGY STAR Imaging Equipment | 4558.0177 | 2319.5324 | 86.5463 | 13407.2311 | 14321.5767 | 3643.6722 | 2406.0788 | 2788.373 | 498.925 | 540.1278 | 271.6672 | 4099.093 | 14717.4345 | 0 | 14717.4345 | 1338.0515 | 0 | 32153.338 | 10617.8427 | 42771.1808 | 0 | 178233.3291 | 0
1551 | Commercial | CrtNgsd110 | ENERGY STAR Imaging Equipment | 4558.0177 | 2319.5324 | 86.5463 | 13407.2311 | 14321.5767 | 3643.6722 | 2406.0788 | 2788.373 | 498.925 | 540.1278 | 271.6672 | 4099.093 | 14717.4345 | 0 | 14717.4345 | 1338.0515 | 0 | 32153.338 | 10617.8427 | 42771.1808 | 0 | 178233.3291 | 0
1552 | Commercial | CrtTgsd110 | ENERGY STAR Imaging Equipment | 4558.0177 | 2319.5324 | 86.5463 | 13407.2311 | 14321.5767 | 3643.6722 | 2406.0788 | 2788.373 | 498.925 | 540.1278 | 271.6672 | 4099.093 | 14717.4345 | 0 | 14717.4345 | 1338.0515 | 0 | 32153.338 | 10617.8427 | 42771.1808 | 0 | 178233.3291 | 0
1553 | Commercial | CscNgsd110 | ENERGY STAR Imaging Equipment | 4558.0177 | 2319.5324 | 86.5463 | 13407.2311 | 14321.5767 | 3643.6722 | 2406.0788 | 2788.373 | 498.925 | 540.1278 | 271.6672 | 4099.093 | 14717.4345 | 0 | 14717.4345 | 1338.0515 | 0 | 32153.338 | 10617.8427 | 42771.1808 | 0 | 178233.3291 | 0
1554 | Commercial | CscTgsd110 | ENERGY STAR Imaging Equipment | 4558.0177 | 2319.5324 | 86.5463 | 13407.2311 | 14321.5767 | 3643.6722 | 2406.0788 | 2788.373 | 498.925 | 540.1278 | 271.6672 | 4099.093 | 14717.4345 | 0 | 14717.4345 | 1338.0515 | 0 | 32153.338 | 10617.8427 | 42771.1808 | 0 | 178233.3291 | 0
1555 | Commercial | CasNgsd111 | Energy Star PCs | 4075.1171 | 2073.7888 | 77.3772 | 11986.7978 | 12804.2727 | 3257.6422 | 2151.166 | 2492.9579 | 446.0662 | 482.9038 | 242.8853 | 3664.8133 | 14360.8519 | 0 | 14360.8519 | 1906.7521 | 0 | 31308.5231 | 10617.8427 | 41926.3659 | 0 | 28524.866 | 0
1556 | Commercial | CasTgsd111 | Energy Star PCs | 4075.1171 | 2073.7888 | 77.3772 | 11986.7978 | 12804.2727 | 3257.6422 | 2151.166 | 2492.9579 | 446.0662 | 482.9038 | 242.8853 | 3664.8133 | 14360.8519 | 0 | 14360.8519 | 1906.7521 | 0 | 31308.5231 | 10617.8427 | 41926.3659 | 0 | 28524.866 | 0
1557 | Commercial | CgrNgsd111 | Energy Star PCs | 4354.0549 | 2215.7377 | 82.6736 | 12807.2825 | 13680.7128 | 3480.6246 | 2298.4112 | 2663.5985 | 476.599 | 515.9581 | 259.5106 | 3915.6662 | 14360.8519 | 0 | 14360.8519 | 1906.7521 | 0 | 31308.5231 | 10617.8427 | 41926.3659 | 0 | 28524.866 | 0
1558 | Commercial | CgrTgsd111 | Energy Star PCs | 4354.0549 | 2215.7377 | 82.6736 | 12807.2825 | 13680.7128 | 3480.6246 | 2298.4112 | 2663.5985 | 476.599 | 515.9581 | 259.5106 | 3915.6662 | 14360.8519 | 0 | 14360.8519 | 1906.7521 | 0 | 31308.5231 | 10617.8427 | 41926.3659 | 0 | 28524.866 | 0
1559 | Commercial | CheNgsd111 | Energy Star PCs | 4354.0549 | 2215.7377 | 82.6736 | 12807.2825 | 13680.7128 | 3480.6246 | 2298.4112 | 2663.5985 | 476.599 | 515.9581 | 259.5106 | 3915.6662 | 14360.8519 | 0 | 14360.8519 | 1906.7521 | 0 | 31308.5231 | 10617.8427 | 41926.3659 | 0 | 28524.866 | 0
1560 | Commercial | CheTgsd111 | Energy Star PCs | 4354.0549 | 2215.7377 | 82.6736 | 12807.2825 | 13680.7128 | 3480.6246 | 2298.4112 | 2663.5985 | 476.599 | 515.9581 | 259.5106 | 3915.6662 | 14360.8519 | 0 | 14360.8519 | 1906.7521 | 0 | 31308.5231 | 10617.8427 | 41926.3659 | 0 | 28524.866 | 0
1561 | Commercial | CinNgsd111 | Energy Star PCs | 4075.1171 | 2073.7888 | 77.3772 | 11986.7978 | 12804.2727 | 3257.6422 | 2151.166 | 2492.9579 | 446.0662 | 482.9038 | 242.8853 | 3664.8133 | 14360.8519 | 0 | 14360.8519 | 1906.7521 | 0 | 31308.5231 | 10617.8427 | 41926.3659 | 0 | 28524.866 | 0
1562 | Commercial | CinTgsd111 | Energy Star PCs | 4075.1171 | 2073.7888 | 77.3772 | 11986.7978 | 12804.2727 | 3257.6422 | 2151.166 | 2492.9579 | 446.0662 | 482.9038 | 242.8853 | 3664.8133 | 14360.8519 | 0 | 14360.8519 | 1906.7521 | 0 | 31308.5231 | 10617.8427 | 41926.3659 | 0 | 28524.866 | 0
1563 | Commercial | CloNgsd111 | Energy Star PCs | 4354.0549 | 2215.7377 | 82.6736 | 12807.2825 | 13680.7128 | 3480.6246 | 2298.4112 | 2663.5985 | 476.599 | 515.9581 | 259.5106 | 3915.6662 | 14360.8519 | 0 | 14360.8519 | 1906.7521 | 0 | 31308.5231 | 10617.8427 | 41926.3659 | 0 | 28524.866 | 0
1564 | Commercial | CloTgsd111 | Energy Star PCs | 4354.0549 | 2215.7377 | 82.6736 | 12807.2825 | 13680.7128 | 3480.6246 | 2298.4112 | 2663.5985 | 476.599 | 515.9581 | 259.5106 | 3915.6662 | 14360.8519 | 0 | 14360.8519 | 1906.7521 | 0 | 31308.5231 | 10617.8427 | 41926.3659 | 0 | 28524.866 | 0
1565 | Commercial | CmiNgsd111 | Energy Star PCs | 4075.1171 | 2073.7888 | 77.3772 | 11986.7978 | 12804.2727 | 3257.6422 | 2151.166 | 2492.9579 | 446.0662 | 482.9038 | 242.8853 | 3664.8133 | 14360.8519 | 0 | 14360.8519 | 1906.7521 | 0 | 31308.5231 | 10617.8427 | 41926.3659 | 0 | 28524.866 | 0
1566 | Commercial | CmiTgsd111 | Energy Star PCs | 4075.1171 | 2073.7888 | 77.3772 | 11986.7978 | 12804.2727 | 3257.6422 | 2151.166 | 2492.9579 | 446.0662 | 482.9038 | 242.8853 | 3664.8133 | 14360.8519 | 0 | 14360.8519 | 1906.7521 | 0 | 31308.5231 | 10617.8427 | 41926.3659 | 0 | 28524.866 | 0
1567 | Commercial | CofNgsd111 | Energy Star PCs | 4354.0549 | 2215.7377 | 82.6736 | 12807.2825 | 13680.7128 | 3480.6246 | 2298.4112 | 2663.5985 | 476.599 | 515.9581 | 259.5106 | 3915.6662 | 14360.8519 | 0 | 14360.8519 | 1906.7521 | 0 | 31308.5231 | 10617.8427 | 41926.3659 | 0 | 28524.866 | 0
1568 | Commercial | CofTgsd111 | Energy Star PCs | 4354.0549 | 2215.7377 | 82.6736 | 12807.2825 | 13680.7128 | 3480.6246 | 2298.4112 | 2663.5985 | 476.599 | 515.9581 | 259.5106 | 3915.6662 | 14360.8519 | 0 | 14360.8519 | 1906.7521 | 0 | 31308.5231 | 10617.8427 | 41926.3659 | 0 | 28524.866 | 0
1569 | Commercial | CreNgsd111 | Energy Star PCs | 4075.1171 | 2073.7888 | 77.3772 | 11986.7978 | 12804.2727 | 3257.6422 | 2151.166 | 2492.9579 | 446.0662 | 482.9038 | 242.8853 | 3664.8133 | 14360.8519 | 0 | 14360.8519 | 1906.7521 | 0 | 31308.5231 | 10617.8427 | 41926.3659 | 0 | 28524.866 | 0
1570 | Commercial | CreTgsd111 | Energy Star PCs | 4075.1171 | 2073.7888 | 77.3772 | 11986.7978 | 12804.2727 | 3257.6422 | 2151.166 | 2492.9579 | 446.0662 | 482.9038 | 242.8853 | 3664.8133 | 14360.8519 | 0 | 14360.8519 | 1906.7521 | 0 | 31308.5231 | 10617.8427 | 41926.3659 | 0 | 28524.866 | 0
1571 | Commercial | CrtNgsd111 | Energy Star PCs | 4354.0549 | 2215.7377 | 82.6736 | 12807.2825 | 13680.7128 | 3480.6246 | 2298.4112 | 2663.5985 | 476.599 | 515.9581 | 259.5106 | 3915.6662 | 14360.8519 | 0 | 14360.8519 | 1906.7521 | 0 | 31308.5231 | 10617.8427 | 41926.3659 | 0 | 28524.866 | 0
1572 | Commercial | CrtTgsd111 | Energy Star PCs | 4354.0549 | 2215.7377 | 82.6736 | 12807.2825 | 13680.7128 | 3480.6246 | 2298.4112 | 2663.5985 | 476.599 | 515.9581 | 259.5106 | 3915.6662 | 14360.8519 | 0 | 14360.8519 | 1906.7521 | 0 | 31308.5231 | 10617.8427 | 41926.3659 | 0 | 28524.866 | 0
1573 | Commercial | CscNgsd111 | Energy Star PCs | 4354.0549 | 2215.7377 | 82.6736 | 12807.2825 | 13680.7128 | 3480.6246 | 2298.4112 | 2663.5985 | 476.599 | 515.9581 | 259.5106 | 3915.6662 | 14360.8519 | 0 | 14360.8519 | 1906.7521 | 0 | 31308.5231 | 10617.8427 | 41926.3659 | 0 | 28524.866 | 0
1574 | Commercial | CscTgsd111 | Energy Star PCs | 4354.0549 | 2215.7377 | 82.6736 | 12807.2825 | 13680.7128 | 3480.6246 | 2298.4112 | 2663.5985 | 476.599 | 515.9581 | 259.5106 | 3915.6662 | 14360.8519 | 0 | 14360.8519 | 1906.7521 | 0 | 31308.5231 | 10617.8427 | 41926.3659 | 0 | 28524.866 | 0
1575 | Commercial | CwaNgsd111 | Energy Star PCs | 4075.1171 | 2073.7888 | 77.3772 | 11986.7978 | 12804.2727 | 3257.6422 | 2151.166 | 2492.9579 | 446.0662 | 482.9038 | 242.8853 | 3664.8133 | 14360.8519 | 0 | 14360.8519 | 1906.7521 | 0 | 31308.5231 | 10617.8427 | 41926.3659 | 0 | 28524.866 | 0
1576 | Commercial | CwaTgsd111 | Energy Star PCs | 4075.1171 | 2073.7888 | 77.3772 | 11986.7978 | 12804.2727 | 3257.6422 | 2151.166 | 2492.9579 | 446.0662 | 482.9038 | 242.8853 | 3664.8133 | 14360.8519 | 0 | 14360.8519 | 1906.7521 | 0 | 31308.5231 | 10617.8427 | 41926.3659 | 0 | 28524.866 | 0
1577 | Commercial | CcoNgsd113 | Energy Star Uninterruptable Power Supply | 4554.3844 | 2317.6835 | 86.4774 | 14102.1151 | 15063.8503 | 3592.6492 | 2404.1608 | 2808.683 | 499.1264 | 544.0635 | 271.7769 | 4123.6499 | 17590.8973 | 0 | 17590.8973 | 567.7796 | 0 | 39060.0288 | 10518.704 | 49578.7328 | 0 | 29956.6244 | 0
1578 | Commercial | CcoTgsd113 | Energy Star Uninterruptable Power Supply | 4554.3844 | 2317.6835 | 86.4774 | 14102.1151 | 15063.8503 | 3592.6492 | 2404.1608 | 2808.683 | 499.1264 | 544.0635 | 271.7769 | 4123.6499 | 17590.8973 | 0 | 17590.8973 | 567.7796 | 0 | 39060.0288 | 10518.704 | 49578.7328 | 0 | 29956.6244 | 0
1579 | Commercial | CheNgsd113 | Energy Star Uninterruptable Power Supply | 4554.3844 | 2317.6835 | 86.4774 | 14102.1151 | 15063.8503 | 3592.6492 | 2404.1608 | 2808.683 | 499.1264 | 544.0635 | 271.7769 | 4123.6499 | 17590.8973 | 0 | 17590.8973 | 567.7796 | 0 | 39060.0288 | 10518.704 | 49578.7328 | 0 | 29956.6244 | 0
1580 | Commercial | CheTgsd113 | Energy Star Uninterruptable Power Supply | 4554.3844 | 2317.6835 | 86.4774 | 14102.1151 | 15063.8503 | 3592.6492 | 2404.1608 | 2808.683 | 499.1264 | 544.0635 | 271.7769 | 4123.6499 | 17590.8973 | 0 | 17590.8973 | 567.7796 | 0 | 39060.0288 | 10518.704 | 49578.7328 | 0 | 29956.6244 | 0
1581 | Commercial | ChoNgsd113 | Energy Star Uninterruptable Power Supply | 4554.3844 | 2317.6835 | 86.4774 | 14102.1151 | 15063.8503 | 3592.6492 | 2404.1608 | 2808.683 | 499.1264 | 544.0635 | 271.7769 | 4123.6499 | 17590.8973 | 0 | 17590.8973 | 567.7796 | 0 | 39060.0288 | 10518.704 | 49578.7328 | 0 | 29956.6244 | 0
1582 | Commercial | ChoTgsd113 | Energy Star Uninterruptable Power Supply | 4554.3844 | 2317.6835 | 86.4774 | 14102.1151 | 15063.8503 | 3592.6492 | 2404.1608 | 2808.683 | 499.1264 | 544.0635 | 271.7769 | 4123.6499 | 17590.8973 | 0 | 17590.8973 | 567.7796 | 0 | 39060.0288 | 10518.704 | 49578.7328 | 0 | 29956.6244 | 0
1583 | Commercial | CinNgsd113 | Energy Star Uninterruptable Power Supply | 4554.3844 | 2317.6835 | 86.4774 | 14102.1151 | 15063.8503 | 3592.6492 | 2404.1608 | 2808.683 | 499.1264 | 544.0635 | 271.7769 | 4123.6499 | 17590.8973 | 0 | 17590.8973 | 567.7796 | 0 | 39060.0288 | 10518.704 | 49578.7328 | 0 | 29956.6244 | 0
1584 | Commercial | CinTgsd113 | Energy Star Uninterruptable Power Supply | 4554.3844 | 2317.6835 | 86.4774 | 14102.1151 | 15063.8503 | 3592.6492 | 2404.1608 | 2808.683 | 499.1264 | 544.0635 | 271.7769 | 4123.6499 | 17590.8973 | 0 | 17590.8973 | 567.7796 | 0 | 39060.0288 | 10518.704 | 49578.7328 | 0 | 29956.6244 | 0
1585 | Commercial | CloNgsd113 | Energy Star Uninterruptable Power Supply | 4554.3844 | 2317.6835 | 86.4774 | 14102.1151 | 15063.8503 | 3592.6492 | 2404.1608 | 2808.683 | 499.1264 | 544.0635 | 271.7769 | 4123.6499 | 17590.8973 | 0 | 17590.8973 | 567.7796 | 0 | 39060.0288 | 10518.704 | 49578.7328 | 0 | 29956.6244 | 0
1586 | Commercial | CloTgsd113 | Energy Star Uninterruptable Power Supply | 4554.3844 | 2317.6835 | 86.4774 | 14102.1151 | 15063.8503 | 3592.6492 | 2404.1608 | 2808.683 | 499.1264 | 544.0635 | 271.7769 | 4123.6499 | 17590.8973 | 0 | 17590.8973 | 567.7796 | 0 | 39060.0288 | 10518.704 | 49578.7328 | 0 | 29956.6244 | 0
1587 | Commercial | CmiNgsd113 | Energy Star Uninterruptable Power Supply | 4554.3844 | 2317.6835 | 86.4774 | 14102.1151 | 15063.8503 | 3592.6492 | 2404.1608 | 2808.683 | 499.1264 | 544.0635 | 271.7769 | 4123.6499 | 17590.8973 | 0 | 17590.8973 | 567.7796 | 0 | 39060.0288 | 10518.704 | 49578.7328 | 0 | 29956.6244 | 0
1588 | Commercial | CmiTgsd113 | Energy Star Uninterruptable Power Supply | 4554.3844 | 2317.6835 | 86.4774 | 14102.1151 | 15063.8503 | 3592.6492 | 2404.1608 | 2808.683 | 499.1264 | 544.0635 | 271.7769 | 4123.6499 | 17590.8973 | 0 | 17590.8973 | 567.7796 | 0 | 39060.0288 | 10518.704 | 49578.7328 | 0 | 29956.6244 | 0
1589 | Commercial | CofNgsd113 | Energy Star Uninterruptable Power Supply | 4554.3844 | 2317.6835 | 86.4774 | 14102.1151 | 15063.8503 | 3592.6492 | 2404.1608 | 2808.683 | 499.1264 | 544.0635 | 271.7769 | 4123.6499 | 17590.8973 | 0 | 17590.8973 | 567.7796 | 0 | 39060.0288 | 10518.704 | 49578.7328 | 0 | 29956.6244 | 0
1590 | Commercial | CofTgsd113 | Energy Star Uninterruptable Power Supply | 4554.3844 | 2317.6835 | 86.4774 | 14102.1151 | 15063.8503 | 3592.6492 | 2404.1608 | 2808.683 | 499.1264 | 544.0635 | 271.7769 | 4123.6499 | 17590.8973 | 0 | 17590.8973 | 567.7796 | 0 | 39060.0288 | 10518.704 | 49578.7328 | 0 | 29956.6244 | 0
1591 | Commercial | CscNgsd113 | Energy Star Uninterruptable Power Supply | 4554.3844 | 2317.6835 | 86.4774 | 14102.1151 | 15063.8503 | 3592.6492 | 2404.1608 | 2808.683 | 499.1264 | 544.0635 | 271.7769 | 4123.6499 | 17590.8973 | 0 | 17590.8973 | 567.7796 | 0 | 39060.0288 | 10518.704 | 49578.7328 | 0 | 29956.6244 | 0
1592 | Commercial | CscTgsd113 | Energy Star Uninterruptable Power Supply | 4554.3844 | 2317.6835 | 86.4774 | 14102.1151 | 15063.8503 | 3592.6492 | 2404.1608 | 2808.683 | 499.1264 | 544.0635 | 271.7769 | 4123.6499 | 17590.8973 | 0 | 17590.8973 | 567.7796 | 0 | 39060.0288 | 10518.704 | 49578.7328 | 0 | 29956.6244 | 0
1593 | Commercial | CcoEgsd114 | Network PC Power Management | 4695.9687 | 2389.7344 | 89.1657 | 13813.0085 | 14755.0272 | 3753.95 | 2478.9001 | 2872.7646 | 514.0252 | 556.4751 | 279.8894 | 4223.1543 | 15159.7631 | 0 | 15159.7631 | 1710.9354 | 0 | 33184.1185 | 10617.8427 | 43801.9613 | 0 | 36266.9139 | 0
1594 | Commercial | CcoNgsd114 | Network PC Power Management | 4695.9687 | 2389.7344 | 89.1657 | 13813.0085 | 14755.0272 | 3753.95 | 2478.9001 | 2872.7646 | 514.0252 | 556.4751 | 279.8894 | 4223.1543 | 15159.7631 | 0 | 15159.7631 | 1710.9354 | 0 | 33184.1185 | 10617.8427 | 43801.9613 | 0 | 36266.9139 | 0
1595 | Commercial | CheEgsd114 | Network PC Power Management | 4575.9594 | 2328.6628 | 86.887 | 13460.0058 | 14377.9505 | 3658.0147 | 2415.5498 | 2799.3488 | 500.8889 | 542.2539 | 272.7366 | 4115.2282 | 13790.8622 | 0 | 13790.8622 | 1710.9354 | 0 | 29975.8933 | 10617.8427 | 40593.736 | 0 | 32934.546 | 0
1596 | Commercial | CheNgsd114 | Network PC Power Management | 4575.9594 | 2328.6628 | 86.887 | 13460.0058 | 14377.9505 | 3658.0147 | 2415.5498 | 2799.3488 | 500.8889 | 542.2539 | 272.7366 | 4115.2282 | 13790.8622 | 0 | 13790.8622 | 1710.9354 | 0 | 29975.8933 | 10617.8427 | 40593.736 | 0 | 32934.546 | 0
1597 | Commercial | ChoEgsd114 | Network PC Power Management | 4695.9687 | 2389.7344 | 89.1657 | 13813.0085 | 14755.0272 | 3753.95 | 2478.9001 | 2872.7646 | 514.0252 | 556.4751 | 279.8894 | 4223.1543 | 15159.7631 | 0 | 15159.7631 | 1710.9354 | 0 | 33184.1185 | 10617.8427 | 43801.9613 | 0 | 35917.3847 | 0
1598 | Commercial | ChoNgsd114 | Network PC Power Management | 4695.9687 | 2389.7344 | 89.1657 | 13813.0085 | 14755.0272 | 3753.95 | 2478.9001 | 2872.7646 | 514.0252 | 556.4751 | 279.8894 | 4223.1543 | 15159.7631 | 0 | 15159.7631 | 1710.9354 | 0 | 33184.1185 | 10617.8427 | 43801.9613 | 0 | 35917.3847 | 0
1599 | Commercial | CinEgsd114 | Network PC Power Management | 4075.1171 | 2073.7888 | 77.3772 | 11986.7978 | 12804.2727 | 3257.6422 | 2151.166 | 2492.9579 | 446.0662 | 482.9038 | 242.8853 | 3664.8133 | 13790.8622 | 0 | 13790.8622 | 1710.9354 | 0 | 29975.8933 | 10617.8427 | 40593.736 | 0 | 33302.5902 | 0
1600 | Commercial | CinNgsd114 | Network PC Power Management | 4075.1171 | 2073.7888 | 77.3772 | 11986.7978 | 12804.2727 | 3257.6422 | 2151.166 | 2492.9579 | 446.0662 | 482.9038 | 242.8853 | 3664.8133 | 13790.8622 | 0 | 13790.8622 | 1710.9354 | 0 | 29975.8933 | 10617.8427 | 40593.736 | 0 | 33302.5902 | 0
1601 | Commercial | CloEgsd114 | Network PC Power Management | 4575.9594 | 2328.6628 | 86.887 | 13460.0058 | 14377.9505 | 3658.0147 | 2415.5498 | 2799.3488 | 500.8889 | 542.2539 | 272.7366 | 4115.2282 | 13790.8622 | 0 | 13790.8622 | 1710.9354 | 0 | 29975.8933 | 10617.8427 | 40593.736 | 0 | 32911.2474 | 0
1602 | Commercial | CloNgsd114 | Network PC Power Management | 4575.9594 | 2328.6628 | 86.887 | 13460.0058 | 14377.9505 | 3658.0147 | 2415.5498 | 2799.3488 | 500.8889 | 542.2539 | 272.7366 | 4115.2282 | 13790.8622 | 0 | 13790.8622 | 1710.9354 | 0 | 29975.8933 | 10617.8427 | 40593.736 | 0 | 32911.2474 | 0
1603 | Commercial | CofEgsd114 | Network PC Power Management | 4575.9594 | 2328.6628 | 86.887 | 13460.0058 | 14377.9505 | 3658.0147 | 2415.5498 | 2799.3488 | 500.8889 | 542.2539 | 272.7366 | 4115.2282 | 13790.8622 | 0 | 13790.8622 | 1710.9354 | 0 | 29975.8933 | 10617.8427 | 40593.736 | 0 | 32855.7978 | 0
1604 | Commercial | CofNgsd114 | Network PC Power Management | 4575.9594 | 2328.6628 | 86.887 | 13460.0058 | 14377.9505 | 3658.0147 | 2415.5498 | 2799.3488 | 500.8889 | 542.2539 | 272.7366 | 4115.2282 | 13790.8622 | 0 | 13790.8622 | 1710.9354 | 0 | 29975.8933 | 10617.8427 | 40593.736 | 0 | 32855.7978 | 0
1605 | Commercial | CrtEgsd114 | Network PC Power Management | 4575.9594 | 2328.6628 | 86.887 | 13460.0058 | 14377.9505 | 3658.0147 | 2415.5498 | 2799.3488 | 500.8889 | 542.2539 | 272.7366 | 4115.2282 | 13790.8622 | 0 | 13790.8622 | 1710.9354 | 0 | 29975.8933 | 10617.8427 | 40593.736 | 0 | 33476.3018 | 0
1606 | Commercial | CrtNgsd114 | Network PC Power Management | 4575.9594 | 2328.6628 | 86.887 | 13460.0058 | 14377.9505 | 3658.0147 | 2415.5498 | 2799.3488 | 500.8889 | 542.2539 | 272.7366 | 4115.2282 | 13790.8622 | 0 | 13790.8622 | 1710.9354 | 0 | 29975.8933 | 10617.8427 | 40593.736 | 0 | 33476.3018 | 0
1607 | Commercial | CscEgsd114 | Network PC Power Management | 4575.9594 | 2328.6628 | 86.887 | 13460.0058 | 14377.9505 | 3658.0147 | 2415.5498 | 2799.3488 | 500.8889 | 542.2539 | 272.7366 | 4115.2282 | 13790.8622 | 0 | 13790.8622 | 1710.9354 | 0 | 29975.8933 | 10617.8427 | 40593.736 | 0 | 32693.3644 | 0
1608 | Commercial | CscNgsd114 | Network PC Power Management | 4575.9594 | 2328.6628 | 86.887 | 13460.0058 | 14377.9505 | 3658.0147 | 2415.5498 | 2799.3488 | 500.8889 | 542.2539 | 272.7366 | 4115.2282 | 13790.8622 | 0 | 13790.8622 | 1710.9354 | 0 | 29975.8933 | 10617.8427 | 40593.736 | 0 | 32693.3644 | 0
1609 | Commercial | CcoNgsd115 | Server Virtualization | 4575.2951 | 2328.3247 | 86.8744 | 13458.0518 | 14375.8632 | 3657.4837 | 2415.1991 | 2798.9424 | 500.8162 | 542.1752 | 272.697 | 4114.6307 | 13782.5605 | 0 | 13782.5605 | 2697 | 0 | 29957.8487 | 10617.8427 | 40575.6914 | 0 | 183798.9078 | 0
1610 | Commercial | CcoTgsd115 | Server Virtualization | 4575.2951 | 2328.3247 | 86.8744 | 13458.0518 | 14375.8632 | 3657.4837 | 2415.1991 | 2798.9424 | 500.8162 | 542.1752 | 272.697 | 4114.6307 | 13782.5605 | 0 | 13782.5605 | 2697 | 0 | 29957.8487 | 10617.8427 | 40575.6914 | 0 | 183798.9078 | 0
1611 | Commercial | CheNgsd115 | Server Virtualization | 4575.2951 | 2328.3247 | 86.8744 | 13458.0518 | 14375.8632 | 3657.4837 | 2415.1991 | 2798.9424 | 500.8162 | 542.1752 | 272.697 | 4114.6307 | 13782.5605 | 0 | 13782.5605 | 2697 | 0 | 29957.8487 | 10617.8427 | 40575.6914 | 0 | 183798.9078 | 0
1612 | Commercial | CheTgsd115 | Server Virtualization | 4575.2951 | 2328.3247 | 86.8744 | 13458.0518 | 14375.8632 | 3657.4837 | 2415.1991 | 2798.9424 | 500.8162 | 542.1752 | 272.697 | 4114.6307 | 13782.5605 | 0 | 13782.5605 | 2697 | 0 | 29957.8487 | 10617.8427 | 40575.6914 | 0 | 183798.9078 | 0
1613 | Commercial | ChoNgsd115 | Server Virtualization | 4575.2951 | 2328.3247 | 86.8744 | 13458.0518 | 14375.8632 | 3657.4837 | 2415.1991 | 2798.9424 | 500.8162 | 542.1752 | 272.697 | 4114.6307 | 13782.5605 | 0 | 13782.5605 | 2697 | 0 | 29957.8487 | 10617.8427 | 40575.6914 | 0 | 183798.9078 | 0
1614 | Commercial | ChoTgsd115 | Server Virtualization | 4575.2951 | 2328.3247 | 86.8744 | 13458.0518 | 14375.8632 | 3657.4837 | 2415.1991 | 2798.9424 | 500.8162 | 542.1752 | 272.697 | 4114.6307 | 13782.5605 | 0 | 13782.5605 | 2697 | 0 | 29957.8487 | 10617.8427 | 40575.6914 | 0 | 183798.9078 | 0
1615 | Commercial | CinNgsd115 | Server Virtualization | 4575.2951 | 2328.3247 | 86.8744 | 13458.0518 | 14375.8632 | 3657.4837 | 2415.1991 | 2798.9424 | 500.8162 | 542.1752 | 272.697 | 4114.6307 | 13782.5605 | 0 | 13782.5605 | 2697 | 0 | 29957.8487 | 10617.8427 | 40575.6914 | 0 | 183798.9078 | 0
1616 | Commercial | CinTgsd115 | Server Virtualization | 4575.2951 | 2328.3247 | 86.8744 | 13458.0518 | 14375.8632 | 3657.4837 | 2415.1991 | 2798.9424 | 500.8162 | 542.1752 | 272.697 | 4114.6307 | 13782.5605 | 0 | 13782.5605 | 2697 | 0 | 29957.8487 | 10617.8427 | 40575.6914 | 0 | 183798.9078 | 0
1617 | Commercial | CloNgsd115 | Server Virtualization | 4575.2951 | 2328.3247 | 86.8744 | 13458.0518 | 14375.8632 | 3657.4837 | 2415.1991 | 2798.9424 | 500.8162 | 542.1752 | 272.697 | 4114.6307 | 13782.5605 | 0 | 13782.5605 | 2697 | 0 | 29957.8487 | 10617.8427 | 40575.6914 | 0 | 183798.9078 | 0
1618 | Commercial | CloTgsd115 | Server Virtualization | 4575.2951 | 2328.3247 | 86.8744 | 13458.0518 | 14375.8632 | 3657.4837 | 2415.1991 | 2798.9424 | 500.8162 | 542.1752 | 272.697 | 4114.6307 | 13782.5605 | 0 | 13782.5605 | 2697 | 0 | 29957.8487 | 10617.8427 | 40575.6914 | 0 | 183798.9078 | 0
1619 | Commercial | CmiNgsd115 | Server Virtualization | 4575.2951 | 2328.3247 | 86.8744 | 13458.0518 | 14375.8632 | 3657.4837 | 2415.1991 | 2798.9424 | 500.8162 | 542.1752 | 272.697 | 4114.6307 | 13782.5605 | 0 | 13782.5605 | 2697 | 0 | 29957.8487 | 10617.8427 | 40575.6914 | 0 | 183798.9078 | 0
1620 | Commercial | CmiTgsd115 | Server Virtualization | 4575.2951 | 2328.3247 | 86.8744 | 13458.0518 | 14375.8632 | 3657.4837 | 2415.1991 | 2798.9424 | 500.8162 | 542.1752 | 272.697 | 4114.6307 | 13782.5605 | 0 | 13782.5605 | 2697 | 0 | 29957.8487 | 10617.8427 | 40575.6914 | 0 | 183798.9078 | 0
1621 | Commercial | CofNgsd115 | Server Virtualization | 4575.2951 | 2328.3247 | 86.8744 | 13458.0518 | 14375.8632 | 3657.4837 | 2415.1991 | 2798.9424 | 500.8162 | 542.1752 | 272.697 | 4114.6307 | 13782.5605 | 0 | 13782.5605 | 2697 | 0 | 29957.8487 | 10617.8427 | 40575.6914 | 0 | 183798.9078 | 0
1622 | Commercial | CofTgsd115 | Server Virtualization | 4575.2951 | 2328.3247 | 86.8744 | 13458.0518 | 14375.8632 | 3657.4837 | 2415.1991 | 2798.9424 | 500.8162 | 542.1752 | 272.697 | 4114.6307 | 13782.5605 | 0 | 13782.5605 | 2697 | 0 | 29957.8487 | 10617.8427 | 40575.6914 | 0 | 183798.9078 | 0
1623 | Commercial | CrtNgsd115 | Server Virtualization | 4575.2951 | 2328.3247 | 86.8744 | 13458.0518 | 14375.8632 | 3657.4837 | 2415.1991 | 2798.9424 | 500.8162 | 542.1752 | 272.697 | 4114.6307 | 13782.5605 | 0 | 13782.5605 | 2697 | 0 | 29957.8487 | 10617.8427 | 40575.6914 | 0 | 183798.9078 | 0
1624 | Commercial | CrtTgsd115 | Server Virtualization | 4575.2951 | 2328.3247 | 86.8744 | 13458.0518 | 14375.8632 | 3657.4837 | 2415.1991 | 2798.9424 | 500.8162 | 542.1752 | 272.697 | 4114.6307 | 13782.5605 | 0 | 13782.5605 | 2697 | 0 | 29957.8487 | 10617.8427 | 40575.6914 | 0 | 183798.9078 | 0
1625 | Commercial | CscNgsd115 | Server Virtualization | 4575.2951 | 2328.3247 | 86.8744 | 13458.0518 | 14375.8632 | 3657.4837 | 2415.1991 | 2798.9424 | 500.8162 | 542.1752 | 272.697 | 4114.6307 | 13782.5605 | 0 | 13782.5605 | 2697 | 0 | 29957.8487 | 10617.8427 | 40575.6914 | 0 | 183798.9078 | 0
1626 | Commercial | CscTgsd115 | Server Virtualization | 4575.2951 | 2328.3247 | 86.8744 | 13458.0518 | 14375.8632 | 3657.4837 | 2415.1991 | 2798.9424 | 500.8162 | 542.1752 | 272.697 | 4114.6307 | 13782.5605 | 0 | 13782.5605 | 2697 | 0 | 29957.8487 | 10617.8427 | 40575.6914 | 0 | 183798.9078 | 0
1627 | Commercial | CasEgsd116 | Smart Strip Plug Outlet | 3871.2268 | 1970.0309 | 73.5058 | 11986.7978 | 12804.2727 | 3053.7518 | 2043.5367 | 2387.3806 | 424.2575 | 462.454 | 231.0104 | 3505.1024 | 13796.0267 | 0 | 13796.0267 | 1906.7521 | 0 | 29987.119 | 10518.704 | 40505.823 | 0 | 30181.5198 | 0
1628 | Commercial | CasNgsd116 | Smart Strip Plug Outlet | 3871.2268 | 1970.0309 | 73.5058 | 11986.7978 | 12804.2727 | 3053.7518 | 2043.5367 | 2387.3806 | 424.2575 | 462.454 | 231.0104 | 3505.1024 | 13796.0267 | 0 | 13796.0267 | 1906.7521 | 0 | 29987.119 | 10518.704 | 40505.823 | 0 | 30181.5198 | 0
1629 | Commercial | CgrEgsd116 | Smart Strip Plug Outlet | 4346.0113 | 2211.6443 | 82.5208 | 13456.9123 | 14374.646 | 3428.2776 | 2294.1652 | 2680.1796 | 476.2903 | 519.1714 | 259.3425 | 3934.9838 | 13796.0267 | 0 | 13796.0267 | 1906.7521 | 0 | 29987.119 | 10518.704 | 40505.823 | 0 | 23717.7004 | 0
1630 | Commercial | CgrNgsd116 | Smart Strip Plug Outlet | 4346.0113 | 2211.6443 | 82.5208 | 13456.9123 | 14374.646 | 3428.2776 | 2294.1652 | 2680.1796 | 476.2903 | 519.1714 | 259.3425 | 3934.9838 | 13796.0267 | 0 | 13796.0267 | 1906.7521 | 0 | 29987.119 | 10518.704 | 40505.823 | 0 | 23717.7004 | 0
1631 | Commercial | CofEgsd116 | Smart Strip Plug Outlet | 4346.0113 | 2211.6443 | 82.5208 | 13456.9123 | 14374.646 | 3428.2776 | 2294.1652 | 2680.1796 | 476.2903 | 519.1714 | 259.3425 | 3934.9838 | 13796.0267 | 0 | 13796.0267 | 1906.7521 | 0 | 29987.119 | 10518.704 | 40505.823 | 0 | 24318.5463 | 0
1632 | Commercial | CofNgsd116 | Smart Strip Plug Outlet | 4346.0113 | 2211.6443 | 82.5208 | 13456.9123 | 14374.646 | 3428.2776 | 2294.1652 | 2680.1796 | 476.2903 | 519.1714 | 259.3425 | 3934.9838 | 13796.0267 | 0 | 13796.0267 | 1906.7521 | 0 | 29987.119 | 10518.704 | 40505.823 | 0 | 24318.5463 | 0
1633 | Commercial | CreEgsd116 | Smart Strip Plug Outlet | 3871.2268 | 1970.0309 | 73.5058 | 11986.7978 | 12804.2727 | 3053.7518 | 2043.5367 | 2387.3806 | 424.2575 | 462.454 | 231.0104 | 3505.1024 | 13796.0267 | 0 | 13796.0267 | 1906.7521 | 0 | 29987.119 | 10518.704 | 40505.823 | 0 | 25225.5178 | 0
1634 | Commercial | CreNgsd116 | Smart Strip Plug Outlet | 3871.2268 | 1970.0309 | 73.5058 | 11986.7978 | 12804.2727 | 3053.7518 | 2043.5367 | 2387.3806 | 424.2575 | 462.454 | 231.0104 | 3505.1024 | 13796.0267 | 0 | 13796.0267 | 1906.7521 | 0 | 29987.119 | 10518.704 | 40505.823 | 0 | 25225.5178 | 0
1635 | Commercial | CrtEgsd116 | Smart Strip Plug Outlet | 4346.0113 | 2211.6443 | 82.5208 | 13456.9123 | 14374.646 | 3428.2776 | 2294.1652 | 2680.1796 | 476.2903 | 519.1714 | 259.3425 | 3934.9838 | 13796.0267 | 0 | 13796.0267 | 1906.7521 | 0 | 29987.119 | 10518.704 | 40505.823 | 0 | 55750.092 | 0
1636 | Commercial | CrtNgsd116 | Smart Strip Plug Outlet | 4346.0113 | 2211.6443 | 82.5208 | 13456.9123 | 14374.646 | 3428.2776 | 2294.1652 | 2680.1796 | 476.2903 | 519.1714 | 259.3425 | 3934.9838 | 13796.0267 | 0 | 13796.0267 | 1906.7521 | 0 | 29987.119 | 10518.704 | 40505.823 | 0 | 55750.092 | 0
1637 | Commercial | CwaEgsd116 | Smart Strip Plug Outlet | 3871.2268 | 1970.0309 | 73.5058 | 11986.7978 | 12804.2727 | 3053.7518 | 2043.5367 | 2387.3806 | 424.2575 | 462.454 | 231.0104 | 3505.1024 | 13796.0267 | 0 | 13796.0267 | 1906.7521 | 0 | 29987.119 | 10518.704 | 40505.823 | 0 | 205111.4839 | 0
1638 | Commercial | CwaNgsd116 | Smart Strip Plug Outlet | 3871.2268 | 1970.0309 | 73.5058 | 11986.7978 | 12804.2727 | 3053.7518 | 2043.5367 | 2387.3806 | 424.2575 | 462.454 | 231.0104 | 3505.1024 | 13796.0267 | 0 | 13796.0267 | 1906.7521 | 0 | 29987.119 | 10518.704 | 40505.823 | 0 | 205111.4839 | 0
1639 | Commercial | CcoNgsd117 | ENERGY STAR Commercial Clothes Washer | 4832.0869 | 2459.0036 | 91.7503 | 14421.5628 | 15405.0837 | 3848.566 | 2550.7539 | 2962.8749 | 529.107 | 573.9305 | 288.1015 | 4354.0139 | 19745.7657 | 0 | 19745.7657 | 1178.3023 | 0 | 43844.8458 | 9217.5845 | 53062.4302 | 0 | 79090.604 | 49.9331
1640 | Commercial | CcoTgsd117 | ENERGY STAR Commercial Clothes Washer | 4832.0869 | 2459.0036 | 91.7503 | 14421.5628 | 15405.0837 | 3848.566 | 2550.7539 | 2962.8749 | 529.107 | 573.9305 | 288.1015 | 4354.0139 | 19745.7657 | 0 | 19745.7657 | 1178.3023 | 0 | 43844.8458 | 9217.5845 | 53062.4302 | 0 | 79090.604 | 49.9331
1641 | Commercial | CheNgsd117 | ENERGY STAR Commercial Clothes Washer | 4529.0352 | 2304.7835 | 85.996 | 13517.0926 | 14438.9304 | 3607.1973 | 2390.7795 | 2777.0537 | 495.9233 | 537.9356 | 270.0327 | 4080.9453 | 22929.4408 | 0 | 22929.4408 | 1178.3023 | 0 | 50914.0951 | 9217.5845 | 60131.6796 | 0 | 91842.6406 | 57.984
1642 | Commercial | CheTgsd117 | ENERGY STAR Commercial Clothes Washer | 4529.0352 | 2304.7835 | 85.996 | 13517.0926 | 14438.9304 | 3607.1973 | 2390.7795 | 2777.0537 | 495.9233 | 537.9356 | 270.0327 | 4080.9453 | 22929.4408 | 0 | 22929.4408 | 1178.3023 | 0 | 50914.0951 | 9217.5845 | 60131.6796 | 0 | 91842.6406 | 57.984
1643 | Commercial | ChoNgsd117 | ENERGY STAR Commercial Clothes Washer | 4832.0869 | 2459.0036 | 91.7503 | 14421.5628 | 15405.0837 | 3848.566 | 2550.7539 | 2962.8749 | 529.107 | 573.9305 | 288.1015 | 4354.0139 | 19745.7657 | 0 | 19745.7657 | 1178.3023 | 0 | 43844.8458 | 9217.5845 | 53062.4302 | 0 | 79090.604 | 49.9331
1644 | Commercial | ChoTgsd117 | ENERGY STAR Commercial Clothes Washer | 4832.0869 | 2459.0036 | 91.7503 | 14421.5628 | 15405.0837 | 3848.566 | 2550.7539 | 2962.8749 | 529.107 | 573.9305 | 288.1015 | 4354.0139 | 19745.7657 | 0 | 19745.7657 | 1178.3023 | 0 | 43844.8458 | 9217.5845 | 53062.4302 | 0 | 79090.604 | 49.9331
1645 | Commercial | CloNgsd117 | ENERGY STAR Commercial Clothes Washer | 4832.0869 | 2459.0036 | 91.7503 | 14421.5628 | 15405.0837 | 3848.566 | 2550.7539 | 2962.8749 | 529.107 | 573.9305 | 288.1015 | 4354.0139 | 19745.7657 | 0 | 19745.7657 | 1178.3023 | 0 | 43844.8458 | 9217.5845 | 53062.4302 | 0 | 79090.604 | 49.9331
1646 | Commercial | CloTgsd117 | ENERGY STAR Commercial Clothes Washer | 4832.0869 | 2459.0036 | 91.7503 | 14421.5628 | 15405.0837 | 3848.566 | 2550.7539 | 2962.8749 | 529.107 | 573.9305 | 288.1015 | 4354.0139 | 19745.7657 | 0 | 19745.7657 | 1178.3023 | 0 | 43844.8458 | 9217.5845 | 53062.4302 | 0 | 79090.604 | 49.9331
1647 | Commercial | CscNgsd117 | ENERGY STAR Commercial Clothes Washer | 4832.0869 | 2459.0036 | 91.7503 | 14421.5628 | 15405.0837 | 3848.566 | 2550.7539 | 2962.8749 | 529.107 | 573.9305 | 288.1015 | 4354.0139 | 19745.7657 | 0 | 19745.7657 | 1178.3023 | 0 | 43844.8458 | 9217.5845 | 53062.4302 | 0 | 79090.604 | 49.9331
1648 | Commercial | CscTgsd117 | ENERGY STAR Commercial Clothes Washer | 4832.0869 | 2459.0036 | 91.7503 | 14421.5628 | 15405.0837 | 3848.566 | 2550.7539 | 2962.8749 | 529.107 | 573.9305 | 288.1015 | 4354.0139 | 19745.7657 | 0 | 19745.7657 | 1178.3023 | 0 | 43844.8458 | 9217.5845 | 53062.4302 | 0 | 79090.604 | 49.9331
1649 | Commercial | CasNgsd118 | Energy Star Vending Machine | 4524.3662 | 2302.4075 | 85.9074 | 13308.2463 | 14215.8413 | 3616.7712 | 2388.3148 | 2767.7866 | 495.2414 | 536.1401 | 269.6615 | 4068.8296 | 13145.5856 | 0 | 13145.5856 | 704.5319 | 0 | 28509.0499 | 10617.8427 | 39126.8927 | 0 | 56369.9271 | 0
1650 | Commercial | CasTgsd118 | Energy Star Vending Machine | 4524.3662 | 2302.4075 | 85.9074 | 13308.2463 | 14215.8413 | 3616.7712 | 2388.3148 | 2767.7866 | 495.2414 | 536.1401 | 269.6615 | 4068.8296 | 13145.5856 | 0 | 13145.5856 | 704.5319 | 0 | 28509.0499 | 10617.8427 | 39126.8927 | 0 | 56369.9271 | 0
1651 | Commercial | CcoNgsd118 | Energy Star Vending Machine | 4522.0736 | 2301.2408 | 85.8638 | 13301.5029 | 14208.638 | 3614.9385 | 2387.1046 | 2766.3841 | 494.9905 | 535.8684 | 269.5249 | 4066.7679 | 13101.3652 | 0 | 13101.3652 | 704.5319 | 0 | 28413.1486 | 10617.8427 | 39030.9913 | 0 | 56180.3008 | 0
1652 | Commercial | CcoTgsd118 | Energy Star Vending Machine | 4522.0736 | 2301.2408 | 85.8638 | 13301.5029 | 14208.638 | 3614.9385 | 2387.1046 | 2766.3841 | 494.9905 | 535.8684 | 269.5249 | 4066.7679 | 13101.3652 | 0 | 13101.3652 | 704.5319 | 0 | 28413.1486 | 10617.8427 | 39030.9913 | 0 | 56180.3008 | 0
1653 | Commercial | CgrNgsd118 | Energy Star Vending Machine | 4524.3662 | 2302.4075 | 85.9074 | 13308.2463 | 14215.8413 | 3616.7712 | 2388.3148 | 2767.7866 | 495.2414 | 536.1401 | 269.6615 | 4068.8296 | 13145.5856 | 0 | 13145.5856 | 704.5319 | 0 | 28509.0499 | 10617.8427 | 39126.8927 | 0 | 56369.9271 | 0
1654 | Commercial | CgrTgsd118 | Energy Star Vending Machine | 4524.3662 | 2302.4075 | 85.9074 | 13308.2463 | 14215.8413 | 3616.7712 | 2388.3148 | 2767.7866 | 495.2414 | 536.1401 | 269.6615 | 4068.8296 | 13145.5856 | 0 | 13145.5856 | 704.5319 | 0 | 28509.0499 | 10617.8427 | 39126.8927 | 0 | 56369.9271 | 0
1655 | Commercial | CheNgsd118 | Energy Star Vending Machine | 4522.0736 | 2301.2408 | 85.8638 | 13301.5029 | 14208.638 | 3614.9385 | 2387.1046 | 2766.3841 | 494.9905 | 535.8684 | 269.5249 | 4066.7679 | 13101.3652 | 0 | 13101.3652 | 704.5319 | 0 | 28413.1486 | 10617.8427 | 39030.9913 | 0 | 56180.3008 | 0
1656 | Commercial | CheTgsd118 | Energy Star Vending Machine | 4522.0736 | 2301.2408 | 85.8638 | 13301.5029 | 14208.638 | 3614.9385 | 2387.1046 | 2766.3841 | 494.9905 | 535.8684 | 269.5249 | 4066.7679 | 13101.3652 | 0 | 13101.3652 | 704.5319 | 0 | 28413.1486 | 10617.8427 | 39030.9913 | 0 | 56180.3008 | 0
1657 | Commercial | ChoNgsd118 | Energy Star Vending Machine | 4522.0736 | 2301.2408 | 85.8638 | 13301.5029 | 14208.638 | 3614.9385 | 2387.1046 | 2766.3841 | 494.9905 | 535.8684 | 269.5249 | 4066.7679 | 13101.3652 | 0 | 13101.3652 | 704.5319 | 0 | 28413.1486 | 10617.8427 | 39030.9913 | 0 | 56180.3008 | 0
1658 | Commercial | ChoTgsd118 | Energy Star Vending Machine | 4522.0736 | 2301.2408 | 85.8638 | 13301.5029 | 14208.638 | 3614.9385 | 2387.1046 | 2766.3841 | 494.9905 | 535.8684 | 269.5249 | 4066.7679 | 13101.3652 | 0 | 13101.3652 | 704.5319 | 0 | 28413.1486 | 10617.8427 | 39030.9913 | 0 | 56180.3008 | 0
1659 | Commercial | CloNgsd118 | Energy Star Vending Machine | 4522.0736 | 2301.2408 | 85.8638 | 13301.5029 | 14208.638 | 3614.9385 | 2387.1046 | 2766.3841 | 494.9905 | 535.8684 | 269.5249 | 4066.7679 | 13101.3652 | 0 | 13101.3652 | 704.5319 | 0 | 28413.1486 | 10617.8427 | 39030.9913 | 0 | 56180.3008 | 0
1660 | Commercial | CloTgsd118 | Energy Star Vending Machine | 4522.0736 | 2301.2408 | 85.8638 | 13301.5029 | 14208.638 | 3614.9385 | 2387.1046 | 2766.3841 | 494.9905 | 535.8684 | 269.5249 | 4066.7679 | 13101.3652 | 0 | 13101.3652 | 704.5319 | 0 | 28413.1486 | 10617.8427 | 39030.9913 | 0 | 56180.3008 | 0
1661 | Commercial | CofNgsd118 | Energy Star Vending Machine | 4524.3662 | 2302.4075 | 85.9074 | 13308.2463 | 14215.8413 | 3616.7712 | 2388.3148 | 2767.7866 | 495.2414 | 536.1401 | 269.6615 | 4068.8296 | 13145.5856 | 0 | 13145.5856 | 704.5319 | 0 | 28509.0499 | 10617.8427 | 39126.8927 | 0 | 56369.9271 | 0
1662 | Commercial | CofTgsd118 | Energy Star Vending Machine | 4524.3662 | 2302.4075 | 85.9074 | 13308.2463 | 14215.8413 | 3616.7712 | 2388.3148 | 2767.7866 | 495.2414 | 536.1401 | 269.6615 | 4068.8296 | 13145.5856 | 0 | 13145.5856 | 704.5319 | 0 | 28509.0499 | 10617.8427 | 39126.8927 | 0 | 56369.9271 | 0
1663 | Commercial | CreNgsd118 | Energy Star Vending Machine | 4522.0736 | 2301.2408 | 85.8638 | 13301.5029 | 14208.638 | 3614.9385 | 2387.1046 | 2766.3841 | 494.9905 | 535.8684 | 269.5249 | 4066.7679 | 13101.3652 | 0 | 13101.3652 | 704.5319 | 0 | 28413.1486 | 10617.8427 | 39030.9913 | 0 | 56180.3008 | 0
1664 | Commercial | CreTgsd118 | Energy Star Vending Machine | 4522.0736 | 2301.2408 | 85.8638 | 13301.5029 | 14208.638 | 3614.9385 | 2387.1046 | 2766.3841 | 494.9905 | 535.8684 | 269.5249 | 4066.7679 | 13101.3652 | 0 | 13101.3652 | 704.5319 | 0 | 28413.1486 | 10617.8427 | 39030.9913 | 0 | 56180.3008 | 0
1665 | Commercial | CrtNgsd118 | Energy Star Vending Machine | 4524.3662 | 2302.4075 | 85.9074 | 13308.2463 | 14215.8413 | 3616.7712 | 2388.3148 | 2767.7866 | 495.2414 | 536.1401 | 269.6615 | 4068.8296 | 13145.5856 | 0 | 13145.5856 | 704.5319 | 0 | 28509.0499 | 10617.8427 | 39126.8927 | 0 | 56369.9271 | 0
1666 | Commercial | CrtTgsd118 | Energy Star Vending Machine | 4524.3662 | 2302.4075 | 85.9074 | 13308.2463 | 14215.8413 | 3616.7712 | 2388.3148 | 2767.7866 | 495.2414 | 536.1401 | 269.6615 | 4068.8296 | 13145.5856 | 0 | 13145.5856 | 704.5319 | 0 | 28509.0499 | 10617.8427 | 39126.8927 | 0 | 56369.9271 | 0
1667 | Commercial | CscNgsd118 | Energy Star Vending Machine | 4522.0736 | 2301.2408 | 85.8638 | 13301.5029 | 14208.638 | 3614.9385 | 2387.1046 | 2766.3841 | 494.9905 | 535.8684 | 269.5249 | 4066.7679 | 13101.3652 | 0 | 13101.3652 | 704.5319 | 0 | 28413.1486 | 10617.8427 | 39030.9913 | 0 | 56180.3008 | 0
1668 | Commercial | CscTgsd118 | Energy Star Vending Machine | 4522.0736 | 2301.2408 | 85.8638 | 13301.5029 | 14208.638 | 3614.9385 | 2387.1046 | 2766.3841 | 494.9905 | 535.8684 | 269.5249 | 4066.7679 | 13101.3652 | 0 | 13101.3652 | 704.5319 | 0 | 28413.1486 | 10617.8427 | 39030.9913 | 0 | 56180.3008 | 0
1669 | Commercial | CheEgsd201 | Ceiling Insulation(R12 to R38) | 4145.0829 | 2109.3937 | 78.7057 | 12758.6027 | 13628.7132 | 3274.9724 | 2188.0994 | 2553.9188 | 454.2077 | 494.7136 | 247.3184 | 3750.1585 | 4376.5642 | 0 | 4376.5642 | 632.2974 | 0 | 8737.0483 | 11040.5152 | 19777.5636 | 0 | 34478.9833 | 0
1670 | Commercial | CofEgsd201 | Ceiling Insulation(R12 to R38) | 4145.0829 | 2109.3937 | 78.7057 | 12758.6027 | 13628.7132 | 3274.9724 | 2188.0994 | 2553.9188 | 454.2077 | 494.7136 | 247.3184 | 3750.1585 | 4376.5642 | 0 | 4376.5642 | 632.2974 | 0 | 8737.0483 | 11040.5152 | 19777.5636 | 0 | 34478.9833 | 0
1671 | Commercial | CheEgsd202 | Ceiling Insulation(R19 to R38) | 4120.487 | 2096.8771 | 78.2386 | 12758.6027 | 13628.7132 | 3250.3765 | 2175.1158 | 2541.099 | 451.5745 | 492.2305 | 245.8846 | 3730.7886 | 4376.5642 | 0 | 4376.5642 | 578.9711 | 0 | 8737.0483 | 10518.704 | 19255.7524 | 0 | 64017.4287 | 0
1672 | Commercial | CofEgsd202 | Ceiling Insulation(R19 to R38) | 4120.487 | 2096.8771 | 78.2386 | 12758.6027 | 13628.7132 | 3250.3765 | 2175.1158 | 2541.099 | 451.5745 | 492.2305 | 245.8846 | 3730.7886 | 4376.5642 | 0 | 4376.5642 | 578.9711 | 0 | 8737.0483 | 10518.704 | 19255.7524 | 0 | 64017.4287 | 0
1673 | Commercial | CheEgsd204 | Ceiling Insulation(R30 to R38) | 4337.5054 | 2207.3158 | 82.3593 | 12758.6027 | 13628.7132 | 3467.395 | 2289.6751 | 2653.4743 | 474.7875 | 513.997 | 258.5242 | 3900.783 | 4376.5642 | 0 | 4376.5642 | 578.9711 | 0 | 8737.0483 | 10617.8427 | 19354.8911 | 0 | 182813.38 | 0
1674 | Commercial | CofEgsd204 | Ceiling Insulation(R30 to R38) | 4337.5054 | 2207.3158 | 82.3593 | 12758.6027 | 13628.7132 | 3467.395 | 2289.6751 | 2653.4743 | 474.7875 | 513.997 | 258.5242 | 3900.783 | 4376.5642 | 0 | 4376.5642 | 578.9711 | 0 | 8737.0483 | 10617.8427 | 19354.8911 | 0 | 182813.38 | 0
1675 | Commercial | CasEgsd205 | Floor Insulation | 20286.0851 | 10323.3982 | 385.1864 | 59670.7269 | 63740.1476 | 16216.6644 | 10708.5846 | 12410.0376 | 2220.5343 | 2403.9131 | 1209.0923 | 18243.5773 | 100352.5093 | 0 | 100352.5093 | 578.9711 | 0 | 222829.5604 | 10617.8427 | 233447.4031 | 0 | 7195070.4808 | 0
1676 | Commercial | CasNgsd205 | Floor Insulation | 20286.0851 | 10323.3982 | 385.1864 | 59670.7269 | 63740.1476 | 16216.6644 | 10708.5846 | 12410.0376 | 2220.5343 | 2403.9131 | 1209.0923 | 18243.5773 | 100352.5093 | 0 | 100352.5093 | 578.9711 | 0 | 222829.5604 | 10617.8427 | 233447.4031 | 0 | 7234666.2026 | 0
1677 | Commercial | CcoEgsd205 | Floor Insulation | 4498.7131 | 2289.3529 | 85.4203 | 13232.789 | 14135.2379 | 3596.2642 | 2374.7732 | 2752.0933 | 492.4334 | 533.1002 | 268.1325 | 4045.7595 | 5320.3748 | 0 | 5320.3748 | 578.9711 | 0 | 10781.2212 | 10617.8427 | 21399.0639 | 0 | 348121.0071 | 0
1678 | Commercial | CcoNgsd205 | Floor Insulation | 4498.7131 | 2289.3529 | 85.4203 | 13232.789 | 14135.2379 | 3596.2642 | 2374.7732 | 2752.0933 | 492.4334 | 533.1002 | 268.1325 | 4045.7595 | 5320.3748 | 0 | 5320.3748 | 578.9711 | 0 | 10781.2212 | 10617.8427 | 21399.0639 | 0 | 350036.766 | 0
1679 | Commercial | CgrEgsd205 | Floor Insulation | 5719.7602 | 2910.7322 | 108.6052 | 16824.4511 | 17971.844 | 4572.3672 | 3019.3374 | 3499.0703 | 626.0904 | 677.795 | 340.9094 | 5143.8651 | 10256.4984 | 0 | 10256.4984 | 578.9711 | 0 | 21849.8328 | 10617.8427 | 32467.6756 | 0 | 705521.7408 | 0
1680 | Commercial | CgrNgsd205 | Floor Insulation | 5719.7602 | 2910.7322 | 108.6052 | 16824.4511 | 17971.844 | 4572.3672 | 3019.3374 | 3499.0703 | 626.0904 | 677.795 | 340.9094 | 5143.8651 | 10256.4984 | 0 | 10256.4984 | 578.9711 | 0 | 21849.8328 | 10617.8427 | 32467.6756 | 0 | 709404.3231 | 0
1681 | Commercial | CheEgsd205 | Floor Insulation | 20286.0851 | 10323.3982 | 385.1864 | 59670.7269 | 63740.1476 | 16216.6644 | 10708.5846 | 12410.0376 | 2220.5343 | 2403.9131 | 1209.0923 | 18243.5773 | 100352.5093 | 0 | 100352.5093 | 578.9711 | 0 | 222829.5604 | 10617.8427 | 233447.4031 | 0 | 7195070.4808 | 0
1682 | Commercial | CheNgsd205 | Floor Insulation | 20286.0851 | 10323.3982 | 385.1864 | 59670.7269 | 63740.1476 | 16216.6644 | 10708.5846 | 12410.0376 | 2220.5343 | 2403.9131 | 1209.0923 | 18243.5773 | 100352.5093 | 0 | 100352.5093 | 578.9711 | 0 | 222829.5604 | 10617.8427 | 233447.4031 | 0 | 7234666.2026 | 0
1683 | Commercial | ChoEgsd205 | Floor Insulation | 4498.7131 | 2289.3529 | 85.4203 | 13232.789 | 14135.2379 | 3596.2642 | 2374.7732 | 2752.0933 | 492.4334 | 533.1002 | 268.1325 | 4045.7595 | 5320.3748 | 0 | 5320.3748 | 578.9711 | 0 | 10781.2212 | 10617.8427 | 21399.0639 | 0 | 348121.0071 | 0
1684 | Commercial | ChoNgsd205 | Floor Insulation | 4498.7131 | 2289.3529 | 85.4203 | 13232.789 | 14135.2379 | 3596.2642 | 2374.7732 | 2752.0933 | 492.4334 | 533.1002 | 268.1325 | 4045.7595 | 5320.3748 | 0 | 5320.3748 | 578.9711 | 0 | 10781.2212 | 10617.8427 | 21399.0639 | 0 | 350036.766 | 0
1685 | Commercial | CinEgsd205 | Floor Insulation | 20286.0851 | 10323.3982 | 385.1864 | 59670.7269 | 63740.1476 | 16216.6644 | 10708.5846 | 12410.0376 | 2220.5343 | 2403.9131 | 1209.0923 | 18243.5773 | 100352.5093 | 0 | 100352.5093 | 578.9711 | 0 | 222829.5604 | 10617.8427 | 233447.4031 | 0 | 7195070.4808 | 0
1686 | Commercial | CinNgsd205 | Floor Insulation | 20286.0851 | 10323.3982 | 385.1864 | 59670.7269 | 63740.1476 | 16216.6644 | 10708.5846 | 12410.0376 | 2220.5343 | 2403.9131 | 1209.0923 | 18243.5773 | 100352.5093 | 0 | 100352.5093 | 578.9711 | 0 | 222829.5604 | 10617.8427 | 233447.4031 | 0 | 7234666.2026 | 0
1687 | Commercial | CloEgsd205 | Floor Insulation | 4498.7131 | 2289.3529 | 85.4203 | 13232.789 | 14135.2379 | 3596.2642 | 2374.7732 | 2752.0933 | 492.4334 | 533.1002 | 268.1325 | 4045.7595 | 5320.3748 | 0 | 5320.3748 | 578.9711 | 0 | 10781.2212 | 10617.8427 | 21399.0639 | 0 | 348121.0071 | 0
1688 | Commercial | CloNgsd205 | Floor Insulation | 4498.7131 | 2289.3529 | 85.4203 | 13232.789 | 14135.2379 | 3596.2642 | 2374.7732 | 2752.0933 | 492.4334 | 533.1002 | 268.1325 | 4045.7595 | 5320.3748 | 0 | 5320.3748 | 578.9711 | 0 | 10781.2212 | 10617.8427 | 21399.0639 | 0 | 350036.766 | 0
1689 | Commercial | CmiEgsd205 | Floor Insulation | 20286.0851 | 10323.3982 | 385.1864 | 59670.7269 | 63740.1476 | 16216.6644 | 10708.5846 | 12410.0376 | 2220.5343 | 2403.9131 | 1209.0923 | 18243.5773 | 100352.5093 | 0 | 100352.5093 | 578.9711 | 0 | 222829.5604 | 10617.8427 | 233447.4031 | 0 | 7195070.4808 | 0
1690 | Commercial | CmiNgsd205 | Floor Insulation | 20286.0851 | 10323.3982 | 385.1864 | 59670.7269 | 63740.1476 | 16216.6644 | 10708.5846 | 12410.0376 | 2220.5343 | 2403.9131 | 1209.0923 | 18243.5773 | 100352.5093 | 0 | 100352.5093 | 578.9711 | 0 | 222829.5604 | 10617.8427 | 233447.4031 | 0 | 7234666.2026 | 0
1691 | Commercial | CofEgsd205 | Floor Insulation | 20286.0851 | 10323.3982 | 385.1864 | 59670.7269 | 63740.1476 | 16216.6644 | 10708.5846 | 12410.0376 | 2220.5343 | 2403.9131 | 1209.0923 | 18243.5773 | 100352.5093 | 0 | 100352.5093 | 578.9711 | 0 | 222829.5604 | 10617.8427 | 233447.4031 | 0 | 7195070.4808 | 0
1692 | Commercial | CofNgsd205 | Floor Insulation | 20286.0851 | 10323.3982 | 385.1864 | 59670.7269 | 63740.1476 | 16216.6644 | 10708.5846 | 12410.0376 | 2220.5343 | 2403.9131 | 1209.0923 | 18243.5773 | 100352.5093 | 0 | 100352.5093 | 578.9711 | 0 | 222829.5604 | 10617.8427 | 233447.4031 | 0 | 7234666.2026 | 0
1693 | Commercial | CreEgsd205 | Floor Insulation | 5719.7602 | 2910.7322 | 108.6052 | 16824.4511 | 17971.844 | 4572.3672 | 3019.3374 | 3499.0703 | 626.0904 | 677.795 | 340.9094 | 5143.8651 | 10256.4984 | 0 | 10256.4984 | 578.9711 | 0 | 21849.8328 | 10617.8427 | 32467.6756 | 0 | 705521.7408 | 0
1694 | Commercial | CreNgsd205 | Floor Insulation | 5719.7602 | 2910.7322 | 108.6052 | 16824.4511 | 17971.844 | 4572.3672 | 3019.3374 | 3499.0703 | 626.0904 | 677.795 | 340.9094 | 5143.8651 | 10256.4984 | 0 | 10256.4984 | 578.9711 | 0 | 21849.8328 | 10617.8427 | 32467.6756 | 0 | 709404.3231 | 0
1695 | Commercial | CrtEgsd205 | Floor Insulation | 5719.7602 | 2910.7322 | 108.6052 | 16824.4511 | 17971.844 | 4572.3672 | 3019.3374 | 3499.0703 | 626.0904 | 677.795 | 340.9094 | 5143.8651 | 10256.4984 | 0 | 10256.4984 | 578.9711 | 0 | 21849.8328 | 10617.8427 | 32467.6756 | 0 | 705521.7408 | 0
1696 | Commercial | CrtNgsd205 | Floor Insulation | 5719.7602 | 2910.7322 | 108.6052 | 16824.4511 | 17971.844 | 4572.3672 | 3019.3374 | 3499.0703 | 626.0904 | 677.795 | 340.9094 | 5143.8651 | 10256.4984 | 0 | 10256.4984 | 578.9711 | 0 | 21849.8328 | 10617.8427 | 32467.6756 | 0 | 709404.3231 | 0
1697 | Commercial | CscEgsd205 | Floor Insulation | 20286.0851 | 10323.3982 | 385.1864 | 59670.7269 | 63740.1476 | 16216.6644 | 10708.5846 | 12410.0376 | 2220.5343 | 2403.9131 | 1209.0923 | 18243.5773 | 100352.5093 | 0 | 100352.5093 | 578.9711 | 0 | 222829.5604 | 10617.8427 | 233447.4031 | 0 | 7195070.4808 | 0
1698 | Commercial | CscNgsd205 | Floor Insulation | 20286.0851 | 10323.3982 | 385.1864 | 59670.7269 | 63740.1476 | 16216.6644 | 10708.5846 | 12410.0376 | 2220.5343 | 2403.9131 | 1209.0923 | 18243.5773 | 100352.5093 | 0 | 100352.5093 | 578.9711 | 0 | 222829.5604 | 10617.8427 | 233447.4031 | 0 | 7234666.2026 | 0
1699 | Commercial | CwaEgsd205 | Floor Insulation | 5358.2255 | 2726.7506 | 101.7405 | 15761.011 | 16835.8796 | 4283.357 | 2828.4911 | 3277.9011 | 586.5165 | 634.9529 | 319.3612 | 4818.7317 | 17695.9888 | 0 | 17695.9888 | 578.9711 | 0 | 39293.3812 | 10617.8427 | 49911.224 | 0 | 1268766.4431 | 0
1700 | Commercial | CwaNgsd205 | Floor Insulation | 5358.2255 | 2726.7506 | 101.7405 | 15761.011 | 16835.8796 | 4283.357 | 2828.4911 | 3277.9011 | 586.5165 | 634.9529 | 319.3612 | 4818.7317 | 17695.9888 | 0 | 17695.9888 | 578.9711 | 0 | 39293.3812 | 10617.8427 | 49911.224 | 0 | 1275748.616 | 0
1701 | Commercial | CasEgsd206 | Roof Insulation | 18708.1701 | 9520.4121 | 355.2254 | 59670.7269 | 63740.1476 | 14638.7494 | 9875.6375 | 11589.5887 | 2051.6609 | 2244.9962 | 1117.1399 | 17003.3857 | 100352.5093 | 0 | 100352.5093 | 578.9711 | 0 | 222829.5604 | 3194.5154 | 226024.0758 | 0 | 919597.3304 | 0
1702 | Commercial | CasNgsd206 | Roof Insulation | 18708.1701 | 9520.4121 | 355.2254 | 59670.7269 | 63740.1476 | 14638.7494 | 9875.6375 | 11589.5887 | 2051.6609 | 2244.9962 | 1117.1399 | 17003.3857 | 100352.5093 | 0 | 100352.5093 | 578.9711 | 0 | 222829.5604 | 3194.5154 | 226024.0758 | 0 | 1849316.0618 | 0
1703 | Commercial | CcoEgsd206 | Roof Insulation | 4148.7892 | 2111.2799 | 78.776 | 13232.789 | 14135.2379 | 3246.3402 | 2190.0559 | 2570.1477 | 454.9835 | 497.8582 | 247.7408 | 3770.7302 | 5320.3748 | 0 | 5320.3748 | 578.9711 | 0 | 10781.2212 | 3194.5154 | 13975.7366 | 0 | 44493.1217 | 0
1704 | Commercial | CcoNgsd206 | Roof Insulation | 4148.7892 | 2111.2799 | 78.776 | 13232.789 | 14135.2379 | 3246.3402 | 2190.0559 | 2570.1477 | 454.9835 | 497.8582 | 247.7408 | 3770.7302 | 5320.3748 | 0 | 5320.3748 | 578.9711 | 0 | 10781.2212 | 3194.5154 | 13975.7366 | 0 | 89475.9481 | 0
1705 | Commercial | CgrEgsd206 | Roof Insulation | 5274.8594 | 2684.3264 | 100.1575 | 16824.4511 | 17971.844 | 4127.4664 | 2784.4839 | 3267.7408 | 578.4757 | 632.9876 | 314.983 | 4794.1871 | 10256.4984 | 0 | 10256.4984 | 578.9711 | 0 | 21849.8328 | 3194.5154 | 25044.3482 | 0 | 90172.2846 | 0
1706 | Commercial | CgrNgsd206 | Roof Insulation | 5274.8594 | 2684.3264 | 100.1575 | 16824.4511 | 17971.844 | 4127.4664 | 2784.4839 | 3267.7408 | 578.4757 | 632.9876 | 314.983 | 4794.1871 | 10256.4984 | 0 | 10256.4984 | 578.9711 | 0 | 21849.8328 | 3194.5154 | 25044.3482 | 0 | 181337.0275 | 0
1707 | Commercial | CheEgsd206 | Roof Insulation | 18708.1701 | 9520.4121 | 355.2254 | 59670.7269 | 63740.1476 | 14638.7494 | 9875.6375 | 11589.5887 | 2051.6609 | 2244.9962 | 1117.1399 | 17003.3857 | 100352.5093 | 0 | 100352.5093 | 578.9711 | 0 | 222829.5604 | 3194.5154 | 226024.0758 | 0 | 919597.3304 | 0
1708 | Commercial | CheNgsd206 | Roof Insulation | 18708.1701 | 9520.4121 | 355.2254 | 59670.7269 | 63740.1476 | 14638.7494 | 9875.6375 | 11589.5887 | 2051.6609 | 2244.9962 | 1117.1399 | 17003.3857 | 100352.5093 | 0 | 100352.5093 | 578.9711 | 0 | 222829.5604 | 3194.5154 | 226024.0758 | 0 | 1849316.0618 | 0
1709 | Commercial | ChoEgsd206 | Roof Insulation | 4148.7892 | 2111.2799 | 78.776 | 13232.789 | 14135.2379 | 3246.3402 | 2190.0559 | 2570.1477 | 454.9835 | 497.8582 | 247.7408 | 3770.7302 | 5320.3748 | 0 | 5320.3748 | 578.9711 | 0 | 10781.2212 | 3194.5154 | 13975.7366 | 0 | 44493.1217 | 0
1710 | Commercial | ChoNgsd206 | Roof Insulation | 4148.7892 | 2111.2799 | 78.776 | 13232.789 | 14135.2379 | 3246.3402 | 2190.0559 | 2570.1477 | 454.9835 | 497.8582 | 247.7408 | 3770.7302 | 5320.3748 | 0 | 5320.3748 | 578.9711 | 0 | 10781.2212 | 3194.5154 | 13975.7366 | 0 | 89475.9481 | 0
1711 | Commercial | CinEgsd206 | Roof Insulation | 18708.1701 | 9520.4121 | 355.2254 | 59670.7269 | 63740.1476 | 14638.7494 | 9875.6375 | 11589.5887 | 2051.6609 | 2244.9962 | 1117.1399 | 17003.3857 | 100352.5093 | 0 | 100352.5093 | 578.9711 | 0 | 222829.5604 | 3194.5154 | 226024.0758 | 0 | 919597.3304 | 0
1712 | Commercial | CinNgsd206 | Roof Insulation | 18708.1701 | 9520.4121 | 355.2254 | 59670.7269 | 63740.1476 | 14638.7494 | 9875.6375 | 11589.5887 | 2051.6609 | 2244.9962 | 1117.1399 | 17003.3857 | 100352.5093 | 0 | 100352.5093 | 578.9711 | 0 | 222829.5604 | 3194.5154 | 226024.0758 | 0 | 1849316.0618 | 0
1713 | Commercial | CloEgsd206 | Roof Insulation | 4148.7892 | 2111.2799 | 78.776 | 13232.789 | 14135.2379 | 3246.3402 | 2190.0559 | 2570.1477 | 454.9835 | 497.8582 | 247.7408 | 3770.7302 | 5320.3748 | 0 | 5320.3748 | 578.9711 | 0 | 10781.2212 | 3194.5154 | 13975.7366 | 0 | 44493.1217 | 0
1714 | Commercial | CloNgsd206 | Roof Insulation | 4148.7892 | 2111.2799 | 78.776 | 13232.789 | 14135.2379 | 3246.3402 | 2190.0559 | 2570.1477 | 454.9835 | 497.8582 | 247.7408 | 3770.7302 | 5320.3748 | 0 | 5320.3748 | 578.9711 | 0 | 10781.2212 | 3194.5154 | 13975.7366 | 0 | 89475.9481 | 0
1715 | Commercial | CmiEgsd206 | Roof Insulation | 18708.1701 | 9520.4121 | 355.2254 | 59670.7269 | 63740.1476 | 14638.7494 | 9875.6375 | 11589.5887 | 2051.6609 | 2244.9962 | 1117.1399 | 17003.3857 | 100352.5093 | 0 | 100352.5093 | 578.9711 | 0 | 222829.5604 | 3194.5154 | 226024.0758 | 0 | 919597.3304 | 0
1716 | Commercial | CmiNgsd206 | Roof Insulation | 18708.1701 | 9520.4121 | 355.2254 | 59670.7269 | 63740.1476 | 14638.7494 | 9875.6375 | 11589.5887 | 2051.6609 | 2244.9962 | 1117.1399 | 17003.3857 | 100352.5093 | 0 | 100352.5093 | 578.9711 | 0 | 222829.5604 | 3194.5154 | 226024.0758 | 0 | 1849316.0618 | 0
1717 | Commercial | CofEgsd206 | Roof Insulation | 18708.1701 | 9520.4121 | 355.2254 | 59670.7269 | 63740.1476 | 14638.7494 | 9875.6375 | 11589.5887 | 2051.6609 | 2244.9962 | 1117.1399 | 17003.3857 | 100352.5093 | 0 | 100352.5093 | 578.9711 | 0 | 222829.5604 | 3194.5154 | 226024.0758 | 0 | 919597.3304 | 0
1718 | Commercial | CofNgsd206 | Roof Insulation | 18708.1701 | 9520.4121 | 355.2254 | 59670.7269 | 63740.1476 | 14638.7494 | 9875.6375 | 11589.5887 | 2051.6609 | 2244.9962 | 1117.1399 | 17003.3857 | 100352.5093 | 0 | 100352.5093 | 578.9711 | 0 | 222829.5604 | 3194.5154 | 226024.0758 | 0 | 1849316.0618 | 0
1719 | Commercial | CreEgsd206 | Roof Insulation | 5274.8594 | 2684.3264 | 100.1575 | 16824.4511 | 17971.844 | 4127.4664 | 2784.4839 | 3267.7408 | 578.4757 | 632.9876 | 314.983 | 4794.1871 | 10256.4984 | 0 | 10256.4984 | 578.9711 | 0 | 21849.8328 | 3194.5154 | 25044.3482 | 0 | 90172.2846 | 0
1720 | Commercial | CreNgsd206 | Roof Insulation | 5274.8594 | 2684.3264 | 100.1575 | 16824.4511 | 17971.844 | 4127.4664 | 2784.4839 | 3267.7408 | 578.4757 | 632.9876 | 314.983 | 4794.1871 | 10256.4984 | 0 | 10256.4984 | 578.9711 | 0 | 21849.8328 | 3194.5154 | 25044.3482 | 0 | 181337.0275 | 0
1721 | Commercial | CrtEgsd206 | Roof Insulation | 5274.8594 | 2684.3264 | 100.1575 | 16824.4511 | 17971.844 | 4127.4664 | 2784.4839 | 3267.7408 | 578.4757 | 632.9876 | 314.983 | 4794.1871 | 10256.4984 | 0 | 10256.4984 | 578.9711 | 0 | 21849.8328 | 3194.5154 | 25044.3482 | 0 | 90172.2846 | 0
1722 | Commercial | CrtNgsd206 | Roof Insulation | 5274.8594 | 2684.3264 | 100.1575 | 16824.4511 | 17971.844 | 4127.4664 | 2784.4839 | 3267.7408 | 578.4757 | 632.9876 | 314.983 | 4794.1871 | 10256.4984 | 0 | 10256.4984 | 578.9711 | 0 | 21849.8328 | 3194.5154 | 25044.3482 | 0 | 181337.0275 | 0
1723 | Commercial | CscEgsd206 | Roof Insulation | 18708.1701 | 9520.4121 | 355.2254 | 59670.7269 | 63740.1476 | 14638.7494 | 9875.6375 | 11589.5887 | 2051.6609 | 2244.9962 | 1117.1399 | 17003.3857 | 100352.5093 | 0 | 100352.5093 | 578.9711 | 0 | 222829.5604 | 3194.5154 | 226024.0758 | 0 | 919597.3304 | 0
1724 | Commercial | CscNgsd206 | Roof Insulation | 18708.1701 | 9520.4121 | 355.2254 | 59670.7269 | 63740.1476 | 14638.7494 | 9875.6375 | 11589.5887 | 2051.6609 | 2244.9962 | 1117.1399 | 17003.3857 | 100352.5093 | 0 | 100352.5093 | 578.9711 | 0 | 222829.5604 | 3194.5154 | 226024.0758 | 0 | 1849316.0618 | 0
1725 | Commercial | CwaEgsd206 | Roof Insulation | 4941.446 | 2514.6555 | 93.8268 | 15761.011 | 16835.8796 | 3866.5775 | 2608.4822 | 3061.1934 | 541.9114 | 592.9777 | 295.0735 | 4491.1561 | 17695.9888 | 0 | 17695.9888 | 578.9711 | 0 | 39293.3812 | 3194.5154 | 42487.8966 | 0 | 162160.2304 | 0
1726 | Commercial | CwaNgsd206 | Roof Insulation | 4941.446 | 2514.6555 | 93.8268 | 15761.011 | 16835.8796 | 3866.5775 | 2608.4822 | 3061.1934 | 541.9114 | 592.9777 | 295.0735 | 4491.1561 | 17695.9888 | 0 | 17695.9888 | 578.9711 | 0 | 39293.3812 | 3194.5154 | 42487.8966 | 0 | 326105.2249 | 0
1727 | Commercial | CheEgsd207 | Wall Insulation | 19271.1113 | 9806.8876 | 365.9144 | 59670.7269 | 63740.1476 | 15201.6906 | 10172.8019 | 11884.4695 | 2111.9696 | 2302.1133 | 1149.9783 | 17448.5307 | 100352.5093 | 0 | 100352.5093 | 632.2974 | 0 | 222829.5604 | 10518.704 | 233348.2644 | 0 | 176301.9188 | 0
1728 | Commercial | CofEgsd207 | Wall Insulation | 19271.1113 | 9806.8876 | 365.9144 | 59670.7269 | 63740.1476 | 15201.6906 | 10172.8019 | 11884.4695 | 2111.9696 | 2302.1133 | 1149.9783 | 17448.5307 | 100352.5093 | 0 | 100352.5093 | 632.2974 | 0 | 222829.5604 | 10518.704 | 233348.2644 | 0 | 171285.9147 | 0
1729 | Commercial | CasEgsd208 | Cool Roof | 3871.2268 | 1970.0309 | 73.5058 | 11986.7978 | 12804.2727 | 3053.7518 | 2043.5367 | 2387.3806 | 424.2575 | 462.454 | 231.0104 | 3505.1024 | 5195.2722 | 0 | 5195.2722 | 2086.3327 | 0 | 10495.9948 | 10518.704 | 21014.6988 | 0 | 182928.47 | 0
1730 | Commercial | CasNgsd208 | Cool Roof | 3871.2268 | 1970.0309 | 73.5058 | 11986.7978 | 12804.2727 | 3053.7518 | 2043.5367 | 2387.3806 | 424.2575 | 462.454 | 231.0104 | 3505.1024 | 5195.2722 | 0 | 5195.2722 | 2086.3327 | 0 | 10495.9948 | 10518.704 | 21014.6988 | 0 | 183376.9941 | 0
1731 | Commercial | CcoEgsd208 | Cool Roof | 3871.2268 | 1970.0309 | 73.5058 | 11986.7978 | 12804.2727 | 3053.7518 | 2043.5367 | 2387.3806 | 424.2575 | 462.454 | 231.0104 | 3505.1024 | 5195.2722 | 0 | 5195.2722 | 2086.3327 | 0 | 10495.9948 | 10518.704 | 21014.6988 | 0 | 182928.47 | 0
1732 | Commercial | CcoNgsd208 | Cool Roof | 3871.2268 | 1970.0309 | 73.5058 | 11986.7978 | 12804.2727 | 3053.7518 | 2043.5367 | 2387.3806 | 424.2575 | 462.454 | 231.0104 | 3505.1024 | 5195.2722 | 0 | 5195.2722 | 2086.3327 | 0 | 10495.9948 | 10518.704 | 21014.6988 | 0 | 183376.9941 | 0
1733 | Commercial | CgrEgsd208 | Cool Roof | 3871.2268 | 1970.0309 | 73.5058 | 11986.7978 | 12804.2727 | 3053.7518 | 2043.5367 | 2387.3806 | 424.2575 | 462.454 | 231.0104 | 3505.1024 | 5195.2722 | 0 | 5195.2722 | 2086.3327 | 0 | 10495.9948 | 10518.704 | 21014.6988 | 0 | 182928.47 | 0
1734 | Commercial | CgrNgsd208 | Cool Roof | 3871.2268 | 1970.0309 | 73.5058 | 11986.7978 | 12804.2727 | 3053.7518 | 2043.5367 | 2387.3806 | 424.2575 | 462.454 | 231.0104 | 3505.1024 | 5195.2722 | 0 | 5195.2722 | 2086.3327 | 0 | 10495.9948 | 10518.704 | 21014.6988 | 0 | 183376.9941 | 0
1735 | Commercial | CheEgsd208 | Cool Roof | 3871.2268 | 1970.0309 | 73.5058 | 11986.7978 | 12804.2727 | 3053.7518 | 2043.5367 | 2387.3806 | 424.2575 | 462.454 | 231.0104 | 3505.1024 | 5195.2722 | 0 | 5195.2722 | 2086.3327 | 0 | 10495.9948 | 10518.704 | 21014.6988 | 0 | 182928.47 | 0
1736 | Commercial | CheNgsd208 | Cool Roof | 3871.2268 | 1970.0309 | 73.5058 | 11986.7978 | 12804.2727 | 3053.7518 | 2043.5367 | 2387.3806 | 424.2575 | 462.454 | 231.0104 | 3505.1024 | 5195.2722 | 0 | 5195.2722 | 2086.3327 | 0 | 10495.9948 | 10518.704 | 21014.6988 | 0 | 183376.9941 | 0
1737 | Commercial | ChoEgsd208 | Cool Roof | 3871.2268 | 1970.0309 | 73.5058 | 11986.7978 | 12804.2727 | 3053.7518 | 2043.5367 | 2387.3806 | 424.2575 | 462.454 | 231.0104 | 3505.1024 | 5195.2722 | 0 | 5195.2722 | 2086.3327 | 0 | 10495.9948 | 10518.704 | 21014.6988 | 0 | 182928.47 | 0
1738 | Commercial | ChoNgsd208 | Cool Roof | 3871.2268 | 1970.0309 | 73.5058 | 11986.7978 | 12804.2727 | 3053.7518 | 2043.5367 | 2387.3806 | 424.2575 | 462.454 | 231.0104 | 3505.1024 | 5195.2722 | 0 | 5195.2722 | 2086.3327 | 0 | 10495.9948 | 10518.704 | 21014.6988 | 0 | 183376.9941 | 0
1739 | Commercial | CinEgsd208 | Cool Roof | 3871.2268 | 1970.0309 | 73.5058 | 11986.7978 | 12804.2727 | 3053.7518 | 2043.5367 | 2387.3806 | 424.2575 | 462.454 | 231.0104 | 3505.1024 | 5195.2722 | 0 | 5195.2722 | 2086.3327 | 0 | 10495.9948 | 10518.704 | 21014.6988 | 0 | 182928.47 | 0
1740 | Commercial | CinNgsd208 | Cool Roof | 3871.2268 | 1970.0309 | 73.5058 | 11986.7978 | 12804.2727 | 3053.7518 | 2043.5367 | 2387.3806 | 424.2575 | 462.454 | 231.0104 | 3505.1024 | 5195.2722 | 0 | 5195.2722 | 2086.3327 | 0 | 10495.9948 | 10518.704 | 21014.6988 | 0 | 183376.9941 | 0
1741 | Commercial | CloEgsd208 | Cool Roof | 3871.2268 | 1970.0309 | 73.5058 | 11986.7978 | 12804.2727 | 3053.7518 | 2043.5367 | 2387.3806 | 424.2575 | 462.454 | 231.0104 | 3505.1024 | 3987.8738 | 0 | 3987.8738 | 2086.3327 | 0 | 7912.8074 | 10518.704 | 18431.5115 | 0 | 137907.6335 | 0
1742 | Commercial | CloNgsd208 | Cool Roof | 3871.2268 | 1970.0309 | 73.5058 | 11986.7978 | 12804.2727 | 3053.7518 | 2043.5367 | 2387.3806 | 424.2575 | 462.454 | 231.0104 | 3505.1024 | 3987.8738 | 0 | 3987.8738 | 2086.3327 | 0 | 7912.8074 | 10518.704 | 18431.5115 | 0 | 138245.7542 | 0
1743 | Commercial | CmiEgsd208 | Cool Roof | 3871.2268 | 1970.0309 | 73.5058 | 11986.7978 | 12804.2727 | 3053.7518 | 2043.5367 | 2387.3806 | 424.2575 | 462.454 | 231.0104 | 3505.1024 | 15741.3621 | 0 | 15741.3621 | 2086.3327 | 0 | 34557.6057 | 10518.704 | 45076.3097 | 0 | 602284.0358 | 0
1744 | Commercial | CmiNgsd208 | Cool Roof | 3871.2268 | 1970.0309 | 73.5058 | 11986.7978 | 12804.2727 | 3053.7518 | 2043.5367 | 2387.3806 | 424.2575 | 462.454 | 231.0104 | 3505.1024 | 15741.3621 | 0 | 15741.3621 | 2086.3327 | 0 | 34557.6057 | 10518.704 | 45076.3097 | 0 | 603760.7002 | 0
1745 | Commercial | CofEgsd208 | Cool Roof | 3871.2268 | 1970.0309 | 73.5058 | 11986.7978 | 12804.2727 | 3053.7518 | 2043.5367 | 2387.3806 | 424.2575 | 462.454 | 231.0104 | 3505.1024 | 5195.2722 | 0 | 5195.2722 | 2086.3327 | 0 | 10495.9948 | 10518.704 | 21014.6988 | 0 | 182928.47 | 0
1746 | Commercial | CofNgsd208 | Cool Roof | 3871.2268 | 1970.0309 | 73.5058 | 11986.7978 | 12804.2727 | 3053.7518 | 2043.5367 | 2387.3806 | 424.2575 | 462.454 | 231.0104 | 3505.1024 | 5195.2722 | 0 | 5195.2722 | 2086.3327 | 0 | 10495.9948 | 10518.704 | 21014.6988 | 0 | 183376.9941 | 0
1747 | Commercial | CreEgsd208 | Cool Roof | 3871.2268 | 1970.0309 | 73.5058 | 11986.7978 | 12804.2727 | 3053.7518 | 2043.5367 | 2387.3806 | 424.2575 | 462.454 | 231.0104 | 3505.1024 | 5195.2722 | 0 | 5195.2722 | 2086.3327 | 0 | 10495.9948 | 10518.704 | 21014.6988 | 0 | 182928.47 | 0
1748 | Commercial | CreNgsd208 | Cool Roof | 3871.2268 | 1970.0309 | 73.5058 | 11986.7978 | 12804.2727 | 3053.7518 | 2043.5367 | 2387.3806 | 424.2575 | 462.454 | 231.0104 | 3505.1024 | 5195.2722 | 0 | 5195.2722 | 2086.3327 | 0 | 10495.9948 | 10518.704 | 21014.6988 | 0 | 183376.9941 | 0
1749 | Commercial | CrtEgsd208 | Cool Roof | 3871.2268 | 1970.0309 | 73.5058 | 11986.7978 | 12804.2727 | 3053.7518 | 2043.5367 | 2387.3806 | 424.2575 | 462.454 | 231.0104 | 3505.1024 | 5195.2722 | 0 | 5195.2722 | 2086.3327 | 0 | 10495.9948 | 10518.704 | 21014.6988 | 0 | 182928.47 | 0
1750 | Commercial | CrtNgsd208 | Cool Roof | 3871.2268 | 1970.0309 | 73.5058 | 11986.7978 | 12804.2727 | 3053.7518 | 2043.5367 | 2387.3806 | 424.2575 | 462.454 | 231.0104 | 3505.1024 | 5195.2722 | 0 | 5195.2722 | 2086.3327 | 0 | 10495.9948 | 10518.704 | 21014.6988 | 0 | 183376.9941 | 0
1751 | Commercial | CscEgsd208 | Cool Roof | 3871.2268 | 1970.0309 | 73.5058 | 11986.7978 | 12804.2727 | 3053.7518 | 2043.5367 | 2387.3806 | 424.2575 | 462.454 | 231.0104 | 3505.1024 | 5195.2722 | 0 | 5195.2722 | 2086.3327 | 0 | 10495.9948 | 10518.704 | 21014.6988 | 0 | 182928.47 | 0
1752 | Commercial | CscNgsd208 | Cool Roof | 3871.2268 | 1970.0309 | 73.5058 | 11986.7978 | 12804.2727 | 3053.7518 | 2043.5367 | 2387.3806 | 424.2575 | 462.454 | 231.0104 | 3505.1024 | 5195.2722 | 0 | 5195.2722 | 2086.3327 | 0 | 10495.9948 | 10518.704 | 21014.6988 | 0 | 183376.9941 | 0
1753 | Commercial | CwaEgsd208 | Cool Roof | 3871.2268 | 1970.0309 | 73.5058 | 11986.7978 | 12804.2727 | 3053.7518 | 2043.5367 | 2387.3806 | 424.2575 | 462.454 | 231.0104 | 3505.1024 | 15741.3621 | 0 | 15741.3621 | 2086.3327 | 0 | 34557.6057 | 10518.704 | 45076.3097 | 0 | 602284.0358 | 0
1754 | Commercial | CwaNgsd208 | Cool Roof | 3871.2268 | 1970.0309 | 73.5058 | 11986.7978 | 12804.2727 | 3053.7518 | 2043.5367 | 2387.3806 | 424.2575 | 462.454 | 231.0104 | 3505.1024 | 15741.3621 | 0 | 15741.3621 | 2086.3327 | 0 | 34557.6057 | 10518.704 | 45076.3097 | 0 | 603760.7002 | 0
1755 | Commercial | CasEgsd209 | Green Roof | 3871.2268 | 1970.0309 | 73.5058 | 11986.7978 | 12804.2727 | 3053.7518 | 2043.5367 | 2387.3806 | 424.2575 | 462.454 | 231.0104 | 3505.1024 | 5195.2722 | 0 | 5195.2722 | 721.5234 | 0 | 10495.9948 | 10518.704 | 21014.6988 | 0 | 1974923.3181 | 0
1756 | Commercial | CasNgsd209 | Green Roof | 3871.2268 | 1970.0309 | 73.5058 | 11986.7978 | 12804.2727 | 3053.7518 | 2043.5367 | 2387.3806 | 424.2575 | 462.454 | 231.0104 | 3505.1024 | 5195.2722 | 0 | 5195.2722 | 721.5234 | 0 | 10495.9948 | 10518.704 | 21014.6988 | 0 | 1989161.3161 | 0
1757 | Commercial | CcoEgsd209 | Green Roof | 3871.2268 | 1970.0309 | 73.5058 | 11986.7978 | 12804.2727 | 3053.7518 | 2043.5367 | 2387.3806 | 424.2575 | 462.454 | 231.0104 | 3505.1024 | 5195.2722 | 0 | 5195.2722 | 721.5234 | 0 | 10495.9948 | 10518.704 | 21014.6988 | 0 | 1974923.3181 | 0
1758 | Commercial | CcoNgsd209 | Green Roof | 3871.2268 | 1970.0309 | 73.5058 | 11986.7978 | 12804.2727 | 3053.7518 | 2043.5367 | 2387.3806 | 424.2575 | 462.454 | 231.0104 | 3505.1024 | 5195.2722 | 0 | 5195.2722 | 721.5234 | 0 | 10495.9948 | 10518.704 | 21014.6988 | 0 | 1989161.3161 | 0
1759 | Commercial | CgrEgsd209 | Green Roof | 3871.2268 | 1970.0309 | 73.5058 | 11986.7978 | 12804.2727 | 3053.7518 | 2043.5367 | 2387.3806 | 424.2575 | 462.454 | 231.0104 | 3505.1024 | 5195.2722 | 0 | 5195.2722 | 721.5234 | 0 | 10495.9948 | 10518.704 | 21014.6988 | 0 | 1974923.3181 | 0
1760 | Commercial | CgrNgsd209 | Green Roof | 3871.2268 | 1970.0309 | 73.5058 | 11986.7978 | 12804.2727 | 3053.7518 | 2043.5367 | 2387.3806 | 424.2575 | 462.454 | 231.0104 | 3505.1024 | 5195.2722 | 0 | 5195.2722 | 721.5234 | 0 | 10495.9948 | 10518.704 | 21014.6988 | 0 | 1989161.3161 | 0
1761 | Commercial | CheEgsd209 | Green Roof | 3871.2268 | 1970.0309 | 73.5058 | 11986.7978 | 12804.2727 | 3053.7518 | 2043.5367 | 2387.3806 | 424.2575 | 462.454 | 231.0104 | 3505.1024 | 5195.2722 | 0 | 5195.2722 | 721.5234 | 0 | 10495.9948 | 10518.704 | 21014.6988 | 0 | 1974923.3181 | 0
1762 | Commercial | CheNgsd209 | Green Roof | 3871.2268 | 1970.0309 | 73.5058 | 11986.7978 | 12804.2727 | 3053.7518 | 2043.5367 | 2387.3806 | 424.2575 | 462.454 | 231.0104 | 3505.1024 | 5195.2722 | 0 | 5195.2722 | 721.5234 | 0 | 10495.9948 | 10518.704 | 21014.6988 | 0 | 1989161.3161 | 0
1763 | Commercial | ChoEgsd209 | Green Roof | 3871.2268 | 1970.0309 | 73.5058 | 11986.7978 | 12804.2727 | 3053.7518 | 2043.5367 | 2387.3806 | 424.2575 | 462.454 | 231.0104 | 3505.1024 | 5195.2722 | 0 | 5195.2722 | 721.5234 | 0 | 10495.9948 | 10518.704 | 21014.6988 | 0 | 1974923.3181 | 0
1764 | Commercial | ChoNgsd209 | Green Roof | 3871.2268 | 1970.0309 | 73.5058 | 11986.7978 | 12804.2727 | 3053.7518 | 2043.5367 | 2387.3806 | 424.2575 | 462.454 | 231.0104 | 3505.1024 | 5195.2722 | 0 | 5195.2722 | 721.5234 | 0 | 10495.9948 | 10518.704 | 21014.6988 | 0 | 1989161.3161 | 0
1765 | Commercial | CinEgsd209 | Green Roof | 3871.2268 | 1970.0309 | 73.5058 | 11986.7978 | 12804.2727 | 3053.7518 | 2043.5367 | 2387.3806 | 424.2575 | 462.454 | 231.0104 | 3505.1024 | 5195.2722 | 0 | 5195.2722 | 721.5234 | 0 | 10495.9948 | 10518.704 | 21014.6988 | 0 | 1974923.3181 | 0
1766 | Commercial | CinNgsd209 | Green Roof | 3871.2268 | 1970.0309 | 73.5058 | 11986.7978 | 12804.2727 | 3053.7518 | 2043.5367 | 2387.3806 | 424.2575 | 462.454 | 231.0104 | 3505.1024 | 5195.2722 | 0 | 5195.2722 | 721.5234 | 0 | 10495.9948 | 10518.704 | 21014.6988 | 0 | 1989161.3161 | 0
1767 | Commercial | CloEgsd209 | Green Roof | 3871.2268 | 1970.0309 | 73.5058 | 11986.7978 | 12804.2727 | 3053.7518 | 2043.5367 | 2387.3806 | 424.2575 | 462.454 | 231.0104 | 3505.1024 | 3987.8738 | 0 | 3987.8738 | 721.5234 | 0 | 7912.8074 | 10518.704 | 18431.5115 | 0 | 1488871.5103 | 0
1768 | Commercial | CloNgsd209 | Green Roof | 3871.2268 | 1970.0309 | 73.5058 | 11986.7978 | 12804.2727 | 3053.7518 | 2043.5367 | 2387.3806 | 424.2575 | 462.454 | 231.0104 | 3505.1024 | 3987.8738 | 0 | 3987.8738 | 721.5234 | 0 | 7912.8074 | 10518.704 | 18431.5115 | 0 | 1499605.3931 | 0
1769 | Commercial | CmiEgsd209 | Green Roof | 3871.2268 | 1970.0309 | 73.5058 | 11986.7978 | 12804.2727 | 3053.7518 | 2043.5367 | 2387.3806 | 424.2575 | 462.454 | 231.0104 | 3505.1024 | 15741.3621 | 0 | 15741.3621 | 721.5234 | 0 | 34557.6057 | 10518.704 | 45076.3097 | 0 | 6502348.6056 | 0
1770 | Commercial | CmiNgsd209 | Green Roof | 3871.2268 | 1970.0309 | 73.5058 | 11986.7978 | 12804.2727 | 3053.7518 | 2043.5367 | 2387.3806 | 424.2575 | 462.454 | 231.0104 | 3505.1024 | 15741.3621 | 0 | 15741.3621 | 721.5234 | 0 | 34557.6057 | 10518.704 | 45076.3097 | 0 | 6549226.9794 | 0
1771 | Commercial | CofEgsd209 | Green Roof | 3871.2268 | 1970.0309 | 73.5058 | 11986.7978 | 12804.2727 | 3053.7518 | 2043.5367 | 2387.3806 | 424.2575 | 462.454 | 231.0104 | 3505.1024 | 5195.2722 | 0 | 5195.2722 | 721.5234 | 0 | 10495.9948 | 10518.704 | 21014.6988 | 0 | 1974923.3181 | 0
1772 | Commercial | CofNgsd209 | Green Roof | 3871.2268 | 1970.0309 | 73.5058 | 11986.7978 | 12804.2727 | 3053.7518 | 2043.5367 | 2387.3806 | 424.2575 | 462.454 | 231.0104 | 3505.1024 | 5195.2722 | 0 | 5195.2722 | 721.5234 | 0 | 10495.9948 | 10518.704 | 21014.6988 | 0 | 1989161.3161 | 0
1773 | Commercial | CreEgsd209 | Green Roof | 3871.2268 | 1970.0309 | 73.5058 | 11986.7978 | 12804.2727 | 3053.7518 | 2043.5367 | 2387.3806 | 424.2575 | 462.454 | 231.0104 | 3505.1024 | 5195.2722 | 0 | 5195.2722 | 721.5234 | 0 | 10495.9948 | 10518.704 | 21014.6988 | 0 | 1974923.3181 | 0
1774 | Commercial | CreNgsd209 | Green Roof | 3871.2268 | 1970.0309 | 73.5058 | 11986.7978 | 12804.2727 | 3053.7518 | 2043.5367 | 2387.3806 | 424.2575 | 462.454 | 231.0104 | 3505.1024 | 5195.2722 | 0 | 5195.2722 | 721.5234 | 0 | 10495.9948 | 10518.704 | 21014.6988 | 0 | 1989161.3161 | 0
1775 | Commercial | CrtEgsd209 | Green Roof | 3871.2268 | 1970.0309 | 73.5058 | 11986.7978 | 12804.2727 | 3053.7518 | 2043.5367 | 2387.3806 | 424.2575 | 462.454 | 231.0104 | 3505.1024 | 5195.2722 | 0 | 5195.2722 | 721.5234 | 0 | 10495.9948 | 10518.704 | 21014.6988 | 0 | 1974923.3181 | 0
1776 | Commercial | CrtNgsd209 | Green Roof | 3871.2268 | 1970.0309 | 73.5058 | 11986.7978 | 12804.2727 | 3053.7518 | 2043.5367 | 2387.3806 | 424.2575 | 462.454 | 231.0104 | 3505.1024 | 5195.2722 | 0 | 5195.2722 | 721.5234 | 0 | 10495.9948 | 10518.704 | 21014.6988 | 0 | 1989161.3161 | 0
1777 | Commercial | CscEgsd209 | Green Roof | 3871.2268 | 1970.0309 | 73.5058 | 11986.7978 | 12804.2727 | 3053.7518 | 2043.5367 | 2387.3806 | 424.2575 | 462.454 | 231.0104 | 3505.1024 | 5195.2722 | 0 | 5195.2722 | 721.5234 | 0 | 10495.9948 | 10518.704 | 21014.6988 | 0 | 1974923.3181 | 0
1778 | Commercial | CscNgsd209 | Green Roof | 3871.2268 | 1970.0309 | 73.5058 | 11986.7978 | 12804.2727 | 3053.7518 | 2043.5367 | 2387.3806 | 424.2575 | 462.454 | 231.0104 | 3505.1024 | 5195.2722 | 0 | 5195.2722 | 721.5234 | 0 | 10495.9948 | 10518.704 | 21014.6988 | 0 | 1989161.3161 | 0
1779 | Commercial | CwaEgsd209 | Green Roof | 3871.2268 | 1970.0309 | 73.5058 | 11986.7978 | 12804.2727 | 3053.7518 | 2043.5367 | 2387.3806 | 424.2575 | 462.454 | 231.0104 | 3505.1024 | 15741.3621 | 0 | 15741.3621 | 721.5234 | 0 | 34557.6057 | 10518.704 | 45076.3097 | 0 | 6502348.6056 | 0
1780 | Commercial | CwaNgsd209 | Green Roof | 3871.2268 | 1970.0309 | 73.5058 | 11986.7978 | 12804.2727 | 3053.7518 | 2043.5367 | 2387.3806 | 424.2575 | 462.454 | 231.0104 | 3505.1024 | 15741.3621 | 0 | 15741.3621 | 721.5234 | 0 | 34557.6057 | 10518.704 | 45076.3097 | 0 | 6549226.9794 | 0
1781 | Commercial | CheEgsd210 | Infiltration Reduction - Air Sealing | 6210.5603 | 3160.4958 | 117.9244 | 18268.1206 | 19513.9688 | 4964.7121 | 3278.4202 | 3799.3179 | 679.8139 | 735.9551 | 370.1621 | 5585.249 | 9513.7875 | 0 | 9513.7875 | 2606.8489 | 0 | 20158.0911 | 10617.8427 | 30775.9339 | 0 | 377903.6478 | 0
1782 | Commercial | CofEgsd210 | Infiltration Reduction - Air Sealing | 6210.5603 | 3160.4958 | 117.9244 | 18268.1206 | 19513.9688 | 4964.7121 | 3278.4202 | 3799.3179 | 679.8139 | 735.9551 | 370.1621 | 5585.249 | 9513.7875 | 0 | 9513.7875 | 2606.8489 | 0 | 20158.0911 | 10617.8427 | 30775.9339 | 0 | 80685.606 | 0
1783 | Commercial | CrtEgsd210 | Infiltration Reduction - Air Sealing | 6210.5603 | 3160.4958 | 117.9244 | 18268.1206 | 19513.9688 | 4964.7121 | 3278.4202 | 3799.3179 | 679.8139 | 735.9551 | 370.1621 | 5585.249 | 9513.7875 | 0 | 9513.7875 | 2606.8489 | 0 | 20158.0911 | 10617.8427 | 30775.9339 | 0 | 248428.9863 | 0
1784 | Commercial | CwaEgsd211 | Warehouse Loading Dock Seals | 5090.1374 | 2590.3231 | 96.6501 | 15761.011 | 16835.8796 | 4015.2689 | 2686.9732 | 3139.0812 | 557.841 | 608.0642 | 303.7473 | 4608.7336 | 17695.9888 | 0 | 17695.9888 | 661.1674 | 0 | 39293.3812 | 10518.704 | 49812.0852 | 0 | 306613.5174 | 0
1785 | Commercial | CwaNgsd211 | Warehouse Loading Dock Seals | 5090.1374 | 2590.3231 | 96.6501 | 15761.011 | 16835.8796 | 4015.2689 | 2686.9732 | 3139.0812 | 557.841 | 608.0642 | 303.7473 | 4608.7336 | 17695.9888 | 0 | 17695.9888 | 661.1674 | 0 | 39293.3812 | 10518.704 | 49812.0852 | 0 | 308300.7887 | 0
1786 | Commercial | CasEgsd212 | Low U-Value Windows | 3878.8653 | 1973.9181 | 73.6508 | 12010.4495 | 12829.5375 | 3059.7773 | 2047.5689 | 2392.0912 | 425.0946 | 463.3665 | 231.4662 | 3512.0185 | 5893.6088 | 0 | 5893.6088 | 365.666 | 0 | 11995.8892 | 10518.704 | 22514.5932 | 0 | 19412.7481 | 0
1787 | Commercial | CasNgsd212 | Low U-Value Windows | 3878.8653 | 1973.9181 | 73.6508 | 12010.4495 | 12829.5375 | 3059.7773 | 2047.5689 | 2392.0912 | 425.0946 | 463.3665 | 231.4662 | 3512.0185 | 5893.6088 | 0 | 5893.6088 | 365.666 | 0 | 11995.8892 | 10518.704 | 22514.5932 | 0 | 148831.0685 | 0
1788 | Commercial | CcoEgsd212 | Low U-Value Windows | 3878.8653 | 1973.9181 | 73.6508 | 12010.4495 | 12829.5375 | 3059.7773 | 2047.5689 | 2392.0912 | 425.0946 | 463.3665 | 231.4662 | 3512.0185 | 5893.6088 | 0 | 5893.6088 | 365.666 | 0 | 11995.8892 | 10518.704 | 22514.5932 | 0 | 19412.7481 | 0
1789 | Commercial | CcoNgsd212 | Low U-Value Windows | 3878.8653 | 1973.9181 | 73.6508 | 12010.4495 | 12829.5375 | 3059.7773 | 2047.5689 | 2392.0912 | 425.0946 | 463.3665 | 231.4662 | 3512.0185 | 5893.6088 | 0 | 5893.6088 | 365.666 | 0 | 11995.8892 | 10518.704 | 22514.5932 | 0 | 148831.0685 | 0
1790 | Commercial | CgrEgsd212 | Low U-Value Windows | 3878.8653 | 1973.9181 | 73.6508 | 12010.4495 | 12829.5375 | 3059.7773 | 2047.5689 | 2392.0912 | 425.0946 | 463.3665 | 231.4662 | 3512.0185 | 5893.6088 | 0 | 5893.6088 | 365.666 | 0 | 11995.8892 | 10518.704 | 22514.5932 | 0 | 19412.7481 | 0
1791 | Commercial | CgrNgsd212 | Low U-Value Windows | 3878.8653 | 1973.9181 | 73.6508 | 12010.4495 | 12829.5375 | 3059.7773 | 2047.5689 | 2392.0912 | 425.0946 | 463.3665 | 231.4662 | 3512.0185 | 5893.6088 | 0 | 5893.6088 | 365.666 | 0 | 11995.8892 | 10518.704 | 22514.5932 | 0 | 148831.0685 | 0
1792 | Commercial | CheEgsd212 | Low U-Value Windows | 3878.8653 | 1973.9181 | 73.6508 | 12010.4495 | 12829.5375 | 3059.7773 | 2047.5689 | 2392.0912 | 425.0946 | 463.3665 | 231.4662 | 3512.0185 | 5893.6088 | 0 | 5893.6088 | 365.666 | 0 | 11995.8892 | 10518.704 | 22514.5932 | 0 | 19412.7481 | 0
1793 | Commercial | CheNgsd212 | Low U-Value Windows | 3878.8653 | 1973.9181 | 73.6508 | 12010.4495 | 12829.5375 | 3059.7773 | 2047.5689 | 2392.0912 | 425.0946 | 463.3665 | 231.4662 | 3512.0185 | 5893.6088 | 0 | 5893.6088 | 365.666 | 0 | 11995.8892 | 10518.704 | 22514.5932 | 0 | 148831.0685 | 0
1794 | Commercial | ChoEgsd212 | Low U-Value Windows | 3878.8653 | 1973.9181 | 73.6508 | 12010.4495 | 12829.5375 | 3059.7773 | 2047.5689 | 2392.0912 | 425.0946 | 463.3665 | 231.4662 | 3512.0185 | 5893.6088 | 0 | 5893.6088 | 365.666 | 0 | 11995.8892 | 10518.704 | 22514.5932 | 0 | 19412.7481 | 0
1795 | Commercial | ChoNgsd212 | Low U-Value Windows | 3878.8653 | 1973.9181 | 73.6508 | 12010.4495 | 12829.5375 | 3059.7773 | 2047.5689 | 2392.0912 | 425.0946 | 463.3665 | 231.4662 | 3512.0185 | 5893.6088 | 0 | 5893.6088 | 365.666 | 0 | 11995.8892 | 10518.704 | 22514.5932 | 0 | 148831.0685 | 0
1796 | Commercial | CinEgsd212 | Low U-Value Windows | 3878.8653 | 1973.9181 | 73.6508 | 12010.4495 | 12829.5375 | 3059.7773 | 2047.5689 | 2392.0912 | 425.0946 | 463.3665 | 231.4662 | 3512.0185 | 5893.6088 | 0 | 5893.6088 | 365.666 | 0 | 11995.8892 | 10518.704 | 22514.5932 | 0 | 19412.7481 | 0
1797 | Commercial | CinNgsd212 | Low U-Value Windows | 3878.8653 | 1973.9181 | 73.6508 | 12010.4495 | 12829.5375 | 3059.7773 | 2047.5689 | 2392.0912 | 425.0946 | 463.3665 | 231.4662 | 3512.0185 | 5893.6088 | 0 | 5893.6088 | 365.666 | 0 | 11995.8892 | 10518.704 | 22514.5932 | 0 | 148831.0685 | 0
1798 | Commercial | CloEgsd212 | Low U-Value Windows | 3717.4853 | 1891.7933 | 70.5866 | 11510.7554 | 12295.7652 | 2932.4755 | 1962.3799 | 2292.5684 | 407.4086 | 444.0882 | 221.836 | 3365.9012 | 5015.7512 | 0 | 5015.7512 | 365.666 | 0 | 10104.8824 | 10518.704 | 20623.5864 | 0 | 16352.5627 | 0
1799 | Commercial | CloNgsd212 | Low U-Value Windows | 3717.4853 | 1891.7933 | 70.5866 | 11510.7554 | 12295.7652 | 2932.4755 | 1962.3799 | 2292.5684 | 407.4086 | 444.0882 | 221.836 | 3365.9012 | 5015.7512 | 0 | 5015.7512 | 365.666 | 0 | 10104.8824 | 10518.704 | 20623.5864 | 0 | 125369.6589 | 0
1800 | Commercial | CmiEgsd212 | Low U-Value Windows | 3755.8661 | 1911.325 | 71.3153 | 11629.5972 | 12422.7118 | 2962.7515 | 1982.6403 | 2316.2378 | 411.6148 | 448.6731 | 224.1264 | 3400.6521 | 6325.2951 | 0 | 6325.2951 | 365.666 | 0 | 12952.0102 | 10518.704 | 23470.7142 | 0 | 20960.0232 | 0
1801 | Commercial | CmiNgsd212 | Low U-Value Windows | 3755.8661 | 1911.325 | 71.3153 | 11629.5972 | 12422.7118 | 2962.7515 | 1982.6403 | 2316.2378 | 411.6148 | 448.6731 | 224.1264 | 3400.6521 | 6325.2951 | 0 | 6325.2951 | 365.666 | 0 | 12952.0102 | 10518.704 | 23470.7142 | 0 | 160693.5045 | 0
1802 | Commercial | CofEgsd212 | Low U-Value Windows | 3878.8653 | 1973.9181 | 73.6508 | 12010.4495 | 12829.5375 | 3059.7773 | 2047.5689 | 2392.0912 | 425.0946 | 463.3665 | 231.4662 | 3512.0185 | 5893.6088 | 0 | 5893.6088 | 365.666 | 0 | 11995.8892 | 10518.704 | 22514.5932 | 0 | 19412.7481 | 0
1803 | Commercial | CofNgsd212 | Low U-Value Windows | 3878.8653 | 1973.9181 | 73.6508 | 12010.4495 | 12829.5375 | 3059.7773 | 2047.5689 | 2392.0912 | 425.0946 | 463.3665 | 231.4662 | 3512.0185 | 5893.6088 | 0 | 5893.6088 | 365.666 | 0 | 11995.8892 | 10518.704 | 22514.5932 | 0 | 148831.0685 | 0
1804 | Commercial | CreEgsd212 | Low U-Value Windows | 3878.8653 | 1973.9181 | 73.6508 | 12010.4495 | 12829.5375 | 3059.7773 | 2047.5689 | 2392.0912 | 425.0946 | 463.3665 | 231.4662 | 3512.0185 | 5893.6088 | 0 | 5893.6088 | 365.666 | 0 | 11995.8892 | 10518.704 | 22514.5932 | 0 | 19412.7481 | 0
1805 | Commercial | CreNgsd212 | Low U-Value Windows | 3878.8653 | 1973.9181 | 73.6508 | 12010.4495 | 12829.5375 | 3059.7773 | 2047.5689 | 2392.0912 | 425.0946 | 463.3665 | 231.4662 | 3512.0185 | 5893.6088 | 0 | 5893.6088 | 365.666 | 0 | 11995.8892 | 10518.704 | 22514.5932 | 0 | 148831.0685 | 0
1806 | Commercial | CrtEgsd212 | Low U-Value Windows | 3878.8653 | 1973.9181 | 73.6508 | 12010.4495 | 12829.5375 | 3059.7773 | 2047.5689 | 2392.0912 | 425.0946 | 463.3665 | 231.4662 | 3512.0185 | 5893.6088 | 0 | 5893.6088 | 365.666 | 0 | 11995.8892 | 10518.704 | 22514.5932 | 0 | 19412.7481 | 0
1807 | Commercial | CrtNgsd212 | Low U-Value Windows | 3878.8653 | 1973.9181 | 73.6508 | 12010.4495 | 12829.5375 | 3059.7773 | 2047.5689 | 2392.0912 | 425.0946 | 463.3665 | 231.4662 | 3512.0185 | 5893.6088 | 0 | 5893.6088 | 365.666 | 0 | 11995.8892 | 10518.704 | 22514.5932 | 0 | 148831.0685 | 0
1808 | Commercial | CscEgsd212 | Low U-Value Windows | 3878.8653 | 1973.9181 | 73.6508 | 12010.4495 | 12829.5375 | 3059.7773 | 2047.5689 | 2392.0912 | 425.0946 | 463.3665 | 231.4662 | 3512.0185 | 5893.6088 | 0 | 5893.6088 | 365.666 | 0 | 11995.8892 | 10518.704 | 22514.5932 | 0 | 19412.7481 | 0
1809 | Commercial | CscNgsd212 | Low U-Value Windows | 3878.8653 | 1973.9181 | 73.6508 | 12010.4495 | 12829.5375 | 3059.7773 | 2047.5689 | 2392.0912 | 425.0946 | 463.3665 | 231.4662 | 3512.0185 | 5893.6088 | 0 | 5893.6088 | 365.666 | 0 | 11995.8892 | 10518.704 | 22514.5932 | 0 | 148831.0685 | 0
1810 | Commercial | CwaEgsd212 | Low U-Value Windows | 3755.8661 | 1911.325 | 71.3153 | 11629.5972 | 12422.7118 | 2962.7515 | 1982.6403 | 2316.2378 | 411.6148 | 448.6731 | 224.1264 | 3400.6521 | 6325.2951 | 0 | 6325.2951 | 365.666 | 0 | 12952.0102 | 10518.704 | 23470.7142 | 0 | 20960.0232 | 0
1811 | Commercial | CwaNgsd212 | Low U-Value Windows | 3755.8661 | 1911.325 | 71.3153 | 11629.5972 | 12422.7118 | 2962.7515 | 1982.6403 | 2316.2378 | 411.6148 | 448.6731 | 224.1264 | 3400.6521 | 6325.2951 | 0 | 6325.2951 | 365.666 | 0 | 12952.0102 | 10518.704 | 23470.7142 | 0 | 160693.5045 | 0
1812 | Commercial | CasEgsd213 | Window Sun Protection | 3330.3936 | 1694.806 | 63.2366 | 10312.1716 | 11015.4405 | 2627.1247 | 1758.0426 | 2053.8494 | 364.9862 | 397.8465 | 198.7369 | 3015.419 | 8991.4865 | 0 | 8991.4865 | 567.7796 | 0 | 18931.7784 | 10518.704 | 29450.4824 | 0 | 139241.876 | 0
1813 | Commercial | CasNgsd213 | Window Sun Protection | 3330.3936 | 1694.806 | 63.2366 | 10312.1716 | 11015.4405 | 2627.1247 | 1758.0426 | 2053.8494 | 364.9862 | 397.8465 | 198.7369 | 3015.419 | 8991.4865 | 0 | 8991.4865 | 567.7796 | 0 | 18931.7784 | 10518.704 | 29450.4824 | 0 | 232069.801 | 0
1814 | Commercial | CcoEgsd213 | Window Sun Protection | 3330.3936 | 1694.806 | 63.2366 | 10312.1716 | 11015.4405 | 2627.1247 | 1758.0426 | 2053.8494 | 364.9862 | 397.8465 | 198.7369 | 3015.419 | 8991.4865 | 0 | 8991.4865 | 567.7796 | 0 | 18931.7784 | 10518.704 | 29450.4824 | 0 | 139241.876 | 0
1815 | Commercial | CcoNgsd213 | Window Sun Protection | 3330.3936 | 1694.806 | 63.2366 | 10312.1716 | 11015.4405 | 2627.1247 | 1758.0426 | 2053.8494 | 364.9862 | 397.8465 | 198.7369 | 3015.419 | 8991.4865 | 0 | 8991.4865 | 567.7796 | 0 | 18931.7784 | 10518.704 | 29450.4824 | 0 | 232069.801 | 0
1816 | Commercial | CgrEgsd213 | Window Sun Protection | 3330.3936 | 1694.806 | 63.2366 | 10312.1716 | 11015.4405 | 2627.1247 | 1758.0426 | 2053.8494 | 364.9862 | 397.8465 | 198.7369 | 3015.419 | 8991.4865 | 0 | 8991.4865 | 567.7796 | 0 | 18931.7784 | 10518.704 | 29450.4824 | 0 | 139241.876 | 0
1817 | Commercial | CgrNgsd213 | Window Sun Protection | 3330.3936 | 1694.806 | 63.2366 | 10312.1716 | 11015.4405 | 2627.1247 | 1758.0426 | 2053.8494 | 364.9862 | 397.8465 | 198.7369 | 3015.419 | 8991.4865 | 0 | 8991.4865 | 567.7796 | 0 | 18931.7784 | 10518.704 | 29450.4824 | 0 | 232069.801 | 0
1818 | Commercial | CheEgsd213 | Window Sun Protection | 3330.3936 | 1694.806 | 63.2366 | 10312.1716 | 11015.4405 | 2627.1247 | 1758.0426 | 2053.8494 | 364.9862 | 397.8465 | 198.7369 | 3015.419 | 8991.4865 | 0 | 8991.4865 | 567.7796 | 0 | 18931.7784 | 10518.704 | 29450.4824 | 0 | 139241.876 | 0
1819 | Commercial | CheNgsd213 | Window Sun Protection | 3330.3936 | 1694.806 | 63.2366 | 10312.1716 | 11015.4405 | 2627.1247 | 1758.0426 | 2053.8494 | 364.9862 | 397.8465 | 198.7369 | 3015.419 | 8991.4865 | 0 | 8991.4865 | 567.7796 | 0 | 18931.7784 | 10518.704 | 29450.4824 | 0 | 232069.801 | 0
1820 | Commercial | ChoEgsd213 | Window Sun Protection | 3330.3936 | 1694.806 | 63.2366 | 10312.1716 | 11015.4405 | 2627.1247 | 1758.0426 | 2053.8494 | 364.9862 | 397.8465 | 198.7369 | 3015.419 | 8991.4865 | 0 | 8991.4865 | 567.7796 | 0 | 18931.7784 | 10518.704 | 29450.4824 | 0 | 139241.876 | 0
1821 | Commercial | ChoNgsd213 | Window Sun Protection | 3330.3936 | 1694.806 | 63.2366 | 10312.1716 | 11015.4405 | 2627.1247 | 1758.0426 | 2053.8494 | 364.9862 | 397.8465 | 198.7369 | 3015.419 | 8991.4865 | 0 | 8991.4865 | 567.7796 | 0 | 18931.7784 | 10518.704 | 29450.4824 | 0 | 232069.801 | 0
1822 | Commercial | CinEgsd213 | Window Sun Protection | 3330.3936 | 1694.806 | 63.2366 | 10312.1716 | 11015.4405 | 2627.1247 | 1758.0426 | 2053.8494 | 364.9862 | 397.8465 | 198.7369 | 3015.419 | 8991.4865 | 0 | 8991.4865 | 567.7796 | 0 | 18931.7784 | 10518.704 | 29450.4824 | 0 | 139241.876 | 0
1823 | Commercial | CinNgsd213 | Window Sun Protection | 3330.3936 | 1694.806 | 63.2366 | 10312.1716 | 11015.4405 | 2627.1247 | 1758.0426 | 2053.8494 | 364.9862 | 397.8465 | 198.7369 | 3015.419 | 8991.4865 | 0 | 8991.4865 | 567.7796 | 0 | 18931.7784 | 10518.704 | 29450.4824 | 0 | 232069.801 | 0
1824 | Commercial | CloEgsd213 | Window Sun Protection | 3330.3936 | 1694.806 | 63.2366 | 10312.1716 | 11015.4405 | 2627.1247 | 1758.0426 | 2053.8494 | 364.9862 | 397.8465 | 198.7369 | 3015.419 | 8991.4865 | 0 | 8991.4865 | 567.7796 | 0 | 18931.7784 | 10518.704 | 29450.4824 | 0 | 139241.876 | 0
1825 | Commercial | CloNgsd213 | Window Sun Protection | 3330.3936 | 1694.806 | 63.2366 | 10312.1716 | 11015.4405 | 2627.1247 | 1758.0426 | 2053.8494 | 364.9862 | 397.8465 | 198.7369 | 3015.419 | 8991.4865 | 0 | 8991.4865 | 567.7796 | 0 | 18931.7784 | 10518.704 | 29450.4824 | 0 | 232069.801 | 0
1826 | Commercial | CmiEgsd213 | Window Sun Protection | 3330.3936 | 1694.806 | 63.2366 | 10312.1716 | 11015.4405 | 2627.1247 | 1758.0426 | 2053.8494 | 364.9862 | 397.8465 | 198.7369 | 3015.419 | 8991.4865 | 0 | 8991.4865 | 567.7796 | 0 | 18931.7784 | 10518.704 | 29450.4824 | 0 | 139241.876 | 0
1827 | Commercial | CmiNgsd213 | Window Sun Protection | 3330.3936 | 1694.806 | 63.2366 | 10312.1716 | 11015.4405 | 2627.1247 | 1758.0426 | 2053.8494 | 364.9862 | 397.8465 | 198.7369 | 3015.419 | 8991.4865 | 0 | 8991.4865 | 567.7796 | 0 | 18931.7784 | 10518.704 | 29450.4824 | 0 | 232069.801 | 0
1828 | Commercial | CofEgsd213 | Window Sun Protection | 3330.3936 | 1694.806 | 63.2366 | 10312.1716 | 11015.4405 | 2627.1247 | 1758.0426 | 2053.8494 | 364.9862 | 397.8465 | 198.7369 | 3015.419 | 8991.4865 | 0 | 8991.4865 | 567.7796 | 0 | 18931.7784 | 10518.704 | 29450.4824 | 0 | 139241.876 | 0
1829 | Commercial | CofNgsd213 | Window Sun Protection | 3330.3936 | 1694.806 | 63.2366 | 10312.1716 | 11015.4405 | 2627.1247 | 1758.0426 | 2053.8494 | 364.9862 | 397.8465 | 198.7369 | 3015.419 | 8991.4865 | 0 | 8991.4865 | 567.7796 | 0 | 18931.7784 | 10518.704 | 29450.4824 | 0 | 232069.801 | 0
1830 | Commercial | CreEgsd213 | Window Sun Protection | 3330.3936 | 1694.806 | 63.2366 | 10312.1716 | 11015.4405 | 2627.1247 | 1758.0426 | 2053.8494 | 364.9862 | 397.8465 | 198.7369 | 3015.419 | 8991.4865 | 0 | 8991.4865 | 567.7796 | 0 | 18931.7784 | 10518.704 | 29450.4824 | 0 | 139241.876 | 0
1831 | Commercial | CreNgsd213 | Window Sun Protection | 3330.3936 | 1694.806 | 63.2366 | 10312.1716 | 11015.4405 | 2627.1247 | 1758.0426 | 2053.8494 | 364.9862 | 397.8465 | 198.7369 | 3015.419 | 8991.4865 | 0 | 8991.4865 | 567.7796 | 0 | 18931.7784 | 10518.704 | 29450.4824 | 0 | 232069.801 | 0
1832 | Commercial | CrtEgsd213 | Window Sun Protection | 3330.3936 | 1694.806 | 63.2366 | 10312.1716 | 11015.4405 | 2627.1247 | 1758.0426 | 2053.8494 | 364.9862 | 397.8465 | 198.7369 | 3015.419 | 8991.4865 | 0 | 8991.4865 | 567.7796 | 0 | 18931.7784 | 10518.704 | 29450.4824 | 0 | 139241.876 | 0
1833 | Commercial | CrtNgsd213 | Window Sun Protection | 3330.3936 | 1694.806 | 63.2366 | 10312.1716 | 11015.4405 | 2627.1247 | 1758.0426 | 2053.8494 | 364.9862 | 397.8465 | 198.7369 | 3015.419 | 8991.4865 | 0 | 8991.4865 | 567.7796 | 0 | 18931.7784 | 10518.704 | 29450.4824 | 0 | 232069.801 | 0
1834 | Commercial | CscEgsd213 | Window Sun Protection | 3330.3936 | 1694.806 | 63.2366 | 10312.1716 | 11015.4405 | 2627.1247 | 1758.0426 | 2053.8494 | 364.9862 | 397.8465 | 198.7369 | 3015.419 | 8991.4865 | 0 | 8991.4865 | 567.7796 | 0 | 18931.7784 | 10518.704 | 29450.4824 | 0 | 139241.876 | 0
1835 | Commercial | CscNgsd213 | Window Sun Protection | 3330.3936 | 1694.806 | 63.2366 | 10312.1716 | 11015.4405 | 2627.1247 | 1758.0426 | 2053.8494 | 364.9862 | 397.8465 | 198.7369 | 3015.419 | 8991.4865 | 0 | 8991.4865 | 567.7796 | 0 | 18931.7784 | 10518.704 | 29450.4824 | 0 | 232069.801 | 0
1836 | Commercial | CwaEgsd213 | Window Sun Protection | 3330.3936 | 1694.806 | 63.2366 | 10312.1716 | 11015.4405 | 2627.1247 | 1758.0426 | 2053.8494 | 364.9862 | 397.8465 | 198.7369 | 3015.419 | 8991.4865 | 0 | 8991.4865 | 567.7796 | 0 | 18931.7784 | 10518.704 | 29450.4824 | 0 | 139241.876 | 0
1837 | Commercial | CwaNgsd213 | Window Sun Protection | 3330.3936 | 1694.806 | 63.2366 | 10312.1716 | 11015.4405 | 2627.1247 | 1758.0426 | 2053.8494 | 364.9862 | 397.8465 | 198.7369 | 3015.419 | 8991.4865 | 0 | 8991.4865 | 567.7796 | 0 | 18931.7784 | 10518.704 | 29450.4824 | 0 | 232069.801 | 0
1838 | Commercial | CasNgsd305 | High Efficiency Chiller (Water cooled-positive displacement, 100 tons) | 4042.0904 | 2056.9819 | 76.7501 | 12441.591 | 13290.0819 | 3193.5995 | 2133.7319 | 2490.4618 | 442.9221 | 482.4215 | 241.1733 | 3656.9787 | 11568.0287 | 0 | 11568.0287 | 632.2974 | 0 | 24859.2971 | 11040.5152 | 35899.8123 | 0 | 36342.9483 | 0
1839 | Commercial | CasTgsd305 | High Efficiency Chiller (Water cooled-positive displacement, 100 tons) | 4042.0904 | 2056.9819 | 76.7501 | 12441.591 | 13290.0819 | 3193.5995 | 2133.7319 | 2490.4618 | 442.9221 | 482.4215 | 241.1733 | 3656.9787 | 11568.0287 | 0 | 11568.0287 | 632.2974 | 0 | 24859.2971 | 11040.5152 | 35899.8123 | 0 | 36342.9483 | 0
1840 | Commercial | CcoNgsd305 | High Efficiency Chiller (Water cooled-positive displacement, 100 tons) | 4042.0904 | 2056.9819 | 76.7501 | 12441.591 | 13290.0819 | 3193.5995 | 2133.7319 | 2490.4618 | 442.9221 | 482.4215 | 241.1733 | 3656.9787 | 12750.2353 | 0 | 12750.2353 | 632.2974 | 0 | 27579.174 | 11040.5152 | 38619.6892 | 0 | 36342.9483 | 0
1841 | Commercial | CcoTgsd305 | High Efficiency Chiller (Water cooled-positive displacement, 100 tons) | 4042.0904 | 2056.9819 | 76.7501 | 12441.591 | 13290.0819 | 3193.5995 | 2133.7319 | 2490.4618 | 442.9221 | 482.4215 | 241.1733 | 3656.9787 | 12750.2353 | 0 | 12750.2353 | 632.2974 | 0 | 27579.174 | 11040.5152 | 38619.6892 | 0 | 36342.9483 | 0
1842 | Commercial | CgrNgsd305 | High Efficiency Chiller (Water cooled-positive displacement, 100 tons) | 4042.0904 | 2056.9819 | 76.7501 | 12441.591 | 13290.0819 | 3193.5995 | 2133.7319 | 2490.4618 | 442.9221 | 482.4215 | 241.1733 | 3656.9787 | 6689.4245 | 0 | 6689.4245 | 632.2974 | 0 | 13732.5269 | 11040.5152 | 24773.0421 | 0 | 36342.9483 | 0
1843 | Commercial | CgrTgsd305 | High Efficiency Chiller (Water cooled-positive displacement, 100 tons) | 4042.0904 | 2056.9819 | 76.7501 | 12441.591 | 13290.0819 | 3193.5995 | 2133.7319 | 2490.4618 | 442.9221 | 482.4215 | 241.1733 | 3656.9787 | 6689.4245 | 0 | 6689.4245 | 632.2974 | 0 | 13732.5269 | 11040.5152 | 24773.0421 | 0 | 36342.9483 | 0
1844 | Commercial | CheNgsd305 | High Efficiency Chiller (Water cooled-positive displacement, 100 tons) | 4042.0904 | 2056.9819 | 76.7501 | 12441.591 | 13290.0819 | 3193.5995 | 2133.7319 | 2490.4618 | 442.9221 | 482.4215 | 241.1733 | 3656.9787 | 24361.1779 | 0 | 24361.1779 | 632.2974 | 0 | 54093.2221 | 11040.5152 | 65133.7373 | 0 | 36342.9483 | 0
1845 | Commercial | CheTgsd305 | High Efficiency Chiller (Water cooled-positive displacement, 100 tons) | 4042.0904 | 2056.9819 | 76.7501 | 12441.591 | 13290.0819 | 3193.5995 | 2133.7319 | 2490.4618 | 442.9221 | 482.4215 | 241.1733 | 3656.9787 | 24361.1779 | 0 | 24361.1779 | 632.2974 | 0 | 54093.2221 | 11040.5152 | 65133.7373 | 0 | 36342.9483 | 0
1846 | Commercial | ChoNgsd305 | High Efficiency Chiller (Water cooled-positive displacement, 100 tons) | 4042.0904 | 2056.9819 | 76.7501 | 12441.591 | 13290.0819 | 3193.5995 | 2133.7319 | 2490.4618 | 442.9221 | 482.4215 | 241.1733 | 3656.9787 | 23076.3061 | 0 | 23076.3061 | 632.2974 | 0 | 51240.205 | 11040.5152 | 62280.7202 | 0 | 36342.9483 | 0
1847 | Commercial | ChoTgsd305 | High Efficiency Chiller (Water cooled-positive displacement, 100 tons) | 4042.0904 | 2056.9819 | 76.7501 | 12441.591 | 13290.0819 | 3193.5995 | 2133.7319 | 2490.4618 | 442.9221 | 482.4215 | 241.1733 | 3656.9787 | 23076.3061 | 0 | 23076.3061 | 632.2974 | 0 | 51240.205 | 11040.5152 | 62280.7202 | 0 | 36342.9483 | 0
1848 | Commercial | CinNgsd305 | High Efficiency Chiller (Water cooled-positive displacement, 100 tons) | 4042.0904 | 2056.9819 | 76.7501 | 12441.591 | 13290.0819 | 3193.5995 | 2133.7319 | 2490.4618 | 442.9221 | 482.4215 | 241.1733 | 3656.9787 | 6541.1821 | 0 | 6541.1821 | 632.2974 | 0 | 13428.2043 | 11040.5152 | 24468.7195 | 0 | 36342.9483 | 0
1849 | Commercial | CinTgsd305 | High Efficiency Chiller (Water cooled-positive displacement, 100 tons) | 4042.0904 | 2056.9819 | 76.7501 | 12441.591 | 13290.0819 | 3193.5995 | 2133.7319 | 2490.4618 | 442.9221 | 482.4215 | 241.1733 | 3656.9787 | 6541.1821 | 0 | 6541.1821 | 632.2974 | 0 | 13428.2043 | 11040.5152 | 24468.7195 | 0 | 36342.9483 | 0
1850 | Commercial | CloNgsd305 | High Efficiency Chiller (Water cooled-positive displacement, 100 tons) | 4042.0904 | 2056.9819 | 76.7501 | 12441.591 | 13290.0819 | 3193.5995 | 2133.7319 | 2490.4618 | 442.9221 | 482.4215 | 241.1733 | 3656.9787 | 18493.594 | 0 | 18493.594 | 632.2974 | 0 | 41064.4383 | 11040.5152 | 52104.9536 | 0 | 36342.9483 | 0
1851 | Commercial | CloTgsd305 | High Efficiency Chiller (Water cooled-positive displacement, 100 tons) | 4042.0904 | 2056.9819 | 76.7501 | 12441.591 | 13290.0819 | 3193.5995 | 2133.7319 | 2490.4618 | 442.9221 | 482.4215 | 241.1733 | 3656.9787 | 18493.594 | 0 | 18493.594 | 632.2974 | 0 | 41064.4383 | 11040.5152 | 52104.9536 | 0 | 36342.9483 | 0
1852 | Commercial | CmiNgsd305 | High Efficiency Chiller (Water cooled-positive displacement, 100 tons) | 4042.0904 | 2056.9819 | 76.7501 | 12441.591 | 13290.0819 | 3193.5995 | 2133.7319 | 2490.4618 | 442.9221 | 482.4215 | 241.1733 | 3656.9787 | 6746.3192 | 0 | 6746.3192 | 632.2974 | 0 | 13884.6871 | 11040.5152 | 24925.2024 | 0 | 36342.9483 | 0
1853 | Commercial | CmiTgsd305 | High Efficiency Chiller (Water cooled-positive displacement, 100 tons) | 4042.0904 | 2056.9819 | 76.7501 | 12441.591 | 13290.0819 | 3193.5995 | 2133.7319 | 2490.4618 | 442.9221 | 482.4215 | 241.1733 | 3656.9787 | 6746.3192 | 0 | 6746.3192 | 632.2974 | 0 | 13884.6871 | 11040.5152 | 24925.2024 | 0 | 36342.9483 | 0
1854 | Commercial | CofNgsd305 | High Efficiency Chiller (Water cooled-positive displacement, 100 tons) | 4042.0904 | 2056.9819 | 76.7501 | 12441.591 | 13290.0819 | 3193.5995 | 2133.7319 | 2490.4618 | 442.9221 | 482.4215 | 241.1733 | 3656.9787 | 12918.68 | 0 | 12918.68 | 632.2974 | 0 | 27978.5967 | 11040.5152 | 39019.1119 | 0 | 36342.9483 | 0
1855 | Commercial | CofTgsd305 | High Efficiency Chiller (Water cooled-positive displacement, 100 tons) | 4042.0904 | 2056.9819 | 76.7501 | 12441.591 | 13290.0819 | 3193.5995 | 2133.7319 | 2490.4618 | 442.9221 | 482.4215 | 241.1733 | 3656.9787 | 12918.68 | 0 | 12918.68 | 632.2974 | 0 | 27978.5967 | 11040.5152 | 39019.1119 | 0 | 36342.9483 | 0
1856 | Commercial | CreNgsd305 | High Efficiency Chiller (Water cooled-positive displacement, 100 tons) | 4042.0904 | 2056.9819 | 76.7501 | 12441.591 | 13290.0819 | 3193.5995 | 2133.7319 | 2490.4618 | 442.9221 | 482.4215 | 241.1733 | 3656.9787 | 18142.3954 | 0 | 18142.3954 | 632.2974 | 0 | 40284.6129 | 11040.5152 | 51325.1281 | 0 | 36342.9483 | 0
1857 | Commercial | CreTgsd305 | High Efficiency Chiller (Water cooled-positive displacement, 100 tons) | 4042.0904 | 2056.9819 | 76.7501 | 12441.591 | 13290.0819 | 3193.5995 | 2133.7319 | 2490.4618 | 442.9221 | 482.4215 | 241.1733 | 3656.9787 | 18142.3954 | 0 | 18142.3954 | 632.2974 | 0 | 40284.6129 | 11040.5152 | 51325.1281 | 0 | 36342.9483 | 0
1858 | Commercial | CrtNgsd305 | High Efficiency Chiller (Water cooled-positive displacement, 100 tons) | 4042.0904 | 2056.9819 | 76.7501 | 12441.591 | 13290.0819 | 3193.5995 | 2133.7319 | 2490.4618 | 442.9221 | 482.4215 | 241.1733 | 3656.9787 | 14482.3475 | 0 | 14482.3475 | 632.2974 | 0 | 31573.3992 | 11040.5152 | 42613.9144 | 0 | 36342.9483 | 0
1859 | Commercial | CrtTgsd305 | High Efficiency Chiller (Water cooled-positive displacement, 100 tons) | 4042.0904 | 2056.9819 | 76.7501 | 12441.591 | 13290.0819 | 3193.5995 | 2133.7319 | 2490.4618 | 442.9221 | 482.4215 | 241.1733 | 3656.9787 | 14482.3475 | 0 | 14482.3475 | 632.2974 | 0 | 31573.3992 | 11040.5152 | 42613.9144 | 0 | 36342.9483 | 0
1860 | Commercial | CscNgsd305 | High Efficiency Chiller (Water cooled-positive displacement, 100 tons) | 4042.0904 | 2056.9819 | 76.7501 | 12441.591 | 13290.0819 | 3193.5995 | 2133.7319 | 2490.4618 | 442.9221 | 482.4215 | 241.1733 | 3656.9787 | 12688.6828 | 0 | 12688.6828 | 632.2974 | 0 | 27446.0338 | 11040.5152 | 38486.549 | 0 | 36342.9483 | 0
1861 | Commercial | CscTgsd305 | High Efficiency Chiller (Water cooled-positive displacement, 100 tons) | 4042.0904 | 2056.9819 | 76.7501 | 12441.591 | 13290.0819 | 3193.5995 | 2133.7319 | 2490.4618 | 442.9221 | 482.4215 | 241.1733 | 3656.9787 | 12688.6828 | 0 | 12688.6828 | 632.2974 | 0 | 27446.0338 | 11040.5152 | 38486.549 | 0 | 36342.9483 | 0
1862 | Commercial | CwaNgsd305 | High Efficiency Chiller (Water cooled-positive displacement, 100 tons) | 4042.0904 | 2056.9819 | 76.7501 | 12441.591 | 13290.0819 | 3193.5995 | 2133.7319 | 2490.4618 | 442.9221 | 482.4215 | 241.1733 | 3656.9787 | 3079.9201 | 0 | 3079.9201 | 632.2974 | 0 | 6029.3779 | 11040.5152 | 17069.8932 | 0 | 36342.9483 | 0
1863 | Commercial | CwaTgsd305 | High Efficiency Chiller (Water cooled-positive displacement, 100 tons) | 4042.0904 | 2056.9819 | 76.7501 | 12441.591 | 13290.0819 | 3193.5995 | 2133.7319 | 2490.4618 | 442.9221 | 482.4215 | 241.1733 | 3656.9787 | 3079.9201 | 0 | 3079.9201 | 632.2974 | 0 | 6029.3779 | 11040.5152 | 17069.8932 | 0 | 36342.9483 | 0
1864 | Commercial | CasNgsd306 | Facility Commissioning | 3939.7996 | 2004.927 | 74.8078 | 12199.1254 | 13031.0806 | 3107.8443 | 2079.7348 | 2429.6693 | 431.7725 | 470.6457 | 235.1024 | 3567.1899 | 9774.7868 | 0 | 9774.7868 | 567.7796 | 0 | 20750.9342 | 10518.704 | 31269.6383 | 0 | 189595.1793 | 0
1865 | Commercial | CcoNgsd306 | Facility Commissioning | 4435.1401 | 2257.0012 | 84.2132 | 13732.8892 | 14669.444 | 3498.5854 | 2341.2143 | 2735.1452 | 486.0582 | 529.8187 | 264.6612 | 4015.6833 | 11220.1159 | 0 | 11220.1159 | 567.7796 | 0 | 24079.7263 | 10518.704 | 34598.4303 | 0 | 145174.1634 | 0
1866 | Commercial | CgrNgsd306 | Facility Commissioning | 3939.7996 | 2004.927 | 74.8078 | 12199.1254 | 13031.0806 | 3107.8443 | 2079.7348 | 2429.6693 | 431.7725 | 470.6457 | 235.1024 | 3567.1899 | 9774.7868 | 0 | 9774.7868 | 567.7796 | 0 | 20750.9342 | 10518.704 | 31269.6383 | 0 | 19257.5502 | 0
1867 | Commercial | CheNgsd306 | Facility Commissioning | 3939.7996 | 2004.927 | 74.8078 | 12199.1254 | 13031.0806 | 3107.8443 | 2079.7348 | 2429.6693 | 431.7725 | 470.6457 | 235.1024 | 3567.1899 | 9774.7868 | 0 | 9774.7868 | 567.7796 | 0 | 20750.9342 | 10518.704 | 31269.6383 | 0 | 47113.7065 | 0
1868 | Commercial | ChoNgsd306 | Facility Commissioning | 4435.1401 | 2257.0012 | 84.2132 | 13732.8892 | 14669.444 | 3498.5854 | 2341.2143 | 2735.1452 | 486.0582 | 529.8187 | 264.6612 | 4015.6833 | 11220.1159 | 0 | 11220.1159 | 567.7796 | 0 | 24079.7263 | 10518.704 | 34598.4303 | 0 | 54671.5219 | 0
1869 | Commercial | CinNgsd306 | Facility Commissioning | 3939.7996 | 2004.927 | 74.8078 | 12199.1254 | 13031.0806 | 3107.8443 | 2079.7348 | 2429.6693 | 431.7725 | 470.6457 | 235.1024 | 3567.1899 | 9774.7868 | 0 | 9774.7868 | 567.7796 | 0 | 20750.9342 | 10518.704 | 31269.6383 | 0 | 41787.4804 | 0
1870 | Commercial | CloNgsd306 | Facility Commissioning | 3939.7996 | 2004.927 | 74.8078 | 12199.1254 | 13031.0806 | 3107.8443 | 2079.7348 | 2429.6693 | 431.7725 | 470.6457 | 235.1024 | 3567.1899 | 9774.7868 | 0 | 9774.7868 | 567.7796 | 0 | 20750.9342 | 10518.704 | 31269.6383 | 0 | 83471.9965 | 0
1871 | Commercial | CmiNgsd306 | Facility Commissioning | 3939.7996 | 2004.927 | 74.8078 | 12199.1254 | 13031.0806 | 3107.8443 | 2079.7348 | 2429.6693 | 431.7725 | 470.6457 | 235.1024 | 3567.1899 | 9774.7868 | 0 | 9774.7868 | 567.7796 | 0 | 20750.9342 | 10518.704 | 31269.6383 | 0 | 61184.4284 | 0
1872 | Commercial | CofNgsd306 | Facility Commissioning | 3939.7996 | 2004.927 | 74.8078 | 12199.1254 | 13031.0806 | 3107.8443 | 2079.7348 | 2429.6693 | 431.7725 | 470.6457 | 235.1024 | 3567.1899 | 9774.7868 | 0 | 9774.7868 | 567.7796 | 0 | 20750.9342 | 10518.704 | 31269.6383 | 0 | 45661.3097 | 0
1873 | Commercial | CreNgsd306 | Facility Commissioning | 3939.7996 | 2004.927 | 74.8078 | 12199.1254 | 13031.0806 | 3107.8443 | 2079.7348 | 2429.6693 | 431.7725 | 470.6457 | 235.1024 | 3567.1899 | 9774.7868 | 0 | 9774.7868 | 567.7796 | 0 | 20750.9342 | 10518.704 | 31269.6383 | 0 | 19925.0381 | 0
1874 | Commercial | CrtNgsd306 | Facility Commissioning | 3939.7996 | 2004.927 | 74.8078 | 12199.1254 | 13031.0806 | 3107.8443 | 2079.7348 | 2429.6693 | 431.7725 | 470.6457 | 235.1024 | 3567.1899 | 9774.7868 | 0 | 9774.7868 | 567.7796 | 0 | 20750.9342 | 10518.704 | 31269.6383 | 0 | 102770.156 | 0
1875 | Commercial | CscNgsd306 | Facility Commissioning | 3939.7996 | 2004.927 | 74.8078 | 12199.1254 | 13031.0806 | 3107.8443 | 2079.7348 | 2429.6693 | 431.7725 | 470.6457 | 235.1024 | 3567.1899 | 9774.7868 | 0 | 9774.7868 | 567.7796 | 0 | 20750.9342 | 10518.704 | 31269.6383 | 0 | 125105.2238 | 0
1876 | Commercial | CwaNgsd306 | Facility Commissioning | 3939.7996 | 2004.927 | 74.8078 | 12199.1254 | 13031.0806 | 3107.8443 | 2079.7348 | 2429.6693 | 431.7725 | 470.6457 | 235.1024 | 3567.1899 | 9774.7868 | 0 | 9774.7868 | 567.7796 | 0 | 20750.9342 | 10518.704 | 31269.6383 | 0 | 388587.3931 | 0
1877 | Commercial | CasEgsd307 | Facility Energy Management System | 3929.9725 | 1999.9261 | 74.6212 | 12168.697 | 12998.5771 | 3100.0924 | 2074.5473 | 2423.609 | 430.6956 | 469.4717 | 234.5159 | 3558.2922 | 10007.5571 | 0 | 10007.5571 | 417.2665 | 0 | 21274.0525 | 10518.704 | 31792.7565 | 0 | 32575.7615 | 0
1878 | Commercial | CasNgsd307 | Facility Energy Management System | 3929.9725 | 1999.9261 | 74.6212 | 12168.697 | 12998.5771 | 3100.0924 | 2074.5473 | 2423.609 | 430.6956 | 469.4717 | 234.5159 | 3558.2922 | 10007.5571 | 0 | 10007.5571 | 417.2665 | 0 | 21274.0525 | 10518.704 | 31792.7565 | 0 | 32575.7615 | 0
1879 | Commercial | CcoEgsd307 | Facility Energy Management System | 4461.3566 | 2270.3425 | 84.711 | 13814.0653 | 14756.1561 | 3519.2658 | 2355.0534 | 2751.3129 | 488.9313 | 532.9505 | 266.2256 | 4039.4202 | 13856.75 | 0 | 13856.75 | 417.2665 | 0 | 30119.1074 | 10518.704 | 40637.8114 | 0 | 30432.2852 | 0
1880 | Commercial | CcoNgsd307 | Facility Energy Management System | 4461.3566 | 2270.3425 | 84.711 | 13814.0653 | 14756.1561 | 3519.2658 | 2355.0534 | 2751.3129 | 488.9313 | 532.9505 | 266.2256 | 4039.4202 | 13856.75 | 0 | 13856.75 | 417.2665 | 0 | 30119.1074 | 10518.704 | 40637.8114 | 0 | 30432.2852 | 0
1881 | Commercial | CscEgsd307 | Facility Energy Management System | 3929.9725 | 1999.9261 | 74.6212 | 12168.697 | 12998.5771 | 3100.0924 | 2074.5473 | 2423.609 | 430.6956 | 469.4717 | 234.5159 | 3558.2922 | 10007.5571 | 0 | 10007.5571 | 417.2665 | 0 | 21274.0525 | 10518.704 | 31792.7565 | 0 | 21495.2603 | 0
1882 | Commercial | CscNgsd307 | Facility Energy Management System | 3929.9725 | 1999.9261 | 74.6212 | 12168.697 | 12998.5771 | 3100.0924 | 2074.5473 | 2423.609 | 430.6956 | 469.4717 | 234.5159 | 3558.2922 | 10007.5571 | 0 | 10007.5571 | 417.2665 | 0 | 21274.0525 | 10518.704 | 31792.7565 | 0 | 21495.2603 | 0
1883 | Commercial | CwaEgsd307 | Facility Energy Management System | 3929.9725 | 1999.9261 | 74.6212 | 12168.697 | 12998.5771 | 3100.0924 | 2074.5473 | 2423.609 | 430.6956 | 469.4717 | 234.5159 | 3558.2922 | 10007.5571 | 0 | 10007.5571 | 417.2665 | 0 | 21274.0525 | 10518.704 | 31792.7565 | 0 | 66766.1005 | 0
1884 | Commercial | CwaNgsd307 | Facility Energy Management System | 3929.9725 | 1999.9261 | 74.6212 | 12168.697 | 12998.5771 | 3100.0924 | 2074.5473 | 2423.609 | 430.6956 | 469.4717 | 234.5159 | 3558.2922 | 10007.5571 | 0 | 10007.5571 | 417.2665 | 0 | 21274.0525 | 10518.704 | 31792.7565 | 0 | 66766.1005 | 0
1885 | Commercial | CloEgsd308 | Hotel Card Energy Control Systems | 1299.9709 | 661.543 | 24.6835 | 4025.2067 | 4299.7176 | 1025.4601 | 686.2264 | 801.6904 | 142.4671 | 155.2936 | 77.5741 | 1177.0251 | 251181.3931 | 0 | 251181.3931 | 417.2665 | 0 | 557740.3073 | 10518.704 | 568259.0114 | 0 | 503571.7728 | 0
1886 | Commercial | CloNgsd308 | Hotel Card Energy Control Systems | 1299.9709 | 661.543 | 24.6835 | 4025.2067 | 4299.7176 | 1025.4601 | 686.2264 | 801.6904 | 142.4671 | 155.2936 | 77.5741 | 1177.0251 | 251181.3931 | 0 | 251181.3931 | 417.2665 | 0 | 557740.3073 | 10518.704 | 568259.0114 | 0 | 503571.7728 | 0
1887 | Commercial | CasEgsd309 | Programmable Thermostat | 5395.4642 | 2745.7011 | 102.4475 | 16706.4195 | 17845.7629 | 4256.1208 | 2848.1486 | 3327.3758 | 591.3025 | 644.5383 | 321.9672 | 4885.1839 | 5496.7553 | 0 | 5496.7553 | 901.5352 | 0 | 11172.0407 | 10518.704 | 21690.7447 | 0 | 44024.1364 | 0
1888 | Commercial | CasNgsd309 | Programmable Thermostat | 5395.4642 | 2745.7011 | 102.4475 | 16706.4195 | 17845.7629 | 4256.1208 | 2848.1486 | 3327.3758 | 591.3025 | 644.5383 | 321.9672 | 4885.1839 | 5496.7553 | 0 | 5496.7553 | 901.5352 | 0 | 11172.0407 | 10518.704 | 21690.7447 | 0 | 44024.1364 | 0
1889 | Commercial | CcoEgsd309 | Programmable Thermostat | 5395.4642 | 2745.7011 | 102.4475 | 16706.4195 | 17845.7629 | 4256.1208 | 2848.1486 | 3327.3758 | 591.3025 | 644.5383 | 321.9672 | 4885.1839 | 5496.7553 | 0 | 5496.7553 | 901.5352 | 0 | 11172.0407 | 10518.704 | 21690.7447 | 0 | 28101.979 | 0
1890 | Commercial | CcoNgsd309 | Programmable Thermostat | 5395.4642 | 2745.7011 | 102.4475 | 16706.4195 | 17845.7629 | 4256.1208 | 2848.1486 | 3327.3758 | 591.3025 | 644.5383 | 321.9672 | 4885.1839 | 5496.7553 | 0 | 5496.7553 | 901.5352 | 0 | 11172.0407 | 10518.704 | 21690.7447 | 0 | 28101.979 | 0
1891 | Commercial | CloEgsd309 | Programmable Thermostat | 5395.4642 | 2745.7011 | 102.4475 | 16706.4195 | 17845.7629 | 4256.1208 | 2848.1486 | 3327.3758 | 591.3025 | 644.5383 | 321.9672 | 4885.1839 | 5496.7553 | 0 | 5496.7553 | 901.5352 | 0 | 11172.0407 | 10518.704 | 21690.7447 | 0 | 18641.5789 | 0
1892 | Commercial | CloNgsd309 | Programmable Thermostat | 5395.4642 | 2745.7011 | 102.4475 | 16706.4195 | 17845.7629 | 4256.1208 | 2848.1486 | 3327.3758 | 591.3025 | 644.5383 | 321.9672 | 4885.1839 | 5496.7553 | 0 | 5496.7553 | 901.5352 | 0 | 11172.0407 | 10518.704 | 21690.7447 | 0 | 18641.5789 | 0
1893 | Commercial | CrtEgsd309 | Programmable Thermostat | 5395.4642 | 2745.7011 | 102.4475 | 16706.4195 | 17845.7629 | 4256.1208 | 2848.1486 | 3327.3758 | 591.3025 | 644.5383 | 321.9672 | 4885.1839 | 5496.7553 | 0 | 5496.7553 | 901.5352 | 0 | 11172.0407 | 10518.704 | 21690.7447 | 0 | 25110.6766 | 0
1894 | Commercial | CrtNgsd309 | Programmable Thermostat | 5395.4642 | 2745.7011 | 102.4475 | 16706.4195 | 17845.7629 | 4256.1208 | 2848.1486 | 3327.3758 | 591.3025 | 644.5383 | 321.9672 | 4885.1839 | 5496.7553 | 0 | 5496.7553 | 901.5352 | 0 | 11172.0407 | 10518.704 | 21690.7447 | 0 | 25110.6766 | 0
1895 | Commercial | CscEgsd309 | Programmable Thermostat | 5395.4642 | 2745.7011 | 102.4475 | 16706.4195 | 17845.7629 | 4256.1208 | 2848.1486 | 3327.3758 | 591.3025 | 644.5383 | 321.9672 | 4885.1839 | 5496.7553 | 0 | 5496.7553 | 901.5352 | 0 | 11172.0407 | 10518.704 | 21690.7447 | 0 | 28221.0883 | 0
1896 | Commercial | CscNgsd309 | Programmable Thermostat | 5395.4642 | 2745.7011 | 102.4475 | 16706.4195 | 17845.7629 | 4256.1208 | 2848.1486 | 3327.3758 | 591.3025 | 644.5383 | 321.9672 | 4885.1839 | 5496.7553 | 0 | 5496.7553 | 901.5352 | 0 | 11172.0407 | 10518.704 | 21690.7447 | 0 | 28221.0883 | 0
1897 | Commercial | CwaEgsd309 | Programmable Thermostat | 5395.4642 | 2745.7011 | 102.4475 | 16706.4195 | 17845.7629 | 4256.1208 | 2848.1486 | 3327.3758 | 591.3025 | 644.5383 | 321.9672 | 4885.1839 | 5496.7553 | 0 | 5496.7553 | 901.5352 | 0 | 11172.0407 | 10518.704 | 21690.7447 | 0 | 87930.9933 | 0
1898 | Commercial | CwaNgsd309 | Programmable Thermostat | 5395.4642 | 2745.7011 | 102.4475 | 16706.4195 | 17845.7629 | 4256.1208 | 2848.1486 | 3327.3758 | 591.3025 | 644.5383 | 321.9672 | 4885.1839 | 5496.7553 | 0 | 5496.7553 | 901.5352 | 0 | 11172.0407 | 10518.704 | 21690.7447 | 0 | 87930.9933 | 0
1899 | Commercial | CasEgsd310 | Smart Thermostat | 5395.4642 | 2745.7011 | 102.4475 | 16706.4195 | 17845.7629 | 4256.1208 | 2848.1486 | 3327.3758 | 591.3025 | 644.5383 | 321.9672 | 4885.1839 | 5496.7553 | 0 | 5496.7553 | 521.3698 | 0 | 11172.0407 | 10518.704 | 21690.7447 | 0 | 24815.937 | 0
1900 | Commercial | CasNgsd310 | Smart Thermostat | 5395.4642 | 2745.7011 | 102.4475 | 16706.4195 | 17845.7629 | 4256.1208 | 2848.1486 | 3327.3758 | 591.3025 | 644.5383 | 321.9672 | 4885.1839 | 5496.7553 | 0 | 5496.7553 | 521.3698 | 0 | 11172.0407 | 10518.704 | 21690.7447 | 0 | 24815.937 | 0
1901 | Commercial | CwaEgsd310 | Smart Thermostat | 5395.4642 | 2745.7011 | 102.4475 | 16706.4195 | 17845.7629 | 4256.1208 | 2848.1486 | 3327.3758 | 591.3025 | 644.5383 | 321.9672 | 4885.1839 | 5496.7553 | 0 | 5496.7553 | 521.3698 | 0 | 11172.0407 | 10518.704 | 21690.7447 | 0 | 49565.7641 | 0
1902 | Commercial | CwaNgsd310 | Smart Thermostat | 5395.4642 | 2745.7011 | 102.4475 | 16706.4195 | 17845.7629 | 4256.1208 | 2848.1486 | 3327.3758 | 591.3025 | 644.5383 | 321.9672 | 4885.1839 | 5496.7553 | 0 | 5496.7553 | 521.3698 | 0 | 11172.0407 | 10518.704 | 21690.7447 | 0 | 49565.7641 | 0
1903 | Commercial | CasNgsd311 | High Efficiency DX, >135k and <240k Btu/h Elect Heat | 3871.2268 | 1970.0309 | 73.5058 | 11986.7978 | 12804.2727 | 3053.7518 | 2043.5367 | 2387.3806 | 424.2575 | 462.454 | 231.0104 | 3505.1024 | 1900.2455 | 0 | 1900.2455 | 417.2665 | 0 | 3634.4812 | 10518.704 | 14153.1852 | 0 | 10579.1216 | 0
1904 | Commercial | CasTgsd311 | High Efficiency DX, >135k and <240k Btu/h Elect Heat | 3871.2268 | 1970.0309 | 73.5058 | 11986.7978 | 12804.2727 | 3053.7518 | 2043.5367 | 2387.3806 | 424.2575 | 462.454 | 231.0104 | 3505.1024 | 1900.2455 | 0 | 1900.2455 | 417.2665 | 0 | 3634.4812 | 10518.704 | 14153.1852 | 0 | 10579.1216 | 0
1905 | Commercial | CgrNgsd311 | High Efficiency DX, >135k and <240k Btu/h Elect Heat | 3871.2268 | 1970.0309 | 73.5058 | 11986.7978 | 12804.2727 | 3053.7518 | 2043.5367 | 2387.3806 | 424.2575 | 462.454 | 231.0104 | 3505.1024 | 1075.4174 | 0 | 1075.4174 | 417.2665 | 0 | 2007.724 | 10518.704 | 12526.428 | 0 | 10579.1216 | 0
1906 | Commercial | CgrTgsd311 | High Efficiency DX, >135k and <240k Btu/h Elect Heat | 3871.2268 | 1970.0309 | 73.5058 | 11986.7978 | 12804.2727 | 3053.7518 | 2043.5367 | 2387.3806 | 424.2575 | 462.454 | 231.0104 | 3505.1024 | 1075.4174 | 0 | 1075.4174 | 417.2665 | 0 | 2007.724 | 10518.704 | 12526.428 | 0 | 10579.1216 | 0
1907 | Commercial | CinNgsd311 | High Efficiency DX, >135k and <240k Btu/h Elect Heat | 3871.2268 | 1970.0309 | 73.5058 | 11986.7978 | 12804.2727 | 3053.7518 | 2043.5367 | 2387.3806 | 424.2575 | 462.454 | 231.0104 | 3505.1024 | 1051.5854 | 0 | 1051.5854 | 417.2665 | 0 | 1963.2316 | 10518.704 | 12481.9356 | 0 | 10579.1216 | 0
1908 | Commercial | CinTgsd311 | High Efficiency DX, >135k and <240k Btu/h Elect Heat | 3871.2268 | 1970.0309 | 73.5058 | 11986.7978 | 12804.2727 | 3053.7518 | 2043.5367 | 2387.3806 | 424.2575 | 462.454 | 231.0104 | 3505.1024 | 1051.5854 | 0 | 1051.5854 | 417.2665 | 0 | 1963.2316 | 10518.704 | 12481.9356 | 0 | 10579.1216 | 0
1909 | Commercial | CmiNgsd311 | High Efficiency DX, >135k and <240k Btu/h Elect Heat | 3871.2268 | 1970.0309 | 73.5058 | 11986.7978 | 12804.2727 | 3053.7518 | 2043.5367 | 2387.3806 | 424.2575 | 462.454 | 231.0104 | 3505.1024 | 1087.3333 | 0 | 1087.3333 | 417.2665 | 0 | 2029.9703 | 10518.704 | 12548.6743 | 0 | 10579.1216 | 0
1910 | Commercial | CmiTgsd311 | High Efficiency DX, >135k and <240k Btu/h Elect Heat | 3871.2268 | 1970.0309 | 73.5058 | 11986.7978 | 12804.2727 | 3053.7518 | 2043.5367 | 2387.3806 | 424.2575 | 462.454 | 231.0104 | 3505.1024 | 1087.3333 | 0 | 1087.3333 | 417.2665 | 0 | 2029.9703 | 10518.704 | 12548.6743 | 0 | 10579.1216 | 0
1911 | Commercial | CwaNgsd311 | High Efficiency DX, >135k and <240k Btu/h Elect Heat | 3871.2268 | 1970.0309 | 73.5058 | 11986.7978 | 12804.2727 | 3053.7518 | 2043.5367 | 2387.3806 | 424.2575 | 462.454 | 231.0104 | 3505.1024 | 497.2618 | 0 | 497.2618 | 417.2665 | 0 | 881.5077 | 10518.704 | 11400.2117 | 0 | 10579.1216 | 0
1912 | Commercial | CwaTgsd311 | High Efficiency DX, >135k and <240k Btu/h Elect Heat | 3871.2268 | 1970.0309 | 73.5058 | 11986.7978 | 12804.2727 | 3053.7518 | 2043.5367 | 2387.3806 | 424.2575 | 462.454 | 231.0104 | 3505.1024 | 497.2618 | 0 | 497.2618 | 417.2665 | 0 | 881.5077 | 10518.704 | 11400.2117 | 0 | 10579.1216 | 0
1913 | Commercial | CasEgsd312 | HVAC tune-up | 4019.4401 | 2045.4553 | 76.32 | 12371.8732 | 13215.6095 | 3175.7038 | 2121.7753 | 2476.5062 | 440.4401 | 479.7182 | 239.8219 | 3636.4864 | 10524.2353 | 0 | 10524.2353 | 1710.9354 | 0 | 22459.2052 | 11040.5152 | 33499.7205 | 0 | 27627.6909 | 0
1914 | Commercial | CasNgsd312 | HVAC tune-up | 4019.4401 | 2045.4553 | 76.32 | 12371.8732 | 13215.6095 | 3175.7038 | 2121.7753 | 2476.5062 | 440.4401 | 479.7182 | 239.8219 | 3636.4864 | 10524.2353 | 0 | 10524.2353 | 1710.9354 | 0 | 22459.2052 | 11040.5152 | 33499.7205 | 0 | 27627.6909 | 0
1915 | Commercial | CgrEgsd312 | HVAC tune-up | 4019.4401 | 2045.4553 | 76.32 | 12371.8732 | 13215.6095 | 3175.7038 | 2121.7753 | 2476.5062 | 440.4401 | 479.7182 | 239.8219 | 3636.4864 | 10524.2353 | 0 | 10524.2353 | 1710.9354 | 0 | 22459.2052 | 11040.5152 | 33499.7205 | 0 | 50013.01 | 0
1916 | Commercial | CgrNgsd312 | HVAC tune-up | 4019.4401 | 2045.4553 | 76.32 | 12371.8732 | 13215.6095 | 3175.7038 | 2121.7753 | 2476.5062 | 440.4401 | 479.7182 | 239.8219 | 3636.4864 | 10524.2353 | 0 | 10524.2353 | 1710.9354 | 0 | 22459.2052 | 11040.5152 | 33499.7205 | 0 | 50013.01 | 0
1917 | Commercial | CinEgsd312 | HVAC tune-up | 4019.4401 | 2045.4553 | 76.32 | 12371.8732 | 13215.6095 | 3175.7038 | 2121.7753 | 2476.5062 | 440.4401 | 479.7182 | 239.8219 | 3636.4864 | 10524.2353 | 0 | 10524.2353 | 1710.9354 | 0 | 22459.2052 | 11040.5152 | 33499.7205 | 0 | 51146.4454 | 0
1918 | Commercial | CinNgsd312 | HVAC tune-up | 4019.4401 | 2045.4553 | 76.32 | 12371.8732 | 13215.6095 | 3175.7038 | 2121.7753 | 2476.5062 | 440.4401 | 479.7182 | 239.8219 | 3636.4864 | 10524.2353 | 0 | 10524.2353 | 1710.9354 | 0 | 22459.2052 | 11040.5152 | 33499.7205 | 0 | 51146.4454 | 0
1919 | Commercial | CmiEgsd312 | HVAC tune-up | 4019.4401 | 2045.4553 | 76.32 | 12371.8732 | 13215.6095 | 3175.7038 | 2121.7753 | 2476.5062 | 440.4401 | 479.7182 | 239.8219 | 3636.4864 | 10524.2353 | 0 | 10524.2353 | 1710.9354 | 0 | 22459.2052 | 11040.5152 | 33499.7205 | 0 | 49464.9207 | 0
1920 | Commercial | CmiNgsd312 | HVAC tune-up | 4019.4401 | 2045.4553 | 76.32 | 12371.8732 | 13215.6095 | 3175.7038 | 2121.7753 | 2476.5062 | 440.4401 | 479.7182 | 239.8219 | 3636.4864 | 10524.2353 | 0 | 10524.2353 | 1710.9354 | 0 | 22459.2052 | 11040.5152 | 33499.7205 | 0 | 49464.9207 | 0
1921 | Commercial | CofEgsd312 | HVAC tune-up | 4019.4401 | 2045.4553 | 76.32 | 12371.8732 | 13215.6095 | 3175.7038 | 2121.7753 | 2476.5062 | 440.4401 | 479.7182 | 239.8219 | 3636.4864 | 10524.2353 | 0 | 10524.2353 | 1710.9354 | 0 | 22459.2052 | 11040.5152 | 33499.7205 | 0 | 24547.5134 | 0
1922 | Commercial | CofNgsd312 | HVAC tune-up | 4019.4401 | 2045.4553 | 76.32 | 12371.8732 | 13215.6095 | 3175.7038 | 2121.7753 | 2476.5062 | 440.4401 | 479.7182 | 239.8219 | 3636.4864 | 10524.2353 | 0 | 10524.2353 | 1710.9354 | 0 | 22459.2052 | 11040.5152 | 33499.7205 | 0 | 24547.5134 | 0
1923 | Commercial | CrtEgsd312 | HVAC tune-up | 4019.4401 | 2045.4553 | 76.32 | 12371.8732 | 13215.6095 | 3175.7038 | 2121.7753 | 2476.5062 | 440.4401 | 479.7182 | 239.8219 | 3636.4864 | 10524.2353 | 0 | 10524.2353 | 1710.9354 | 0 | 22459.2052 | 11040.5152 | 33499.7205 | 0 | 21752.6462 | 0
1924 | Commercial | CrtNgsd312 | HVAC tune-up | 4019.4401 | 2045.4553 | 76.32 | 12371.8732 | 13215.6095 | 3175.7038 | 2121.7753 | 2476.5062 | 440.4401 | 479.7182 | 239.8219 | 3636.4864 | 10524.2353 | 0 | 10524.2353 | 1710.9354 | 0 | 22459.2052 | 11040.5152 | 33499.7205 | 0 | 21752.6462 | 0
1925 | Commercial | CscEgsd312 | HVAC tune-up | 4019.4401 | 2045.4553 | 76.32 | 12371.8732 | 13215.6095 | 3175.7038 | 2121.7753 | 2476.5062 | 440.4401 | 479.7182 | 239.8219 | 3636.4864 | 10524.2353 | 0 | 10524.2353 | 1710.9354 | 0 | 22459.2052 | 11040.5152 | 33499.7205 | 0 | 25023.8324 | 0
1926 | Commercial | CscNgsd312 | HVAC tune-up | 4019.4401 | 2045.4553 | 76.32 | 12371.8732 | 13215.6095 | 3175.7038 | 2121.7753 | 2476.5062 | 440.4401 | 479.7182 | 239.8219 | 3636.4864 | 10524.2353 | 0 | 10524.2353 | 1710.9354 | 0 | 22459.2052 | 11040.5152 | 33499.7205 | 0 | 25023.8324 | 0
1927 | Commercial | CwaEgsd312 | HVAC tune-up | 4019.4401 | 2045.4553 | 76.32 | 12371.8732 | 13215.6095 | 3175.7038 | 2121.7753 | 2476.5062 | 440.4401 | 479.7182 | 239.8219 | 3636.4864 | 10524.2353 | 0 | 10524.2353 | 1710.9354 | 0 | 22459.2052 | 11040.5152 | 33499.7205 | 0 | 113909.7563 | 0
1928 | Commercial | CwaNgsd312 | HVAC tune-up | 4019.4401 | 2045.4553 | 76.32 | 12371.8732 | 13215.6095 | 3175.7038 | 2121.7753 | 2476.5062 | 440.4401 | 479.7182 | 239.8219 | 3636.4864 | 10524.2353 | 0 | 10524.2353 | 1710.9354 | 0 | 22459.2052 | 11040.5152 | 33499.7205 | 0 | 113909.7563 | 0
1929 | Commercial | CasEgsd313 | HVAC tune-up_RTU | 3995.5898 | 2033.3181 | 75.8671 | 12371.8732 | 13215.6095 | 3151.8535 | 2109.1852 | 2464.0751 | 437.8867 | 477.3103 | 238.4316 | 3617.7037 | 10524.2353 | 0 | 10524.2353 | 989.4566 | 0 | 22459.2052 | 10518.704 | 32977.9093 | 0 | 36836.9204 | 0
1930 | Commercial | CasNgsd313 | HVAC tune-up_RTU | 3995.5898 | 2033.3181 | 75.8671 | 12371.8732 | 13215.6095 | 3151.8535 | 2109.1852 | 2464.0751 | 437.8867 | 477.3103 | 238.4316 | 3617.7037 | 10524.2353 | 0 | 10524.2353 | 989.4566 | 0 | 22459.2052 | 10518.704 | 32977.9093 | 0 | 36836.9204 | 0
1931 | Commercial | CcoEgsd313 | HVAC tune-up_RTU | 4102.1376 | 2087.5393 | 77.8902 | 12701.786 | 13568.0216 | 3235.9019 | 2165.4295 | 2529.783 | 449.5636 | 490.0385 | 244.7897 | 3714.1747 | 5796.3833 | 0 | 5796.3833 | 989.4566 | 0 | 11797.9957 | 10518.704 | 22316.6998 | 0 | 17442.3401 | 0
1932 | Commercial | CcoNgsd313 | HVAC tune-up_RTU | 4102.1376 | 2087.5393 | 77.8902 | 12701.786 | 13568.0216 | 3235.9019 | 2165.4295 | 2529.783 | 449.5636 | 490.0385 | 244.7897 | 3714.1747 | 5796.3833 | 0 | 5796.3833 | 989.4566 | 0 | 11797.9957 | 10518.704 | 22316.6998 | 0 | 17442.3401 | 0
1933 | Commercial | CgrEgsd313 | HVAC tune-up_RTU | 3995.5898 | 2033.3181 | 75.8671 | 12371.8732 | 13215.6095 | 3151.8535 | 2109.1852 | 2464.0751 | 437.8867 | 477.3103 | 238.4316 | 3617.7037 | 10524.2353 | 0 | 10524.2353 | 989.4566 | 0 | 22459.2052 | 10518.704 | 32977.9093 | 0 | 66684.0117 | 0
1934 | Commercial | CgrNgsd313 | HVAC tune-up_RTU | 3995.5898 | 2033.3181 | 75.8671 | 12371.8732 | 13215.6095 | 3151.8535 | 2109.1852 | 2464.0751 | 437.8867 | 477.3103 | 238.4316 | 3617.7037 | 10524.2353 | 0 | 10524.2353 | 989.4566 | 0 | 22459.2052 | 10518.704 | 32977.9093 | 0 | 66684.0117 | 0
1935 | Commercial | CinEgsd313 | HVAC tune-up_RTU | 3995.5898 | 2033.3181 | 75.8671 | 12371.8732 | 13215.6095 | 3151.8535 | 2109.1852 | 2464.0751 | 437.8867 | 477.3103 | 238.4316 | 3617.7037 | 10524.2353 | 0 | 10524.2353 | 989.4566 | 0 | 22459.2052 | 10518.704 | 32977.9093 | 0 | 68195.2622 | 0
1936 | Commercial | CinNgsd313 | HVAC tune-up_RTU | 3995.5898 | 2033.3181 | 75.8671 | 12371.8732 | 13215.6095 | 3151.8535 | 2109.1852 | 2464.0751 | 437.8867 | 477.3103 | 238.4316 | 3617.7037 | 10524.2353 | 0 | 10524.2353 | 989.4566 | 0 | 22459.2052 | 10518.704 | 32977.9093 | 0 | 68195.2622 | 0
1937 | Commercial | CmiEgsd313 | HVAC tune-up_RTU | 3995.5898 | 2033.3181 | 75.8671 | 12371.8732 | 13215.6095 | 3151.8535 | 2109.1852 | 2464.0751 | 437.8867 | 477.3103 | 238.4316 | 3617.7037 | 10524.2353 | 0 | 10524.2353 | 989.4566 | 0 | 22459.2052 | 10518.704 | 32977.9093 | 0 | 65953.2276 | 0
1938 | Commercial | CmiNgsd313 | HVAC tune-up_RTU | 3995.5898 | 2033.3181 | 75.8671 | 12371.8732 | 13215.6095 | 3151.8535 | 2109.1852 | 2464.0751 | 437.8867 | 477.3103 | 238.4316 | 3617.7037 | 10524.2353 | 0 | 10524.2353 | 989.4566 | 0 | 22459.2052 | 10518.704 | 32977.9093 | 0 | 65953.2276 | 0
1939 | Commercial | CofEgsd313 | HVAC tune-up_RTU | 3995.5898 | 2033.3181 | 75.8671 | 12371.8732 | 13215.6095 | 3151.8535 | 2109.1852 | 2464.0751 | 437.8867 | 477.3103 | 238.4316 | 3617.7037 | 10524.2353 | 0 | 10524.2353 | 989.4566 | 0 | 22459.2052 | 10518.704 | 32977.9093 | 0 | 32730.0171 | 0
1940 | Commercial | CofNgsd313 | HVAC tune-up_RTU | 3995.5898 | 2033.3181 | 75.8671 | 12371.8732 | 13215.6095 | 3151.8535 | 2109.1852 | 2464.0751 | 437.8867 | 477.3103 | 238.4316 | 3617.7037 | 10524.2353 | 0 | 10524.2353 | 989.4566 | 0 | 22459.2052 | 10518.704 | 32977.9093 | 0 | 32730.0171 | 0
1941 | Commercial | CreEgsd313 | HVAC tune-up_RTU | 3995.5898 | 2033.3181 | 75.8671 | 12371.8732 | 13215.6095 | 3151.8535 | 2109.1852 | 2464.0751 | 437.8867 | 477.3103 | 238.4316 | 3617.7037 | 10524.2353 | 0 | 10524.2353 | 989.4566 | 0 | 22459.2052 | 10518.704 | 32977.9093 | 0 | 22731.7532 | 0
1942 | Commercial | CreNgsd313 | HVAC tune-up_RTU | 3995.5898 | 2033.3181 | 75.8671 | 12371.8732 | 13215.6095 | 3151.8535 | 2109.1852 | 2464.0751 | 437.8867 | 477.3103 | 238.4316 | 3617.7037 | 10524.2353 | 0 | 10524.2353 | 989.4566 | 0 | 22459.2052 | 10518.704 | 32977.9093 | 0 | 22731.7532 | 0
1943 | Commercial | CrtEgsd313 | HVAC tune-up_RTU | 3995.5898 | 2033.3181 | 75.8671 | 12371.8732 | 13215.6095 | 3151.8535 | 2109.1852 | 2464.0751 | 437.8867 | 477.3103 | 238.4316 | 3617.7037 | 10524.2353 | 0 | 10524.2353 | 989.4566 | 0 | 22459.2052 | 10518.704 | 32977.9093 | 0 | 29003.5283 | 0
1944 | Commercial | CrtNgsd313 | HVAC tune-up_RTU | 3995.5898 | 2033.3181 | 75.8671 | 12371.8732 | 13215.6095 | 3151.8535 | 2109.1852 | 2464.0751 | 437.8867 | 477.3103 | 238.4316 | 3617.7037 | 10524.2353 | 0 | 10524.2353 | 989.4566 | 0 | 22459.2052 | 10518.704 | 32977.9093 | 0 | 29003.5283 | 0
1945 | Commercial | CscEgsd313 | HVAC tune-up_RTU | 3995.5898 | 2033.3181 | 75.8671 | 12371.8732 | 13215.6095 | 3151.8535 | 2109.1852 | 2464.0751 | 437.8867 | 477.3103 | 238.4316 | 3617.7037 | 10524.2353 | 0 | 10524.2353 | 989.4566 | 0 | 22459.2052 | 10518.704 | 32977.9093 | 0 | 33365.1107 | 0
1946 | Commercial | CscNgsd313 | HVAC tune-up_RTU | 3995.5898 | 2033.3181 | 75.8671 | 12371.8732 | 13215.6095 | 3151.8535 | 2109.1852 | 2464.0751 | 437.8867 | 477.3103 | 238.4316 | 3617.7037 | 10524.2353 | 0 | 10524.2353 | 989.4566 | 0 | 22459.2052 | 10518.704 | 32977.9093 | 0 | 33365.1107 | 0
1947 | Commercial | CwaEgsd313 | HVAC tune-up_RTU | 3995.5898 | 2033.3181 | 75.8671 | 12371.8732 | 13215.6095 | 3151.8535 | 2109.1852 | 2464.0751 | 437.8867 | 477.3103 | 238.4316 | 3617.7037 | 10524.2353 | 0 | 10524.2353 | 989.4566 | 0 | 22459.2052 | 10518.704 | 32977.9093 | 0 | 151879.6717 | 0
1948 | Commercial | CwaNgsd313 | HVAC tune-up_RTU | 3995.5898 | 2033.3181 | 75.8671 | 12371.8732 | 13215.6095 | 3151.8535 | 2109.1852 | 2464.0751 | 437.8867 | 477.3103 | 238.4316 | 3617.7037 | 10524.2353 | 0 | 10524.2353 | 989.4566 | 0 | 22459.2052 | 10518.704 | 32977.9093 | 0 | 151879.6717 | 0
1949 | Commercial | CasEgsd314 | Airside Economizer | -3871.1966 | -1970.0156 | -73.5052 | -11986.7045 | -12804.173 | -3053.728 | -2043.5208 | -2387.362 | -424.2542 | -462.4504 | -231.0086 | -3505.0751 | 10180.6591 | 0 | 10180.6591 | 567.7796 | 0 | 21688.2693 | 10518.704 | 32206.9733 | 0 | 6076.8661 | 0
1950 | Commercial | CasNgsd314 | Airside Economizer | -3871.1966 | -1970.0156 | -73.5052 | -11986.7045 | -12804.173 | -3053.728 | -2043.5208 | -2387.362 | -424.2542 | -462.4504 | -231.0086 | -3505.0751 | 10180.6591 | 0 | 10180.6591 | 567.7796 | 0 | 21688.2693 | 10518.704 | 32206.9733 | 0 | 6076.8661 | 0
1951 | Commercial | CcoEgsd314 | Airside Economizer | -3102.9397 | -1579.0569 | -58.9177 | -9607.8874 | -10263.1256 | -2447.7016 | -1637.9746 | -1913.5789 | -340.059 | -370.675 | -185.1638 | -2809.4767 | 16920.4363 | 0 | 16920.4363 | 567.7796 | 0 | 37476.9469 | 10518.704 | 47995.6509 | 0 | 10500.7167 | 0
1952 | Commercial | CcoNgsd314 | Airside Economizer | -3102.9397 | -1579.0569 | -58.9177 | -9607.8874 | -10263.1256 | -2447.7016 | -1637.9746 | -1913.5789 | -340.059 | -370.675 | -185.1638 | -2809.4767 | 16920.4363 | 0 | 16920.4363 | 567.7796 | 0 | 37476.9469 | 10518.704 | 47995.6509 | 0 | 10500.7167 | 0
1953 | Commercial | CgrEgsd314 | Airside Economizer | -3850.641 | -1959.5551 | -73.1149 | -11923.0565 | -12736.1844 | -3037.5131 | -2032.6699 | -2374.6854 | -422.0014 | -459.9949 | -229.7819 | -3486.4636 | 9422.495 | 0 | 9422.495 | 567.7796 | 0 | 19964.6577 | 10518.704 | 30483.3618 | 0 | 5593.9247 | 0
1954 | Commercial | CgrNgsd314 | Airside Economizer | -3850.641 | -1959.5551 | -73.1149 | -11923.0565 | -12736.1844 | -3037.5131 | -2032.6699 | -2374.6854 | -422.0014 | -459.9949 | -229.7819 | -3486.4636 | 9422.495 | 0 | 9422.495 | 567.7796 | 0 | 19964.6577 | 10518.704 | 30483.3618 | 0 | 5593.9247 | 0
1955 | Commercial | CheEgsd314 | Airside Economizer | -3871.1966 | -1970.0156 | -73.5052 | -11986.7045 | -12804.173 | -3053.728 | -2043.5208 | -2387.362 | -424.2542 | -462.4504 | -231.0086 | -3505.0751 | 10180.6591 | 0 | 10180.6591 | 567.7796 | 0 | 21688.2693 | 10518.704 | 32206.9733 | 0 | 6076.8661 | 0
1956 | Commercial | CheNgsd314 | Airside Economizer | -3871.1966 | -1970.0156 | -73.5052 | -11986.7045 | -12804.173 | -3053.728 | -2043.5208 | -2387.362 | -424.2542 | -462.4504 | -231.0086 | -3505.0751 | 10180.6591 | 0 | 10180.6591 | 567.7796 | 0 | 21688.2693 | 10518.704 | 32206.9733 | 0 | 6076.8661 | 0
1957 | Commercial | ChoEgsd314 | Airside Economizer | -3102.9397 | -1579.0569 | -58.9177 | -9607.8874 | -10263.1256 | -2447.7016 | -1637.9746 | -1913.5789 | -340.059 | -370.675 | -185.1638 | -2809.4767 | 16920.4363 | 0 | 16920.4363 | 567.7796 | 0 | 37476.9469 | 10518.704 | 47995.6509 | 0 | 10500.7167 | 0
1958 | Commercial | ChoNgsd314 | Airside Economizer | -3102.9397 | -1579.0569 | -58.9177 | -9607.8874 | -10263.1256 | -2447.7016 | -1637.9746 | -1913.5789 | -340.059 | -370.675 | -185.1638 | -2809.4767 | 16920.4363 | 0 | 16920.4363 | 567.7796 | 0 | 37476.9469 | 10518.704 | 47995.6509 | 0 | 10500.7167 | 0
1959 | Commercial | CinEgsd314 | Airside Economizer | -3871.1966 | -1970.0156 | -73.5052 | -11986.7045 | -12804.173 | -3053.728 | -2043.5208 | -2387.362 | -424.2542 | -462.4504 | -231.0086 | -3505.0751 | 10180.6591 | 0 | 10180.6591 | 567.7796 | 0 | 21688.2693 | 10518.704 | 32206.9733 | 0 | 6076.8661 | 0
1960 | Commercial | CinNgsd314 | Airside Economizer | -3871.1966 | -1970.0156 | -73.5052 | -11986.7045 | -12804.173 | -3053.728 | -2043.5208 | -2387.362 | -424.2542 | -462.4504 | -231.0086 | -3505.0751 | 10180.6591 | 0 | 10180.6591 | 567.7796 | 0 | 21688.2693 | 10518.704 | 32206.9733 | 0 | 6076.8661 | 0
1961 | Commercial | CloEgsd314 | Airside Economizer | -3850.641 | -1959.5551 | -73.1149 | -11923.0565 | -12736.1844 | -3037.5131 | -2032.6699 | -2374.6854 | -422.0014 | -459.9949 | -229.7819 | -3486.4636 | 9422.495 | 0 | 9422.495 | 567.7796 | 0 | 19964.6577 | 10518.704 | 30483.3618 | 0 | 5593.9247 | 0
1962 | Commercial | CloNgsd314 | Airside Economizer | -3850.641 | -1959.5551 | -73.1149 | -11923.0565 | -12736.1844 | -3037.5131 | -2032.6699 | -2374.6854 | -422.0014 | -459.9949 | -229.7819 | -3486.4636 | 9422.495 | 0 | 9422.495 | 567.7796 | 0 | 19964.6577 | 10518.704 | 30483.3618 | 0 | 5593.9247 | 0
1963 | Commercial | CmiEgsd314 | Airside Economizer | -3871.1966 | -1970.0156 | -73.5052 | -11986.7045 | -12804.173 | -3053.728 | -2043.5208 | -2387.362 | -424.2542 | -462.4504 | -231.0086 | -3505.0751 | 10180.6591 | 0 | 10180.6591 | 567.7796 | 0 | 21688.2693 | 10518.704 | 32206.9733 | 0 | 6076.8661 | 0
1964 | Commercial | CmiNgsd314 | Airside Economizer | -3871.1966 | -1970.0156 | -73.5052 | -11986.7045 | -12804.173 | -3053.728 | -2043.5208 | -2387.362 | -424.2542 | -462.4504 | -231.0086 | -3505.0751 | 10180.6591 | 0 | 10180.6591 | 567.7796 | 0 | 21688.2693 | 10518.704 | 32206.9733 | 0 | 6076.8661 | 0
1965 | Commercial | CofEgsd314 | Airside Economizer | -3871.1966 | -1970.0156 | -73.5052 | -11986.7045 | -12804.173 | -3053.728 | -2043.5208 | -2387.362 | -424.2542 | -462.4504 | -231.0086 | -3505.0751 | 10180.6591 | 0 | 10180.6591 | 567.7796 | 0 | 21688.2693 | 10518.704 | 32206.9733 | 0 | 6076.8661 | 0
1966 | Commercial | CofNgsd314 | Airside Economizer | -3871.1966 | -1970.0156 | -73.5052 | -11986.7045 | -12804.173 | -3053.728 | -2043.5208 | -2387.362 | -424.2542 | -462.4504 | -231.0086 | -3505.0751 | 10180.6591 | 0 | 10180.6591 | 567.7796 | 0 | 21688.2693 | 10518.704 | 32206.9733 | 0 | 6076.8661 | 0
1967 | Commercial | CreEgsd314 | Airside Economizer | -3850.641 | -1959.5551 | -73.1149 | -11923.0565 | -12736.1844 | -3037.5131 | -2032.6699 | -2374.6854 | -422.0014 | -459.9949 | -229.7819 | -3486.4636 | 9422.495 | 0 | 9422.495 | 567.7796 | 0 | 19964.6577 | 10518.704 | 30483.3618 | 0 | 5593.9247 | 0
1968 | Commercial | CreNgsd314 | Airside Economizer | -3850.641 | -1959.5551 | -73.1149 | -11923.0565 | -12736.1844 | -3037.5131 | -2032.6699 | -2374.6854 | -422.0014 | -459.9949 | -229.7819 | -3486.4636 | 9422.495 | 0 | 9422.495 | 567.7796 | 0 | 19964.6577 | 10518.704 | 30483.3618 | 0 | 5593.9247 | 0
1969 | Commercial | CrtEgsd314 | Airside Economizer | -3850.641 | -1959.5551 | -73.1149 | -11923.0565 | -12736.1844 | -3037.5131 | -2032.6699 | -2374.6854 | -422.0014 | -459.9949 | -229.7819 | -3486.4636 | 9422.495 | 0 | 9422.495 | 567.7796 | 0 | 19964.6577 | 10518.704 | 30483.3618 | 0 | 5593.9247 | 0
1970 | Commercial | CrtNgsd314 | Airside Economizer | -3850.641 | -1959.5551 | -73.1149 | -11923.0565 | -12736.1844 | -3037.5131 | -2032.6699 | -2374.6854 | -422.0014 | -459.9949 | -229.7819 | -3486.4636 | 9422.495 | 0 | 9422.495 | 567.7796 | 0 | 19964.6577 | 10518.704 | 30483.3618 | 0 | 5593.9247 | 0
1971 | Commercial | CscEgsd314 | Airside Economizer | -3871.1966 | -1970.0156 | -73.5052 | -11986.7045 | -12804.173 | -3053.728 | -2043.5208 | -2387.362 | -424.2542 | -462.4504 | -231.0086 | -3505.0751 | 10180.6591 | 0 | 10180.6591 | 567.7796 | 0 | 21688.2693 | 10518.704 | 32206.9733 | 0 | 6076.8661 | 0
1972 | Commercial | CscNgsd314 | Airside Economizer | -3871.1966 | -1970.0156 | -73.5052 | -11986.7045 | -12804.173 | -3053.728 | -2043.5208 | -2387.362 | -424.2542 | -462.4504 | -231.0086 | -3505.0751 | 10180.6591 | 0 | 10180.6591 | 567.7796 | 0 | 21688.2693 | 10518.704 | 32206.9733 | 0 | 6076.8661 | 0
1973 | Commercial | CwaEgsd314 | Airside Economizer | -3871.1966 | -1970.0156 | -73.5052 | -11986.7045 | -12804.173 | -3053.728 | -2043.5208 | -2387.362 | -424.2542 | -462.4504 | -231.0086 | -3505.0751 | 10180.6591 | 0 | 10180.6591 | 567.7796 | 0 | 21688.2693 | 10518.704 | 32206.9733 | 0 | 6076.8661 | 0
1974 | Commercial | CwaNgsd314 | Airside Economizer | -3871.1966 | -1970.0156 | -73.5052 | -11986.7045 | -12804.173 | -3053.728 | -2043.5208 | -2387.362 | -424.2542 | -462.4504 | -231.0086 | -3505.0751 | 10180.6591 | 0 | 10180.6591 | 567.7796 | 0 | 21688.2693 | 10518.704 | 32206.9733 | 0 | 6076.8661 | 0
1975 | Commercial | CcoEgsd315 | Waterside Economizer | 0 | 0 | 0 | 0 | 0 | 0 | 0 | 0 | 0 | 0 | 0 | 0 | 5064.6035 | 0 | 5064.6035 | 365.666 | 0 | 11245.7912 | 10518.704 | 21764.4952 | 0 | 2181965.571 | 0
1976 | Commercial | CcoNgsd315 | Waterside Economizer | 0 | 0 | 0 | 0 | 0 | 0 | 0 | 0 | 0 | 0 | 0 | 0 | 5064.6035 | 0 | 5064.6035 | 365.666 | 0 | 11245.7912 | 10518.704 | 21764.4952 | 0 | 2181965.571 | 0
1977 | Commercial | ChoEgsd315 | Waterside Economizer | 0 | 0 | 0 | 0 | 0 | 0 | 0 | 0 | 0 | 0 | 0 | 0 | 9409.684 | 0 | 9409.684 | 365.666 | 0 | 20893.9045 | 10518.704 | 31412.6085 | 0 | 2181965.571 | 0
1978 | Commercial | ChoNgsd315 | Waterside Economizer | 0 | 0 | 0 | 0 | 0 | 0 | 0 | 0 | 0 | 0 | 0 | 0 | 9409.684 | 0 | 9409.684 | 365.666 | 0 | 20893.9045 | 10518.704 | 31412.6085 | 0 | 2181965.571 | 0
1979 | Commercial | CinEgsd315 | Waterside Economizer | 0 | 0 | 0 | 0 | 0 | 0 | 0 | 0 | 0 | 0 | 0 | 0 | 2465.9381 | 0 | 2465.9381 | 365.666 | 0 | 5475.5372 | 10518.704 | 15994.2412 | 0 | 2181965.571 | 0
1980 | Commercial | CinNgsd315 | Waterside Economizer | 0 | 0 | 0 | 0 | 0 | 0 | 0 | 0 | 0 | 0 | 0 | 0 | 2465.9381 | 0 | 2465.9381 | 365.666 | 0 | 5475.5372 | 10518.704 | 15994.2412 | 0 | 2181965.571 | 0
1981 | Commercial | CasEgsd316 | ECM Motors on Furnaces | 0 | 0 | 0 | 0 | 0 | 0 | 0 | 0 | 0 | 0 | 0 | 0 | 351.2781 | 0 | 351.2781 | 417.2665 | 0 | 780.0018 | 10518.704 | 11298.7058 | 0 | 2494.9061 | 0
1982 | Commercial | CasNgsd316 | ECM Motors on Furnaces | 0 | 0 | 0 | 0 | 0 | 0 | 0 | 0 | 0 | 0 | 0 | 0 | 351.2781 | 0 | 351.2781 | 417.2665 | 0 | 780.0018 | 10518.704 | 11298.7058 | 0 | 2494.9061 | 0
1983 | Commercial | CcoEgsd316 | ECM Motors on Furnaces | 18.2354 | 9.2798 | 0.34625 | 56.4637 | 60.3144 | 14.3847 | 9.6261 | 11.2457 | 1.9985 | 2.1784 | 1.0882 | 16.5107 | 351.2781 | 0 | 351.2781 | 417.2665 | 0 | 780.0018 | 10518.704 | 11298.7058 | 0 | 2494.9061 | 0
1984 | Commercial | CcoNgsd316 | ECM Motors on Furnaces | 18.2354 | 9.2798 | 0.34625 | 56.4637 | 60.3144 | 14.3847 | 9.6261 | 11.2457 | 1.9985 | 2.1784 | 1.0882 | 16.5107 | 351.2781 | 0 | 351.2781 | 417.2665 | 0 | 780.0018 | 10518.704 | 11298.7058 | 0 | 2494.9061 | 0
1985 | Commercial | CgrEgsd316 | ECM Motors on Furnaces | 23.4646 | 11.9409 | 0.44554 | 72.6553 | 77.6102 | 18.5096 | 12.3864 | 14.4706 | 2.5715 | 2.8031 | 1.4002 | 21.2454 | 604.1983 | 0 | 604.1983 | 417.2665 | 0 | 1341.6032 | 10518.704 | 11860.3072 | 0 | 2494.9061 | 0
1986 | Commercial | CgrNgsd316 | ECM Motors on Furnaces | 23.4646 | 11.9409 | 0.44554 | 72.6553 | 77.6102 | 18.5096 | 12.3864 | 14.4706 | 2.5715 | 2.8031 | 1.4002 | 21.2454 | 604.1983 | 0 | 604.1983 | 417.2665 | 0 | 1341.6032 | 10518.704 | 11860.3072 | 0 | 2494.9061 | 0
1987 | Commercial | CheEgsd316 | ECM Motors on Furnaces | 0 | 0 | 0 | 0 | 0 | 0 | 0 | 0 | 0 | 0 | 0 | 0 | 550.804 | 0 | 550.804 | 417.2665 | 0 | 1223.0429 | 10518.704 | 11741.7469 | 0 | 2494.9061 | 0
1988 | Commercial | CheNgsd316 | ECM Motors on Furnaces | 0 | 0 | 0 | 0 | 0 | 0 | 0 | 0 | 0 | 0 | 0 | 0 | 550.804 | 0 | 550.804 | 417.2665 | 0 | 1223.0429 | 10518.704 | 11741.7469 | 0 | 2494.9061 | 0
1989 | Commercial | ChoEgsd316 | ECM Motors on Furnaces | 32.5319 | 16.5552 | 0.61771 | 100.7312 | 107.6008 | 25.6622 | 17.1729 | 20.0624 | 3.5653 | 3.8862 | 1.9413 | 29.4552 | 626.6801 | 0 | 626.6801 | 417.2665 | 0 | 1391.5232 | 10518.704 | 11910.2273 | 0 | 2494.9061 | 0
1990 | Commercial | ChoNgsd316 | ECM Motors on Furnaces | 32.5319 | 16.5552 | 0.61771 | 100.7312 | 107.6008 | 25.6622 | 17.1729 | 20.0624 | 3.5653 | 3.8862 | 1.9413 | 29.4552 | 626.6801 | 0 | 626.6801 | 417.2665 | 0 | 1391.5232 | 10518.704 | 11910.2273 | 0 | 2494.9061 | 0
1991 | Commercial | CinEgsd316 | ECM Motors on Furnaces | 0 | 0 | 0 | 0 | 0 | 0 | 0 | 0 | 0 | 0 | 0 | 0 | 306.3145 | 0 | 306.3145 | 417.2665 | 0 | 680.1616 | 10518.704 | 11198.8656 | 0 | 2494.9061 | 0
1992 | Commercial | CinNgsd316 | ECM Motors on Furnaces | 0 | 0 | 0 | 0 | 0 | 0 | 0 | 0 | 0 | 0 | 0 | 0 | 306.3145 | 0 | 306.3145 | 417.2665 | 0 | 680.1616 | 10518.704 | 11198.8656 | 0 | 2494.9061 | 0
1993 | Commercial | CloEgsd316 | ECM Motors on Furnaces | 14.4061 | 7.3312 | 0.27354 | 44.6069 | 47.649 | 11.364 | 7.6047 | 8.8843 | 1.5788 | 1.7209 | 0.85967 | 13.0437 | 370.9496 | 0 | 370.9496 | 417.2665 | 0 | 823.6819 | 10518.704 | 11342.3859 | 0 | 2494.9061 | 0
1994 | Commercial | CloNgsd316 | ECM Motors on Furnaces | 14.4061 | 7.3312 | 0.27354 | 44.6069 | 47.649 | 11.364 | 7.6047 | 8.8843 | 1.5788 | 1.7209 | 0.85967 | 13.0437 | 370.9496 | 0 | 370.9496 | 417.2665 | 0 | 823.6819 | 10518.704 | 11342.3859 | 0 | 2494.9061 | 0
1995 | Commercial | CmiEgsd316 | ECM Motors on Furnaces | 0 | 0 | 0 | 0 | 0 | 0 | 0 | 0 | 0 | 0 | 0 | 0 | 193.9055 | 0 | 193.9055 | 417.2665 | 0 | 430.561 | 10518.704 | 10949.265 | 0 | 2494.9061 | 0
1996 | Commercial | CmiNgsd316 | ECM Motors on Furnaces | 0 | 0 | 0 | 0 | 0 | 0 | 0 | 0 | 0 | 0 | 0 | 0 | 193.9055 | 0 | 193.9055 | 417.2665 | 0 | 430.561 | 10518.704 | 10949.265 | 0 | 2494.9061 | 0
1997 | Commercial | CofEgsd316 | ECM Motors on Furnaces | 0 | 0 | 0 | 0 | 0 | 0 | 0 | 0 | 0 | 0 | 0 | 0 | 205.1464 | 0 | 205.1464 | 417.2665 | 0 | 455.521 | 10518.704 | 10974.2251 | 0 | 2494.9061 | 0
1998 | Commercial | CofNgsd316 | ECM Motors on Furnaces | 0 | 0 | 0 | 0 | 0 | 0 | 0 | 0 | 0 | 0 | 0 | 0 | 205.1464 | 0 | 205.1464 | 417.2665 | 0 | 455.521 | 10518.704 | 10974.2251 | 0 | 2494.9061 | 0
1999 | Commercial | CreEgsd316 | ECM Motors on Furnaces | 50.3124 | 25.6035 | 0.95532 | 155.7864 | 166.4107 | 39.6881 | 26.5588 | 31.0276 | 5.5139 | 6.0103 | 3.0023 | 45.5541 | 1295.5136 | 0 | 1295.5136 | 417.2665 | 0 | 2876.6468 | 10518.704 | 13395.3508 | 0 | 2494.9061 | 0
2000 | Commercial | CreNgsd316 | ECM Motors on Furnaces | 50.3124 | 25.6035 | 0.95532 | 155.7864 | 166.4107 | 39.6881 | 26.5588 | 31.0276 | 5.5139 | 6.0103 | 3.0023 | 45.5541 | 1295.5136 | 0 | 1295.5136 | 417.2665 | 0 | 2876.6468 | 10518.704 | 13395.3508 | 0 | 2494.9061 | 0
2001 | Commercial | CrtEgsd316 | ECM Motors on Furnaces | 31.5407 | 16.0508 | 0.59889 | 97.6622 | 104.3225 | 24.8804 | 16.6497 | 19.4511 | 3.4566 | 3.7678 | 1.8822 | 28.5577 | 812.1549 | 0 | 812.1549 | 417.2665 | 0 | 1803.3642 | 10518.704 | 12322.0682 | 0 | 2494.9061 | 0
2002 | Commercial | CrtNgsd316 | ECM Motors on Furnaces | 31.5407 | 16.0508 | 0.59889 | 97.6622 | 104.3225 | 24.8804 | 16.6497 | 19.4511 | 3.4566 | 3.7678 | 1.8822 | 28.5577 | 812.1549 | 0 | 812.1549 | 417.2665 | 0 | 1803.3642 | 10518.704 | 12322.0682 | 0 | 2494.9061 | 0
2003 | Commercial | CscEgsd316 | ECM Motors on Furnaces | 0 | 0 | 0 | 0 | 0 | 0 | 0 | 0 | 0 | 0 | 0 | 0 | 747.5197 | 0 | 747.5197 | 417.2665 | 0 | 1659.8438 | 10518.704 | 12178.5478 | 0 | 2494.9061 | 0
2004 | Commercial | CscNgsd316 | ECM Motors on Furnaces | 0 | 0 | 0 | 0 | 0 | 0 | 0 | 0 | 0 | 0 | 0 | 0 | 747.5197 | 0 | 747.5197 | 417.2665 | 0 | 1659.8438 | 10518.704 | 12178.5478 | 0 | 2494.9061 | 0
2005 | Commercial | CwaEgsd316 | ECM Motors on Furnaces | 0 | 0 | 0 | 0 | 0 | 0 | 0 | 0 | 0 | 0 | 0 | 0 | 193.9055 | 0 | 193.9055 | 417.2665 | 0 | 430.561 | 10518.704 | 10949.265 | 0 | 2494.9061 | 0
2006 | Commercial | CwaNgsd316 | ECM Motors on Furnaces | 0 | 0 | 0 | 0 | 0 | 0 | 0 | 0 | 0 | 0 | 0 | 0 | 193.9055 | 0 | 193.9055 | 417.2665 | 0 | 430.561 | 10518.704 | 10949.265 | 0 | 2494.9061 | 0
2007 | Commercial | CasNgsd317 | Geothermal Heat Pump | 4395.9469 | 2237.0561 | 83.469 | 13611.5319 | 14539.8104 | 3467.6684 | 2320.5251 | 2710.9748 | 481.7629 | 525.1367 | 262.3224 | 3980.1967 | 5132.1437 | 0 | 5132.1437 | 417.2665 | 0 | 10368.4565 | 10518.704 | 20887.1605 | 0 | 281970.5596 | 0
2008 | Commercial | CasTgsd317 | Geothermal Heat Pump | 4395.9469 | 2237.0561 | 83.469 | 13611.5319 | 14539.8104 | 3467.6684 | 2320.5251 | 2710.9748 | 481.7629 | 525.1367 | 262.3224 | 3980.1967 | 5132.1437 | 0 | 5132.1437 | 417.2665 | 0 | 10368.4565 | 10518.704 | 20887.1605 | 0 | 281970.5596 | 0
2009 | Commercial | CcoNgsd317 | Geothermal Heat Pump | 4510.5227 | 2295.3627 | 85.6445 | 13966.3025 | 14918.7756 | 3558.0497 | 2381.0072 | 2781.6336 | 494.3195 | 538.8239 | 269.1595 | 4083.9365 | 11792.2421 | 0 | 11792.2421 | 417.2665 | 0 | 25362.0323 | 10518.704 | 35880.7364 | 0 | 621807.4098 | 0
2010 | Commercial | CcoTgsd317 | Geothermal Heat Pump | 4510.5227 | 2295.3627 | 85.6445 | 13966.3025 | 14918.7756 | 3558.0497 | 2381.0072 | 2781.6336 | 494.3195 | 538.8239 | 269.1595 | 4083.9365 | 11792.2421 | 0 | 11792.2421 | 417.2665 | 0 | 25362.0323 | 10518.704 | 35880.7364 | 0 | 621807.4098 | 0
2011 | Commercial | CgrNgsd317 | Geothermal Heat Pump | 4395.9469 | 2237.0561 | 83.469 | 13611.5319 | 14539.8104 | 3467.6684 | 2320.5251 | 2710.9748 | 481.7629 | 525.1367 | 262.3224 | 3980.1967 | 5132.1437 | 0 | 5132.1437 | 417.2665 | 0 | 10368.4565 | 10518.704 | 20887.1605 | 0 | 508564.9468 | 0
2012 | Commercial | CgrTgsd317 | Geothermal Heat Pump | 4395.9469 | 2237.0561 | 83.469 | 13611.5319 | 14539.8104 | 3467.6684 | 2320.5251 | 2710.9748 | 481.7629 | 525.1367 | 262.3224 | 3980.1967 | 5132.1437 | 0 | 5132.1437 | 417.2665 | 0 | 10368.4565 | 10518.704 | 20887.1605 | 0 | 508564.9468 | 0
2013 | Commercial | CheNgsd317 | Geothermal Heat Pump | 4395.9469 | 2237.0561 | 83.469 | 13611.5319 | 14539.8104 | 3467.6684 | 2320.5251 | 2710.9748 | 481.7629 | 525.1367 | 262.3224 | 3980.1967 | 5132.1437 | 0 | 5132.1437 | 417.2665 | 0 | 10368.4565 | 10518.704 | 20887.1605 | 0 | 129646.6017 | 0
2014 | Commercial | CheTgsd317 | Geothermal Heat Pump | 4395.9469 | 2237.0561 | 83.469 | 13611.5319 | 14539.8104 | 3467.6684 | 2320.5251 | 2710.9748 | 481.7629 | 525.1367 | 262.3224 | 3980.1967 | 5132.1437 | 0 | 5132.1437 | 417.2665 | 0 | 10368.4565 | 10518.704 | 20887.1605 | 0 | 129646.6017 | 0
2015 | Commercial | ChoNgsd317 | Geothermal Heat Pump | 4510.5227 | 2295.3627 | 85.6445 | 13966.3025 | 14918.7756 | 3558.0497 | 2381.0072 | 2781.6336 | 494.3195 | 538.8239 | 269.1595 | 4083.9365 | 11792.2421 | 0 | 11792.2421 | 417.2665 | 0 | 25362.0323 | 10518.704 | 35880.7364 | 0 | 334698.2203 | 0
2016 | Commercial | ChoTgsd317 | Geothermal Heat Pump | 4510.5227 | 2295.3627 | 85.6445 | 13966.3025 | 14918.7756 | 3558.0497 | 2381.0072 | 2781.6336 | 494.3195 | 538.8239 | 269.1595 | 4083.9365 | 11792.2421 | 0 | 11792.2421 | 417.2665 | 0 | 25362.0323 | 10518.704 | 35880.7364 | 0 | 334698.2203 | 0
2017 | Commercial | CinNgsd317 | Geothermal Heat Pump | 4395.9469 | 2237.0561 | 83.469 | 13611.5319 | 14539.8104 | 3467.6684 | 2320.5251 | 2710.9748 | 481.7629 | 525.1367 | 262.3224 | 3980.1967 | 5132.1437 | 0 | 5132.1437 | 417.2665 | 0 | 10368.4565 | 10518.704 | 20887.1605 | 0 | 521447.1002 | 0
2018 | Commercial | CinTgsd317 | Geothermal Heat Pump | 4395.9469 | 2237.0561 | 83.469 | 13611.5319 | 14539.8104 | 3467.6684 | 2320.5251 | 2710.9748 | 481.7629 | 525.1367 | 262.3224 | 3980.1967 | 5132.1437 | 0 | 5132.1437 | 417.2665 | 0 | 10368.4565 | 10518.704 | 20887.1605 | 0 | 521447.1002 | 0
2019 | Commercial | CloNgsd317 | Geothermal Heat Pump | 4395.9469 | 2237.0561 | 83.469 | 13611.5319 | 14539.8104 | 3467.6684 | 2320.5251 | 2710.9748 | 481.7629 | 525.1367 | 262.3224 | 3980.1967 | 5132.1437 | 0 | 5132.1437 | 417.2665 | 0 | 10368.4565 | 10518.704 | 20887.1605 | 0 | 170804.6326 | 0
2020 | Commercial | CloTgsd317 | Geothermal Heat Pump | 4395.9469 | 2237.0561 | 83.469 | 13611.5319 | 14539.8104 | 3467.6684 | 2320.5251 | 2710.9748 | 481.7629 | 525.1367 | 262.3224 | 3980.1967 | 5132.1437 | 0 | 5132.1437 | 417.2665 | 0 | 10368.4565 | 10518.704 | 20887.1605 | 0 | 170804.6326 | 0
2021 | Commercial | CmiNgsd317 | Geothermal Heat Pump | 4395.9469 | 2237.0561 | 83.469 | 13611.5319 | 14539.8104 | 3467.6684 | 2320.5251 | 2710.9748 | 481.7629 | 525.1367 | 262.3224 | 3980.1967 | 5132.1437 | 0 | 5132.1437 | 417.2665 | 0 | 10368.4565 | 10518.704 | 20887.1605 | 0 | 504853.4547 | 0
2022 | Commercial | CmiTgsd317 | Geothermal Heat Pump | 4395.9469 | 2237.0561 | 83.469 | 13611.5319 | 14539.8104 | 3467.6684 | 2320.5251 | 2710.9748 | 481.7629 | 525.1367 | 262.3224 | 3980.1967 | 5132.1437 | 0 | 5132.1437 | 417.2665 | 0 | 10368.4565 | 10518.704 | 20887.1605 | 0 | 504853.4547 | 0
2023 | Commercial | CofNgsd317 | Geothermal Heat Pump | 4395.9469 | 2237.0561 | 83.469 | 13611.5319 | 14539.8104 | 3467.6684 | 2320.5251 | 2710.9748 | 481.7629 | 525.1367 | 262.3224 | 3980.1967 | 5132.1437 | 0 | 5132.1437 | 417.2665 | 0 | 10368.4565 | 10518.704 | 20887.1605 | 0 | 250744.0953 | 0
2024 | Commercial | CofTgsd317 | Geothermal Heat Pump | 4395.9469 | 2237.0561 | 83.469 | 13611.5319 | 14539.8104 | 3467.6684 | 2320.5251 | 2710.9748 | 481.7629 | 525.1367 | 262.3224 | 3980.1967 | 5132.1437 | 0 | 5132.1437 | 417.2665 | 0 | 10368.4565 | 10518.704 | 20887.1605 | 0 | 250744.0953 | 0
2025 | Commercial | CreNgsd317 | Geothermal Heat Pump | 4395.9469 | 2237.0561 | 83.469 | 13611.5319 | 14539.8104 | 3467.6684 | 2320.5251 | 2710.9748 | 481.7629 | 525.1367 | 262.3224 | 3980.1967 | 5132.1437 | 0 | 5132.1437 | 417.2665 | 0 | 10368.4565 | 10518.704 | 20887.1605 | 0 | 173615.8844 | 0
2026 | Commercial | CreTgsd317 | Geothermal Heat Pump | 4395.9469 | 2237.0561 | 83.469 | 13611.5319 | 14539.8104 | 3467.6684 | 2320.5251 | 2710.9748 | 481.7629 | 525.1367 | 262.3224 | 3980.1967 | 5132.1437 | 0 | 5132.1437 | 417.2665 | 0 | 10368.4565 | 10518.704 | 20887.1605 | 0 | 173615.8844 | 0
2027 | Commercial | CrtNgsd317 | Geothermal Heat Pump | 4395.9469 | 2237.0561 | 83.469 | 13611.5319 | 14539.8104 | 3467.6684 | 2320.5251 | 2710.9748 | 481.7629 | 525.1367 | 262.3224 | 3980.1967 | 5132.1437 | 0 | 5132.1437 | 417.2665 | 0 | 10368.4565 | 10518.704 | 20887.1605 | 0 | 221692.609 | 0
2028 | Commercial | CrtTgsd317 | Geothermal Heat Pump | 4395.9469 | 2237.0561 | 83.469 | 13611.5319 | 14539.8104 | 3467.6684 | 2320.5251 | 2710.9748 | 481.7629 | 525.1367 | 262.3224 | 3980.1967 | 5132.1437 | 0 | 5132.1437 | 417.2665 | 0 | 10368.4565 | 10518.704 | 20887.1605 | 0 | 221692.609 | 0
2029 | Commercial | CscNgsd317 | Geothermal Heat Pump | 4395.9469 | 2237.0561 | 83.469 | 13611.5319 | 14539.8104 | 3467.6684 | 2320.5251 | 2710.9748 | 481.7629 | 525.1367 | 262.3224 | 3980.1967 | 5132.1437 | 0 | 5132.1437 | 417.2665 | 0 | 10368.4565 | 10518.704 | 20887.1605 | 0 | 254983.5206 | 0
2030 | Commercial | CscTgsd317 | Geothermal Heat Pump | 4395.9469 | 2237.0561 | 83.469 | 13611.5319 | 14539.8104 | 3467.6684 | 2320.5251 | 2710.9748 | 481.7629 | 525.1367 | 262.3224 | 3980.1967 | 5132.1437 | 0 | 5132.1437 | 417.2665 | 0 | 10368.4565 | 10518.704 | 20887.1605 | 0 | 254983.5206 | 0
2031 | Commercial | CwaNgsd317 | Geothermal Heat Pump | 4395.9469 | 2237.0561 | 83.469 | 13611.5319 | 14539.8104 | 3467.6684 | 2320.5251 | 2710.9748 | 481.7629 | 525.1367 | 262.3224 | 3980.1967 | 5132.1437 | 0 | 5132.1437 | 417.2665 | 0 | 10368.4565 | 10518.704 | 20887.1605 | 0 | 1159994.9867 | 0
2032 | Commercial | CwaTgsd317 | Geothermal Heat Pump | 4395.9469 | 2237.0561 | 83.469 | 13611.5319 | 14539.8104 | 3467.6684 | 2320.5251 | 2710.9748 | 481.7629 | 525.1367 | 262.3224 | 3980.1967 | 5132.1437 | 0 | 5132.1437 | 417.2665 | 0 | 10368.4565 | 10518.704 | 20887.1605 | 0 | 1159994.9867 | 0
2033 | Commercial | CofEgsd318 | Duct Insulation | 5339.4359 | 2717.1888 | 101.3837 | 16532.9347 | 17660.4468 | 4211.9238 | 2818.5725 | 3292.8233 | 585.1622 | 637.8452 | 318.6238 | 4834.4545 | 7886.2719 | 0 | 7886.2719 | 721.5234 | 0 | 16413.1761 | 10518.704 | 26931.8801 | 0 | 145150.6019 | 0
2034 | Commercial | CreEgsd318 | Duct Insulation | 5339.4359 | 2717.1888 | 101.3837 | 16532.9347 | 17660.4468 | 4211.9238 | 2818.5725 | 3292.8233 | 585.1622 | 637.8452 | 318.6238 | 4834.4545 | 7886.2719 | 0 | 7886.2719 | 721.5234 | 0 | 16413.1761 | 10518.704 | 26931.8801 | 0 | 63338.7668 | 0
2035 | Commercial | CrtEgsd318 | Duct Insulation | 5339.4359 | 2717.1888 | 101.3837 | 16532.9347 | 17660.4468 | 4211.9238 | 2818.5725 | 3292.8233 | 585.1622 | 637.8452 | 318.6238 | 4834.4545 | 7886.2719 | 0 | 7886.2719 | 721.5234 | 0 | 16413.1761 | 10518.704 | 26931.8801 | 0 | 326691.2396 | 0
2036 | Commercial | CasEgsd320 | Dedicated Outdoor Air System on VRF unit | 4574.4129 | 2327.8758 | 86.8576 | 14124.8306 | 15088.115 | 3611.1285 | 2414.7334 | 2819.8256 | 501.2893 | 546.2219 | 272.9546 | 4140.2914 | 4626.0861 | 0 | 4626.0861 | 721.5234 | 0 | 9263.0601 | 14872.023 | 24135.083 | 0 | 18493.2473 | 0
2037 | Commercial | CasNgsd320 | Dedicated Outdoor Air System on VRF unit | 4574.4129 | 2327.8758 | 86.8576 | 14124.8306 | 15088.115 | 3611.1285 | 2414.7334 | 2819.8256 | 501.2893 | 546.2219 | 272.9546 | 4140.2914 | 4626.0861 | 0 | 4626.0861 | 721.5234 | 0 | 9263.0601 | 14872.023 | 24135.083 | 0 | 18493.2473 | 0
2038 | Commercial | CcoEgsd320 | Dedicated Outdoor Air System on VRF unit | 4385.2962 | 2231.6361 | 83.2668 | 13540.8778 | 14464.3378 | 3461.8362 | 2314.9028 | 2703.2476 | 480.5649 | 523.6398 | 261.67 | 3969.1223 | 6487.0902 | 0 | 6487.0902 | 721.5234 | 0 | 13283.3105 | 14872.023 | 28155.3335 | 0 | 23928.9797 | 0
2039 | Commercial | CcoNgsd320 | Dedicated Outdoor Air System on VRF unit | 4385.2962 | 2231.6361 | 83.2668 | 13540.8778 | 14464.3378 | 3461.8362 | 2314.9028 | 2703.2476 | 480.5649 | 523.6398 | 261.67 | 3969.1223 | 6487.0902 | 0 | 6487.0902 | 721.5234 | 0 | 13283.3105 | 14872.023 | 28155.3335 | 0 | 23928.9797 | 0
2040 | Commercial | CgrEgsd320 | Dedicated Outdoor Air System on VRF unit | 4574.4129 | 2327.8758 | 86.8576 | 14124.8306 | 15088.115 | 3611.1285 | 2414.7334 | 2819.8256 | 501.2893 | 546.2219 | 272.9546 | 4140.2914 | 4639.2541 | 0 | 4639.2541 | 721.5234 | 0 | 9289.4271 | 14872.023 | 24161.45 | 0 | 32842.5444 | 0
2041 | Commercial | CgrNgsd320 | Dedicated Outdoor Air System on VRF unit | 4574.4129 | 2327.8758 | 86.8576 | 14124.8306 | 15088.115 | 3611.1285 | 2414.7334 | 2819.8256 | 501.2893 | 546.2219 | 272.9546 | 4140.2914 | 4639.2541 | 0 | 4639.2541 | 721.5234 | 0 | 9289.4271 | 14872.023 | 24161.45 | 0 | 32842.5444 | 0
2042 | Commercial | CinEgsd320 | Dedicated Outdoor Air System on VRF unit | 4574.4129 | 2327.8758 | 86.8576 | 14124.8306 | 15088.115 | 3611.1285 | 2414.7334 | 2819.8256 | 501.2893 | 546.2219 | 272.9546 | 4140.2914 | 4630.0037 | 0 | 4630.0037 | 721.5234 | 0 | 9270.9045 | 14872.023 | 24142.9275 | 0 | 34044.8153 | 0
2043 | Commercial | CinNgsd320 | Dedicated Outdoor Air System on VRF unit | 4574.4129 | 2327.8758 | 86.8576 | 14124.8306 | 15088.115 | 3611.1285 | 2414.7334 | 2819.8256 | 501.2893 | 546.2219 | 272.9546 | 4140.2914 | 4630.0037 | 0 | 4630.0037 | 721.5234 | 0 | 9270.9045 | 14872.023 | 24142.9275 | 0 | 34044.8153 | 0
2044 | Commercial | CmiEgsd320 | Dedicated Outdoor Air System on VRF unit | 4574.4129 | 2327.8758 | 86.8576 | 14124.8306 | 15088.115 | 3611.1285 | 2414.7334 | 2819.8256 | 501.2893 | 546.2219 | 272.9546 | 4140.2914 | 4626.0111 | 0 | 4626.0111 | 721.5234 | 0 | 9262.9099 | 14872.023 | 24134.9328 | 0 | 33114.0538 | 0
2045 | Commercial | CmiNgsd320 | Dedicated Outdoor Air System on VRF unit | 4574.4129 | 2327.8758 | 86.8576 | 14124.8306 | 15088.115 | 3611.1285 | 2414.7334 | 2819.8256 | 501.2893 | 546.2219 | 272.9546 | 4140.2914 | 4626.0111 | 0 | 4626.0111 | 721.5234 | 0 | 9262.9099 | 14872.023 | 24134.9328 | 0 | 33114.0538 | 0
2046 | Commercial | CofEgsd320 | Dedicated Outdoor Air System on VRF unit | 4574.4129 | 2327.8758 | 86.8576 | 14124.8306 | 15088.115 | 3611.1285 | 2414.7334 | 2819.8256 | 501.2893 | 546.2219 | 272.9546 | 4140.2914 | 4622.9644 | 0 | 4622.9644 | 721.5234 | 0 | 9256.8093 | 14872.023 | 24128.8323 | 0 | 16504.0737 | 0
2047 | Commercial | CofNgsd320 | Dedicated Outdoor Air System on VRF unit | 4574.4129 | 2327.8758 | 86.8576 | 14124.8306 | 15088.115 | 3611.1285 | 2414.7334 | 2819.8256 | 501.2893 | 546.2219 | 272.9546 | 4140.2914 | 4622.9644 | 0 | 4622.9644 | 721.5234 | 0 | 9256.8093 | 14872.023 | 24128.8323 | 0 | 16504.0737 | 0
2048 | Commercial | CscEgsd320 | Dedicated Outdoor Air System on VRF unit | 4574.4129 | 2327.8758 | 86.8576 | 14124.8306 | 15088.115 | 3611.1285 | 2414.7334 | 2819.8256 | 501.2893 | 546.2219 | 272.9546 | 4140.2914 | 4631.9713 | 0 | 4631.9713 | 721.5234 | 0 | 9274.8442 | 14872.023 | 24146.8671 | 0 | 16609.4165 | 0
2049 | Commercial | CscNgsd320 | Dedicated Outdoor Air System on VRF unit | 4574.4129 | 2327.8758 | 86.8576 | 14124.8306 | 15088.115 | 3611.1285 | 2414.7334 | 2819.8256 | 501.2893 | 546.2219 | 272.9546 | 4140.2914 | 4631.9713 | 0 | 4631.9713 | 721.5234 | 0 | 9274.8442 | 14872.023 | 24146.8671 | 0 | 16609.4165 | 0
2050 | Commercial | CwaEgsd320 | Dedicated Outdoor Air System on VRF unit | 4574.4129 | 2327.8758 | 86.8576 | 14124.8306 | 15088.115 | 3611.1285 | 2414.7334 | 2819.8256 | 501.2893 | 546.2219 | 272.9546 | 4140.2914 | 4634.1388 | 0 | 4634.1388 | 721.5234 | 0 | 9279.1844 | 14872.023 | 24151.2074 | 0 | 75368.7252 | 0
2051 | Commercial | CwaNgsd320 | Dedicated Outdoor Air System on VRF unit | 4574.4129 | 2327.8758 | 86.8576 | 14124.8306 | 15088.115 | 3611.1285 | 2414.7334 | 2819.8256 | 501.2893 | 546.2219 | 272.9546 | 4140.2914 | 4634.1388 | 0 | 4634.1388 | 721.5234 | 0 | 9279.1844 | 14872.023 | 24151.2074 | 0 | 75368.7252 | 0
2052 | Commercial | CcoNgsd321 | High Efficiency Data Center Cooling | 4291.2661 | 2183.785 | 81.4813 | 13208.5561 | 14109.3525 | 3390.4698 | 2265.2664 | 2643.987 | 470.2261 | 512.1605 | 256.0405 | 3882.4141 | 9217.196 | 0 | 9217.196 | 632.2974 | 0 | 19449.458 | 11040.5152 | 30489.9732 | 0 | 54530.3151 | 0
2053 | Commercial | CcoTgsd321 | High Efficiency Data Center Cooling | 4291.2661 | 2183.785 | 81.4813 | 13208.5561 | 14109.3525 | 3390.4698 | 2265.2664 | 2643.987 | 470.2261 | 512.1605 | 256.0405 | 3882.4141 | 9217.196 | 0 | 9217.196 | 632.2974 | 0 | 19449.458 | 11040.5152 | 30489.9732 | 0 | 54530.3151 | 0
2054 | Commercial | CheNgsd321 | High Efficiency Data Center Cooling | 4291.2661 | 2183.785 | 81.4813 | 13208.5561 | 14109.3525 | 3390.4698 | 2265.2664 | 2643.987 | 470.2261 | 512.1605 | 256.0405 | 3882.4141 | 9217.196 | 0 | 9217.196 | 632.2974 | 0 | 19449.458 | 11040.5152 | 30489.9732 | 0 | 54530.3151 | 0
2055 | Commercial | CheTgsd321 | High Efficiency Data Center Cooling | 4291.2661 | 2183.785 | 81.4813 | 13208.5561 | 14109.3525 | 3390.4698 | 2265.2664 | 2643.987 | 470.2261 | 512.1605 | 256.0405 | 3882.4141 | 9217.196 | 0 | 9217.196 | 632.2974 | 0 | 19449.458 | 11040.5152 | 30489.9732 | 0 | 54530.3151 | 0
2056 | Commercial | ChoNgsd321 | High Efficiency Data Center Cooling | 4291.2661 | 2183.785 | 81.4813 | 13208.5561 | 14109.3525 | 3390.4698 | 2265.2664 | 2643.987 | 470.2261 | 512.1605 | 256.0405 | 3882.4141 | 9217.196 | 0 | 9217.196 | 632.2974 | 0 | 19449.458 | 11040.5152 | 30489.9732 | 0 | 54530.3151 | 0
2057 | Commercial | ChoTgsd321 | High Efficiency Data Center Cooling | 4291.2661 | 2183.785 | 81.4813 | 13208.5561 | 14109.3525 | 3390.4698 | 2265.2664 | 2643.987 | 470.2261 | 512.1605 | 256.0405 | 3882.4141 | 9217.196 | 0 | 9217.196 | 632.2974 | 0 | 19449.458 | 11040.5152 | 30489.9732 | 0 | 54530.3151 | 0
2058 | Commercial | CinNgsd321 | High Efficiency Data Center Cooling | 4291.2661 | 2183.785 | 81.4813 | 13208.5561 | 14109.3525 | 3390.4698 | 2265.2664 | 2643.987 | 470.2261 | 512.1605 | 256.0405 | 3882.4141 | 9217.196 | 0 | 9217.196 | 632.2974 | 0 | 19449.458 | 11040.5152 | 30489.9732 | 0 | 54530.3151 | 0
2059 | Commercial | CinTgsd321 | High Efficiency Data Center Cooling | 4291.2661 | 2183.785 | 81.4813 | 13208.5561 | 14109.3525 | 3390.4698 | 2265.2664 | 2643.987 | 470.2261 | 512.1605 | 256.0405 | 3882.4141 | 9217.196 | 0 | 9217.196 | 632.2974 | 0 | 19449.458 | 11040.5152 | 30489.9732 | 0 | 54530.3151 | 0
2060 | Commercial | CofNgsd321 | High Efficiency Data Center Cooling | 4291.2661 | 2183.785 | 81.4813 | 13208.5561 | 14109.3525 | 3390.4698 | 2265.2664 | 2643.987 | 470.2261 | 512.1605 | 256.0405 | 3882.4141 | 9217.196 | 0 | 9217.196 | 632.2974 | 0 | 19449.458 | 11040.5152 | 30489.9732 | 0 | 54530.3151 | 0
2061 | Commercial | CofTgsd321 | High Efficiency Data Center Cooling | 4291.2661 | 2183.785 | 81.4813 | 13208.5561 | 14109.3525 | 3390.4698 | 2265.2664 | 2643.987 | 470.2261 | 512.1605 | 256.0405 | 3882.4141 | 9217.196 | 0 | 9217.196 | 632.2974 | 0 | 19449.458 | 11040.5152 | 30489.9732 | 0 | 54530.3151 | 0
2062 | Commercial | CscNgsd321 | High Efficiency Data Center Cooling | 4291.2661 | 2183.785 | 81.4813 | 13208.5561 | 14109.3525 | 3390.4698 | 2265.2664 | 2643.987 | 470.2261 | 512.1605 | 256.0405 | 3882.4141 | 9217.196 | 0 | 9217.196 | 632.2974 | 0 | 19449.458 | 11040.5152 | 30489.9732 | 0 | 54530.3151 | 0
2063 | Commercial | CscTgsd321 | High Efficiency Data Center Cooling | 4291.2661 | 2183.785 | 81.4813 | 13208.5561 | 14109.3525 | 3390.4698 | 2265.2664 | 2643.987 | 470.2261 | 512.1605 | 256.0405 | 3882.4141 | 9217.196 | 0 | 9217.196 | 632.2974 | 0 | 19449.458 | 11040.5152 | 30489.9732 | 0 | 54530.3151 | 0
2064 | Commercial | CasNgsd324 | Variable Refrigerant Flow (VRF) HVAC Systems | 4801.978 | 2443.6815 | 91.1786 | 14124.8306 | 15088.115 | 3838.6936 | 2534.8601 | 2937.6159 | 525.6291 | 569.0372 | 286.2077 | 4318.49 | 7101.0201 | 0 | 7101.0201 | 660.672 | 0 | 14653.4001 | 10617.8427 | 25271.2429 | 0 | 28774.5438 | 0
2065 | Commercial | CasTgsd324 | Variable Refrigerant Flow (VRF) HVAC Systems | 4801.978 | 2443.6815 | 91.1786 | 14124.8306 | 15088.115 | 3838.6936 | 2534.8601 | 2937.6159 | 525.6291 | 569.0372 | 286.2077 | 4318.49 | 7101.0201 | 0 | 7101.0201 | 660.672 | 0 | 14653.4001 | 10617.8427 | 25271.2429 | 0 | 28774.5438 | 0
2066 | Commercial | CcoNgsd324 | Variable Refrigerant Flow (VRF) HVAC Systems | 4603.4532 | 2342.6541 | 87.4091 | 13540.8778 | 14464.3378 | 3679.9932 | 2430.0632 | 2816.1682 | 503.8984 | 545.5119 | 274.3752 | 4139.9538 | 9886.1631 | 0 | 9886.1631 | 660.672 | 0 | 21015.9932 | 10617.8427 | 31633.836 | 0 | 37248.288 | 0
2067 | Commercial | CcoTgsd324 | Variable Refrigerant Flow (VRF) HVAC Systems | 4603.4532 | 2342.6541 | 87.4091 | 13540.8778 | 14464.3378 | 3679.9932 | 2430.0632 | 2816.1682 | 503.8984 | 545.5119 | 274.3752 | 4139.9538 | 9886.1631 | 0 | 9886.1631 | 660.672 | 0 | 21015.9932 | 10617.8427 | 31633.836 | 0 | 37248.288 | 0
2068 | Commercial | CgrNgsd324 | Variable Refrigerant Flow (VRF) HVAC Systems | 4801.978 | 2443.6815 | 91.1786 | 14124.8306 | 15088.115 | 3838.6936 | 2534.8601 | 2937.6159 | 525.6291 | 569.0372 | 286.2077 | 4318.49 | 7101.0201 | 0 | 7101.0201 | 660.672 | 0 | 14653.4001 | 10617.8427 | 25271.2429 | 0 | 50643.6668 | 0
2069 | Commercial | CgrTgsd324 | Variable Refrigerant Flow (VRF) HVAC Systems | 4801.978 | 2443.6815 | 91.1786 | 14124.8306 | 15088.115 | 3838.6936 | 2534.8601 | 2937.6159 | 525.6291 | 569.0372 | 286.2077 | 4318.49 | 7101.0201 | 0 | 7101.0201 | 660.672 | 0 | 14653.4001 | 10617.8427 | 25271.2429 | 0 | 50643.6668 | 0
2070 | Commercial | CinNgsd324 | Variable Refrigerant Flow (VRF) HVAC Systems | 4801.978 | 2443.6815 | 91.1786 | 14124.8306 | 15088.115 | 3838.6936 | 2534.8601 | 2937.6159 | 525.6291 | 569.0372 | 286.2077 | 4318.49 | 7101.0201 | 0 | 7101.0201 | 660.672 | 0 | 14653.4001 | 10617.8427 | 25271.2429 | 0 | 52831.3364 | 0
2071 | Commercial | CinTgsd324 | Variable Refrigerant Flow (VRF) HVAC Systems | 4801.978 | 2443.6815 | 91.1786 | 14124.8306 | 15088.115 | 3838.6936 | 2534.8601 | 2937.6159 | 525.6291 | 569.0372 | 286.2077 | 4318.49 | 7101.0201 | 0 | 7101.0201 | 660.672 | 0 | 14653.4001 | 10617.8427 | 25271.2429 | 0 | 52831.3364 | 0
2072 | Commercial | CloNgsd324 | Variable Refrigerant Flow (VRF) HVAC Systems | 4603.4532 | 2342.6541 | 87.4091 | 13540.8778 | 14464.3378 | 3679.9932 | 2430.0632 | 2816.1682 | 503.8984 | 545.5119 | 274.3752 | 4139.9538 | 9886.1631 | 0 | 9886.1631 | 660.672 | 0 | 21015.9932 | 10617.8427 | 31633.836 | 0 | 25105.1926 | 0
2073 | Commercial | CloTgsd324 | Variable Refrigerant Flow (VRF) HVAC Systems | 4603.4532 | 2342.6541 | 87.4091 | 13540.8778 | 14464.3378 | 3679.9932 | 2430.0632 | 2816.1682 | 503.8984 | 545.5119 | 274.3752 | 4139.9538 | 9886.1631 | 0 | 9886.1631 | 660.672 | 0 | 21015.9932 | 10617.8427 | 31633.836 | 0 | 25105.1926 | 0
2074 | Commercial | CmiNgsd324 | Variable Refrigerant Flow (VRF) HVAC Systems | 4801.978 | 2443.6815 | 91.1786 | 14124.8306 | 15088.115 | 3838.6936 | 2534.8601 | 2937.6159 | 525.6291 | 569.0372 | 286.2077 | 4318.49 | 7101.0201 | 0 | 7101.0201 | 660.672 | 0 | 14653.4001 | 10617.8427 | 25271.2429 | 0 | 51526.3937 | 0
2075 | Commercial | CmiTgsd324 | Variable Refrigerant Flow (VRF) HVAC Systems | 4801.978 | 2443.6815 | 91.1786 | 14124.8306 | 15088.115 | 3838.6936 | 2534.8601 | 2937.6159 | 525.6291 | 569.0372 | 286.2077 | 4318.49 | 7101.0201 | 0 | 7101.0201 | 660.672 | 0 | 14653.4001 | 10617.8427 | 25271.2429 | 0 | 51526.3937 | 0
2076 | Commercial | CofNgsd324 | Variable Refrigerant Flow (VRF) HVAC Systems | 4801.978 | 2443.6815 | 91.1786 | 14124.8306 | 15088.115 | 3838.6936 | 2534.8601 | 2937.6159 | 525.6291 | 569.0372 | 286.2077 | 4318.49 | 7101.0201 | 0 | 7101.0201 | 660.672 | 0 | 14653.4001 | 10617.8427 | 25271.2429 | 0 | 25733.6859 | 0
2077 | Commercial | CofTgsd324 | Variable Refrigerant Flow (VRF) HVAC Systems | 4801.978 | 2443.6815 | 91.1786 | 14124.8306 | 15088.115 | 3838.6936 | 2534.8601 | 2937.6159 | 525.6291 | 569.0372 | 286.2077 | 4318.49 | 7101.0201 | 0 | 7101.0201 | 660.672 | 0 | 14653.4001 | 10617.8427 | 25271.2429 | 0 | 25733.6859 | 0
2078 | Commercial | CrtNgsd324 | Variable Refrigerant Flow (VRF) HVAC Systems | 4801.978 | 2443.6815 | 91.1786 | 14124.8306 | 15088.115 | 3838.6936 | 2534.8601 | 2937.6159 | 525.6291 | 569.0372 | 286.2077 | 4318.49 | 7101.0201 | 0 | 7101.0201 | 660.672 | 0 | 14653.4001 | 10617.8427 | 25271.2429 | 0 | 22407.4005 | 0
2079 | Commercial | CrtTgsd324 | Variable Refrigerant Flow (VRF) HVAC Systems | 4801.978 | 2443.6815 | 91.1786 | 14124.8306 | 15088.115 | 3838.6936 | 2534.8601 | 2937.6159 | 525.6291 | 569.0372 | 286.2077 | 4318.49 | 7101.0201 | 0 | 7101.0201 | 660.672 | 0 | 14653.4001 | 10617.8427 | 25271.2429 | 0 | 22407.4005 | 0
2080 | Commercial | CscNgsd324 | Variable Refrigerant Flow (VRF) HVAC Systems | 4801.978 | 2443.6815 | 91.1786 | 14124.8306 | 15088.115 | 3838.6936 | 2534.8601 | 2937.6159 | 525.6291 | 569.0372 | 286.2077 | 4318.49 | 7101.0201 | 0 | 7101.0201 | 660.672 | 0 | 14653.4001 | 10617.8427 | 25271.2429 | 0 | 25740.2375 | 0
2081 | Commercial | CscTgsd324 | Variable Refrigerant Flow (VRF) HVAC Systems | 4801.978 | 2443.6815 | 91.1786 | 14124.8306 | 15088.115 | 3838.6936 | 2534.8601 | 2937.6159 | 525.6291 | 569.0372 | 286.2077 | 4318.49 | 7101.0201 | 0 | 7101.0201 | 660.672 | 0 | 14653.4001 | 10617.8427 | 25271.2429 | 0 | 25740.2375 | 0
2082 | Commercial | CwaNgsd324 | Variable Refrigerant Flow (VRF) HVAC Systems | 4801.978 | 2443.6815 | 91.1786 | 14124.8306 | 15088.115 | 3838.6936 | 2534.8601 | 2937.6159 | 525.6291 | 569.0372 | 286.2077 | 4318.49 | 7101.0201 | 0 | 7101.0201 | 660.672 | 0 | 14653.4001 | 10617.8427 | 25271.2429 | 0 | 116628.8485 | 0
2083 | Commercial | CwaTgsd324 | Variable Refrigerant Flow (VRF) HVAC Systems | 4801.978 | 2443.6815 | 91.1786 | 14124.8306 | 15088.115 | 3838.6936 | 2534.8601 | 2937.6159 | 525.6291 | 569.0372 | 286.2077 | 4318.49 | 7101.0201 | 0 | 7101.0201 | 660.672 | 0 | 14653.4001 | 10617.8427 | 25271.2429 | 0 | 116628.8485 | 0
2084 | Commercial | CasEgsd325 | Air Curtains | 4211.495 | 2143.1902 | 79.9667 | 12569.3806 | 13426.5865 | 3354.2891 | 2223.1569 | 2582.3486 | 461.153 | 500.2198 | 251.1002 | 3794.8216 | 14161.9166 | 0 | 14161.9166 | 1062.9568 | 0 | 30840.7798 | 9217.5845 | 40058.3643 | 0 | 4295189.3654 | 0
2085 | Commercial | CasNgsd325 | Air Curtains | 4211.495 | 2143.1902 | 79.9667 | 12569.3806 | 13426.5865 | 3354.2891 | 2223.1569 | 2582.3486 | 461.153 | 500.2198 | 251.1002 | 3794.8216 | 14161.9166 | 0 | 14161.9166 | 1062.9568 | 0 | 30840.7798 | 9217.5845 | 40058.3643 | 0 | 4295189.3654 | 0
2086 | Commercial | CcoEgsd325 | Air Curtains | 4609.9683 | 2345.9696 | 87.5328 | 13758.6408 | 14696.9518 | 3671.6574 | 2433.5024 | 2826.6792 | 504.7853 | 547.5484 | 274.8582 | 4153.8712 | 15665.2541 | 0 | 15665.2541 | 1062.9568 | 0 | 34390.523 | 9217.5845 | 43608.1074 | 0 | 4789561.2967 | 0
2087 | Commercial | CcoNgsd325 | Air Curtains | 4609.9683 | 2345.9696 | 87.5328 | 13758.6408 | 14696.9518 | 3671.6574 | 2433.5024 | 2826.6792 | 504.7853 | 547.5484 | 274.8582 | 4153.8712 | 15665.2541 | 0 | 15665.2541 | 1062.9568 | 0 | 34390.523 | 9217.5845 | 43608.1074 | 0 | 4789561.2967 | 0
2088 | Commercial | CgrEgsd325 | Air Curtains | 4211.495 | 2143.1902 | 79.9667 | 12569.3806 | 13426.5865 | 3354.2891 | 2223.1569 | 2582.3486 | 461.153 | 500.2198 | 251.1002 | 3794.8216 | 14161.9166 | 0 | 14161.9166 | 1062.9568 | 0 | 30840.7798 | 9217.5845 | 40058.3643 | 0 | 4295189.3654 | 0
2089 | Commercial | CgrNgsd325 | Air Curtains | 4211.495 | 2143.1902 | 79.9667 | 12569.3806 | 13426.5865 | 3354.2891 | 2223.1569 | 2582.3486 | 461.153 | 500.2198 | 251.1002 | 3794.8216 | 14161.9166 | 0 | 14161.9166 | 1062.9568 | 0 | 30840.7798 | 9217.5845 | 40058.3643 | 0 | 4295189.3654 | 0
2090 | Commercial | CheEgsd325 | Air Curtains | 4609.9683 | 2345.9696 | 87.5328 | 13758.6408 | 14696.9518 | 3671.6574 | 2433.5024 | 2826.6792 | 504.7853 | 547.5484 | 274.8582 | 4153.8712 | 15665.2541 | 0 | 15665.2541 | 1062.9568 | 0 | 34390.523 | 9217.5845 | 43608.1074 | 0 | 4789561.2967 | 0
2091 | Commercial | CheNgsd325 | Air Curtains | 4609.9683 | 2345.9696 | 87.5328 | 13758.6408 | 14696.9518 | 3671.6574 | 2433.5024 | 2826.6792 | 504.7853 | 547.5484 | 274.8582 | 4153.8712 | 15665.2541 | 0 | 15665.2541 | 1062.9568 | 0 | 34390.523 | 9217.5845 | 43608.1074 | 0 | 4789561.2967 | 0
2092 | Commercial | ChoEgsd325 | Air Curtains | 4609.9683 | 2345.9696 | 87.5328 | 13758.6408 | 14696.9518 | 3671.6574 | 2433.5024 | 2826.6792 | 504.7853 | 547.5484 | 274.8582 | 4153.8712 | 15665.2541 | 0 | 15665.2541 | 1062.9568 | 0 | 34390.523 | 9217.5845 | 43608.1074 | 0 | 4789561.2967 | 0
2093 | Commercial | ChoNgsd325 | Air Curtains | 4609.9683 | 2345.9696 | 87.5328 | 13758.6408 | 14696.9518 | 3671.6574 | 2433.5024 | 2826.6792 | 504.7853 | 547.5484 | 274.8582 | 4153.8712 | 15665.2541 | 0 | 15665.2541 | 1062.9568 | 0 | 34390.523 | 9217.5845 | 43608.1074 | 0 | 4789561.2967 | 0
2094 | Commercial | CloEgsd325 | Air Curtains | 4609.9683 | 2345.9696 | 87.5328 | 13758.6408 | 14696.9518 | 3671.6574 | 2433.5024 | 2826.6792 | 504.7853 | 547.5484 | 274.8582 | 4153.8712 | 15665.2541 | 0 | 15665.2541 | 1062.9568 | 0 | 34390.523 | 9217.5845 | 43608.1074 | 0 | 4789561.2967 | 0
2095 | Commercial | CloNgsd325 | Air Curtains | 4609.9683 | 2345.9696 | 87.5328 | 13758.6408 | 14696.9518 | 3671.6574 | 2433.5024 | 2826.6792 | 504.7853 | 547.5484 | 274.8582 | 4153.8712 | 15665.2541 | 0 | 15665.2541 | 1062.9568 | 0 | 34390.523 | 9217.5845 | 43608.1074 | 0 | 4789561.2967 | 0
2096 | Commercial | CreEgsd325 | Air Curtains | 4609.9683 | 2345.9696 | 87.5328 | 13758.6408 | 14696.9518 | 3671.6574 | 2433.5024 | 2826.6792 | 504.7853 | 547.5484 | 274.8582 | 4153.8712 | 15665.2541 | 0 | 15665.2541 | 1062.9568 | 0 | 34390.523 | 9217.5845 | 43608.1074 | 0 | 4789561.2967 | 0
2097 | Commercial | CreNgsd325 | Air Curtains | 4609.9683 | 2345.9696 | 87.5328 | 13758.6408 | 14696.9518 | 3671.6574 | 2433.5024 | 2826.6792 | 504.7853 | 547.5484 | 274.8582 | 4153.8712 | 15665.2541 | 0 | 15665.2541 | 1062.9568 | 0 | 34390.523 | 9217.5845 | 43608.1074 | 0 | 4789561.2967 | 0
2098 | Commercial | CrtEgsd325 | Air Curtains | 4211.495 | 2143.1902 | 79.9667 | 12569.3806 | 13426.5865 | 3354.2891 | 2223.1569 | 2582.3486 | 461.153 | 500.2198 | 251.1002 | 3794.8216 | 14161.9166 | 0 | 14161.9166 | 1062.9568 | 0 | 30840.7798 | 9217.5845 | 40058.3643 | 0 | 4295189.3654 | 0
2099 | Commercial | CrtNgsd325 | Air Curtains | 4211.495 | 2143.1902 | 79.9667 | 12569.3806 | 13426.5865 | 3354.2891 | 2223.1569 | 2582.3486 | 461.153 | 500.2198 | 251.1002 | 3794.8216 | 14161.9166 | 0 | 14161.9166 | 1062.9568 | 0 | 30840.7798 | 9217.5845 | 40058.3643 | 0 | 4295189.3654 | 0
2100 | Commercial | CscEgsd325 | Air Curtains | 4609.9683 | 2345.9696 | 87.5328 | 13758.6408 | 14696.9518 | 3671.6574 | 2433.5024 | 2826.6792 | 504.7853 | 547.5484 | 274.8582 | 4153.8712 | 15665.2541 | 0 | 15665.2541 | 1062.9568 | 0 | 34390.523 | 9217.5845 | 43608.1074 | 0 | 4789561.2967 | 0
2101 | Commercial | CscNgsd325 | Air Curtains | 4609.9683 | 2345.9696 | 87.5328 | 13758.6408 | 14696.9518 | 3671.6574 | 2433.5024 | 2826.6792 | 504.7853 | 547.5484 | 274.8582 | 4153.8712 | 15665.2541 | 0 | 15665.2541 | 1062.9568 | 0 | 34390.523 | 9217.5845 | 43608.1074 | 0 | 4789561.2967 | 0
2102 | Commercial | CasEgsd328 | Demand Controlled Ventilation | 7717.4045 | 3927.3147 | 146.5359 | 23896.0342 | 25525.6945 | 6087.7441 | 4073.8505 | 4759.3134 | 845.7698 | 921.9157 | 460.526 | 6987.5248 | 4600.6374 | 0 | 4600.6374 | 981.7856 | 0 | 9212.1027 | 10518.704 | 19730.8067 | 0 | 39176.0141 | 0
2103 | Commercial | CasNgsd328 | Demand Controlled Ventilation | 7717.4045 | 3927.3147 | 146.5359 | 23896.0342 | 25525.6945 | 6087.7441 | 4073.8505 | 4759.3134 | 845.7698 | 921.9157 | 460.526 | 6987.5248 | 4600.6374 | 0 | 4600.6374 | 981.7856 | 0 | 9212.1027 | 10518.704 | 19730.8067 | 0 | 39176.0141 | 0
2104 | Commercial | CgrEgsd328 | Demand Controlled Ventilation | 7717.4045 | 3927.3147 | 146.5359 | 23896.0342 | 25525.6945 | 6087.7441 | 4073.8505 | 4759.3134 | 845.7698 | 921.9157 | 460.526 | 6987.5248 | 4600.6374 | 0 | 4600.6374 | 981.7856 | 0 | 9212.1027 | 10518.704 | 19730.8067 | 0 | 86241.4585 | 0
2105 | Commercial | CgrNgsd328 | Demand Controlled Ventilation | 7717.4045 | 3927.3147 | 146.5359 | 23896.0342 | 25525.6945 | 6087.7441 | 4073.8505 | 4759.3134 | 845.7698 | 921.9157 | 460.526 | 6987.5248 | 4600.6374 | 0 | 4600.6374 | 981.7856 | 0 | 9212.1027 | 10518.704 | 19730.8067 | 0 | 86241.4585 | 0
2106 | Commercial | CloEgsd328 | Demand Controlled Ventilation | 7717.4045 | 3927.3147 | 146.5359 | 23896.0342 | 25525.6945 | 6087.7441 | 4073.8505 | 4759.3134 | 845.7698 | 921.9157 | 460.526 | 6987.5248 | 4600.6374 | 0 | 4600.6374 | 981.7856 | 0 | 9212.1027 | 10518.704 | 19730.8067 | 0 | 24040.2044 | 0
2107 | Commercial | CloNgsd328 | Demand Controlled Ventilation | 7717.4045 | 3927.3147 | 146.5359 | 23896.0342 | 25525.6945 | 6087.7441 | 4073.8505 | 4759.3134 | 845.7698 | 921.9157 | 460.526 | 6987.5248 | 4600.6374 | 0 | 4600.6374 | 981.7856 | 0 | 9212.1027 | 10518.704 | 19730.8067 | 0 | 24040.2044 | 0
2108 | Commercial | CmiEgsd328 | Demand Controlled Ventilation | 7717.4045 | 3927.3147 | 146.5359 | 23896.0342 | 25525.6945 | 6087.7441 | 4073.8505 | 4759.3134 | 845.7698 | 921.9157 | 460.526 | 6987.5248 | 4600.6374 | 0 | 4600.6374 | 981.7856 | 0 | 9212.1027 | 10518.704 | 19730.8067 | 0 | 26500.5004 | 0
2109 | Commercial | CmiNgsd328 | Demand Controlled Ventilation | 7717.4045 | 3927.3147 | 146.5359 | 23896.0342 | 25525.6945 | 6087.7441 | 4073.8505 | 4759.3134 | 845.7698 | 921.9157 | 460.526 | 6987.5248 | 4600.6374 | 0 | 4600.6374 | 981.7856 | 0 | 9212.1027 | 10518.704 | 19730.8067 | 0 | 26500.5004 | 0
2110 | Commercial | CofEgsd328 | Demand Controlled Ventilation | 7717.4045 | 3927.3147 | 146.5359 | 23896.0342 | 25525.6945 | 6087.7441 | 4073.8505 | 4759.3134 | 845.7698 | 921.9157 | 460.526 | 6987.5248 | 4600.6374 | 0 | 4600.6374 | 981.7856 | 0 | 9212.1027 | 10518.704 | 19730.8067 | 0 | 25293.6684 | 0
2111 | Commercial | CofNgsd328 | Demand Controlled Ventilation | 7717.4045 | 3927.3147 | 146.5359 | 23896.0342 | 25525.6945 | 6087.7441 | 4073.8505 | 4759.3134 | 845.7698 | 921.9157 | 460.526 | 6987.5248 | 4600.6374 | 0 | 4600.6374 | 981.7856 | 0 | 9212.1027 | 10518.704 | 19730.8067 | 0 | 25293.6684 | 0
2112 | Commercial | CreEgsd328 | Demand Controlled Ventilation | 7717.4045 | 3927.3147 | 146.5359 | 23896.0342 | 25525.6945 | 6087.7441 | 4073.8505 | 4759.3134 | 845.7698 | 921.9157 | 460.526 | 6987.5248 | 4600.6374 | 0 | 4600.6374 | 981.7856 | 0 | 9212.1027 | 10518.704 | 19730.8067 | 0 | 79992.215 | 0
2113 | Commercial | CreNgsd328 | Demand Controlled Ventilation | 7717.4045 | 3927.3147 | 146.5359 | 23896.0342 | 25525.6945 | 6087.7441 | 4073.8505 | 4759.3134 | 845.7698 | 921.9157 | 460.526 | 6987.5248 | 4600.6374 | 0 | 4600.6374 | 981.7856 | 0 | 9212.1027 | 10518.704 | 19730.8067 | 0 | 79992.215 | 0
2114 | Commercial | CrtEgsd328 | Demand Controlled Ventilation | 7717.4045 | 3927.3147 | 146.5359 | 23896.0342 | 25525.6945 | 6087.7441 | 4073.8505 | 4759.3134 | 845.7698 | 921.9157 | 460.526 | 6987.5248 | 4600.6374 | 0 | 4600.6374 | 981.7856 | 0 | 9212.1027 | 10518.704 | 19730.8067 | 0 | 35752.6127 | 0
2115 | Commercial | CrtNgsd328 | Demand Controlled Ventilation | 7717.4045 | 3927.3147 | 146.5359 | 23896.0342 | 25525.6945 | 6087.7441 | 4073.8505 | 4759.3134 | 845.7698 | 921.9157 | 460.526 | 6987.5248 | 4600.6374 | 0 | 4600.6374 | 981.7856 | 0 | 9212.1027 | 10518.704 | 19730.8067 | 0 | 35752.6127 | 0
2116 | Commercial | CwaEgsd328 | Demand Controlled Ventilation | 7717.4045 | 3927.3147 | 146.5359 | 23896.0342 | 25525.6945 | 6087.7441 | 4073.8505 | 4759.3134 | 845.7698 | 921.9157 | 460.526 | 6987.5248 | 4600.6374 | 0 | 4600.6374 | 981.7856 | 0 | 9212.1027 | 10518.704 | 19730.8067 | 0 | 96304.8128 | 0
2117 | Commercial | CwaNgsd328 | Demand Controlled Ventilation | 7717.4045 | 3927.3147 | 146.5359 | 23896.0342 | 25525.6945 | 6087.7441 | 4073.8505 | 4759.3134 | 845.7698 | 921.9157 | 460.526 | 6987.5248 | 4600.6374 | 0 | 4600.6374 | 981.7856 | 0 | 9212.1027 | 10518.704 | 19730.8067 | 0 | 96304.8128 | 0
2118 | Commercial | CwaEgsd326 | Destratification Fans | 22.9243 | 11.666 | 0.43528 | 70.9823 | 75.8232 | 18.0834 | 12.1012 | 14.1374 | 2.5123 | 2.7385 | 1.368 | 20.7562 | 332.8119 | 0 | 332.8119 | 981.7856 | 0 | 738.9982 | 10518.704 | 11257.7022 | 0 | 80435.4463 | 0
2119 | Commercial | CwaNgsd326 | Destratification Fans | 22.9243 | 11.666 | 0.43528 | 70.9823 | 75.8232 | 18.0834 | 12.1012 | 14.1374 | 2.5123 | 2.7385 | 1.368 | 20.7562 | 332.8119 | 0 | 332.8119 | 981.7856 | 0 | 738.9982 | 10518.704 | 11257.7022 | 0 | 80435.4463 | 0
2120 | Commercial | CasEgsd327 | Energy Recovery Ventilation System (ERV) | 5909.7709 | 3007.4269 | 112.213 | 18248.137 | 19492.6223 | 4665.2855 | 3119.64 | 3642.9863 | 647.6252 | 705.6744 | 352.6353 | 5348.9211 | 3427.6369 | 0 | 3427.6369 | 721.5234 | 0 | 6764.1625 | 14872.023 | 21636.1855 | 0 | 194086.7163 | 0
2121 | Commercial | CasNgsd327 | Energy Recovery Ventilation System (ERV) | 5909.7709 | 3007.4269 | 112.213 | 18248.137 | 19492.6223 | 4665.2855 | 3119.64 | 3642.9863 | 647.6252 | 705.6744 | 352.6353 | 5348.9211 | 3427.6369 | 0 | 3427.6369 | 721.5234 | 0 | 6764.1625 | 14872.023 | 21636.1855 | 0 | 194086.7163 | 0
2122 | Commercial | CcoEgsd327 | Energy Recovery Ventilation System (ERV) | 5909.7709 | 3007.4269 | 112.213 | 18248.137 | 19492.6223 | 4665.2855 | 3119.64 | 3642.9863 | 647.6252 | 705.6744 | 352.6353 | 5348.9211 | 3427.6369 | 0 | 3427.6369 | 721.5234 | 0 | 6764.1625 | 14872.023 | 21636.1855 | 0 | 203300.758 | 0
2123 | Commercial | CcoNgsd327 | Energy Recovery Ventilation System (ERV) | 5909.7709 | 3007.4269 | 112.213 | 18248.137 | 19492.6223 | 4665.2855 | 3119.64 | 3642.9863 | 647.6252 | 705.6744 | 352.6353 | 5348.9211 | 3427.6369 | 0 | 3427.6369 | 721.5234 | 0 | 6764.1625 | 14872.023 | 21636.1855 | 0 | 203300.758 | 0
2124 | Commercial | CgrEgsd327 | Energy Recovery Ventilation System (ERV) | 5909.7709 | 3007.4269 | 112.213 | 18248.137 | 19492.6223 | 4665.2855 | 3119.64 | 3642.9863 | 647.6252 | 705.6744 | 352.6353 | 5348.9211 | 3427.6369 | 0 | 3427.6369 | 721.5234 | 0 | 6764.1625 | 14872.023 | 21636.1855 | 0 | 31815.824 | 0
2125 | Commercial | CgrNgsd327 | Energy Recovery Ventilation System (ERV) | 5909.7709 | 3007.4269 | 112.213 | 18248.137 | 19492.6223 | 4665.2855 | 3119.64 | 3642.9863 | 647.6252 | 705.6744 | 352.6353 | 5348.9211 | 3427.6369 | 0 | 3427.6369 | 721.5234 | 0 | 6764.1625 | 14872.023 | 21636.1855 | 0 | 31815.824 | 0
2126 | Commercial | CheEgsd327 | Energy Recovery Ventilation System (ERV) | 5909.7709 | 3007.4269 | 112.213 | 18248.137 | 19492.6223 | 4665.2855 | 3119.64 | 3642.9863 | 647.6252 | 705.6744 | 352.6353 | 5348.9211 | 3427.6369 | 0 | 3427.6369 | 721.5234 | 0 | 6764.1625 | 14872.023 | 21636.1855 | 0 | 77837.5946 | 0
2127 | Commercial | CheNgsd327 | Energy Recovery Ventilation System (ERV) | 5909.7709 | 3007.4269 | 112.213 | 18248.137 | 19492.6223 | 4665.2855 | 3119.64 | 3642.9863 | 647.6252 | 705.6744 | 352.6353 | 5348.9211 | 3427.6369 | 0 | 3427.6369 | 721.5234 | 0 | 6764.1625 | 14872.023 | 21636.1855 | 0 | 77837.5946 | 0
2128 | Commercial | ChoEgsd327 | Energy Recovery Ventilation System (ERV) | 5909.7709 | 3007.4269 | 112.213 | 18248.137 | 19492.6223 | 4665.2855 | 3119.64 | 3642.9863 | 647.6252 | 705.6744 | 352.6353 | 5348.9211 | 3427.6369 | 0 | 3427.6369 | 721.5234 | 0 | 6764.1625 | 14872.023 | 21636.1855 | 0 | 77837.5946 | 0
2129 | Commercial | ChoNgsd327 | Energy Recovery Ventilation System (ERV) | 5909.7709 | 3007.4269 | 112.213 | 18248.137 | 19492.6223 | 4665.2855 | 3119.64 | 3642.9863 | 647.6252 | 705.6744 | 352.6353 | 5348.9211 | 3427.6369 | 0 | 3427.6369 | 721.5234 | 0 | 6764.1625 | 14872.023 | 21636.1855 | 0 | 77837.5946 | 0
2130 | Commercial | CinEgsd327 | Energy Recovery Ventilation System (ERV) | 5909.7709 | 3007.4269 | 112.213 | 18248.137 | 19492.6223 | 4665.2855 | 3119.64 | 3642.9863 | 647.6252 | 705.6744 | 352.6353 | 5348.9211 | 3427.6369 | 0 | 3427.6369 | 721.5234 | 0 | 6764.1625 | 14872.023 | 21636.1855 | 0 | 69038.0222 | 0
2131 | Commercial | CinNgsd327 | Energy Recovery Ventilation System (ERV) | 5909.7709 | 3007.4269 | 112.213 | 18248.137 | 19492.6223 | 4665.2855 | 3119.64 | 3642.9863 | 647.6252 | 705.6744 | 352.6353 | 5348.9211 | 3427.6369 | 0 | 3427.6369 | 721.5234 | 0 | 6764.1625 | 14872.023 | 21636.1855 | 0 | 69038.0222 | 0
2132 | Commercial | CloEgsd327 | Energy Recovery Ventilation System (ERV) | 5909.7709 | 3007.4269 | 112.213 | 18248.137 | 19492.6223 | 4665.2855 | 3119.64 | 3642.9863 | 647.6252 | 705.6744 | 352.6353 | 5348.9211 | 3427.6369 | 0 | 3427.6369 | 721.5234 | 0 | 6764.1625 | 14872.023 | 21636.1855 | 0 | 137905.9356 | 0
2133 | Commercial | CloNgsd327 | Energy Recovery Ventilation System (ERV) | 5909.7709 | 3007.4269 | 112.213 | 18248.137 | 19492.6223 | 4665.2855 | 3119.64 | 3642.9863 | 647.6252 | 705.6744 | 352.6353 | 5348.9211 | 3427.6369 | 0 | 3427.6369 | 721.5234 | 0 | 6764.1625 | 14872.023 | 21636.1855 | 0 | 137905.9356 | 0
2134 | Commercial | CmiEgsd327 | Energy Recovery Ventilation System (ERV) | 5909.7709 | 3007.4269 | 112.213 | 18248.137 | 19492.6223 | 4665.2855 | 3119.64 | 3642.9863 | 647.6252 | 705.6744 | 352.6353 | 5348.9211 | 3427.6369 | 0 | 3427.6369 | 721.5234 | 0 | 6764.1625 | 14872.023 | 21636.1855 | 0 | 101300.8232 | 0
2135 | Commercial | CmiNgsd327 | Energy Recovery Ventilation System (ERV) | 5909.7709 | 3007.4269 | 112.213 | 18248.137 | 19492.6223 | 4665.2855 | 3119.64 | 3642.9863 | 647.6252 | 705.6744 | 352.6353 | 5348.9211 | 3427.6369 | 0 | 3427.6369 | 721.5234 | 0 | 6764.1625 | 14872.023 | 21636.1855 | 0 | 101300.8232 | 0
2136 | Commercial | CofEgsd327 | Energy Recovery Ventilation System (ERV) | 5909.7709 | 3007.4269 | 112.213 | 18248.137 | 19492.6223 | 4665.2855 | 3119.64 | 3642.9863 | 647.6252 | 705.6744 | 352.6353 | 5348.9211 | 3427.6369 | 0 | 3427.6369 | 721.5234 | 0 | 6764.1625 | 14872.023 | 21636.1855 | 0 | 126314.8873 | 0
2137 | Commercial | CofNgsd327 | Energy Recovery Ventilation System (ERV) | 5909.7709 | 3007.4269 | 112.213 | 18248.137 | 19492.6223 | 4665.2855 | 3119.64 | 3642.9863 | 647.6252 | 705.6744 | 352.6353 | 5348.9211 | 3427.6369 | 0 | 3427.6369 | 721.5234 | 0 | 6764.1625 | 14872.023 | 21636.1855 | 0 | 126314.8873 | 0
2138 | Commercial | CreEgsd327 | Energy Recovery Ventilation System (ERV) | 5909.7709 | 3007.4269 | 112.213 | 18248.137 | 19492.6223 | 4665.2855 | 3119.64 | 3642.9863 | 647.6252 | 705.6744 | 352.6353 | 5348.9211 | 3427.6369 | 0 | 3427.6369 | 721.5234 | 0 | 6764.1625 | 14872.023 | 21636.1855 | 0 | 28555.8889 | 0
2139 | Commercial | CreNgsd327 | Energy Recovery Ventilation System (ERV) | 5909.7709 | 3007.4269 | 112.213 | 18248.137 | 19492.6223 | 4665.2855 | 3119.64 | 3642.9863 | 647.6252 | 705.6744 | 352.6353 | 5348.9211 | 3427.6369 | 0 | 3427.6369 | 721.5234 | 0 | 6764.1625 | 14872.023 | 21636.1855 | 0 | 28555.8889 | 0
2140 | Commercial | CrtEgsd327 | Energy Recovery Ventilation System (ERV) | 5909.7709 | 3007.4269 | 112.213 | 18248.137 | 19492.6223 | 4665.2855 | 3119.64 | 3642.9863 | 647.6252 | 705.6744 | 352.6353 | 5348.9211 | 3427.6369 | 0 | 3427.6369 | 721.5234 | 0 | 6764.1625 | 14872.023 | 21636.1855 | 0 | 137666.639 | 0
2141 | Commercial | CrtNgsd327 | Energy Recovery Ventilation System (ERV) | 5909.7709 | 3007.4269 | 112.213 | 18248.137 | 19492.6223 | 4665.2855 | 3119.64 | 3642.9863 | 647.6252 | 705.6744 | 352.6353 | 5348.9211 | 3427.6369 | 0 | 3427.6369 | 721.5234 | 0 | 6764.1625 | 14872.023 | 21636.1855 | 0 | 137666.639 | 0
2142 | Commercial | CscEgsd327 | Energy Recovery Ventilation System (ERV) | 5909.7709 | 3007.4269 | 112.213 | 18248.137 | 19492.6223 | 4665.2855 | 3119.64 | 3642.9863 | 647.6252 | 705.6744 | 352.6353 | 5348.9211 | 3427.6369 | 0 | 3427.6369 | 721.5234 | 0 | 6764.1625 | 14872.023 | 21636.1855 | 0 | 203300.758 | 0
2143 | Commercial | CscNgsd327 | Energy Recovery Ventilation System (ERV) | 5909.7709 | 3007.4269 | 112.213 | 18248.137 | 19492.6223 | 4665.2855 | 3119.64 | 3642.9863 | 647.6252 | 705.6744 | 352.6353 | 5348.9211 | 3427.6369 | 0 | 3427.6369 | 721.5234 | 0 | 6764.1625 | 14872.023 | 21636.1855 | 0 | 203300.758 | 0
2144 | Commercial | CwaEgsd327 | Energy Recovery Ventilation System (ERV) | 5909.7709 | 3007.4269 | 112.213 | 18248.137 | 19492.6223 | 4665.2855 | 3119.64 | 3642.9863 | 647.6252 | 705.6744 | 352.6353 | 5348.9211 | 3427.6369 | 0 | 3427.6369 | 721.5234 | 0 | 6764.1625 | 14872.023 | 21636.1855 | 0 | 641993.8329 | 0
2145 | Commercial | CwaNgsd327 | Energy Recovery Ventilation System (ERV) | 5909.7709 | 3007.4269 | 112.213 | 18248.137 | 19492.6223 | 4665.2855 | 3119.64 | 3642.9863 | 647.6252 | 705.6744 | 352.6353 | 5348.9211 | 3427.6369 | 0 | 3427.6369 | 721.5234 | 0 | 6764.1625 | 14872.023 | 21636.1855 | 0 | 641993.8329 | 0
2146 | Commercial | CasEgsd402 | Bi-Level Lighting Control (Exterior) | 0 | 0 | 0 | 0 | 0 | 0 | 0 | 0 | 0 | 0 | 0 | 0 | 2726.5892 | 0 | 2726.5892 | 605.653 | 0 | 6054.3047 | 10518.704 | 16573.0087 | 0 | 5034.4908 | 0
2147 | Commercial | CasNgsd402 | Bi-Level Lighting Control (Exterior) | 0 | 0 | 0 | 0 | 0 | 0 | 0 | 0 | 0 | 0 | 0 | 0 | 2726.5892 | 0 | 2726.5892 | 605.653 | 0 | 6054.3047 | 10518.704 | 16573.0087 | 0 | 5034.4908 | 0
2148 | Commercial | CcoEgsd402 | Bi-Level Lighting Control (Exterior) | 0 | 0 | 0 | 0 | 0 | 0 | 0 | 0 | 0 | 0 | 0 | 0 | 2726.5892 | 0 | 2726.5892 | 605.653 | 0 | 6054.3047 | 10518.704 | 16573.0087 | 0 | 5034.4908 | 0
2149 | Commercial | CcoNgsd402 | Bi-Level Lighting Control (Exterior) | 0 | 0 | 0 | 0 | 0 | 0 | 0 | 0 | 0 | 0 | 0 | 0 | 2726.5892 | 0 | 2726.5892 | 605.653 | 0 | 6054.3047 | 10518.704 | 16573.0087 | 0 | 5034.4908 | 0
2150 | Commercial | CgrEgsd402 | Bi-Level Lighting Control (Exterior) | 0 | 0 | 0 | 0 | 0 | 0 | 0 | 0 | 0 | 0 | 0 | 0 | 2726.5892 | 0 | 2726.5892 | 605.653 | 0 | 6054.3047 | 10518.704 | 16573.0087 | 0 | 5034.4908 | 0
2151 | Commercial | CgrNgsd402 | Bi-Level Lighting Control (Exterior) | 0 | 0 | 0 | 0 | 0 | 0 | 0 | 0 | 0 | 0 | 0 | 0 | 2726.5892 | 0 | 2726.5892 | 605.653 | 0 | 6054.3047 | 10518.704 | 16573.0087 | 0 | 5034.4908 | 0
2152 | Commercial | CheEgsd402 | Bi-Level Lighting Control (Exterior) | 0 | 0 | 0 | 0 | 0 | 0 | 0 | 0 | 0 | 0 | 0 | 0 | 2726.5892 | 0 | 2726.5892 | 605.653 | 0 | 6054.3047 | 10518.704 | 16573.0087 | 0 | 5034.4908 | 0
2153 | Commercial | CheNgsd402 | Bi-Level Lighting Control (Exterior) | 0 | 0 | 0 | 0 | 0 | 0 | 0 | 0 | 0 | 0 | 0 | 0 | 2726.5892 | 0 | 2726.5892 | 605.653 | 0 | 6054.3047 | 10518.704 | 16573.0087 | 0 | 5034.4908 | 0
2154 | Commercial | ChoEgsd402 | Bi-Level Lighting Control (Exterior) | 0 | 0 | 0 | 0 | 0 | 0 | 0 | 0 | 0 | 0 | 0 | 0 | 2726.5892 | 0 | 2726.5892 | 605.653 | 0 | 6054.3047 | 10518.704 | 16573.0087 | 0 | 5034.4908 | 0
2155 | Commercial | ChoNgsd402 | Bi-Level Lighting Control (Exterior) | 0 | 0 | 0 | 0 | 0 | 0 | 0 | 0 | 0 | 0 | 0 | 0 | 2726.5892 | 0 | 2726.5892 | 605.653 | 0 | 6054.3047 | 10518.704 | 16573.0087 | 0 | 5034.4908 | 0
2156 | Commercial | CinEgsd402 | Bi-Level Lighting Control (Exterior) | 0 | 0 | 0 | 0 | 0 | 0 | 0 | 0 | 0 | 0 | 0 | 0 | 2726.5892 | 0 | 2726.5892 | 605.653 | 0 | 6054.3047 | 10518.704 | 16573.0087 | 0 | 5034.4908 | 0
2157 | Commercial | CinNgsd402 | Bi-Level Lighting Control (Exterior) | 0 | 0 | 0 | 0 | 0 | 0 | 0 | 0 | 0 | 0 | 0 | 0 | 2726.5892 | 0 | 2726.5892 | 605.653 | 0 | 6054.3047 | 10518.704 | 16573.0087 | 0 | 5034.4908 | 0
2158 | Commercial | CloEgsd402 | Bi-Level Lighting Control (Exterior) | 0 | 0 | 0 | 0 | 0 | 0 | 0 | 0 | 0 | 0 | 0 | 0 | 2726.5892 | 0 | 2726.5892 | 605.653 | 0 | 6054.3047 | 10518.704 | 16573.0087 | 0 | 5034.4908 | 0
2159 | Commercial | CloNgsd402 | Bi-Level Lighting Control (Exterior) | 0 | 0 | 0 | 0 | 0 | 0 | 0 | 0 | 0 | 0 | 0 | 0 | 2726.5892 | 0 | 2726.5892 | 605.653 | 0 | 6054.3047 | 10518.704 | 16573.0087 | 0 | 5034.4908 | 0
2160 | Commercial | CmiEgsd402 | Bi-Level Lighting Control (Exterior) | 0 | 0 | 0 | 0 | 0 | 0 | 0 | 0 | 0 | 0 | 0 | 0 | 2726.5892 | 0 | 2726.5892 | 605.653 | 0 | 6054.3047 | 10518.704 | 16573.0087 | 0 | 5034.4908 | 0
2161 | Commercial | CmiNgsd402 | Bi-Level Lighting Control (Exterior) | 0 | 0 | 0 | 0 | 0 | 0 | 0 | 0 | 0 | 0 | 0 | 0 | 2726.5892 | 0 | 2726.5892 | 605.653 | 0 | 6054.3047 | 10518.704 | 16573.0087 | 0 | 5034.4908 | 0
2162 | Commercial | CofEgsd402 | Bi-Level Lighting Control (Exterior) | 0 | 0 | 0 | 0 | 0 | 0 | 0 | 0 | 0 | 0 | 0 | 0 | 2726.5892 | 0 | 2726.5892 | 605.653 | 0 | 6054.3047 | 10518.704 | 16573.0087 | 0 | 5034.4908 | 0
2163 | Commercial | CofNgsd402 | Bi-Level Lighting Control (Exterior) | 0 | 0 | 0 | 0 | 0 | 0 | 0 | 0 | 0 | 0 | 0 | 0 | 2726.5892 | 0 | 2726.5892 | 605.653 | 0 | 6054.3047 | 10518.704 | 16573.0087 | 0 | 5034.4908 | 0
2164 | Commercial | CreEgsd402 | Bi-Level Lighting Control (Exterior) | 0 | 0 | 0 | 0 | 0 | 0 | 0 | 0 | 0 | 0 | 0 | 0 | 2726.5892 | 0 | 2726.5892 | 605.653 | 0 | 6054.3047 | 10518.704 | 16573.0087 | 0 | 5034.4908 | 0
2165 | Commercial | CreNgsd402 | Bi-Level Lighting Control (Exterior) | 0 | 0 | 0 | 0 | 0 | 0 | 0 | 0 | 0 | 0 | 0 | 0 | 2726.5892 | 0 | 2726.5892 | 605.653 | 0 | 6054.3047 | 10518.704 | 16573.0087 | 0 | 5034.4908 | 0
2166 | Commercial | CrtEgsd402 | Bi-Level Lighting Control (Exterior) | 0 | 0 | 0 | 0 | 0 | 0 | 0 | 0 | 0 | 0 | 0 | 0 | 2726.5892 | 0 | 2726.5892 | 605.653 | 0 | 6054.3047 | 10518.704 | 16573.0087 | 0 | 5034.4908 | 0
2167 | Commercial | CrtNgsd402 | Bi-Level Lighting Control (Exterior) | 0 | 0 | 0 | 0 | 0 | 0 | 0 | 0 | 0 | 0 | 0 | 0 | 2726.5892 | 0 | 2726.5892 | 605.653 | 0 | 6054.3047 | 10518.704 | 16573.0087 | 0 | 5034.4908 | 0
2168 | Commercial | CscEgsd402 | Bi-Level Lighting Control (Exterior) | 0 | 0 | 0 | 0 | 0 | 0 | 0 | 0 | 0 | 0 | 0 | 0 | 2726.5892 | 0 | 2726.5892 | 605.653 | 0 | 6054.3047 | 10518.704 | 16573.0087 | 0 | 5034.4908 | 0
2169 | Commercial | CscNgsd402 | Bi-Level Lighting Control (Exterior) | 0 | 0 | 0 | 0 | 0 | 0 | 0 | 0 | 0 | 0 | 0 | 0 | 2726.5892 | 0 | 2726.5892 | 605.653 | 0 | 6054.3047 | 10518.704 | 16573.0087 | 0 | 5034.4908 | 0
2170 | Commercial | CwaEgsd402 | Bi-Level Lighting Control (Exterior) | 0 | 0 | 0 | 0 | 0 | 0 | 0 | 0 | 0 | 0 | 0 | 0 | 2726.5892 | 0 | 2726.5892 | 605.653 | 0 | 6054.3047 | 10518.704 | 16573.0087 | 0 | 5034.4908 | 0
2171 | Commercial | CwaNgsd402 | Bi-Level Lighting Control (Exterior) | 0 | 0 | 0 | 0 | 0 | 0 | 0 | 0 | 0 | 0 | 0 | 0 | 2726.5892 | 0 | 2726.5892 | 605.653 | 0 | 6054.3047 | 10518.704 | 16573.0087 | 0 | 5034.4908 | 0
2172 | Commercial | CasEgsd403 | Outdoor Lighting Controls | 0 | 0 | 0 | 0 | 0 | 0 | 0 | 0 | 0 | 0 | 0 | 0 | 1129.5927 | 0 | 1129.5927 | 1160.8607 | 0 | 2508.2247 | 10617.8427 | 13126.0674 | 0 | 1818.2155 | 0
2173 | Commercial | CasNgsd403 | Outdoor Lighting Controls | 0 | 0 | 0 | 0 | 0 | 0 | 0 | 0 | 0 | 0 | 0 | 0 | 1129.5927 | 0 | 1129.5927 | 1160.8607 | 0 | 2508.2247 | 10617.8427 | 13126.0674 | 0 | 1818.2155 | 0
2174 | Commercial | CcoEgsd403 | Outdoor Lighting Controls | 0 | 0 | 0 | 0 | 0 | 0 | 0 | 0 | 0 | 0 | 0 | 0 | 1129.5927 | 0 | 1129.5927 | 1160.8607 | 0 | 2508.2247 | 10617.8427 | 13126.0674 | 0 | 1818.2155 | 0
2175 | Commercial | CcoNgsd403 | Outdoor Lighting Controls | 0 | 0 | 0 | 0 | 0 | 0 | 0 | 0 | 0 | 0 | 0 | 0 | 1129.5927 | 0 | 1129.5927 | 1160.8607 | 0 | 2508.2247 | 10617.8427 | 13126.0674 | 0 | 1818.2155 | 0
2176 | Commercial | CgrEgsd403 | Outdoor Lighting Controls | 0 | 0 | 0 | 0 | 0 | 0 | 0 | 0 | 0 | 0 | 0 | 0 | 1129.5927 | 0 | 1129.5927 | 1160.8607 | 0 | 2508.2247 | 10617.8427 | 13126.0674 | 0 | 1818.2155 | 0
2177 | Commercial | CgrNgsd403 | Outdoor Lighting Controls | 0 | 0 | 0 | 0 | 0 | 0 | 0 | 0 | 0 | 0 | 0 | 0 | 1129.5927 | 0 | 1129.5927 | 1160.8607 | 0 | 2508.2247 | 10617.8427 | 13126.0674 | 0 | 1818.2155 | 0
2178 | Commercial | CheEgsd403 | Outdoor Lighting Controls | 0 | 0 | 0 | 0 | 0 | 0 | 0 | 0 | 0 | 0 | 0 | 0 | 1129.5927 | 0 | 1129.5927 | 1160.8607 | 0 | 2508.2247 | 10617.8427 | 13126.0674 | 0 | 1818.2155 | 0
2179 | Commercial | CheNgsd403 | Outdoor Lighting Controls | 0 | 0 | 0 | 0 | 0 | 0 | 0 | 0 | 0 | 0 | 0 | 0 | 1129.5927 | 0 | 1129.5927 | 1160.8607 | 0 | 2508.2247 | 10617.8427 | 13126.0674 | 0 | 1818.2155 | 0
2180 | Commercial | ChoEgsd403 | Outdoor Lighting Controls | 0 | 0 | 0 | 0 | 0 | 0 | 0 | 0 | 0 | 0 | 0 | 0 | 1129.5927 | 0 | 1129.5927 | 1160.8607 | 0 | 2508.2247 | 10617.8427 | 13126.0674 | 0 | 1818.2155 | 0
2181 | Commercial | ChoNgsd403 | Outdoor Lighting Controls | 0 | 0 | 0 | 0 | 0 | 0 | 0 | 0 | 0 | 0 | 0 | 0 | 1129.5927 | 0 | 1129.5927 | 1160.8607 | 0 | 2508.2247 | 10617.8427 | 13126.0674 | 0 | 1818.2155 | 0
2182 | Commercial | CinEgsd403 | Outdoor Lighting Controls | 0 | 0 | 0 | 0 | 0 | 0 | 0 | 0 | 0 | 0 | 0 | 0 | 1129.5927 | 0 | 1129.5927 | 1160.8607 | 0 | 2508.2247 | 10617.8427 | 13126.0674 | 0 | 1818.2155 | 0
2183 | Commercial | CinNgsd403 | Outdoor Lighting Controls | 0 | 0 | 0 | 0 | 0 | 0 | 0 | 0 | 0 | 0 | 0 | 0 | 1129.5927 | 0 | 1129.5927 | 1160.8607 | 0 | 2508.2247 | 10617.8427 | 13126.0674 | 0 | 1818.2155 | 0
2184 | Commercial | CloEgsd403 | Outdoor Lighting Controls | 0 | 0 | 0 | 0 | 0 | 0 | 0 | 0 | 0 | 0 | 0 | 0 | 1129.5927 | 0 | 1129.5927 | 1160.8607 | 0 | 2508.2247 | 10617.8427 | 13126.0674 | 0 | 1818.2155 | 0
2185 | Commercial | CloNgsd403 | Outdoor Lighting Controls | 0 | 0 | 0 | 0 | 0 | 0 | 0 | 0 | 0 | 0 | 0 | 0 | 1129.5927 | 0 | 1129.5927 | 1160.8607 | 0 | 2508.2247 | 10617.8427 | 13126.0674 | 0 | 1818.2155 | 0
2186 | Commercial | CmiEgsd403 | Outdoor Lighting Controls | 0 | 0 | 0 | 0 | 0 | 0 | 0 | 0 | 0 | 0 | 0 | 0 | 1129.5927 | 0 | 1129.5927 | 1160.8607 | 0 | 2508.2247 | 10617.8427 | 13126.0674 | 0 | 1818.2155 | 0
2187 | Commercial | CmiNgsd403 | Outdoor Lighting Controls | 0 | 0 | 0 | 0 | 0 | 0 | 0 | 0 | 0 | 0 | 0 | 0 | 1129.5927 | 0 | 1129.5927 | 1160.8607 | 0 | 2508.2247 | 10617.8427 | 13126.0674 | 0 | 1818.2155 | 0
2188 | Commercial | CofEgsd403 | Outdoor Lighting Controls | 0 | 0 | 0 | 0 | 0 | 0 | 0 | 0 | 0 | 0 | 0 | 0 | 1129.5927 | 0 | 1129.5927 | 1160.8607 | 0 | 2508.2247 | 10617.8427 | 13126.0674 | 0 | 1818.2155 | 0
2189 | Commercial | CofNgsd403 | Outdoor Lighting Controls | 0 | 0 | 0 | 0 | 0 | 0 | 0 | 0 | 0 | 0 | 0 | 0 | 1129.5927 | 0 | 1129.5927 | 1160.8607 | 0 | 2508.2247 | 10617.8427 | 13126.0674 | 0 | 1818.2155 | 0
2190 | Commercial | CreEgsd403 | Outdoor Lighting Controls | 0 | 0 | 0 | 0 | 0 | 0 | 0 | 0 | 0 | 0 | 0 | 0 | 1129.5927 | 0 | 1129.5927 | 1160.8607 | 0 | 2508.2247 | 10617.8427 | 13126.0674 | 0 | 1818.2155 | 0
2191 | Commercial | CreNgsd403 | Outdoor Lighting Controls | 0 | 0 | 0 | 0 | 0 | 0 | 0 | 0 | 0 | 0 | 0 | 0 | 1129.5927 | 0 | 1129.5927 | 1160.8607 | 0 | 2508.2247 | 10617.8427 | 13126.0674 | 0 | 1818.2155 | 0
2192 | Commercial | CrtEgsd403 | Outdoor Lighting Controls | 0 | 0 | 0 | 0 | 0 | 0 | 0 | 0 | 0 | 0 | 0 | 0 | 1129.5927 | 0 | 1129.5927 | 1160.8607 | 0 | 2508.2247 | 10617.8427 | 13126.0674 | 0 | 1818.2155 | 0
2193 | Commercial | CrtNgsd403 | Outdoor Lighting Controls | 0 | 0 | 0 | 0 | 0 | 0 | 0 | 0 | 0 | 0 | 0 | 0 | 1129.5927 | 0 | 1129.5927 | 1160.8607 | 0 | 2508.2247 | 10617.8427 | 13126.0674 | 0 | 1818.2155 | 0
2194 | Commercial | CscEgsd403 | Outdoor Lighting Controls | 0 | 0 | 0 | 0 | 0 | 0 | 0 | 0 | 0 | 0 | 0 | 0 | 1129.5927 | 0 | 1129.5927 | 1160.8607 | 0 | 2508.2247 | 10617.8427 | 13126.0674 | 0 | 1818.2155 | 0
2195 | Commercial | CscNgsd403 | Outdoor Lighting Controls | 0 | 0 | 0 | 0 | 0 | 0 | 0 | 0 | 0 | 0 | 0 | 0 | 1129.5927 | 0 | 1129.5927 | 1160.8607 | 0 | 2508.2247 | 10617.8427 | 13126.0674 | 0 | 1818.2155 | 0
2196 | Commercial | CwaEgsd403 | Outdoor Lighting Controls | 0 | 0 | 0 | 0 | 0 | 0 | 0 | 0 | 0 | 0 | 0 | 0 | 1129.5927 | 0 | 1129.5927 | 1160.8607 | 0 | 2508.2247 | 10617.8427 | 13126.0674 | 0 | 1818.2155 | 0
2197 | Commercial | CwaNgsd403 | Outdoor Lighting Controls | 0 | 0 | 0 | 0 | 0 | 0 | 0 | 0 | 0 | 0 | 0 | 0 | 1129.5927 | 0 | 1129.5927 | 1160.8607 | 0 | 2508.2247 | 10617.8427 | 13126.0674 | 0 | 1818.2155 | 0
2198 | Commercial | CasNgsd404 | High Efficiency HID Lighting | 0 | 0 | 0 | 0 | 0 | 0 | 0 | 0 | 0 | 0 | 0 | 0 | 972.2565 | 0 | 972.2565 | 814.9618 | 0 | 2158.8648 | 10617.8427 | 12776.7075 | 0 | 1899.352 | 0
2199 | Commercial | CasTgsd404 | High Efficiency HID Lighting | 0 | 0 | 0 | 0 | 0 | 0 | 0 | 0 | 0 | 0 | 0 | 0 | 972.2565 | 0 | 972.2565 | 814.9618 | 0 | 2158.8648 | 10617.8427 | 12776.7075 | 0 | 1899.352 | 0
2200 | Commercial | CcoNgsd404 | High Efficiency HID Lighting | 0 | 0 | 0 | 0 | 0 | 0 | 0 | 0 | 0 | 0 | 0 | 0 | 972.2565 | 0 | 972.2565 | 814.9618 | 0 | 2158.8648 | 10617.8427 | 12776.7075 | 0 | 1899.352 | 0
2201 | Commercial | CcoTgsd404 | High Efficiency HID Lighting | 0 | 0 | 0 | 0 | 0 | 0 | 0 | 0 | 0 | 0 | 0 | 0 | 972.2565 | 0 | 972.2565 | 814.9618 | 0 | 2158.8648 | 10617.8427 | 12776.7075 | 0 | 1899.352 | 0
2202 | Commercial | CgrNgsd404 | High Efficiency HID Lighting | 0 | 0 | 0 | 0 | 0 | 0 | 0 | 0 | 0 | 0 | 0 | 0 | 972.2565 | 0 | 972.2565 | 814.9618 | 0 | 2158.8648 | 10617.8427 | 12776.7075 | 0 | 1899.352 | 0
2203 | Commercial | CgrTgsd404 | High Efficiency HID Lighting | 0 | 0 | 0 | 0 | 0 | 0 | 0 | 0 | 0 | 0 | 0 | 0 | 972.2565 | 0 | 972.2565 | 814.9618 | 0 | 2158.8648 | 10617.8427 | 12776.7075 | 0 | 1899.352 | 0
2204 | Commercial | CheNgsd404 | High Efficiency HID Lighting | 0 | 0 | 0 | 0 | 0 | 0 | 0 | 0 | 0 | 0 | 0 | 0 | 972.2565 | 0 | 972.2565 | 814.9618 | 0 | 2158.8648 | 10617.8427 | 12776.7075 | 0 | 1899.352 | 0
2205 | Commercial | CheTgsd404 | High Efficiency HID Lighting | 0 | 0 | 0 | 0 | 0 | 0 | 0 | 0 | 0 | 0 | 0 | 0 | 972.2565 | 0 | 972.2565 | 814.9618 | 0 | 2158.8648 | 10617.8427 | 12776.7075 | 0 | 1899.352 | 0
2206 | Commercial | ChoNgsd404 | High Efficiency HID Lighting | 0 | 0 | 0 | 0 | 0 | 0 | 0 | 0 | 0 | 0 | 0 | 0 | 972.2565 | 0 | 972.2565 | 814.9618 | 0 | 2158.8648 | 10617.8427 | 12776.7075 | 0 | 1899.352 | 0
2207 | Commercial | ChoTgsd404 | High Efficiency HID Lighting | 0 | 0 | 0 | 0 | 0 | 0 | 0 | 0 | 0 | 0 | 0 | 0 | 972.2565 | 0 | 972.2565 | 814.9618 | 0 | 2158.8648 | 10617.8427 | 12776.7075 | 0 | 1899.352 | 0
2208 | Commercial | CinNgsd404 | High Efficiency HID Lighting | 0 | 0 | 0 | 0 | 0 | 0 | 0 | 0 | 0 | 0 | 0 | 0 | 972.2565 | 0 | 972.2565 | 814.9618 | 0 | 2158.8648 | 10617.8427 | 12776.7075 | 0 | 1899.352 | 0
2209 | Commercial | CinTgsd404 | High Efficiency HID Lighting | 0 | 0 | 0 | 0 | 0 | 0 | 0 | 0 | 0 | 0 | 0 | 0 | 972.2565 | 0 | 972.2565 | 814.9618 | 0 | 2158.8648 | 10617.8427 | 12776.7075 | 0 | 1899.352 | 0
2210 | Commercial | CloNgsd404 | High Efficiency HID Lighting | 0 | 0 | 0 | 0 | 0 | 0 | 0 | 0 | 0 | 0 | 0 | 0 | 972.2565 | 0 | 972.2565 | 814.9618 | 0 | 2158.8648 | 10617.8427 | 12776.7075 | 0 | 1899.352 | 0
2211 | Commercial | CloTgsd404 | High Efficiency HID Lighting | 0 | 0 | 0 | 0 | 0 | 0 | 0 | 0 | 0 | 0 | 0 | 0 | 972.2565 | 0 | 972.2565 | 814.9618 | 0 | 2158.8648 | 10617.8427 | 12776.7075 | 0 | 1899.352 | 0
2212 | Commercial | CmiNgsd404 | High Efficiency HID Lighting | 0 | 0 | 0 | 0 | 0 | 0 | 0 | 0 | 0 | 0 | 0 | 0 | 972.2565 | 0 | 972.2565 | 814.9618 | 0 | 2158.8648 | 10617.8427 | 12776.7075 | 0 | 1899.352 | 0
2213 | Commercial | CmiTgsd404 | High Efficiency HID Lighting | 0 | 0 | 0 | 0 | 0 | 0 | 0 | 0 | 0 | 0 | 0 | 0 | 972.2565 | 0 | 972.2565 | 814.9618 | 0 | 2158.8648 | 10617.8427 | 12776.7075 | 0 | 1899.352 | 0
2214 | Commercial | CofNgsd404 | High Efficiency HID Lighting | 0 | 0 | 0 | 0 | 0 | 0 | 0 | 0 | 0 | 0 | 0 | 0 | 972.2565 | 0 | 972.2565 | 814.9618 | 0 | 2158.8648 | 10617.8427 | 12776.7075 | 0 | 1899.352 | 0
2215 | Commercial | CofTgsd404 | High Efficiency HID Lighting | 0 | 0 | 0 | 0 | 0 | 0 | 0 | 0 | 0 | 0 | 0 | 0 | 972.2565 | 0 | 972.2565 | 814.9618 | 0 | 2158.8648 | 10617.8427 | 12776.7075 | 0 | 1899.352 | 0
2216 | Commercial | CreNgsd404 | High Efficiency HID Lighting | 0 | 0 | 0 | 0 | 0 | 0 | 0 | 0 | 0 | 0 | 0 | 0 | 972.2565 | 0 | 972.2565 | 814.9618 | 0 | 2158.8648 | 10617.8427 | 12776.7075 | 0 | 1899.352 | 0
2217 | Commercial | CreTgsd404 | High Efficiency HID Lighting | 0 | 0 | 0 | 0 | 0 | 0 | 0 | 0 | 0 | 0 | 0 | 0 | 972.2565 | 0 | 972.2565 | 814.9618 | 0 | 2158.8648 | 10617.8427 | 12776.7075 | 0 | 1899.352 | 0
2218 | Commercial | CrtNgsd404 | High Efficiency HID Lighting | 0 | 0 | 0 | 0 | 0 | 0 | 0 | 0 | 0 | 0 | 0 | 0 | 972.2565 | 0 | 972.2565 | 814.9618 | 0 | 2158.8648 | 10617.8427 | 12776.7075 | 0 | 1899.352 | 0
2219 | Commercial | CrtTgsd404 | High Efficiency HID Lighting | 0 | 0 | 0 | 0 | 0 | 0 | 0 | 0 | 0 | 0 | 0 | 0 | 972.2565 | 0 | 972.2565 | 814.9618 | 0 | 2158.8648 | 10617.8427 | 12776.7075 | 0 | 1899.352 | 0
2220 | Commercial | CscNgsd404 | High Efficiency HID Lighting | 0 | 0 | 0 | 0 | 0 | 0 | 0 | 0 | 0 | 0 | 0 | 0 | 972.2565 | 0 | 972.2565 | 814.9618 | 0 | 2158.8648 | 10617.8427 | 12776.7075 | 0 | 1899.352 | 0
2221 | Commercial | CscTgsd404 | High Efficiency HID Lighting | 0 | 0 | 0 | 0 | 0 | 0 | 0 | 0 | 0 | 0 | 0 | 0 | 972.2565 | 0 | 972.2565 | 814.9618 | 0 | 2158.8648 | 10617.8427 | 12776.7075 | 0 | 1899.352 | 0
2222 | Commercial | CwaNgsd404 | High Efficiency HID Lighting | 0 | 0 | 0 | 0 | 0 | 0 | 0 | 0 | 0 | 0 | 0 | 0 | 972.2565 | 0 | 972.2565 | 814.9618 | 0 | 2158.8648 | 10617.8427 | 12776.7075 | 0 | 1899.352 | 0
2223 | Commercial | CwaTgsd404 | High Efficiency HID Lighting | 0 | 0 | 0 | 0 | 0 | 0 | 0 | 0 | 0 | 0 | 0 | 0 | 972.2565 | 0 | 972.2565 | 814.9618 | 0 | 2158.8648 | 10617.8427 | 12776.7075 | 0 | 1899.352 | 0
2224 | Commercial | CasNgsd407 | LED Exterior Lighting | 0 | 0 | 0 | 0 | 0 | 0 | 0 | 0 | 0 | 0 | 0 | 0 | 1533.0186 | 0 | 1533.0186 | 746.2301 | 0 | 3404.019 | 10617.8427 | 14021.8618 | 0 | 2818.0006 | 0
2225 | Commercial | CasTgsd407 | LED Exterior Lighting | 0 | 0 | 0 | 0 | 0 | 0 | 0 | 0 | 0 | 0 | 0 | 0 | 1533.0186 | 0 | 1533.0186 | 746.2301 | 0 | 3404.019 | 10617.8427 | 14021.8618 | 0 | 2818.0006 | 0
2226 | Commercial | CcoNgsd407 | LED Exterior Lighting | 0 | 0 | 0 | 0 | 0 | 0 | 0 | 0 | 0 | 0 | 0 | 0 | 1533.0186 | 0 | 1533.0186 | 746.2301 | 0 | 3404.019 | 10617.8427 | 14021.8618 | 0 | 2818.0006 | 0
2227 | Commercial | CcoTgsd407 | LED Exterior Lighting | 0 | 0 | 0 | 0 | 0 | 0 | 0 | 0 | 0 | 0 | 0 | 0 | 1533.0186 | 0 | 1533.0186 | 746.2301 | 0 | 3404.019 | 10617.8427 | 14021.8618 | 0 | 2818.0006 | 0
2228 | Commercial | CgrNgsd407 | LED Exterior Lighting | 0 | 0 | 0 | 0 | 0 | 0 | 0 | 0 | 0 | 0 | 0 | 0 | 1533.0186 | 0 | 1533.0186 | 746.2301 | 0 | 3404.019 | 10617.8427 | 14021.8618 | 0 | 2818.0006 | 0
2229 | Commercial | CgrTgsd407 | LED Exterior Lighting | 0 | 0 | 0 | 0 | 0 | 0 | 0 | 0 | 0 | 0 | 0 | 0 | 1533.0186 | 0 | 1533.0186 | 746.2301 | 0 | 3404.019 | 10617.8427 | 14021.8618 | 0 | 2818.0006 | 0
2230 | Commercial | CheNgsd407 | LED Exterior Lighting | 0 | 0 | 0 | 0 | 0 | 0 | 0 | 0 | 0 | 0 | 0 | 0 | 1533.0186 | 0 | 1533.0186 | 746.2301 | 0 | 3404.019 | 10617.8427 | 14021.8618 | 0 | 2818.0006 | 0
2231 | Commercial | CheTgsd407 | LED Exterior Lighting | 0 | 0 | 0 | 0 | 0 | 0 | 0 | 0 | 0 | 0 | 0 | 0 | 1533.0186 | 0 | 1533.0186 | 746.2301 | 0 | 3404.019 | 10617.8427 | 14021.8618 | 0 | 2818.0006 | 0
2232 | Commercial | ChoNgsd407 | LED Exterior Lighting | 0 | 0 | 0 | 0 | 0 | 0 | 0 | 0 | 0 | 0 | 0 | 0 | 1533.0186 | 0 | 1533.0186 | 746.2301 | 0 | 3404.019 | 10617.8427 | 14021.8618 | 0 | 2818.0006 | 0
2233 | Commercial | ChoTgsd407 | LED Exterior Lighting | 0 | 0 | 0 | 0 | 0 | 0 | 0 | 0 | 0 | 0 | 0 | 0 | 1533.0186 | 0 | 1533.0186 | 746.2301 | 0 | 3404.019 | 10617.8427 | 14021.8618 | 0 | 2818.0006 | 0
2234 | Commercial | CinNgsd407 | LED Exterior Lighting | 0 | 0 | 0 | 0 | 0 | 0 | 0 | 0 | 0 | 0 | 0 | 0 | 1533.0186 | 0 | 1533.0186 | 746.2301 | 0 | 3404.019 | 10617.8427 | 14021.8618 | 0 | 2818.0006 | 0
2235 | Commercial | CinTgsd407 | LED Exterior Lighting | 0 | 0 | 0 | 0 | 0 | 0 | 0 | 0 | 0 | 0 | 0 | 0 | 1533.0186 | 0 | 1533.0186 | 746.2301 | 0 | 3404.019 | 10617.8427 | 14021.8618 | 0 | 2818.0006 | 0
2236 | Commercial | CloNgsd407 | LED Exterior Lighting | 0 | 0 | 0 | 0 | 0 | 0 | 0 | 0 | 0 | 0 | 0 | 0 | 1533.0186 | 0 | 1533.0186 | 746.2301 | 0 | 3404.019 | 10617.8427 | 14021.8618 | 0 | 2818.0006 | 0
2237 | Commercial | CloTgsd407 | LED Exterior Lighting | 0 | 0 | 0 | 0 | 0 | 0 | 0 | 0 | 0 | 0 | 0 | 0 | 1533.0186 | 0 | 1533.0186 | 746.2301 | 0 | 3404.019 | 10617.8427 | 14021.8618 | 0 | 2818.0006 | 0
2238 | Commercial | CmiNgsd407 | LED Exterior Lighting | 0 | 0 | 0 | 0 | 0 | 0 | 0 | 0 | 0 | 0 | 0 | 0 | 1533.0186 | 0 | 1533.0186 | 746.2301 | 0 | 3404.019 | 10617.8427 | 14021.8618 | 0 | 2818.0006 | 0
2239 | Commercial | CmiTgsd407 | LED Exterior Lighting | 0 | 0 | 0 | 0 | 0 | 0 | 0 | 0 | 0 | 0 | 0 | 0 | 1533.0186 | 0 | 1533.0186 | 746.2301 | 0 | 3404.019 | 10617.8427 | 14021.8618 | 0 | 2818.0006 | 0
2240 | Commercial | CofNgsd407 | LED Exterior Lighting | 0 | 0 | 0 | 0 | 0 | 0 | 0 | 0 | 0 | 0 | 0 | 0 | 1533.0186 | 0 | 1533.0186 | 746.2301 | 0 | 3404.019 | 10617.8427 | 14021.8618 | 0 | 2818.0006 | 0
2241 | Commercial | CofTgsd407 | LED Exterior Lighting | 0 | 0 | 0 | 0 | 0 | 0 | 0 | 0 | 0 | 0 | 0 | 0 | 1533.0186 | 0 | 1533.0186 | 746.2301 | 0 | 3404.019 | 10617.8427 | 14021.8618 | 0 | 2818.0006 | 0
2242 | Commercial | CreNgsd407 | LED Exterior Lighting | 0 | 0 | 0 | 0 | 0 | 0 | 0 | 0 | 0 | 0 | 0 | 0 | 1533.0186 | 0 | 1533.0186 | 746.2301 | 0 | 3404.019 | 10617.8427 | 14021.8618 | 0 | 2818.0006 | 0
2243 | Commercial | CreTgsd407 | LED Exterior Lighting | 0 | 0 | 0 | 0 | 0 | 0 | 0 | 0 | 0 | 0 | 0 | 0 | 1533.0186 | 0 | 1533.0186 | 746.2301 | 0 | 3404.019 | 10617.8427 | 14021.8618 | 0 | 2818.0006 | 0
2244 | Commercial | CrtNgsd407 | LED Exterior Lighting | 0 | 0 | 0 | 0 | 0 | 0 | 0 | 0 | 0 | 0 | 0 | 0 | 1533.0186 | 0 | 1533.0186 | 746.2301 | 0 | 3404.019 | 10617.8427 | 14021.8618 | 0 | 2818.0006 | 0
2245 | Commercial | CrtTgsd407 | LED Exterior Lighting | 0 | 0 | 0 | 0 | 0 | 0 | 0 | 0 | 0 | 0 | 0 | 0 | 1533.0186 | 0 | 1533.0186 | 746.2301 | 0 | 3404.019 | 10617.8427 | 14021.8618 | 0 | 2818.0006 | 0
2246 | Commercial | CscNgsd407 | LED Exterior Lighting | 0 | 0 | 0 | 0 | 0 | 0 | 0 | 0 | 0 | 0 | 0 | 0 | 1533.0186 | 0 | 1533.0186 | 746.2301 | 0 | 3404.019 | 10617.8427 | 14021.8618 | 0 | 2818.0006 | 0
2247 | Commercial | CscTgsd407 | LED Exterior Lighting | 0 | 0 | 0 | 0 | 0 | 0 | 0 | 0 | 0 | 0 | 0 | 0 | 1533.0186 | 0 | 1533.0186 | 746.2301 | 0 | 3404.019 | 10617.8427 | 14021.8618 | 0 | 2818.0006 | 0
2248 | Commercial | CwaNgsd407 | LED Exterior Lighting | 0 | 0 | 0 | 0 | 0 | 0 | 0 | 0 | 0 | 0 | 0 | 0 | 1533.0186 | 0 | 1533.0186 | 746.2301 | 0 | 3404.019 | 10617.8427 | 14021.8618 | 0 | 2818.0006 | 0
2249 | Commercial | CwaTgsd407 | LED Exterior Lighting | 0 | 0 | 0 | 0 | 0 | 0 | 0 | 0 | 0 | 0 | 0 | 0 | 1533.0186 | 0 | 1533.0186 | 746.2301 | 0 | 3404.019 | 10617.8427 | 14021.8618 | 0 | 2818.0006 | 0
2250 | Commercial | CinNgsd410 | LED Traffic and Crosswalk Lighting | 0 | 0 | 0 | 0 | 0 | 0 | 0 | 0 | 0 | 0 | 0 | 0 | 76.2272 | 0 | 76.2272 | 898.9844 | 0 | 169.2601 | 10617.8427 | 10787.1029 | 0 | 839.8407 | 0
2251 | Commercial | CinTgsd410 | LED Traffic and Crosswalk Lighting | 0 | 0 | 0 | 0 | 0 | 0 | 0 | 0 | 0 | 0 | 0 | 0 | 76.2272 | 0 | 76.2272 | 898.9844 | 0 | 169.2601 | 10617.8427 | 10787.1029 | 0 | 839.8407 | 0
2252 | Commercial | CasEgsd502 | Bi-Level Lighting Control (Interior) | 3894.3348 | 1981.7904 | 73.9445 | 11986.7978 | 12804.2727 | 3076.8598 | 2055.7349 | 2399.4248 | 426.7314 | 464.7869 | 232.3574 | 3523.3005 | 730376.4147 | 0 | 730376.4147 | 1160.8607 | 0 | 1621777.6364 | 11040.5152 | 1632818.1517 | 0 | 4256504.6444 | 0
2253 | Commercial | CasNgsd502 | Bi-Level Lighting Control (Interior) | 3894.3348 | 1981.7904 | 73.9445 | 11986.7978 | 12804.2727 | 3076.8598 | 2055.7349 | 2399.4248 | 426.7314 | 464.7869 | 232.3574 | 3523.3005 | 730376.4147 | 0 | 730376.4147 | 1160.8607 | 0 | 1621777.6364 | 11040.5152 | 1632818.1517 | 0 | 4256504.6444 | 0
2254 | Commercial | CcoEgsd502 | Bi-Level Lighting Control (Interior) | 3894.3348 | 1981.7904 | 73.9445 | 11986.7978 | 12804.2727 | 3076.8598 | 2055.7349 | 2399.4248 | 426.7314 | 464.7869 | 232.3574 | 3523.3005 | 730376.4147 | 0 | 730376.4147 | 1160.8607 | 0 | 1621777.6364 | 11040.5152 | 1632818.1517 | 0 | 2777157.0585 | 0
2255 | Commercial | CcoNgsd502 | Bi-Level Lighting Control (Interior) | 3894.3348 | 1981.7904 | 73.9445 | 11986.7978 | 12804.2727 | 3076.8598 | 2055.7349 | 2399.4248 | 426.7314 | 464.7869 | 232.3574 | 3523.3005 | 730376.4147 | 0 | 730376.4147 | 1160.8607 | 0 | 1621777.6364 | 11040.5152 | 1632818.1517 | 0 | 2777157.0585 | 0
2256 | Commercial | CgrEgsd502 | Bi-Level Lighting Control (Interior) | 3894.3348 | 1981.7904 | 73.9445 | 11986.7978 | 12804.2727 | 3076.8598 | 2055.7349 | 2399.4248 | 426.7314 | 464.7869 | 232.3574 | 3523.3005 | 162550.9479 | 0 | 162550.9479 | 1160.8607 | 0 | 360939.2183 | 11040.5152 | 371979.7335 | 0 | 491429.8969 | 0
2257 | Commercial | CgrNgsd502 | Bi-Level Lighting Control (Interior) | 3894.3348 | 1981.7904 | 73.9445 | 11986.7978 | 12804.2727 | 3076.8598 | 2055.7349 | 2399.4248 | 426.7314 | 464.7869 | 232.3574 | 3523.3005 | 162550.9479 | 0 | 162550.9479 | 1160.8607 | 0 | 360939.2183 | 11040.5152 | 371979.7335 | 0 | 491429.8969 | 0
2258 | Commercial | CheEgsd502 | Bi-Level Lighting Control (Interior) | 3894.3348 | 1981.7904 | 73.9445 | 11986.7978 | 12804.2727 | 3076.8598 | 2055.7349 | 2399.4248 | 426.7314 | 464.7869 | 232.3574 | 3523.3005 | 730376.4147 | 0 | 730376.4147 | 1160.8607 | 0 | 1621777.6364 | 11040.5152 | 1632818.1517 | 0 | 2434707.3067 | 0
2259 | Commercial | CheNgsd502 | Bi-Level Lighting Control (Interior) | 3894.3348 | 1981.7904 | 73.9445 | 11986.7978 | 12804.2727 | 3076.8598 | 2055.7349 | 2399.4248 | 426.7314 | 464.7869 | 232.3574 | 3523.3005 | 730376.4147 | 0 | 730376.4147 | 1160.8607 | 0 | 1621777.6364 | 11040.5152 | 1632818.1517 | 0 | 2434707.3067 | 0
2260 | Commercial | ChoEgsd502 | Bi-Level Lighting Control (Interior) | 3894.3348 | 1981.7904 | 73.9445 | 11986.7978 | 12804.2727 | 3076.8598 | 2055.7349 | 2399.4248 | 426.7314 | 464.7869 | 232.3574 | 3523.3005 | 730376.4147 | 0 | 730376.4147 | 1160.8607 | 0 | 1621777.6364 | 11040.5152 | 1632818.1517 | 0 | 1799721.8627 | 0
2261 | Commercial | ChoNgsd502 | Bi-Level Lighting Control (Interior) | 3894.3348 | 1981.7904 | 73.9445 | 11986.7978 | 12804.2727 | 3076.8598 | 2055.7349 | 2399.4248 | 426.7314 | 464.7869 | 232.3574 | 3523.3005 | 730376.4147 | 0 | 730376.4147 | 1160.8607 | 0 | 1621777.6364 | 11040.5152 | 1632818.1517 | 0 | 1799721.8627 | 0
2262 | Commercial | CinEgsd502 | Bi-Level Lighting Control (Interior) | 3894.3348 | 1981.7904 | 73.9445 | 11986.7978 | 12804.2727 | 3076.8598 | 2055.7349 | 2399.4248 | 426.7314 | 464.7869 | 232.3574 | 3523.3005 | 730376.4147 | 0 | 730376.4147 | 1160.8607 | 0 | 1621777.6364 | 11040.5152 | 1632818.1517 | 0 | 3710732.7213 | 0
2263 | Commercial | CinNgsd502 | Bi-Level Lighting Control (Interior) | 3894.3348 | 1981.7904 | 73.9445 | 11986.7978 | 12804.2727 | 3076.8598 | 2055.7349 | 2399.4248 | 426.7314 | 464.7869 | 232.3574 | 3523.3005 | 730376.4147 | 0 | 730376.4147 | 1160.8607 | 0 | 1621777.6364 | 11040.5152 | 1632818.1517 | 0 | 3710732.7213 | 0
2264 | Commercial | CloEgsd502 | Bi-Level Lighting Control (Interior) | 3894.3348 | 1981.7904 | 73.9445 | 11986.7978 | 12804.2727 | 3076.8598 | 2055.7349 | 2399.4248 | 426.7314 | 464.7869 | 232.3574 | 3523.3005 | 162550.9479 | 0 | 162550.9479 | 1160.8607 | 0 | 360939.2183 | 11040.5152 | 371979.7335 | 0 | 725755.8119 | 0
2265 | Commercial | CloNgsd502 | Bi-Level Lighting Control (Interior) | 3894.3348 | 1981.7904 | 73.9445 | 11986.7978 | 12804.2727 | 3076.8598 | 2055.7349 | 2399.4248 | 426.7314 | 464.7869 | 232.3574 | 3523.3005 | 162550.9479 | 0 | 162550.9479 | 1160.8607 | 0 | 360939.2183 | 11040.5152 | 371979.7335 | 0 | 725755.8119 | 0
2266 | Commercial | CmiEgsd502 | Bi-Level Lighting Control (Interior) | 3894.3348 | 1981.7904 | 73.9445 | 11986.7978 | 12804.2727 | 3076.8598 | 2055.7349 | 2399.4248 | 426.7314 | 464.7869 | 232.3574 | 3523.3005 | 730376.4147 | 0 | 730376.4147 | 1160.8607 | 0 | 1621777.6364 | 11040.5152 | 1632818.1517 | 0 | 2777157.0585 | 0
2267 | Commercial | CmiNgsd502 | Bi-Level Lighting Control (Interior) | 3894.3348 | 1981.7904 | 73.9445 | 11986.7978 | 12804.2727 | 3076.8598 | 2055.7349 | 2399.4248 | 426.7314 | 464.7869 | 232.3574 | 3523.3005 | 730376.4147 | 0 | 730376.4147 | 1160.8607 | 0 | 1621777.6364 | 11040.5152 | 1632818.1517 | 0 | 2777157.0585 | 0
2268 | Commercial | CofEgsd502 | Bi-Level Lighting Control (Interior) | 3894.3348 | 1981.7904 | 73.9445 | 11986.7978 | 12804.2727 | 3076.8598 | 2055.7349 | 2399.4248 | 426.7314 | 464.7869 | 232.3574 | 3523.3005 | 730376.4147 | 0 | 730376.4147 | 1160.8607 | 0 | 1621777.6364 | 11040.5152 | 1632818.1517 | 0 | 3763205.7225 | 0
2269 | Commercial | CofNgsd502 | Bi-Level Lighting Control (Interior) | 3894.3348 | 1981.7904 | 73.9445 | 11986.7978 | 12804.2727 | 3076.8598 | 2055.7349 | 2399.4248 | 426.7314 | 464.7869 | 232.3574 | 3523.3005 | 730376.4147 | 0 | 730376.4147 | 1160.8607 | 0 | 1621777.6364 | 11040.5152 | 1632818.1517 | 0 | 3763205.7225 | 0
2270 | Commercial | CreEgsd502 | Bi-Level Lighting Control (Interior) | 3894.3348 | 1981.7904 | 73.9445 | 11986.7978 | 12804.2727 | 3076.8598 | 2055.7349 | 2399.4248 | 426.7314 | 464.7869 | 232.3574 | 3523.3005 | 162550.9479 | 0 | 162550.9479 | 1160.8607 | 0 | 360939.2183 | 11040.5152 | 371979.7335 | 0 | 811583.9444 | 0
2271 | Commercial | CreNgsd502 | Bi-Level Lighting Control (Interior) | 3894.3348 | 1981.7904 | 73.9445 | 11986.7978 | 12804.2727 | 3076.8598 | 2055.7349 | 2399.4248 | 426.7314 | 464.7869 | 232.3574 | 3523.3005 | 162550.9479 | 0 | 162550.9479 | 1160.8607 | 0 | 360939.2183 | 11040.5152 | 371979.7335 | 0 | 811583.9444 | 0
2272 | Commercial | CrtEgsd502 | Bi-Level Lighting Control (Interior) | 3894.3348 | 1981.7904 | 73.9445 | 11986.7978 | 12804.2727 | 3076.8598 | 2055.7349 | 2399.4248 | 426.7314 | 464.7869 | 232.3574 | 3523.3005 | 162550.9479 | 0 | 162550.9479 | 1160.8607 | 0 | 360939.2183 | 11040.5152 | 371979.7335 | 0 | 546646.7208 | 0
2273 | Commercial | CrtNgsd502 | Bi-Level Lighting Control (Interior) | 3894.3348 | 1981.7904 | 73.9445 | 11986.7978 | 12804.2727 | 3076.8598 | 2055.7349 | 2399.4248 | 426.7314 | 464.7869 | 232.3574 | 3523.3005 | 162550.9479 | 0 | 162550.9479 | 1160.8607 | 0 | 360939.2183 | 11040.5152 | 371979.7335 | 0 | 546646.7208 | 0
2274 | Commercial | CscEgsd502 | Bi-Level Lighting Control (Interior) | 3894.3348 | 1981.7904 | 73.9445 | 11986.7978 | 12804.2727 | 3076.8598 | 2055.7349 | 2399.4248 | 426.7314 | 464.7869 | 232.3574 | 3523.3005 | 730376.4147 | 0 | 730376.4147 | 1160.8607 | 0 | 1621777.6364 | 11040.5152 | 1632818.1517 | 0 | 5145736.609 | 0
2275 | Commercial | CscNgsd502 | Bi-Level Lighting Control (Interior) | 3894.3348 | 1981.7904 | 73.9445 | 11986.7978 | 12804.2727 | 3076.8598 | 2055.7349 | 2399.4248 | 426.7314 | 464.7869 | 232.3574 | 3523.3005 | 730376.4147 | 0 | 730376.4147 | 1160.8607 | 0 | 1621777.6364 | 11040.5152 | 1632818.1517 | 0 | 5145736.609 | 0
2276 | Commercial | CwaEgsd502 | Bi-Level Lighting Control (Interior) | 3894.3348 | 1981.7904 | 73.9445 | 11986.7978 | 12804.2727 | 3076.8598 | 2055.7349 | 2399.4248 | 426.7314 | 464.7869 | 232.3574 | 3523.3005 | 730376.4147 | 0 | 730376.4147 | 1160.8607 | 0 | 1621777.6364 | 11040.5152 | 1632818.1517 | 0 | 3201283.3687 | 0
2277 | Commercial | CwaNgsd502 | Bi-Level Lighting Control (Interior) | 3894.3348 | 1981.7904 | 73.9445 | 11986.7978 | 12804.2727 | 3076.8598 | 2055.7349 | 2399.4248 | 426.7314 | 464.7869 | 232.3574 | 3523.3005 | 730376.4147 | 0 | 730376.4147 | 1160.8607 | 0 | 1621777.6364 | 11040.5152 | 1632818.1517 | 0 | 3201283.3687 | 0
2278 | Commercial | CasEgsd503 | Interior Lighting Controls | 0 | 0 | 0 | 0 | 0 | 0 | 0 | 0 | 0 | 0 | 0 | 0 | 808.5387 | 0 | 808.5387 | 1160.8607 | 0 | 1795.3345 | 10518.704 | 12314.0386 | 0 | 2187.1677 | 0
2279 | Commercial | CasNgsd503 | Interior Lighting Controls | 0 | 0 | 0 | 0 | 0 | 0 | 0 | 0 | 0 | 0 | 0 | 0 | 808.5387 | 0 | 808.5387 | 1160.8607 | 0 | 1795.3345 | 10518.704 | 12314.0386 | 0 | 2187.1677 | 0
2280 | Commercial | CcoEgsd503 | Interior Lighting Controls | 0 | 0 | 0 | 0 | 0 | 0 | 0 | 0 | 0 | 0 | 0 | 0 | 1239.2345 | 0 | 1239.2345 | 1160.8607 | 0 | 2751.6809 | 10518.704 | 13270.3849 | 0 | 2187.1677 | 0
2281 | Commercial | CcoNgsd503 | Interior Lighting Controls | 0 | 0 | 0 | 0 | 0 | 0 | 0 | 0 | 0 | 0 | 0 | 0 | 1239.2345 | 0 | 1239.2345 | 1160.8607 | 0 | 2751.6809 | 10518.704 | 13270.3849 | 0 | 2187.1677 | 0
2282 | Commercial | CgrEgsd503 | Interior Lighting Controls | 0 | 0 | 0 | 0 | 0 | 0 | 0 | 0 | 0 | 0 | 0 | 0 | 1558.6016 | 0 | 1558.6016 | 1160.8607 | 0 | 3460.8254 | 10518.704 | 13979.5295 | 0 | 2187.1677 | 0
2283 | Commercial | CgrNgsd503 | Interior Lighting Controls | 0 | 0 | 0 | 0 | 0 | 0 | 0 | 0 | 0 | 0 | 0 | 0 | 1558.6016 | 0 | 1558.6016 | 1160.8607 | 0 | 3460.8254 | 10518.704 | 13979.5295 | 0 | 2187.1677 | 0
2284 | Commercial | CheEgsd503 | Interior Lighting Controls | 0 | 0 | 0 | 0 | 0 | 0 | 0 | 0 | 0 | 0 | 0 | 0 | 1413.537 | 0 | 1413.537 | 1160.8607 | 0 | 3138.714 | 10518.704 | 13657.418 | 0 | 2187.1677 | 0
2285 | Commercial | CheNgsd503 | Interior Lighting Controls | 0 | 0 | 0 | 0 | 0 | 0 | 0 | 0 | 0 | 0 | 0 | 0 | 1413.537 | 0 | 1413.537 | 1160.8607 | 0 | 3138.714 | 10518.704 | 13657.418 | 0 | 2187.1677 | 0
2286 | Commercial | ChoEgsd503 | Interior Lighting Controls | 0 | 0 | 0 | 0 | 0 | 0 | 0 | 0 | 0 | 0 | 0 | 0 | 1912.2671 | 0 | 1912.2671 | 1160.8607 | 0 | 4246.1285 | 10518.704 | 14764.8325 | 0 | 2187.1677 | 0
2287 | Commercial | ChoNgsd503 | Interior Lighting Controls | 0 | 0 | 0 | 0 | 0 | 0 | 0 | 0 | 0 | 0 | 0 | 0 | 1912.2671 | 0 | 1912.2671 | 1160.8607 | 0 | 4246.1285 | 10518.704 | 14764.8325 | 0 | 2187.1677 | 0
2288 | Commercial | CinEgsd503 | Interior Lighting Controls | 0 | 0 | 0 | 0 | 0 | 0 | 0 | 0 | 0 | 0 | 0 | 0 | 927.4579 | 0 | 927.4579 | 1160.8607 | 0 | 2059.3909 | 10518.704 | 12578.0949 | 0 | 2187.1677 | 0
2289 | Commercial | CinNgsd503 | Interior Lighting Controls | 0 | 0 | 0 | 0 | 0 | 0 | 0 | 0 | 0 | 0 | 0 | 0 | 927.4579 | 0 | 927.4579 | 1160.8607 | 0 | 2059.3909 | 10518.704 | 12578.0949 | 0 | 2187.1677 | 0
2290 | Commercial | CloEgsd503 | Interior Lighting Controls | 0 | 0 | 0 | 0 | 0 | 0 | 0 | 0 | 0 | 0 | 0 | 0 | 1055.3735 | 0 | 1055.3735 | 1160.8607 | 0 | 2343.4234 | 10518.704 | 12862.1274 | 0 | 2187.1677 | 0
2291 | Commercial | CloNgsd503 | Interior Lighting Controls | 0 | 0 | 0 | 0 | 0 | 0 | 0 | 0 | 0 | 0 | 0 | 0 | 1055.3735 | 0 | 1055.3735 | 1160.8607 | 0 | 2343.4234 | 10518.704 | 12862.1274 | 0 | 2187.1677 | 0
2292 | Commercial | CmiEgsd503 | Interior Lighting Controls | 0 | 0 | 0 | 0 | 0 | 0 | 0 | 0 | 0 | 0 | 0 | 0 | 1239.2345 | 0 | 1239.2345 | 1160.8607 | 0 | 2751.6809 | 10518.704 | 13270.3849 | 0 | 2187.1677 | 0
2293 | Commercial | CmiNgsd503 | Interior Lighting Controls | 0 | 0 | 0 | 0 | 0 | 0 | 0 | 0 | 0 | 0 | 0 | 0 | 1239.2345 | 0 | 1239.2345 | 1160.8607 | 0 | 2751.6809 | 10518.704 | 13270.3849 | 0 | 2187.1677 | 0
2294 | Commercial | CofEgsd503 | Interior Lighting Controls | 0 | 0 | 0 | 0 | 0 | 0 | 0 | 0 | 0 | 0 | 0 | 0 | 914.5259 | 0 | 914.5259 | 1160.8607 | 0 | 2030.6757 | 10518.704 | 12549.3797 | 0 | 2187.1677 | 0
2295 | Commercial | CofNgsd503 | Interior Lighting Controls | 0 | 0 | 0 | 0 | 0 | 0 | 0 | 0 | 0 | 0 | 0 | 0 | 914.5259 | 0 | 914.5259 | 1160.8607 | 0 | 2030.6757 | 10518.704 | 12549.3797 | 0 | 2187.1677 | 0
2296 | Commercial | CreEgsd503 | Interior Lighting Controls | 0 | 0 | 0 | 0 | 0 | 0 | 0 | 0 | 0 | 0 | 0 | 0 | 943.7637 | 0 | 943.7637 | 1160.8607 | 0 | 2095.5973 | 10518.704 | 12614.3014 | 0 | 2187.1677 | 0
2297 | Commercial | CreNgsd503 | Interior Lighting Controls | 0 | 0 | 0 | 0 | 0 | 0 | 0 | 0 | 0 | 0 | 0 | 0 | 943.7637 | 0 | 943.7637 | 1160.8607 | 0 | 2095.5973 | 10518.704 | 12614.3014 | 0 | 2187.1677 | 0
2298 | Commercial | CrtEgsd503 | Interior Lighting Controls | 0 | 0 | 0 | 0 | 0 | 0 | 0 | 0 | 0 | 0 | 0 | 0 | 1401.1672 | 0 | 1401.1672 | 1160.8607 | 0 | 3111.2473 | 10518.704 | 13629.9513 | 0 | 2187.1677 | 0
2299 | Commercial | CrtNgsd503 | Interior Lighting Controls | 0 | 0 | 0 | 0 | 0 | 0 | 0 | 0 | 0 | 0 | 0 | 0 | 1401.1672 | 0 | 1401.1672 | 1160.8607 | 0 | 3111.2473 | 10518.704 | 13629.9513 | 0 | 2187.1677 | 0
2300 | Commercial | CscEgsd503 | Interior Lighting Controls | 0 | 0 | 0 | 0 | 0 | 0 | 0 | 0 | 0 | 0 | 0 | 0 | 668.8155 | 0 | 668.8155 | 1160.8607 | 0 | 1485.0837 | 10518.704 | 12003.7877 | 0 | 2187.1677 | 0
2301 | Commercial | CscNgsd503 | Interior Lighting Controls | 0 | 0 | 0 | 0 | 0 | 0 | 0 | 0 | 0 | 0 | 0 | 0 | 668.8155 | 0 | 668.8155 | 1160.8607 | 0 | 1485.0837 | 10518.704 | 12003.7877 | 0 | 2187.1677 | 0
2302 | Commercial | CwaEgsd503 | Interior Lighting Controls | 0 | 0 | 0 | 0 | 0 | 0 | 0 | 0 | 0 | 0 | 0 | 0 | 1075.0528 | 0 | 1075.0528 | 1160.8607 | 0 | 2387.1206 | 10518.704 | 12905.8246 | 0 | 2187.1677 | 0
2303 | Commercial | CwaNgsd503 | Interior Lighting Controls | 0 | 0 | 0 | 0 | 0 | 0 | 0 | 0 | 0 | 0 | 0 | 0 | 1075.0528 | 0 | 1075.0528 | 1160.8607 | 0 | 2387.1206 | 10518.704 | 12905.8246 | 0 | 2187.1677 | 0
2304 | Commercial | CasNgsd505 | Premium T8 - Fixture Replacement | 4038.7136 | 2055.2634 | 76.6859 | 12470.7032 | 13321.1794 | 3188.2373 | 2131.9494 | 2489.6021 | 442.5845 | 482.255 | 240.9895 | 3655.4311 | 8753.0271 | 0 | 8753.0271 | 1160.8607 | 0 | 18394.5301 | 14872.023 | 33266.5531 | 0 | 37996.1395 | 0
2305 | Commercial | CasTgsd505 | Premium T8 - Fixture Replacement | 4038.7136 | 2055.2634 | 76.6859 | 12470.7032 | 13321.1794 | 3188.2373 | 2131.9494 | 2489.6021 | 442.5845 | 482.255 | 240.9895 | 3655.4311 | 8753.0271 | 0 | 8753.0271 | 1160.8607 | 0 | 18394.5301 | 14872.023 | 33266.5531 | 0 | 37996.1395 | 0
2306 | Commercial | CcoNgsd505 | Premium T8 - Fixture Replacement | 4517.4263 | 2298.8758 | 85.7756 | 13948.8679 | 14900.152 | 3566.1422 | 2384.6514 | 2784.6971 | 495.0444 | 539.4172 | 269.5542 | 4088.713 | 19162.7166 | 0 | 19162.7166 | 1160.8607 | 0 | 42550.2038 | 14872.023 | 57422.2267 | 0 | 57345.5443 | 0
2307 | Commercial | CcoTgsd505 | Premium T8 - Fixture Replacement | 4517.4263 | 2298.8758 | 85.7756 | 13948.8679 | 14900.152 | 3566.1422 | 2384.6514 | 2784.6971 | 495.0444 | 539.4172 | 269.5542 | 4088.713 | 19162.7166 | 0 | 19162.7166 | 1160.8607 | 0 | 42550.2038 | 14872.023 | 57422.2267 | 0 | 57345.5443 | 0
2308 | Commercial | CgrNgsd505 | Premium T8 - Fixture Replacement | 3882.0354 | 1975.5314 | 73.711 | 11986.9137 | 12804.3965 | 3064.5526 | 2049.2423 | 2393.0203 | 425.4148 | 463.5464 | 231.6405 | 3513.622 | 8700.3817 | 0 | 8700.3817 | 1160.8607 | 0 | 18283.8957 | 14872.023 | 33155.9186 | 0 | 19592.2866 | 0
2309 | Commercial | CgrTgsd505 | Premium T8 - Fixture Replacement | 3882.0354 | 1975.5314 | 73.711 | 11986.9137 | 12804.3965 | 3064.5526 | 2049.2423 | 2393.0203 | 425.4148 | 463.5464 | 231.6405 | 3513.622 | 8700.3817 | 0 | 8700.3817 | 1160.8607 | 0 | 18283.8957 | 14872.023 | 33155.9186 | 0 | 19592.2866 | 0
2310 | Commercial | CheNgsd505 | Premium T8 - Fixture Replacement | 4038.7136 | 2055.2634 | 76.6859 | 12470.7032 | 13321.1794 | 3188.2373 | 2131.9494 | 2489.6021 | 442.5845 | 482.255 | 240.9895 | 3655.4311 | 8753.0271 | 0 | 8753.0271 | 1160.8607 | 0 | 18394.5301 | 14872.023 | 33266.5531 | 0 | 21733.6701 | 0
2311 | Commercial | CheTgsd505 | Premium T8 - Fixture Replacement | 4038.7136 | 2055.2634 | 76.6859 | 12470.7032 | 13321.1794 | 3188.2373 | 2131.9494 | 2489.6021 | 442.5845 | 482.255 | 240.9895 | 3655.4311 | 8753.0271 | 0 | 8753.0271 | 1160.8607 | 0 | 18394.5301 | 14872.023 | 33266.5531 | 0 | 21733.6701 | 0
2312 | Commercial | ChoNgsd505 | Premium T8 - Fixture Replacement | 4517.4263 | 2298.8758 | 85.7756 | 13948.8679 | 14900.152 | 3566.1422 | 2384.6514 | 2784.6971 | 495.0444 | 539.4172 | 269.5542 | 4088.713 | 19162.7166 | 0 | 19162.7166 | 1160.8607 | 0 | 42550.2038 | 14872.023 | 57422.2267 | 0 | 37162.4777 | 0
2313 | Commercial | ChoTgsd505 | Premium T8 - Fixture Replacement | 4517.4263 | 2298.8758 | 85.7756 | 13948.8679 | 14900.152 | 3566.1422 | 2384.6514 | 2784.6971 | 495.0444 | 539.4172 | 269.5542 | 4088.713 | 19162.7166 | 0 | 19162.7166 | 1160.8607 | 0 | 42550.2038 | 14872.023 | 57422.2267 | 0 | 37162.4777 | 0
2314 | Commercial | CinNgsd505 | Premium T8 - Fixture Replacement | 4038.7136 | 2055.2634 | 76.6859 | 12470.7032 | 13321.1794 | 3188.2373 | 2131.9494 | 2489.6021 | 442.5845 | 482.255 | 240.9895 | 3655.4311 | 8753.0271 | 0 | 8753.0271 | 1160.8607 | 0 | 18394.5301 | 14872.023 | 33266.5531 | 0 | 33124.2485 | 0
2315 | Commercial | CinTgsd505 | Premium T8 - Fixture Replacement | 4038.7136 | 2055.2634 | 76.6859 | 12470.7032 | 13321.1794 | 3188.2373 | 2131.9494 | 2489.6021 | 442.5845 | 482.255 | 240.9895 | 3655.4311 | 8753.0271 | 0 | 8753.0271 | 1160.8607 | 0 | 18394.5301 | 14872.023 | 33266.5531 | 0 | 33124.2485 | 0
2316 | Commercial | CloNgsd505 | Premium T8 - Fixture Replacement | 3882.0354 | 1975.5314 | 73.711 | 11986.9137 | 12804.3965 | 3064.5526 | 2049.2423 | 2393.0203 | 425.4148 | 463.5464 | 231.6405 | 3513.622 | 8700.3817 | 0 | 8700.3817 | 1160.8607 | 0 | 18283.8957 | 14872.023 | 33155.9186 | 0 | 28934.3728 | 0
2317 | Commercial | CloTgsd505 | Premium T8 - Fixture Replacement | 3882.0354 | 1975.5314 | 73.711 | 11986.9137 | 12804.3965 | 3064.5526 | 2049.2423 | 2393.0203 | 425.4148 | 463.5464 | 231.6405 | 3513.622 | 8700.3817 | 0 | 8700.3817 | 1160.8607 | 0 | 18283.8957 | 14872.023 | 33155.9186 | 0 | 28934.3728 | 0
2318 | Commercial | CmiNgsd505 | Premium T8 - Fixture Replacement | 4038.7136 | 2055.2634 | 76.6859 | 12470.7032 | 13321.1794 | 3188.2373 | 2131.9494 | 2489.6021 | 442.5845 | 482.255 | 240.9895 | 3655.4311 | 8753.0271 | 0 | 8753.0271 | 1160.8607 | 0 | 18394.5301 | 14872.023 | 33266.5531 | 0 | 24790.5842 | 0
2319 | Commercial | CmiTgsd505 | Premium T8 - Fixture Replacement | 4038.7136 | 2055.2634 | 76.6859 | 12470.7032 | 13321.1794 | 3188.2373 | 2131.9494 | 2489.6021 | 442.5845 | 482.255 | 240.9895 | 3655.4311 | 8753.0271 | 0 | 8753.0271 | 1160.8607 | 0 | 18394.5301 | 14872.023 | 33266.5531 | 0 | 24790.5842 | 0
2320 | Commercial | CofNgsd505 | Premium T8 - Fixture Replacement | 4038.7136 | 2055.2634 | 76.6859 | 12470.7032 | 13321.1794 | 3188.2373 | 2131.9494 | 2489.6021 | 442.5845 | 482.255 | 240.9895 | 3655.4311 | 8753.0271 | 0 | 8753.0271 | 1160.8607 | 0 | 18394.5301 | 14872.023 | 33266.5531 | 0 | 33592.6521 | 0
2321 | Commercial | CofTgsd505 | Premium T8 - Fixture Replacement | 4038.7136 | 2055.2634 | 76.6859 | 12470.7032 | 13321.1794 | 3188.2373 | 2131.9494 | 2489.6021 | 442.5845 | 482.255 | 240.9895 | 3655.4311 | 8753.0271 | 0 | 8753.0271 | 1160.8607 | 0 | 18394.5301 | 14872.023 | 33266.5531 | 0 | 33592.6521 | 0
2322 | Commercial | CreNgsd505 | Premium T8 - Fixture Replacement | 3882.0354 | 1975.5314 | 73.711 | 11986.9137 | 12804.3965 | 3064.5526 | 2049.2423 | 2393.0203 | 425.4148 | 463.5464 | 231.6405 | 3513.622 | 8700.3817 | 0 | 8700.3817 | 1160.8607 | 0 | 18283.8957 | 14872.023 | 33155.9186 | 0 | 32356.1645 | 0
2323 | Commercial | CreTgsd505 | Premium T8 - Fixture Replacement | 3882.0354 | 1975.5314 | 73.711 | 11986.9137 | 12804.3965 | 3064.5526 | 2049.2423 | 2393.0203 | 425.4148 | 463.5464 | 231.6405 | 3513.622 | 8700.3817 | 0 | 8700.3817 | 1160.8607 | 0 | 18283.8957 | 14872.023 | 33155.9186 | 0 | 32356.1645 | 0
2324 | Commercial | CrtNgsd505 | Premium T8 - Fixture Replacement | 3882.0354 | 1975.5314 | 73.711 | 11986.9137 | 12804.3965 | 3064.5526 | 2049.2423 | 2393.0203 | 425.4148 | 463.5464 | 231.6405 | 3513.622 | 8700.3817 | 0 | 8700.3817 | 1160.8607 | 0 | 18283.8957 | 14872.023 | 33155.9186 | 0 | 21793.6683 | 0
2325 | Commercial | CrtTgsd505 | Premium T8 - Fixture Replacement | 3882.0354 | 1975.5314 | 73.711 | 11986.9137 | 12804.3965 | 3064.5526 | 2049.2423 | 2393.0203 | 425.4148 | 463.5464 | 231.6405 | 3513.622 | 8700.3817 | 0 | 8700.3817 | 1160.8607 | 0 | 18283.8957 | 14872.023 | 33155.9186 | 0 | 21793.6683 | 0
2326 | Commercial | CscNgsd505 | Premium T8 - Fixture Replacement | 4038.7136 | 2055.2634 | 76.6859 | 12470.7032 | 13321.1794 | 3188.2373 | 2131.9494 | 2489.6021 | 442.5845 | 482.255 | 240.9895 | 3655.4311 | 8753.0271 | 0 | 8753.0271 | 1160.8607 | 0 | 18394.5301 | 14872.023 | 33266.5531 | 0 | 45933.9608 | 0
2327 | Commercial | CscTgsd505 | Premium T8 - Fixture Replacement | 4038.7136 | 2055.2634 | 76.6859 | 12470.7032 | 13321.1794 | 3188.2373 | 2131.9494 | 2489.6021 | 442.5845 | 482.255 | 240.9895 | 3655.4311 | 8753.0271 | 0 | 8753.0271 | 1160.8607 | 0 | 18394.5301 | 14872.023 | 33266.5531 | 0 | 45933.9608 | 0
2328 | Commercial | CwaNgsd505 | Premium T8 - Fixture Replacement | 4038.7136 | 2055.2634 | 76.6859 | 12470.7032 | 13321.1794 | 3188.2373 | 2131.9494 | 2489.6021 | 442.5845 | 482.255 | 240.9895 | 3655.4311 | 8753.0271 | 0 | 8753.0271 | 1160.8607 | 0 | 18394.5301 | 14872.023 | 33266.5531 | 0 | 28576.5926 | 0
2329 | Commercial | CwaTgsd505 | Premium T8 - Fixture Replacement | 4038.7136 | 2055.2634 | 76.6859 | 12470.7032 | 13321.1794 | 3188.2373 | 2131.9494 | 2489.6021 | 442.5845 | 482.255 | 240.9895 | 3655.4311 | 8753.0271 | 0 | 8753.0271 | 1160.8607 | 0 | 18394.5301 | 14872.023 | 33266.5531 | 0 | 28576.5926 | 0
2330 | Commercial | CasEgsd601 | Efficient Motor Belts | 4039.9169 | 2055.8758 | 76.7088 | 12509.1269 | 13362.2236 | 3186.8202 | 2132.5846 | 2491.4115 | 442.7447 | 482.6056 | 241.0767 | 3657.8385 | 14888.2174 | 0 | 14888.2174 | 567.7796 | 0 | 32526.4493 | 10518.704 | 43045.1533 | 0 | 360877.733 | 0
2331 | Commercial | CasNgsd601 | Efficient Motor Belts | 4039.9169 | 2055.8758 | 76.7088 | 12509.1269 | 13362.2236 | 3186.8202 | 2132.5846 | 2491.4115 | 442.7447 | 482.6056 | 241.0767 | 3657.8385 | 14888.2174 | 0 | 14888.2174 | 567.7796 | 0 | 32526.4493 | 10518.704 | 43045.1533 | 0 | 360877.733 | 0
2332 | Commercial | CcoEgsd601 | Efficient Motor Belts | 4443.4568 | 2261.2334 | 84.3711 | 13758.6407 | 14696.9517 | 3505.1458 | 2345.6045 | 2740.2741 | 486.9696 | 530.8122 | 265.1574 | 4023.2133 | 15665.2541 | 0 | 15665.2541 | 567.7796 | 0 | 34390.523 | 10518.704 | 44909.227 | 0 | 381559.4338 | 0
2333 | Commercial | CcoNgsd601 | Efficient Motor Belts | 4443.4568 | 2261.2334 | 84.3711 | 13758.6407 | 14696.9517 | 3505.1458 | 2345.6045 | 2740.2741 | 486.9696 | 530.8122 | 265.1574 | 4023.2133 | 15665.2541 | 0 | 15665.2541 | 567.7796 | 0 | 34390.523 | 10518.704 | 44909.227 | 0 | 381559.4338 | 0
2334 | Commercial | CgrEgsd601 | Efficient Motor Belts | 4039.9169 | 2055.8758 | 76.7088 | 12509.1269 | 13362.2236 | 3186.8202 | 2132.5846 | 2491.4115 | 442.7447 | 482.6056 | 241.0767 | 3657.8385 | 14888.2174 | 0 | 14888.2174 | 567.7796 | 0 | 32526.4493 | 10518.704 | 43045.1533 | 0 | 360877.733 | 0
2335 | Commercial | CgrNgsd601 | Efficient Motor Belts | 4039.9169 | 2055.8758 | 76.7088 | 12509.1269 | 13362.2236 | 3186.8202 | 2132.5846 | 2491.4115 | 442.7447 | 482.6056 | 241.0767 | 3657.8385 | 14888.2174 | 0 | 14888.2174 | 567.7796 | 0 | 32526.4493 | 10518.704 | 43045.1533 | 0 | 360877.733 | 0
2336 | Commercial | CheEgsd601 | Efficient Motor Belts | 4443.4568 | 2261.2334 | 84.3711 | 13758.6407 | 14696.9517 | 3505.1458 | 2345.6045 | 2740.2741 | 486.9696 | 530.8122 | 265.1574 | 4023.2133 | 15665.2541 | 0 | 15665.2541 | 567.7796 | 0 | 34390.523 | 10518.704 | 44909.227 | 0 | 381559.4338 | 0
2337 | Commercial | CheNgsd601 | Efficient Motor Belts | 4443.4568 | 2261.2334 | 84.3711 | 13758.6407 | 14696.9517 | 3505.1458 | 2345.6045 | 2740.2741 | 486.9696 | 530.8122 | 265.1574 | 4023.2133 | 15665.2541 | 0 | 15665.2541 | 567.7796 | 0 | 34390.523 | 10518.704 | 44909.227 | 0 | 381559.4338 | 0
2338 | Commercial | ChoEgsd601 | Efficient Motor Belts | 4443.4568 | 2261.2334 | 84.3711 | 13758.6407 | 14696.9517 | 3505.1458 | 2345.6045 | 2740.2741 | 486.9696 | 530.8122 | 265.1574 | 4023.2133 | 15665.2541 | 0 | 15665.2541 | 567.7796 | 0 | 34390.523 | 10518.704 | 44909.227 | 0 | 381559.4338 | 0
2339 | Commercial | ChoNgsd601 | Efficient Motor Belts | 4443.4568 | 2261.2334 | 84.3711 | 13758.6407 | 14696.9517 | 3505.1458 | 2345.6045 | 2740.2741 | 486.9696 | 530.8122 | 265.1574 | 4023.2133 | 15665.2541 | 0 | 15665.2541 | 567.7796 | 0 | 34390.523 | 10518.704 | 44909.227 | 0 | 381559.4338 | 0
2340 | Commercial | CinEgsd601 | Efficient Motor Belts | 4039.9169 | 2055.8758 | 76.7088 | 12509.1269 | 13362.2236 | 3186.8202 | 2132.5846 | 2491.4115 | 442.7447 | 482.6056 | 241.0767 | 3657.8385 | 14888.2174 | 0 | 14888.2174 | 567.7796 | 0 | 32526.4493 | 10518.704 | 43045.1533 | 0 | 360877.733 | 0
2341 | Commercial | CinNgsd601 | Efficient Motor Belts | 4039.9169 | 2055.8758 | 76.7088 | 12509.1269 | 13362.2236 | 3186.8202 | 2132.5846 | 2491.4115 | 442.7447 | 482.6056 | 241.0767 | 3657.8385 | 14888.2174 | 0 | 14888.2174 | 567.7796 | 0 | 32526.4493 | 10518.704 | 43045.1533 | 0 | 360877.733 | 0
2342 | Commercial | CloEgsd601 | Efficient Motor Belts | 4443.4568 | 2261.2334 | 84.3711 | 13758.6407 | 14696.9517 | 3505.1458 | 2345.6045 | 2740.2741 | 486.9696 | 530.8122 | 265.1574 | 4023.2133 | 15665.2541 | 0 | 15665.2541 | 567.7796 | 0 | 34390.523 | 10518.704 | 44909.227 | 0 | 381559.4338 | 0
2343 | Commercial | CloNgsd601 | Efficient Motor Belts | 4443.4568 | 2261.2334 | 84.3711 | 13758.6407 | 14696.9517 | 3505.1458 | 2345.6045 | 2740.2741 | 486.9696 | 530.8122 | 265.1574 | 4023.2133 | 15665.2541 | 0 | 15665.2541 | 567.7796 | 0 | 34390.523 | 10518.704 | 44909.227 | 0 | 381559.4338 | 0
2344 | Commercial | CmiEgsd601 | Efficient Motor Belts | 4039.9169 | 2055.8758 | 76.7088 | 12509.1269 | 13362.2236 | 3186.8202 | 2132.5846 | 2491.4115 | 442.7447 | 482.6056 | 241.0767 | 3657.8385 | 14888.2174 | 0 | 14888.2174 | 567.7796 | 0 | 32526.4493 | 10518.704 | 43045.1533 | 0 | 360877.733 | 0
2345 | Commercial | CmiNgsd601 | Efficient Motor Belts | 4039.9169 | 2055.8758 | 76.7088 | 12509.1269 | 13362.2236 | 3186.8202 | 2132.5846 | 2491.4115 | 442.7447 | 482.6056 | 241.0767 | 3657.8385 | 14888.2174 | 0 | 14888.2174 | 567.7796 | 0 | 32526.4493 | 10518.704 | 43045.1533 | 0 | 360877.733 | 0
2346 | Commercial | CofEgsd601 | Efficient Motor Belts | 4039.9169 | 2055.8758 | 76.7088 | 12509.1269 | 13362.2236 | 3186.8202 | 2132.5846 | 2491.4115 | 442.7447 | 482.6056 | 241.0767 | 3657.8385 | 14888.2174 | 0 | 14888.2174 | 567.7796 | 0 | 32526.4493 | 10518.704 | 43045.1533 | 0 | 360877.733 | 0
2347 | Commercial | CofNgsd601 | Efficient Motor Belts | 4039.9169 | 2055.8758 | 76.7088 | 12509.1269 | 13362.2236 | 3186.8202 | 2132.5846 | 2491.4115 | 442.7447 | 482.6056 | 241.0767 | 3657.8385 | 14888.2174 | 0 | 14888.2174 | 567.7796 | 0 | 32526.4493 | 10518.704 | 43045.1533 | 0 | 360877.733 | 0
2348 | Commercial | CreEgsd601 | Efficient Motor Belts | 4443.4568 | 2261.2334 | 84.3711 | 13758.6407 | 14696.9517 | 3505.1458 | 2345.6045 | 2740.2741 | 486.9696 | 530.8122 | 265.1574 | 4023.2133 | 15665.2541 | 0 | 15665.2541 | 567.7796 | 0 | 34390.523 | 10518.704 | 44909.227 | 0 | 381559.4338 | 0
2349 | Commercial | CreNgsd601 | Efficient Motor Belts | 4443.4568 | 2261.2334 | 84.3711 | 13758.6407 | 14696.9517 | 3505.1458 | 2345.6045 | 2740.2741 | 486.9696 | 530.8122 | 265.1574 | 4023.2133 | 15665.2541 | 0 | 15665.2541 | 567.7796 | 0 | 34390.523 | 10518.704 | 44909.227 | 0 | 381559.4338 | 0
2350 | Commercial | CrtEgsd601 | Efficient Motor Belts | 4039.9169 | 2055.8758 | 76.7088 | 12509.1269 | 13362.2236 | 3186.8202 | 2132.5846 | 2491.4115 | 442.7447 | 482.6056 | 241.0767 | 3657.8385 | 14888.2174 | 0 | 14888.2174 | 567.7796 | 0 | 32526.4493 | 10518.704 | 43045.1533 | 0 | 360877.733 | 0
2351 | Commercial | CrtNgsd601 | Efficient Motor Belts | 4039.9169 | 2055.8758 | 76.7088 | 12509.1269 | 13362.2236 | 3186.8202 | 2132.5846 | 2491.4115 | 442.7447 | 482.6056 | 241.0767 | 3657.8385 | 14888.2174 | 0 | 14888.2174 | 567.7796 | 0 | 32526.4493 | 10518.704 | 43045.1533 | 0 | 360877.733 | 0
2352 | Commercial | CscEgsd601 | Efficient Motor Belts | 4443.4568 | 2261.2334 | 84.3711 | 13758.6407 | 14696.9517 | 3505.1458 | 2345.6045 | 2740.2741 | 486.9696 | 530.8122 | 265.1574 | 4023.2133 | 15665.2541 | 0 | 15665.2541 | 567.7796 | 0 | 34390.523 | 10518.704 | 44909.227 | 0 | 381559.4338 | 0
2353 | Commercial | CscNgsd601 | Efficient Motor Belts | 4443.4568 | 2261.2334 | 84.3711 | 13758.6407 | 14696.9517 | 3505.1458 | 2345.6045 | 2740.2741 | 486.9696 | 530.8122 | 265.1574 | 4023.2133 | 15665.2541 | 0 | 15665.2541 | 567.7796 | 0 | 34390.523 | 10518.704 | 44909.227 | 0 | 381559.4338 | 0
2354 | Commercial | CwaEgsd601 | Efficient Motor Belts | 4039.9169 | 2055.8758 | 76.7088 | 12509.1269 | 13362.2236 | 3186.8202 | 2132.5846 | 2491.4115 | 442.7447 | 482.6056 | 241.0767 | 3657.8385 | 14888.2174 | 0 | 14888.2174 | 567.7796 | 0 | 32526.4493 | 10518.704 | 43045.1533 | 0 | 360877.733 | 0
2355 | Commercial | CwaNgsd601 | Efficient Motor Belts | 4039.9169 | 2055.8758 | 76.7088 | 12509.1269 | 13362.2236 | 3186.8202 | 2132.5846 | 2491.4115 | 442.7447 | 482.6056 | 241.0767 | 3657.8385 | 14888.2174 | 0 | 14888.2174 | 567.7796 | 0 | 32526.4493 | 10518.704 | 43045.1533 | 0 | 360877.733 | 0
2356 | Commercial | CasNgsd604 | 10HP Open Drip-Proof (ODP) Motor | 4039.9169 | 2055.8758 | 76.7088 | 12509.1269 | 13362.2236 | 3186.8202 | 2132.5846 | 2491.4115 | 442.7447 | 482.6056 | 241.0767 | 3657.8385 | 14888.2174 | 0 | 14888.2174 | 417.2665 | 0 | 32526.4493 | 10518.704 | 43045.1533 | 0 | 211711.9657 | 0
2357 | Commercial | CasTgsd604 | 10HP Open Drip-Proof (ODP) Motor | 4039.9169 | 2055.8758 | 76.7088 | 12509.1269 | 13362.2236 | 3186.8202 | 2132.5846 | 2491.4115 | 442.7447 | 482.6056 | 241.0767 | 3657.8385 | 14888.2174 | 0 | 14888.2174 | 417.2665 | 0 | 32526.4493 | 10518.704 | 43045.1533 | 0 | 211711.9657 | 0
2358 | Commercial | CcoNgsd604 | 10HP Open Drip-Proof (ODP) Motor | 4443.4568 | 2261.2334 | 84.3711 | 13758.6407 | 14696.9517 | 3505.1458 | 2345.6045 | 2740.2741 | 486.9696 | 530.8122 | 265.1574 | 4023.2133 | 15665.2541 | 0 | 15665.2541 | 417.2665 | 0 | 34390.523 | 10518.704 | 44909.227 | 0 | 223845.0734 | 0
2359 | Commercial | CcoTgsd604 | 10HP Open Drip-Proof (ODP) Motor | 4443.4568 | 2261.2334 | 84.3711 | 13758.6407 | 14696.9517 | 3505.1458 | 2345.6045 | 2740.2741 | 486.9696 | 530.8122 | 265.1574 | 4023.2133 | 15665.2541 | 0 | 15665.2541 | 417.2665 | 0 | 34390.523 | 10518.704 | 44909.227 | 0 | 223845.0734 | 0
2360 | Commercial | CgrNgsd604 | 10HP Open Drip-Proof (ODP) Motor | 4039.9169 | 2055.8758 | 76.7088 | 12509.1269 | 13362.2236 | 3186.8202 | 2132.5846 | 2491.4115 | 442.7447 | 482.6056 | 241.0767 | 3657.8385 | 14888.2174 | 0 | 14888.2174 | 417.2665 | 0 | 32526.4493 | 10518.704 | 43045.1533 | 0 | 211711.9657 | 0
2361 | Commercial | CgrTgsd604 | 10HP Open Drip-Proof (ODP) Motor | 4039.9169 | 2055.8758 | 76.7088 | 12509.1269 | 13362.2236 | 3186.8202 | 2132.5846 | 2491.4115 | 442.7447 | 482.6056 | 241.0767 | 3657.8385 | 14888.2174 | 0 | 14888.2174 | 417.2665 | 0 | 32526.4493 | 10518.704 | 43045.1533 | 0 | 211711.9657 | 0
2362 | Commercial | CheNgsd604 | 10HP Open Drip-Proof (ODP) Motor | 4443.4568 | 2261.2334 | 84.3711 | 13758.6407 | 14696.9517 | 3505.1458 | 2345.6045 | 2740.2741 | 486.9696 | 530.8122 | 265.1574 | 4023.2133 | 15665.2541 | 0 | 15665.2541 | 417.2665 | 0 | 34390.523 | 10518.704 | 44909.227 | 0 | 223845.0734 | 0
2363 | Commercial | CheTgsd604 | 10HP Open Drip-Proof (ODP) Motor | 4443.4568 | 2261.2334 | 84.3711 | 13758.6407 | 14696.9517 | 3505.1458 | 2345.6045 | 2740.2741 | 486.9696 | 530.8122 | 265.1574 | 4023.2133 | 15665.2541 | 0 | 15665.2541 | 417.2665 | 0 | 34390.523 | 10518.704 | 44909.227 | 0 | 223845.0734 | 0
2364 | Commercial | ChoNgsd604 | 10HP Open Drip-Proof (ODP) Motor | 4443.4568 | 2261.2334 | 84.3711 | 13758.6407 | 14696.9517 | 3505.1458 | 2345.6045 | 2740.2741 | 486.9696 | 530.8122 | 265.1574 | 4023.2133 | 15665.2541 | 0 | 15665.2541 | 417.2665 | 0 | 34390.523 | 10518.704 | 44909.227 | 0 | 223845.0734 | 0
2365 | Commercial | ChoTgsd604 | 10HP Open Drip-Proof (ODP) Motor | 4443.4568 | 2261.2334 | 84.3711 | 13758.6407 | 14696.9517 | 3505.1458 | 2345.6045 | 2740.2741 | 486.9696 | 530.8122 | 265.1574 | 4023.2133 | 15665.2541 | 0 | 15665.2541 | 417.2665 | 0 | 34390.523 | 10518.704 | 44909.227 | 0 | 223845.0734 | 0
2366 | Commercial | CloNgsd604 | 10HP Open Drip-Proof (ODP) Motor | 4443.4568 | 2261.2334 | 84.3711 | 13758.6407 | 14696.9517 | 3505.1458 | 2345.6045 | 2740.2741 | 486.9696 | 530.8122 | 265.1574 | 4023.2133 | 15665.2541 | 0 | 15665.2541 | 417.2665 | 0 | 34390.523 | 10518.704 | 44909.227 | 0 | 223845.0734 | 0
2367 | Commercial | CloTgsd604 | 10HP Open Drip-Proof (ODP) Motor | 4443.4568 | 2261.2334 | 84.3711 | 13758.6407 | 14696.9517 | 3505.1458 | 2345.6045 | 2740.2741 | 486.9696 | 530.8122 | 265.1574 | 4023.2133 | 15665.2541 | 0 | 15665.2541 | 417.2665 | 0 | 34390.523 | 10518.704 | 44909.227 | 0 | 223845.0734 | 0
2368 | Commercial | CreNgsd604 | 10HP Open Drip-Proof (ODP) Motor | 4443.4568 | 2261.2334 | 84.3711 | 13758.6407 | 14696.9517 | 3505.1458 | 2345.6045 | 2740.2741 | 486.9696 | 530.8122 | 265.1574 | 4023.2133 | 15665.2541 | 0 | 15665.2541 | 417.2665 | 0 | 34390.523 | 10518.704 | 44909.227 | 0 | 223845.0734 | 0
2369 | Commercial | CreTgsd604 | 10HP Open Drip-Proof (ODP) Motor | 4443.4568 | 2261.2334 | 84.3711 | 13758.6407 | 14696.9517 | 3505.1458 | 2345.6045 | 2740.2741 | 486.9696 | 530.8122 | 265.1574 | 4023.2133 | 15665.2541 | 0 | 15665.2541 | 417.2665 | 0 | 34390.523 | 10518.704 | 44909.227 | 0 | 223845.0734 | 0
2370 | Commercial | CrtNgsd604 | 10HP Open Drip-Proof (ODP) Motor | 4039.9169 | 2055.8758 | 76.7088 | 12509.1269 | 13362.2236 | 3186.8202 | 2132.5846 | 2491.4115 | 442.7447 | 482.6056 | 241.0767 | 3657.8385 | 14888.2174 | 0 | 14888.2174 | 417.2665 | 0 | 32526.4493 | 10518.704 | 43045.1533 | 0 | 211711.9657 | 0
2371 | Commercial | CrtTgsd604 | 10HP Open Drip-Proof (ODP) Motor | 4039.9169 | 2055.8758 | 76.7088 | 12509.1269 | 13362.2236 | 3186.8202 | 2132.5846 | 2491.4115 | 442.7447 | 482.6056 | 241.0767 | 3657.8385 | 14888.2174 | 0 | 14888.2174 | 417.2665 | 0 | 32526.4493 | 10518.704 | 43045.1533 | 0 | 211711.9657 | 0
2372 | Commercial | CscNgsd604 | 10HP Open Drip-Proof (ODP) Motor | 4443.4568 | 2261.2334 | 84.3711 | 13758.6407 | 14696.9517 | 3505.1458 | 2345.6045 | 2740.2741 | 486.9696 | 530.8122 | 265.1574 | 4023.2133 | 15665.2541 | 0 | 15665.2541 | 417.2665 | 0 | 34390.523 | 10518.704 | 44909.227 | 0 | 223845.0734 | 0
2373 | Commercial | CscTgsd604 | 10HP Open Drip-Proof (ODP) Motor | 4443.4568 | 2261.2334 | 84.3711 | 13758.6407 | 14696.9517 | 3505.1458 | 2345.6045 | 2740.2741 | 486.9696 | 530.8122 | 265.1574 | 4023.2133 | 15665.2541 | 0 | 15665.2541 | 417.2665 | 0 | 34390.523 | 10518.704 | 44909.227 | 0 | 223845.0734 | 0
2374 | Commercial | CasNgsd605 | High Speed Fans | 3933.8094 | 2001.8787 | 74.6941 | 12180.5776 | 13011.2679 | 3103.1191 | 2076.5727 | 2425.9752 | 431.1161 | 469.9301 | 234.7449 | 3561.7663 | 14679.5726 | 0 | 14679.5726 | 744.1909 | 0 | 32036.3026 | 10518.704 | 42555.0066 | 0 | 32855.2373 | 0
2375 | Commercial | CasTgsd605 | High Speed Fans | 3933.8094 | 2001.8787 | 74.6941 | 12180.5776 | 13011.2679 | 3103.1191 | 2076.5727 | 2425.9752 | 431.1161 | 469.9301 | 234.7449 | 3561.7663 | 14679.5726 | 0 | 14679.5726 | 744.1909 | 0 | 32036.3026 | 10518.704 | 42555.0066 | 0 | 32855.2373 | 0
2376 | Commercial | CcoNgsd605 | High Speed Fans | 4443.4568 | 2261.2335 | 84.3711 | 13758.6408 | 14696.9518 | 3505.1459 | 2345.6045 | 2740.2741 | 486.9696 | 530.8122 | 265.1574 | 4023.2134 | 15665.2521 | 0 | 15665.2521 | 744.1909 | 0 | 34390.5186 | 10518.704 | 44909.2226 | 0 | 35269.6335 | 0
2377 | Commercial | CcoTgsd605 | High Speed Fans | 4443.4568 | 2261.2335 | 84.3711 | 13758.6408 | 14696.9518 | 3505.1459 | 2345.6045 | 2740.2741 | 486.9696 | 530.8122 | 265.1574 | 4023.2134 | 15665.2521 | 0 | 15665.2521 | 744.1909 | 0 | 34390.5186 | 10518.704 | 44909.2226 | 0 | 35269.6335 | 0
2378 | Commercial | CgrNgsd605 | High Speed Fans | 3933.8094 | 2001.8787 | 74.6941 | 12180.5776 | 13011.2679 | 3103.1191 | 2076.5727 | 2425.9752 | 431.1161 | 469.9301 | 234.7449 | 3561.7663 | 14679.5726 | 0 | 14679.5726 | 744.1909 | 0 | 32036.3026 | 10518.704 | 42555.0066 | 0 | 32855.2373 | 0
2379 | Commercial | CgrTgsd605 | High Speed Fans | 3933.8094 | 2001.8787 | 74.6941 | 12180.5776 | 13011.2679 | 3103.1191 | 2076.5727 | 2425.9752 | 431.1161 | 469.9301 | 234.7449 | 3561.7663 | 14679.5726 | 0 | 14679.5726 | 744.1909 | 0 | 32036.3026 | 10518.704 | 42555.0066 | 0 | 32855.2373 | 0
2380 | Commercial | CheNgsd605 | High Speed Fans | 4443.4568 | 2261.2335 | 84.3711 | 13758.6408 | 14696.9518 | 3505.1459 | 2345.6045 | 2740.2741 | 486.9696 | 530.8122 | 265.1574 | 4023.2134 | 15665.2521 | 0 | 15665.2521 | 744.1909 | 0 | 34390.5186 | 10518.704 | 44909.2226 | 0 | 35269.6335 | 0
2381 | Commercial | CheTgsd605 | High Speed Fans | 4443.4568 | 2261.2335 | 84.3711 | 13758.6408 | 14696.9518 | 3505.1459 | 2345.6045 | 2740.2741 | 486.9696 | 530.8122 | 265.1574 | 4023.2134 | 15665.2521 | 0 | 15665.2521 | 744.1909 | 0 | 34390.5186 | 10518.704 | 44909.2226 | 0 | 35269.6335 | 0
2382 | Commercial | ChoNgsd605 | High Speed Fans | 4443.4568 | 2261.2335 | 84.3711 | 13758.6408 | 14696.9518 | 3505.1459 | 2345.6045 | 2740.2741 | 486.9696 | 530.8122 | 265.1574 | 4023.2134 | 15665.2521 | 0 | 15665.2521 | 744.1909 | 0 | 34390.5186 | 10518.704 | 44909.2226 | 0 | 35269.6335 | 0
2383 | Commercial | ChoTgsd605 | High Speed Fans | 4443.4568 | 2261.2335 | 84.3711 | 13758.6408 | 14696.9518 | 3505.1459 | 2345.6045 | 2740.2741 | 486.9696 | 530.8122 | 265.1574 | 4023.2134 | 15665.2521 | 0 | 15665.2521 | 744.1909 | 0 | 34390.5186 | 10518.704 | 44909.2226 | 0 | 35269.6335 | 0
2384 | Commercial | CinNgsd605 | High Speed Fans | 3933.8094 | 2001.8787 | 74.6941 | 12180.5776 | 13011.2679 | 3103.1191 | 2076.5727 | 2425.9752 | 431.1161 | 469.9301 | 234.7449 | 3561.7663 | 14679.5726 | 0 | 14679.5726 | 744.1909 | 0 | 32036.3026 | 10518.704 | 42555.0066 | 0 | 32855.2373 | 0
2385 | Commercial | CinTgsd605 | High Speed Fans | 3933.8094 | 2001.8787 | 74.6941 | 12180.5776 | 13011.2679 | 3103.1191 | 2076.5727 | 2425.9752 | 431.1161 | 469.9301 | 234.7449 | 3561.7663 | 14679.5726 | 0 | 14679.5726 | 744.1909 | 0 | 32036.3026 | 10518.704 | 42555.0066 | 0 | 32855.2373 | 0
2386 | Commercial | CloNgsd605 | High Speed Fans | 4443.4568 | 2261.2335 | 84.3711 | 13758.6408 | 14696.9518 | 3505.1459 | 2345.6045 | 2740.2741 | 486.9696 | 530.8122 | 265.1574 | 4023.2134 | 15665.2521 | 0 | 15665.2521 | 744.1909 | 0 | 34390.5186 | 10518.704 | 44909.2226 | 0 | 35269.6335 | 0
2387 | Commercial | CloTgsd605 | High Speed Fans | 4443.4568 | 2261.2335 | 84.3711 | 13758.6408 | 14696.9518 | 3505.1459 | 2345.6045 | 2740.2741 | 486.9696 | 530.8122 | 265.1574 | 4023.2134 | 15665.2521 | 0 | 15665.2521 | 744.1909 | 0 | 34390.5186 | 10518.704 | 44909.2226 | 0 | 35269.6335 | 0
2388 | Commercial | CmiNgsd605 | High Speed Fans | 3933.8094 | 2001.8787 | 74.6941 | 12180.5776 | 13011.2679 | 3103.1191 | 2076.5727 | 2425.9752 | 431.1161 | 469.9301 | 234.7449 | 3561.7663 | 14679.5726 | 0 | 14679.5726 | 744.1909 | 0 | 32036.3026 | 10518.704 | 42555.0066 | 0 | 32855.2373 | 0
2389 | Commercial | CmiTgsd605 | High Speed Fans | 3933.8094 | 2001.8787 | 74.6941 | 12180.5776 | 13011.2679 | 3103.1191 | 2076.5727 | 2425.9752 | 431.1161 | 469.9301 | 234.7449 | 3561.7663 | 14679.5726 | 0 | 14679.5726 | 744.1909 | 0 | 32036.3026 | 10518.704 | 42555.0066 | 0 | 32855.2373 | 0
2390 | Commercial | CofNgsd605 | High Speed Fans | 3933.8094 | 2001.8787 | 74.6941 | 12180.5776 | 13011.2679 | 3103.1191 | 2076.5727 | 2425.9752 | 431.1161 | 469.9301 | 234.7449 | 3561.7663 | 14679.5726 | 0 | 14679.5726 | 744.1909 | 0 | 32036.3026 | 10518.704 | 42555.0066 | 0 | 32855.2373 | 0
2391 | Commercial | CofTgsd605 | High Speed Fans | 3933.8094 | 2001.8787 | 74.6941 | 12180.5776 | 13011.2679 | 3103.1191 | 2076.5727 | 2425.9752 | 431.1161 | 469.9301 | 234.7449 | 3561.7663 | 14679.5726 | 0 | 14679.5726 | 744.1909 | 0 | 32036.3026 | 10518.704 | 42555.0066 | 0 | 32855.2373 | 0
2392 | Commercial | CreNgsd605 | High Speed Fans | 4443.4568 | 2261.2335 | 84.3711 | 13758.6408 | 14696.9518 | 3505.1459 | 2345.6045 | 2740.2741 | 486.9696 | 530.8122 | 265.1574 | 4023.2134 | 15665.2521 | 0 | 15665.2521 | 744.1909 | 0 | 34390.5186 | 10518.704 | 44909.2226 | 0 | 35269.6335 | 0
2393 | Commercial | CreTgsd605 | High Speed Fans | 4443.4568 | 2261.2335 | 84.3711 | 13758.6408 | 14696.9518 | 3505.1459 | 2345.6045 | 2740.2741 | 486.9696 | 530.8122 | 265.1574 | 4023.2134 | 15665.2521 | 0 | 15665.2521 | 744.1909 | 0 | 34390.5186 | 10518.704 | 44909.2226 | 0 | 35269.6335 | 0
2394 | Commercial | CrtNgsd605 | High Speed Fans | 3933.8094 | 2001.8787 | 74.6941 | 12180.5776 | 13011.2679 | 3103.1191 | 2076.5727 | 2425.9752 | 431.1161 | 469.9301 | 234.7449 | 3561.7663 | 14679.5726 | 0 | 14679.5726 | 744.1909 | 0 | 32036.3026 | 10518.704 | 42555.0066 | 0 | 32855.2373 | 0
2395 | Commercial | CrtTgsd605 | High Speed Fans | 3933.8094 | 2001.8787 | 74.6941 | 12180.5776 | 13011.2679 | 3103.1191 | 2076.5727 | 2425.9752 | 431.1161 | 469.9301 | 234.7449 | 3561.7663 | 14679.5726 | 0 | 14679.5726 | 744.1909 | 0 | 32036.3026 | 10518.704 | 42555.0066 | 0 | 32855.2373 | 0
2396 | Commercial | CscNgsd605 | High Speed Fans | 4443.4568 | 2261.2335 | 84.3711 | 13758.6408 | 14696.9518 | 3505.1459 | 2345.6045 | 2740.2741 | 486.9696 | 530.8122 | 265.1574 | 4023.2134 | 15665.2521 | 0 | 15665.2521 | 744.1909 | 0 | 34390.5186 | 10518.704 | 44909.2226 | 0 | 35269.6335 | 0
2397 | Commercial | CscTgsd605 | High Speed Fans | 4443.4568 | 2261.2335 | 84.3711 | 13758.6408 | 14696.9518 | 3505.1459 | 2345.6045 | 2740.2741 | 486.9696 | 530.8122 | 265.1574 | 4023.2134 | 15665.2521 | 0 | 15665.2521 | 744.1909 | 0 | 34390.5186 | 10518.704 | 44909.2226 | 0 | 35269.6335 | 0
2398 | Commercial | CwaNgsd605 | High Speed Fans | 3933.8094 | 2001.8787 | 74.6941 | 12180.5776 | 13011.2679 | 3103.1191 | 2076.5727 | 2425.9752 | 431.1161 | 469.9301 | 234.7449 | 3561.7663 | 14679.5726 | 0 | 14679.5726 | 744.1909 | 0 | 32036.3026 | 10518.704 | 42555.0066 | 0 | 32855.2373 | 0
2399 | Commercial | CwaTgsd605 | High Speed Fans | 3933.8094 | 2001.8787 | 74.6941 | 12180.5776 | 13011.2679 | 3103.1191 | 2076.5727 | 2425.9752 | 431.1161 | 469.9301 | 234.7449 | 3561.7663 | 14679.5726 | 0 | 14679.5726 | 744.1909 | 0 | 32036.3026 | 10518.704 | 42555.0066 | 0 | 32855.2373 | 0
2400 | Commercial | CasEgsd606 | Regenerative Drive Elevator Motor | 3933.8094 | 2001.8787 | 74.6941 | 12180.5776 | 13011.2679 | 3103.1191 | 2076.5727 | 2425.9752 | 431.1161 | 469.9301 | 234.7449 | 3561.7663 | 14679.5726 | 0 | 14679.5726 | 471.3032 | 0 | 32036.3026 | 10518.704 | 42555.0066 | 0 | 347871.6061 | 0
2401 | Commercial | CasNgsd606 | Regenerative Drive Elevator Motor | 3933.8094 | 2001.8787 | 74.6941 | 12180.5776 | 13011.2679 | 3103.1191 | 2076.5727 | 2425.9752 | 431.1161 | 469.9301 | 234.7449 | 3561.7663 | 14679.5726 | 0 | 14679.5726 | 471.3032 | 0 | 32036.3026 | 10518.704 | 42555.0066 | 0 | 347871.6061 | 0
2402 | Commercial | CcoEgsd606 | Regenerative Drive Elevator Motor | 4443.4568 | 2261.2335 | 84.3711 | 13758.6408 | 14696.9518 | 3505.1459 | 2345.6045 | 2740.2741 | 486.9696 | 530.8122 | 265.1574 | 4023.2134 | 15665.2521 | 0 | 15665.2521 | 471.3032 | 0 | 34390.5186 | 10518.704 | 44909.2226 | 0 | 373435.242 | 0
2403 | Commercial | CcoNgsd606 | Regenerative Drive Elevator Motor | 4443.4568 | 2261.2335 | 84.3711 | 13758.6408 | 14696.9518 | 3505.1459 | 2345.6045 | 2740.2741 | 486.9696 | 530.8122 | 265.1574 | 4023.2134 | 15665.2521 | 0 | 15665.2521 | 471.3032 | 0 | 34390.5186 | 10518.704 | 44909.2226 | 0 | 373435.242 | 0
2404 | Commercial | CheEgsd606 | Regenerative Drive Elevator Motor | 4443.4568 | 2261.2335 | 84.3711 | 13758.6408 | 14696.9518 | 3505.1459 | 2345.6045 | 2740.2741 | 486.9696 | 530.8122 | 265.1574 | 4023.2134 | 15665.2521 | 0 | 15665.2521 | 471.3032 | 0 | 34390.5186 | 10518.704 | 44909.2226 | 0 | 373435.242 | 0
2405 | Commercial | CheNgsd606 | Regenerative Drive Elevator Motor | 4443.4568 | 2261.2335 | 84.3711 | 13758.6408 | 14696.9518 | 3505.1459 | 2345.6045 | 2740.2741 | 486.9696 | 530.8122 | 265.1574 | 4023.2134 | 15665.2521 | 0 | 15665.2521 | 471.3032 | 0 | 34390.5186 | 10518.704 | 44909.2226 | 0 | 373435.242 | 0
2406 | Commercial | ChoEgsd606 | Regenerative Drive Elevator Motor | 4443.4568 | 2261.2335 | 84.3711 | 13758.6408 | 14696.9518 | 3505.1459 | 2345.6045 | 2740.2741 | 486.9696 | 530.8122 | 265.1574 | 4023.2134 | 15665.2521 | 0 | 15665.2521 | 471.3032 | 0 | 34390.5186 | 10518.704 | 44909.2226 | 0 | 373435.242 | 0
2407 | Commercial | ChoNgsd606 | Regenerative Drive Elevator Motor | 4443.4568 | 2261.2335 | 84.3711 | 13758.6408 | 14696.9518 | 3505.1459 | 2345.6045 | 2740.2741 | 486.9696 | 530.8122 | 265.1574 | 4023.2134 | 15665.2521 | 0 | 15665.2521 | 471.3032 | 0 | 34390.5186 | 10518.704 | 44909.2226 | 0 | 373435.242 | 0
2408 | Commercial | CinEgsd606 | Regenerative Drive Elevator Motor | 3933.8094 | 2001.8787 | 74.6941 | 12180.5776 | 13011.2679 | 3103.1191 | 2076.5727 | 2425.9752 | 431.1161 | 469.9301 | 234.7449 | 3561.7663 | 14679.5726 | 0 | 14679.5726 | 471.3032 | 0 | 32036.3026 | 10518.704 | 42555.0066 | 0 | 347871.6061 | 0
2409 | Commercial | CinNgsd606 | Regenerative Drive Elevator Motor | 3933.8094 | 2001.8787 | 74.6941 | 12180.5776 | 13011.2679 | 3103.1191 | 2076.5727 | 2425.9752 | 431.1161 | 469.9301 | 234.7449 | 3561.7663 | 14679.5726 | 0 | 14679.5726 | 471.3032 | 0 | 32036.3026 | 10518.704 | 42555.0066 | 0 | 347871.6061 | 0
2410 | Commercial | CloEgsd606 | Regenerative Drive Elevator Motor | 4443.4568 | 2261.2335 | 84.3711 | 13758.6408 | 14696.9518 | 3505.1459 | 2345.6045 | 2740.2741 | 486.9696 | 530.8122 | 265.1574 | 4023.2134 | 15665.2521 | 0 | 15665.2521 | 471.3032 | 0 | 34390.5186 | 10518.704 | 44909.2226 | 0 | 373435.242 | 0
2411 | Commercial | CloNgsd606 | Regenerative Drive Elevator Motor | 4443.4568 | 2261.2335 | 84.3711 | 13758.6408 | 14696.9518 | 3505.1459 | 2345.6045 | 2740.2741 | 486.9696 | 530.8122 | 265.1574 | 4023.2134 | 15665.2521 | 0 | 15665.2521 | 471.3032 | 0 | 34390.5186 | 10518.704 | 44909.2226 | 0 | 373435.242 | 0
2412 | Commercial | CofEgsd606 | Regenerative Drive Elevator Motor | 3933.8094 | 2001.8787 | 74.6941 | 12180.5776 | 13011.2679 | 3103.1191 | 2076.5727 | 2425.9752 | 431.1161 | 469.9301 | 234.7449 | 3561.7663 | 14679.5726 | 0 | 14679.5726 | 471.3032 | 0 | 32036.3026 | 10518.704 | 42555.0066 | 0 | 347871.6061 | 0
2413 | Commercial | CofNgsd606 | Regenerative Drive Elevator Motor | 3933.8094 | 2001.8787 | 74.6941 | 12180.5776 | 13011.2679 | 3103.1191 | 2076.5727 | 2425.9752 | 431.1161 | 469.9301 | 234.7449 | 3561.7663 | 14679.5726 | 0 | 14679.5726 | 471.3032 | 0 | 32036.3026 | 10518.704 | 42555.0066 | 0 | 347871.6061 | 0
2414 | Commercial | CreEgsd606 | Regenerative Drive Elevator Motor | 4443.4568 | 2261.2335 | 84.3711 | 13758.6408 | 14696.9518 | 3505.1459 | 2345.6045 | 2740.2741 | 486.9696 | 530.8122 | 265.1574 | 4023.2134 | 15665.2521 | 0 | 15665.2521 | 471.3032 | 0 | 34390.5186 | 10518.704 | 44909.2226 | 0 | 373435.242 | 0
2415 | Commercial | CreNgsd606 | Regenerative Drive Elevator Motor | 4443.4568 | 2261.2335 | 84.3711 | 13758.6408 | 14696.9518 | 3505.1459 | 2345.6045 | 2740.2741 | 486.9696 | 530.8122 | 265.1574 | 4023.2134 | 15665.2521 | 0 | 15665.2521 | 471.3032 | 0 | 34390.5186 | 10518.704 | 44909.2226 | 0 | 373435.242 | 0
2416 | Commercial | CrtEgsd606 | Regenerative Drive Elevator Motor | 3933.8094 | 2001.8787 | 74.6941 | 12180.5776 | 13011.2679 | 3103.1191 | 2076.5727 | 2425.9752 | 431.1161 | 469.9301 | 234.7449 | 3561.7663 | 14679.5726 | 0 | 14679.5726 | 471.3032 | 0 | 32036.3026 | 10518.704 | 42555.0066 | 0 | 347871.6061 | 0
2417 | Commercial | CrtNgsd606 | Regenerative Drive Elevator Motor | 3933.8094 | 2001.8787 | 74.6941 | 12180.5776 | 13011.2679 | 3103.1191 | 2076.5727 | 2425.9752 | 431.1161 | 469.9301 | 234.7449 | 3561.7663 | 14679.5726 | 0 | 14679.5726 | 471.3032 | 0 | 32036.3026 | 10518.704 | 42555.0066 | 0 | 347871.6061 | 0
2418 | Commercial | CscEgsd606 | Regenerative Drive Elevator Motor | 4443.4568 | 2261.2335 | 84.3711 | 13758.6408 | 14696.9518 | 3505.1459 | 2345.6045 | 2740.2741 | 486.9696 | 530.8122 | 265.1574 | 4023.2134 | 15665.2521 | 0 | 15665.2521 | 471.3032 | 0 | 34390.5186 | 10518.704 | 44909.2226 | 0 | 373435.242 | 0
2419 | Commercial | CscNgsd606 | Regenerative Drive Elevator Motor | 4443.4568 | 2261.2335 | 84.3711 | 13758.6408 | 14696.9518 | 3505.1459 | 2345.6045 | 2740.2741 | 486.9696 | 530.8122 | 265.1574 | 4023.2134 | 15665.2521 | 0 | 15665.2521 | 471.3032 | 0 | 34390.5186 | 10518.704 | 44909.2226 | 0 | 373435.242 | 0
2420 | Commercial | CwaEgsd606 | Regenerative Drive Elevator Motor | 3933.8094 | 2001.8787 | 74.6941 | 12180.5776 | 13011.2679 | 3103.1191 | 2076.5727 | 2425.9752 | 431.1161 | 469.9301 | 234.7449 | 3561.7663 | 14679.5726 | 0 | 14679.5726 | 471.3032 | 0 | 32036.3026 | 10518.704 | 42555.0066 | 0 | 347871.6061 | 0
2421 | Commercial | CwaNgsd606 | Regenerative Drive Elevator Motor | 3933.8094 | 2001.8787 | 74.6941 | 12180.5776 | 13011.2679 | 3103.1191 | 2076.5727 | 2425.9752 | 431.1161 | 469.9301 | 234.7449 | 3561.7663 | 14679.5726 | 0 | 14679.5726 | 471.3032 | 0 | 32036.3026 | 10518.704 | 42555.0066 | 0 | 347871.6061 | 0
2422 | Commercial | CasNgsd608 | Variable Speed Pool Pump | 4256.4898 | 2166.0877 | 80.821 | 13179.7194 | 14078.5491 | 3357.66 | 2246.9087 | 2624.9718 | 466.4794 | 508.4773 | 254.0004 | 3853.9289 | 10211.2599 | 0 | 10211.2599 | 567.7796 | 0 | 21723.1916 | 10518.704 | 32241.8956 | 0 | 29552.827 | 0
2423 | Commercial | CasTgsd608 | Variable Speed Pool Pump | 4256.4898 | 2166.0877 | 80.821 | 13179.7194 | 14078.5491 | 3357.66 | 2246.9087 | 2624.9718 | 466.4794 | 508.4773 | 254.0004 | 3853.9289 | 10211.2599 | 0 | 10211.2599 | 567.7796 | 0 | 21723.1916 | 10518.704 | 32241.8956 | 0 | 19775.5689 | 0
2424 | Commercial | CcoNgsd608 | Variable Speed Pool Pump | 4256.4898 | 2166.0877 | 80.821 | 13179.7194 | 14078.5491 | 3357.66 | 2246.9087 | 2624.9718 | 466.4794 | 508.4773 | 254.0004 | 3853.9289 | 10211.2599 | 0 | 10211.2599 | 567.7796 | 0 | 21723.1916 | 10518.704 | 32241.8956 | 0 | 29552.827 | 0
2425 | Commercial | CcoTgsd608 | Variable Speed Pool Pump | 4256.4898 | 2166.0877 | 80.821 | 13179.7194 | 14078.5491 | 3357.66 | 2246.9087 | 2624.9718 | 466.4794 | 508.4773 | 254.0004 | 3853.9289 | 10211.2599 | 0 | 10211.2599 | 567.7796 | 0 | 21723.1916 | 10518.704 | 32241.8956 | 0 | 19775.5689 | 0
2426 | Commercial | CloNgsd608 | Variable Speed Pool Pump | 4256.4898 | 2166.0877 | 80.821 | 13179.7194 | 14078.5491 | 3357.66 | 2246.9087 | 2624.9718 | 466.4794 | 508.4773 | 254.0004 | 3853.9289 | 10211.2599 | 0 | 10211.2599 | 567.7796 | 0 | 21723.1916 | 10518.704 | 32241.8956 | 0 | 29552.827 | 0
2427 | Commercial | CloTgsd608 | Variable Speed Pool Pump | 4256.4898 | 2166.0877 | 80.821 | 13179.7194 | 14078.5491 | 3357.66 | 2246.9087 | 2624.9718 | 466.4794 | 508.4773 | 254.0004 | 3853.9289 | 10211.2599 | 0 | 10211.2599 | 567.7796 | 0 | 21723.1916 | 10518.704 | 32241.8956 | 0 | 19775.5689 | 0
2428 | Commercial | CasNgsd609 | Solar Powered Pool Pump | 4218.4558 | 2146.7325 | 80.0988 | 13061.9515 | 13952.7497 | 3327.6576 | 2226.8314 | 2601.5162 | 462.3112 | 503.9337 | 251.7308 | 3819.492 | 7094.2835 | 0 | 7094.2835 | 567.7796 | 0 | 14639.4987 | 10518.704 | 25158.2027 | 0 | 77142.6722 | 0
2429 | Commercial | CasTgsd609 | Solar Powered Pool Pump | 4218.4558 | 2146.7325 | 80.0988 | 13061.9515 | 13952.7497 | 3327.6576 | 2226.8314 | 2601.5162 | 462.3112 | 503.9337 | 251.7308 | 3819.492 | 7094.2835 | 0 | 7094.2835 | 567.7796 | 0 | 14639.4987 | 10518.704 | 25158.2027 | 0 | 40182.5113 | 0
2430 | Commercial | CcoNgsd609 | Solar Powered Pool Pump | 4218.4558 | 2146.7325 | 80.0988 | 13061.9515 | 13952.7497 | 3327.6576 | 2226.8314 | 2601.5162 | 462.3112 | 503.9337 | 251.7308 | 3819.492 | 7094.2835 | 0 | 7094.2835 | 567.7796 | 0 | 14639.4987 | 10518.704 | 25158.2027 | 0 | 77142.6722 | 0
2431 | Commercial | CcoTgsd609 | Solar Powered Pool Pump | 4218.4558 | 2146.7325 | 80.0988 | 13061.9515 | 13952.7497 | 3327.6576 | 2226.8314 | 2601.5162 | 462.3112 | 503.9337 | 251.7308 | 3819.492 | 7094.2835 | 0 | 7094.2835 | 567.7796 | 0 | 14639.4987 | 10518.704 | 25158.2027 | 0 | 40182.5113 | 0
2432 | Commercial | CloNgsd609 | Solar Powered Pool Pump | 4218.4558 | 2146.7325 | 80.0988 | 13061.9515 | 13952.7497 | 3327.6576 | 2226.8314 | 2601.5162 | 462.3112 | 503.9337 | 251.7308 | 3819.492 | 7094.2835 | 0 | 7094.2835 | 567.7796 | 0 | 14639.4987 | 10518.704 | 25158.2027 | 0 | 77142.6722 | 0
2433 | Commercial | CloTgsd609 | Solar Powered Pool Pump | 4218.4558 | 2146.7325 | 80.0988 | 13061.9515 | 13952.7497 | 3327.6576 | 2226.8314 | 2601.5162 | 462.3112 | 503.9337 | 251.7308 | 3819.492 | 7094.2835 | 0 | 7094.2835 | 567.7796 | 0 | 14639.4987 | 10518.704 | 25158.2027 | 0 | 40182.5113 | 0
2434 | Commercial | CcoEgsd702 | Engine block heater timer | 4554.3844 | 2317.6835 | 86.4774 | 14102.1151 | 15063.8503 | 3592.6492 | 2404.1608 | 2808.683 | 499.1264 | 544.0635 | 271.7769 | 4123.6499 | 16260.7444 | 0 | 16260.7444 | 989.4566 | 0 | 35805.2507 | 10518.704 | 46323.9547 | 0 | 50124.8553 | 0
2435 | Commercial | CcoNgsd702 | Engine block heater timer | 4554.3844 | 2317.6835 | 86.4774 | 14102.1151 | 15063.8503 | 3592.6492 | 2404.1608 | 2808.683 | 499.1264 | 544.0635 | 271.7769 | 4123.6499 | 16260.7444 | 0 | 16260.7444 | 989.4566 | 0 | 35805.2507 | 10518.704 | 46323.9547 | 0 | 50124.8553 | 0
2436 | Commercial | ChoEgsd702 | Engine block heater timer | 4554.3844 | 2317.6835 | 86.4774 | 14102.1151 | 15063.8503 | 3592.6492 | 2404.1608 | 2808.683 | 499.1264 | 544.0635 | 271.7769 | 4123.6499 | 16260.7444 | 0 | 16260.7444 | 989.4566 | 0 | 35805.2507 | 10518.704 | 46323.9547 | 0 | 50124.8553 | 0
2437 | Commercial | ChoNgsd702 | Engine block heater timer | 4554.3844 | 2317.6835 | 86.4774 | 14102.1151 | 15063.8503 | 3592.6492 | 2404.1608 | 2808.683 | 499.1264 | 544.0635 | 271.7769 | 4123.6499 | 16260.7444 | 0 | 16260.7444 | 989.4566 | 0 | 35805.2507 | 10518.704 | 46323.9547 | 0 | 50124.8553 | 0
2438 | Commercial | CinEgsd702 | Engine block heater timer | 4588.9008 | 2335.2485 | 87.1327 | 14208.9908 | 15178.0148 | 3619.8768 | 2422.3812 | 2829.9692 | 502.9092 | 548.1868 | 273.8366 | 4154.9018 | 42221.648 | 0 | 42221.648 | 989.4566 | 0 | 93751.8287 | 10518.704 | 104270.5328 | 0 | 131246.0222 | 0
2439 | Commercial | CinNgsd702 | Engine block heater timer | 4588.9008 | 2335.2485 | 87.1327 | 14208.9908 | 15178.0148 | 3619.8768 | 2422.3812 | 2829.9692 | 502.9092 | 548.1868 | 273.8366 | 4154.9018 | 42221.648 | 0 | 42221.648 | 989.4566 | 0 | 93751.8287 | 10518.704 | 104270.5328 | 0 | 131246.0222 | 0
2440 | Commercial | CofEgsd702 | Engine block heater timer | 4588.9008 | 2335.2485 | 87.1327 | 14208.9908 | 15178.0148 | 3619.8768 | 2422.3812 | 2829.9692 | 502.9092 | 548.1868 | 273.8366 | 4154.9018 | 42221.648 | 0 | 42221.648 | 989.4566 | 0 | 93751.8287 | 10518.704 | 104270.5328 | 0 | 131246.0222 | 0
2441 | Commercial | CofNgsd702 | Engine block heater timer | 4588.9008 | 2335.2485 | 87.1327 | 14208.9908 | 15178.0148 | 3619.8768 | 2422.3812 | 2829.9692 | 502.9092 | 548.1868 | 273.8366 | 4154.9018 | 42221.648 | 0 | 42221.648 | 989.4566 | 0 | 93751.8287 | 10518.704 | 104270.5328 | 0 | 131246.0222 | 0
2442 | Commercial | CasEgsd802 | Automatic Door Closer for Walk-in Coolers and Freezers | 4023.5284 | 2047.5358 | 76.3976 | 12458.3819 | 13308.0179 | 3173.8924 | 2123.9334 | 2481.3048 | 440.9486 | 480.6479 | 240.0988 | 3643 | 14704.9852 | 0 | 14704.9852 | 1160.8607 | 0 | 32091.7624 | 10518.704 | 42610.4664 | 0 | 403907.5677 | 0
2443 | Commercial | CasNgsd802 | Automatic Door Closer for Walk-in Coolers and Freezers | 4023.5284 | 2047.5358 | 76.3976 | 12458.3819 | 13308.0179 | 3173.8924 | 2123.9334 | 2481.3048 | 440.9486 | 480.6479 | 240.0988 | 3643 | 14704.9852 | 0 | 14704.9852 | 1160.8607 | 0 | 32091.7624 | 10518.704 | 42610.4664 | 0 | 403907.5677 | 0
2444 | Commercial | CcoEgsd802 | Automatic Door Closer for Walk-in Coolers and Freezers | 4443.4568 | 2261.2334 | 84.3711 | 13758.6407 | 14696.9517 | 3505.1458 | 2345.6045 | 2740.2741 | 486.9696 | 530.8122 | 265.1574 | 4023.2133 | 15665.2541 | 0 | 15665.2541 | 1160.8607 | 0 | 34390.523 | 10518.704 | 44909.227 | 0 | 432839.8133 | 0
2445 | Commercial | CcoNgsd802 | Automatic Door Closer for Walk-in Coolers and Freezers | 4443.4568 | 2261.2334 | 84.3711 | 13758.6407 | 14696.9517 | 3505.1458 | 2345.6045 | 2740.2741 | 486.9696 | 530.8122 | 265.1574 | 4023.2133 | 15665.2541 | 0 | 15665.2541 | 1160.8607 | 0 | 34390.523 | 10518.704 | 44909.227 | 0 | 432839.8133 | 0
2446 | Commercial | CgrEgsd802 | Automatic Door Closer for Walk-in Coolers and Freezers | 4023.5284 | 2047.5358 | 76.3976 | 12458.3819 | 13308.0179 | 3173.8924 | 2123.9334 | 2481.3048 | 440.9486 | 480.6479 | 240.0988 | 3643 | 14704.9852 | 0 | 14704.9852 | 1160.8607 | 0 | 32091.7624 | 10518.704 | 42610.4664 | 0 | 403907.5677 | 0
2447 | Commercial | CgrNgsd802 | Automatic Door Closer for Walk-in Coolers and Freezers | 4023.5284 | 2047.5358 | 76.3976 | 12458.3819 | 13308.0179 | 3173.8924 | 2123.9334 | 2481.3048 | 440.9486 | 480.6479 | 240.0988 | 3643 | 14704.9852 | 0 | 14704.9852 | 1160.8607 | 0 | 32091.7624 | 10518.704 | 42610.4664 | 0 | 403907.5677 | 0
2448 | Commercial | CheEgsd802 | Automatic Door Closer for Walk-in Coolers and Freezers | 4443.4568 | 2261.2334 | 84.3711 | 13758.6407 | 14696.9517 | 3505.1458 | 2345.6045 | 2740.2741 | 486.9696 | 530.8122 | 265.1574 | 4023.2133 | 15665.2541 | 0 | 15665.2541 | 1160.8607 | 0 | 34390.523 | 10518.704 | 44909.227 | 0 | 432839.8133 | 0
2449 | Commercial | CheNgsd802 | Automatic Door Closer for Walk-in Coolers and Freezers | 4443.4568 | 2261.2334 | 84.3711 | 13758.6407 | 14696.9517 | 3505.1458 | 2345.6045 | 2740.2741 | 486.9696 | 530.8122 | 265.1574 | 4023.2133 | 15665.2541 | 0 | 15665.2541 | 1160.8607 | 0 | 34390.523 | 10518.704 | 44909.227 | 0 | 432839.8133 | 0
2450 | Commercial | ChoEgsd802 | Automatic Door Closer for Walk-in Coolers and Freezers | 4443.4568 | 2261.2334 | 84.3711 | 13758.6407 | 14696.9517 | 3505.1458 | 2345.6045 | 2740.2741 | 486.9696 | 530.8122 | 265.1574 | 4023.2133 | 15665.2541 | 0 | 15665.2541 | 1160.8607 | 0 | 34390.523 | 10518.704 | 44909.227 | 0 | 432839.8133 | 0
2451 | Commercial | ChoNgsd802 | Automatic Door Closer for Walk-in Coolers and Freezers | 4443.4568 | 2261.2334 | 84.3711 | 13758.6407 | 14696.9517 | 3505.1458 | 2345.6045 | 2740.2741 | 486.9696 | 530.8122 | 265.1574 | 4023.2133 | 15665.2541 | 0 | 15665.2541 | 1160.8607 | 0 | 34390.523 | 10518.704 | 44909.227 | 0 | 432839.8133 | 0
2452 | Commercial | CloEgsd802 | Automatic Door Closer for Walk-in Coolers and Freezers | 4443.4568 | 2261.2334 | 84.3711 | 13758.6407 | 14696.9517 | 3505.1458 | 2345.6045 | 2740.2741 | 486.9696 | 530.8122 | 265.1574 | 4023.2133 | 15665.2541 | 0 | 15665.2541 | 1160.8607 | 0 | 34390.523 | 10518.704 | 44909.227 | 0 | 432839.8133 | 0
2453 | Commercial | CloNgsd802 | Automatic Door Closer for Walk-in Coolers and Freezers | 4443.4568 | 2261.2334 | 84.3711 | 13758.6407 | 14696.9517 | 3505.1458 | 2345.6045 | 2740.2741 | 486.9696 | 530.8122 | 265.1574 | 4023.2133 | 15665.2541 | 0 | 15665.2541 | 1160.8607 | 0 | 34390.523 | 10518.704 | 44909.227 | 0 | 432839.8133 | 0
2454 | Commercial | CreEgsd802 | Automatic Door Closer for Walk-in Coolers and Freezers | 4443.4568 | 2261.2334 | 84.3711 | 13758.6407 | 14696.9517 | 3505.1458 | 2345.6045 | 2740.2741 | 486.9696 | 530.8122 | 265.1574 | 4023.2133 | 15665.2541 | 0 | 15665.2541 | 1160.8607 | 0 | 34390.523 | 10518.704 | 44909.227 | 0 | 432839.8133 | 0
2455 | Commercial | CreNgsd802 | Automatic Door Closer for Walk-in Coolers and Freezers | 4443.4568 | 2261.2334 | 84.3711 | 13758.6407 | 14696.9517 | 3505.1458 | 2345.6045 | 2740.2741 | 486.9696 | 530.8122 | 265.1574 | 4023.2133 | 15665.2541 | 0 | 15665.2541 | 1160.8607 | 0 | 34390.523 | 10518.704 | 44909.227 | 0 | 432839.8133 | 0
2456 | Commercial | CrtEgsd802 | Automatic Door Closer for Walk-in Coolers and Freezers | 4023.5284 | 2047.5358 | 76.3976 | 12458.3819 | 13308.0179 | 3173.8924 | 2123.9334 | 2481.3048 | 440.9486 | 480.6479 | 240.0988 | 3643 | 14704.9852 | 0 | 14704.9852 | 1160.8607 | 0 | 32091.7624 | 10518.704 | 42610.4664 | 0 | 403907.5677 | 0
2457 | Commercial | CrtNgsd802 | Automatic Door Closer for Walk-in Coolers and Freezers | 4023.5284 | 2047.5358 | 76.3976 | 12458.3819 | 13308.0179 | 3173.8924 | 2123.9334 | 2481.3048 | 440.9486 | 480.6479 | 240.0988 | 3643 | 14704.9852 | 0 | 14704.9852 | 1160.8607 | 0 | 32091.7624 | 10518.704 | 42610.4664 | 0 | 403907.5677 | 0
2458 | Commercial | CscEgsd802 | Automatic Door Closer for Walk-in Coolers and Freezers | 4443.4568 | 2261.2334 | 84.3711 | 13758.6407 | 14696.9517 | 3505.1458 | 2345.6045 | 2740.2741 | 486.9696 | 530.8122 | 265.1574 | 4023.2133 | 15665.2541 | 0 | 15665.2541 | 1160.8607 | 0 | 34390.523 | 10518.704 | 44909.227 | 0 | 432839.8133 | 0
2459 | Commercial | CscNgsd802 | Automatic Door Closer for Walk-in Coolers and Freezers | 4443.4568 | 2261.2334 | 84.3711 | 13758.6407 | 14696.9517 | 3505.1458 | 2345.6045 | 2740.2741 | 486.9696 | 530.8122 | 265.1574 | 4023.2133 | 15665.2541 | 0 | 15665.2541 | 1160.8607 | 0 | 34390.523 | 10518.704 | 44909.227 | 0 | 432839.8133 | 0
2460 | Commercial | CasEgsd803 | Demand Defrost | 4140.9959 | 2107.3139 | 78.6281 | 12180.5776 | 13011.2679 | 3310.3056 | 2185.942 | 2533.2593 | 453.2774 | 490.7105 | 246.8118 | 3724.059 | 14679.5726 | 0 | 14679.5726 | 898.9844 | 0 | 32036.3026 | 10617.8427 | 42654.1453 | 0 | 143633.5737 | 0
2461 | Commercial | CasNgsd803 | Demand Defrost | 4140.9959 | 2107.3139 | 78.6281 | 12180.5776 | 13011.2679 | 3310.3056 | 2185.942 | 2533.2593 | 453.2774 | 490.7105 | 246.8118 | 3724.059 | 14679.5726 | 0 | 14679.5726 | 898.9844 | 0 | 32036.3026 | 10617.8427 | 42654.1453 | 0 | 143633.5737 | 0
2462 | Commercial | CcoEgsd803 | Demand Defrost | 4677.4855 | 2380.3284 | 88.8148 | 13758.6408 | 14696.9518 | 3739.1745 | 2469.1432 | 2861.4575 | 512.002 | 554.2848 | 278.7877 | 4206.5321 | 15665.2521 | 0 | 15665.2521 | 898.9844 | 0 | 34390.5186 | 10617.8427 | 45008.3614 | 0 | 154188.6121 | 0
2463 | Commercial | CgrEgsd803 | Demand Defrost | 4140.9959 | 2107.3139 | 78.6281 | 12180.5776 | 13011.2679 | 3310.3056 | 2185.942 | 2533.2593 | 453.2774 | 490.7105 | 246.8118 | 3724.059 | 14679.5726 | 0 | 14679.5726 | 898.9844 | 0 | 32036.3026 | 10617.8427 | 42654.1453 | 0 | 143633.5737 | 0
2464 | Commercial | CheEgsd803 | Demand Defrost | 4677.4855 | 2380.3284 | 88.8148 | 13758.6408 | 14696.9518 | 3739.1745 | 2469.1432 | 2861.4575 | 512.002 | 554.2848 | 278.7877 | 4206.5321 | 15665.2521 | 0 | 15665.2521 | 898.9844 | 0 | 34390.5186 | 10617.8427 | 45008.3614 | 0 | 154188.6121 | 0
2465 | Commercial | ChoEgsd803 | Demand Defrost | 4677.4855 | 2380.3284 | 88.8148 | 13758.6408 | 14696.9518 | 3739.1745 | 2469.1432 | 2861.4575 | 512.002 | 554.2848 | 278.7877 | 4206.5321 | 15665.2521 | 0 | 15665.2521 | 898.9844 | 0 | 34390.5186 | 10617.8427 | 45008.3614 | 0 | 154188.6121 | 0
2466 | Commercial | CloEgsd803 | Demand Defrost | 4677.4855 | 2380.3284 | 88.8148 | 13758.6408 | 14696.9518 | 3739.1745 | 2469.1432 | 2861.4575 | 512.002 | 554.2848 | 278.7877 | 4206.5321 | 15665.2521 | 0 | 15665.2521 | 898.9844 | 0 | 34390.5186 | 10617.8427 | 45008.3614 | 0 | 154188.6121 | 0
2467 | Commercial | CreEgsd803 | Demand Defrost | 4677.4855 | 2380.3284 | 88.8148 | 13758.6408 | 14696.9518 | 3739.1745 | 2469.1432 | 2861.4575 | 512.002 | 554.2848 | 278.7877 | 4206.5321 | 15665.2521 | 0 | 15665.2521 | 898.9844 | 0 | 34390.5186 | 10617.8427 | 45008.3614 | 0 | 154188.6121 | 0
2468 | Commercial | CrtEgsd803 | Demand Defrost | 4140.9959 | 2107.3139 | 78.6281 | 12180.5776 | 13011.2679 | 3310.3056 | 2185.942 | 2533.2593 | 453.2774 | 490.7105 | 246.8118 | 3724.059 | 14679.5726 | 0 | 14679.5726 | 898.9844 | 0 | 32036.3026 | 10617.8427 | 42654.1453 | 0 | 143633.5737 | 0
2469 | Commercial | CscEgsd803 | Demand Defrost | 4677.4855 | 2380.3284 | 88.8148 | 13758.6408 | 14696.9518 | 3739.1745 | 2469.1432 | 2861.4575 | 512.002 | 554.2848 | 278.7877 | 4206.5321 | 15665.2521 | 0 | 15665.2521 | 898.9844 | 0 | 34390.5186 | 10617.8427 | 45008.3614 | 0 | 154188.6121 | 0
2470 | Commercial | CgrEgsd805 | Refrigerated Display Case Lighting Controls | 4509.5931 | 2294.8896 | 85.6269 | 13963.424 | 14915.7008 | 3557.3163 | 2380.5165 | 2781.0603 | 494.2177 | 538.7128 | 269.104 | 4083.0948 | 14857.9219 | 0 | 14857.9219 | 1160.8607 | 0 | 32460.2624 | 10518.704 | 42978.9664 | 0 | 172591.679 | 0
2471 | Commercial | CgrNgsd805 | Refrigerated Display Case Lighting Controls | 4509.5931 | 2294.8896 | 85.6269 | 13963.424 | 14915.7008 | 3557.3163 | 2380.5165 | 2781.0603 | 494.2177 | 538.7128 | 269.104 | 4083.0948 | 14857.9219 | 0 | 14857.9219 | 1160.8607 | 0 | 32460.2624 | 10518.704 | 42978.9664 | 0 | 465089.1548 | 0
2472 | Commercial | CgrEgsd806 | High R-Value Glass Doors | 4106.1973 | 2089.6052 | 77.9673 | 12714.3564 | 13581.4493 | 3239.1044 | 2167.5725 | 2532.2866 | 450.0085 | 490.5234 | 245.0319 | 3717.8504 | 14035.3419 | 0 | 14035.3419 | 490.3706 | 0 | 30531.9482 | 10518.704 | 41050.6522 | 0 | 157495.2484 | 0
2473 | Commercial | CrtEgsd806 | High R-Value Glass Doors | 4106.1973 | 2089.6052 | 77.9673 | 12714.3564 | 13581.4493 | 3239.1044 | 2167.5725 | 2532.2866 | 450.0085 | 490.5234 | 245.0319 | 3717.8504 | 14035.3419 | 0 | 14035.3419 | 490.3706 | 0 | 30531.9482 | 10518.704 | 41050.6522 | 0 | 157495.2484 | 0
2474 | Commercial | CgrTgsd807 | Refrigerated Display Case LED Lighting | 4243.3507 | 2159.4013 | 80.5715 | 13139.0356 | 14035.0908 | 3347.2955 | 2239.9728 | 2616.8689 | 465.0395 | 506.9077 | 253.2164 | 3842.0324 | 13759.2761 | 0 | 13759.2761 | 671.3411 | 0 | 29907.2375 | 10518.704 | 40425.9415 | 0 | 32049.006 | 0
2475 | Commercial | CasEgsd809 | PSC to ECM Evaporator Fan Motor (Walk-In, Refrigerator) | 4140.9959 | 2107.3139 | 78.6281 | 12180.5776 | 13011.2679 | 3310.3056 | 2185.942 | 2533.2593 | 453.2774 | 490.7105 | 246.8118 | 3724.059 | 14679.5726 | 0 | 14679.5726 | 660.672 | 0 | 32036.3026 | 10617.8427 | 42654.1453 | 0 | 33802.0656 | 0
2476 | Commercial | CasNgsd809 | PSC to ECM Evaporator Fan Motor (Walk-In, Refrigerator) | 4140.9959 | 2107.3139 | 78.6281 | 12180.5776 | 13011.2679 | 3310.3056 | 2185.942 | 2533.2593 | 453.2774 | 490.7105 | 246.8118 | 3724.059 | 14679.5726 | 0 | 14679.5726 | 660.672 | 0 | 32036.3026 | 10617.8427 | 42654.1453 | 0 | 33802.0656 | 0
2477 | Commercial | CcoEgsd809 | PSC to ECM Evaporator Fan Motor (Walk-In, Refrigerator) | 4677.4855 | 2380.3284 | 88.8148 | 13758.6408 | 14696.9518 | 3739.1745 | 2469.1432 | 2861.4575 | 512.002 | 554.2848 | 278.7877 | 4206.5321 | 15665.2521 | 0 | 15665.2521 | 660.672 | 0 | 34390.5186 | 10617.8427 | 45008.3614 | 0 | 36286.0375 | 0
2478 | Commercial | CcoNgsd809 | PSC to ECM Evaporator Fan Motor (Walk-In, Refrigerator) | 4677.4855 | 2380.3284 | 88.8148 | 13758.6408 | 14696.9518 | 3739.1745 | 2469.1432 | 2861.4575 | 512.002 | 554.2848 | 278.7877 | 4206.5321 | 15665.2521 | 0 | 15665.2521 | 660.672 | 0 | 34390.5186 | 10617.8427 | 45008.3614 | 0 | 36286.0375 | 0
2479 | Commercial | CgrEgsd809 | PSC to ECM Evaporator Fan Motor (Walk-In, Refrigerator) | 4140.9959 | 2107.3139 | 78.6281 | 12180.5776 | 13011.2679 | 3310.3056 | 2185.942 | 2533.2593 | 453.2774 | 490.7105 | 246.8118 | 3724.059 | 14679.5726 | 0 | 14679.5726 | 660.672 | 0 | 32036.3026 | 10617.8427 | 42654.1453 | 0 | 33802.0656 | 0
2480 | Commercial | CgrNgsd809 | PSC to ECM Evaporator Fan Motor (Walk-In, Refrigerator) | 4140.9959 | 2107.3139 | 78.6281 | 12180.5776 | 13011.2679 | 3310.3056 | 2185.942 | 2533.2593 | 453.2774 | 490.7105 | 246.8118 | 3724.059 | 14679.5726 | 0 | 14679.5726 | 660.672 | 0 | 32036.3026 | 10617.8427 | 42654.1453 | 0 | 33802.0656 | 0
2481 | Commercial | CheEgsd809 | PSC to ECM Evaporator Fan Motor (Walk-In, Refrigerator) | 4677.4855 | 2380.3284 | 88.8148 | 13758.6408 | 14696.9518 | 3739.1745 | 2469.1432 | 2861.4575 | 512.002 | 554.2848 | 278.7877 | 4206.5321 | 15665.2521 | 0 | 15665.2521 | 660.672 | 0 | 34390.5186 | 10617.8427 | 45008.3614 | 0 | 36286.0375 | 0
2482 | Commercial | CheNgsd809 | PSC to ECM Evaporator Fan Motor (Walk-In, Refrigerator) | 4677.4855 | 2380.3284 | 88.8148 | 13758.6408 | 14696.9518 | 3739.1745 | 2469.1432 | 2861.4575 | 512.002 | 554.2848 | 278.7877 | 4206.5321 | 15665.2521 | 0 | 15665.2521 | 660.672 | 0 | 34390.5186 | 10617.8427 | 45008.3614 | 0 | 36286.0375 | 0
2483 | Commercial | ChoEgsd809 | PSC to ECM Evaporator Fan Motor (Walk-In, Refrigerator) | 4677.4855 | 2380.3284 | 88.8148 | 13758.6408 | 14696.9518 | 3739.1745 | 2469.1432 | 2861.4575 | 512.002 | 554.2848 | 278.7877 | 4206.5321 | 15665.2521 | 0 | 15665.2521 | 660.672 | 0 | 34390.5186 | 10617.8427 | 45008.3614 | 0 | 36286.0375 | 0
2484 | Commercial | ChoNgsd809 | PSC to ECM Evaporator Fan Motor (Walk-In, Refrigerator) | 4677.4855 | 2380.3284 | 88.8148 | 13758.6408 | 14696.9518 | 3739.1745 | 2469.1432 | 2861.4575 | 512.002 | 554.2848 | 278.7877 | 4206.5321 | 15665.2521 | 0 | 15665.2521 | 660.672 | 0 | 34390.5186 | 10617.8427 | 45008.3614 | 0 | 36286.0375 | 0
2485 | Commercial | CloEgsd809 | PSC to ECM Evaporator Fan Motor (Walk-In, Refrigerator) | 4677.4855 | 2380.3284 | 88.8148 | 13758.6408 | 14696.9518 | 3739.1745 | 2469.1432 | 2861.4575 | 512.002 | 554.2848 | 278.7877 | 4206.5321 | 15665.2521 | 0 | 15665.2521 | 660.672 | 0 | 34390.5186 | 10617.8427 | 45008.3614 | 0 | 36286.0375 | 0
2486 | Commercial | CloNgsd809 | PSC to ECM Evaporator Fan Motor (Walk-In, Refrigerator) | 4677.4855 | 2380.3284 | 88.8148 | 13758.6408 | 14696.9518 | 3739.1745 | 2469.1432 | 2861.4575 | 512.002 | 554.2848 | 278.7877 | 4206.5321 | 15665.2521 | 0 | 15665.2521 | 660.672 | 0 | 34390.5186 | 10617.8427 | 45008.3614 | 0 | 36286.0375 | 0
2487 | Commercial | CreEgsd809 | PSC to ECM Evaporator Fan Motor (Walk-In, Refrigerator) | 4677.4855 | 2380.3284 | 88.8148 | 13758.6408 | 14696.9518 | 3739.1745 | 2469.1432 | 2861.4575 | 512.002 | 554.2848 | 278.7877 | 4206.5321 | 15665.2521 | 0 | 15665.2521 | 660.672 | 0 | 34390.5186 | 10617.8427 | 45008.3614 | 0 | 36286.0375 | 0
2488 | Commercial | CreNgsd809 | PSC to ECM Evaporator Fan Motor (Walk-In, Refrigerator) | 4677.4855 | 2380.3284 | 88.8148 | 13758.6408 | 14696.9518 | 3739.1745 | 2469.1432 | 2861.4575 | 512.002 | 554.2848 | 278.7877 | 4206.5321 | 15665.2521 | 0 | 15665.2521 | 660.672 | 0 | 34390.5186 | 10617.8427 | 45008.3614 | 0 | 36286.0375 | 0
2489 | Commercial | CrtEgsd809 | PSC to ECM Evaporator Fan Motor (Walk-In, Refrigerator) | 4140.9959 | 2107.3139 | 78.6281 | 12180.5776 | 13011.2679 | 3310.3056 | 2185.942 | 2533.2593 | 453.2774 | 490.7105 | 246.8118 | 3724.059 | 14679.5726 | 0 | 14679.5726 | 660.672 | 0 | 32036.3026 | 10617.8427 | 42654.1453 | 0 | 33802.0656 | 0
2490 | Commercial | CrtNgsd809 | PSC to ECM Evaporator Fan Motor (Walk-In, Refrigerator) | 4140.9959 | 2107.3139 | 78.6281 | 12180.5776 | 13011.2679 | 3310.3056 | 2185.942 | 2533.2593 | 453.2774 | 490.7105 | 246.8118 | 3724.059 | 14679.5726 | 0 | 14679.5726 | 660.672 | 0 | 32036.3026 | 10617.8427 | 42654.1453 | 0 | 33802.0656 | 0
2491 | Commercial | CscEgsd809 | PSC to ECM Evaporator Fan Motor (Walk-In, Refrigerator) | 4677.4855 | 2380.3284 | 88.8148 | 13758.6408 | 14696.9518 | 3739.1745 | 2469.1432 | 2861.4575 | 512.002 | 554.2848 | 278.7877 | 4206.5321 | 15665.2521 | 0 | 15665.2521 | 660.672 | 0 | 34390.5186 | 10617.8427 | 45008.3614 | 0 | 36286.0375 | 0
2492 | Commercial | CscNgsd809 | PSC to ECM Evaporator Fan Motor (Walk-In, Refrigerator) | 4677.4855 | 2380.3284 | 88.8148 | 13758.6408 | 14696.9518 | 3739.1745 | 2469.1432 | 2861.4575 | 512.002 | 554.2848 | 278.7877 | 4206.5321 | 15665.2521 | 0 | 15665.2521 | 660.672 | 0 | 34390.5186 | 10617.8427 | 45008.3614 | 0 | 36286.0375 | 0
2493 | Commercial | CasEgsd810 | Freezer-Cooler Replacement Gaskets | 4118.0876 | 2095.6561 | 78.1931 | 12675.5109 | 13539.9547 | 3253.6438 | 2173.8492 | 2537.2861 | 451.2497 | 491.4917 | 245.7077 | 3725.7352 | 14074.8522 | 0 | 14074.8522 | 2082.374 | 0 | 30617.8976 | 11040.5152 | 41658.4128 | 0 | 106673.4483 | 0
2494 | Commercial | CcoEgsd810 | Freezer-Cooler Replacement Gaskets | 4469.9805 | 2274.7311 | 84.8747 | 13758.6407 | 14696.9517 | 3531.6696 | 2359.6058 | 2754.0987 | 489.8092 | 533.49 | 266.7036 | 4044.1014 | 15665.2541 | 0 | 15665.2541 | 2082.374 | 0 | 34390.523 | 11040.5152 | 45431.0382 | 0 | 119817.356 | 0
2495 | Commercial | CgrEgsd810 | Freezer-Cooler Replacement Gaskets | 4118.0876 | 2095.6561 | 78.1931 | 12675.5109 | 13539.9547 | 3253.6438 | 2173.8492 | 2537.2861 | 451.2497 | 491.4917 | 245.7077 | 3725.7352 | 14074.8522 | 0 | 14074.8522 | 2082.374 | 0 | 30617.8976 | 11040.5152 | 41658.4128 | 0 | 106673.4483 | 0
2496 | Commercial | CheEgsd810 | Freezer-Cooler Replacement Gaskets | 4469.9805 | 2274.7311 | 84.8747 | 13758.6407 | 14696.9517 | 3531.6696 | 2359.6058 | 2754.0987 | 489.8092 | 533.49 | 266.7036 | 4044.1014 | 15665.2541 | 0 | 15665.2541 | 2082.374 | 0 | 34390.523 | 11040.5152 | 45431.0382 | 0 | 119817.356 | 0
2497 | Commercial | ChoEgsd810 | Freezer-Cooler Replacement Gaskets | 4469.9805 | 2274.7311 | 84.8747 | 13758.6407 | 14696.9517 | 3531.6696 | 2359.6058 | 2754.0987 | 489.8092 | 533.49 | 266.7036 | 4044.1014 | 15665.2541 | 0 | 15665.2541 | 2082.374 | 0 | 34390.523 | 11040.5152 | 45431.0382 | 0 | 119817.356 | 0
2498 | Commercial | CloEgsd810 | Freezer-Cooler Replacement Gaskets | 4469.9805 | 2274.7311 | 84.8747 | 13758.6407 | 14696.9517 | 3531.6696 | 2359.6058 | 2754.0987 | 489.8092 | 533.49 | 266.7036 | 4044.1014 | 15665.2541 | 0 | 15665.2541 | 2082.374 | 0 | 34390.523 | 11040.5152 | 45431.0382 | 0 | 119817.356 | 0
2499 | Commercial | CreEgsd810 | Freezer-Cooler Replacement Gaskets | 4469.9805 | 2274.7311 | 84.8747 | 13758.6407 | 14696.9517 | 3531.6696 | 2359.6058 | 2754.0987 | 489.8092 | 533.49 | 266.7036 | 4044.1014 | 15665.2541 | 0 | 15665.2541 | 2082.374 | 0 | 34390.523 | 11040.5152 | 45431.0382 | 0 | 119817.356 | 0
2500 | Commercial | CrtEgsd810 | Freezer-Cooler Replacement Gaskets | 4118.0876 | 2095.6561 | 78.1931 | 12675.5109 | 13539.9547 | 3253.6438 | 2173.8492 | 2537.2861 | 451.2497 | 491.4917 | 245.7077 | 3725.7352 | 14074.8522 | 0 | 14074.8522 | 2082.374 | 0 | 30617.8976 | 11040.5152 | 41658.4128 | 0 | 106673.4483 | 0
2501 | Commercial | CscEgsd810 | Freezer-Cooler Replacement Gaskets | 4469.9805 | 2274.7311 | 84.8747 | 13758.6407 | 14696.9517 | 3531.6696 | 2359.6058 | 2754.0987 | 489.8092 | 533.49 | 266.7036 | 4044.1014 | 15665.2541 | 0 | 15665.2541 | 2082.374 | 0 | 34390.523 | 11040.5152 | 45431.0382 | 0 | 119817.356 | 0
2502 | Commercial | CgrEgsd811 | Night Covers for Display Cases | 4201.4732 | 2138.0903 | 79.7764 | 12932.1727 | 13814.1202 | 3319.5257 | 2217.8666 | 2588.6627 | 460.3868 | 501.4437 | 250.683 | 3801.1762 | 13665.4867 | 0 | 13665.4867 | 1710.9354 | 0 | 29685.2261 | 11040.5152 | 40725.7413 | 0 | 948452.3259 | 0
2503 | Commercial | CgrNgsd811 | Night Covers for Display Cases | 4201.4732 | 2138.0903 | 79.7764 | 12932.1727 | 13814.1202 | 3319.5257 | 2217.8666 | 2588.6627 | 460.3868 | 501.4437 | 250.683 | 3801.1762 | 13665.4867 | 0 | 13665.4867 | 1710.9354 | 0 | 29685.2261 | 11040.5152 | 40725.7413 | 0 | 948452.3259 | 0
2504 | Commercial | CrtEgsd811 | Night Covers for Display Cases | 4201.4732 | 2138.0903 | 79.7764 | 12932.1727 | 13814.1202 | 3319.5257 | 2217.8666 | 2588.6627 | 460.3868 | 501.4437 | 250.683 | 3801.1762 | 13665.4867 | 0 | 13665.4867 | 1710.9354 | 0 | 29685.2261 | 11040.5152 | 40725.7413 | 0 | 948452.3259 | 0
2505 | Commercial | CrtNgsd811 | Night Covers for Display Cases | 4201.4732 | 2138.0903 | 79.7764 | 12932.1727 | 13814.1202 | 3319.5257 | 2217.8666 | 2588.6627 | 460.3868 | 501.4437 | 250.683 | 3801.1762 | 13665.4867 | 0 | 13665.4867 | 1710.9354 | 0 | 29685.2261 | 11040.5152 | 40725.7413 | 0 | 948452.3259 | 0
2506 | Commercial | CasEgsd812 | Strip Curtains for Walk-ins | 4059.3763 | 2065.7785 | 77.0783 | 12569.3806 | 13426.5865 | 3202.1704 | 2142.8567 | 2503.4121 | 444.8773 | 484.9302 | 242.2379 | 3675.4575 | 14161.9166 | 0 | 14161.9166 | 2082.374 | 0 | 30840.7798 | 10518.704 | 41359.4838 | 0 | 88674.433 | 0
2507 | Commercial | CasNgsd812 | Strip Curtains for Walk-ins | 4059.3763 | 2065.7785 | 77.0783 | 12569.3806 | 13426.5865 | 3202.1704 | 2142.8567 | 2503.4121 | 444.8773 | 484.9302 | 242.2379 | 3675.4575 | 14161.9166 | 0 | 14161.9166 | 2082.374 | 0 | 30840.7798 | 10518.704 | 41359.4838 | 0 | 88674.433 | 0
2508 | Commercial | CcoEgsd812 | Strip Curtains for Walk-ins | 4443.4568 | 2261.2335 | 84.3711 | 13758.6408 | 14696.9518 | 3505.1459 | 2345.6045 | 2740.2741 | 486.9696 | 530.8122 | 265.1574 | 4023.2134 | 15665.2521 | 0 | 15665.2521 | 2082.374 | 0 | 34390.5186 | 10518.704 | 44909.2226 | 0 | 98880.7655 | 0
2509 | Commercial | CcoNgsd812 | Strip Curtains for Walk-ins | 4443.4568 | 2261.2335 | 84.3711 | 13758.6408 | 14696.9518 | 3505.1459 | 2345.6045 | 2740.2741 | 486.9696 | 530.8122 | 265.1574 | 4023.2134 | 15665.2521 | 0 | 15665.2521 | 2082.374 | 0 | 34390.5186 | 10518.704 | 44909.2226 | 0 | 98880.7655 | 0
2510 | Commercial | CgrEgsd812 | Strip Curtains for Walk-ins | 4059.3763 | 2065.7785 | 77.0783 | 12569.3806 | 13426.5865 | 3202.1704 | 2142.8567 | 2503.4121 | 444.8773 | 484.9302 | 242.2379 | 3675.4575 | 14161.9166 | 0 | 14161.9166 | 2082.374 | 0 | 30840.7798 | 10518.704 | 41359.4838 | 0 | 88674.433 | 0
2511 | Commercial | CgrNgsd812 | Strip Curtains for Walk-ins | 4059.3763 | 2065.7785 | 77.0783 | 12569.3806 | 13426.5865 | 3202.1704 | 2142.8567 | 2503.4121 | 444.8773 | 484.9302 | 242.2379 | 3675.4575 | 14161.9166 | 0 | 14161.9166 | 2082.374 | 0 | 30840.7798 | 10518.704 | 41359.4838 | 0 | 88674.433 | 0
2512 | Commercial | CheEgsd812 | Strip Curtains for Walk-ins | 4443.4568 | 2261.2335 | 84.3711 | 13758.6408 | 14696.9518 | 3505.1459 | 2345.6045 | 2740.2741 | 486.9696 | 530.8122 | 265.1574 | 4023.2134 | 15665.2521 | 0 | 15665.2521 | 2082.374 | 0 | 34390.5186 | 10518.704 | 44909.2226 | 0 | 98880.7655 | 0
2513 | Commercial | CheNgsd812 | Strip Curtains for Walk-ins | 4443.4568 | 2261.2335 | 84.3711 | 13758.6408 | 14696.9518 | 3505.1459 | 2345.6045 | 2740.2741 | 486.9696 | 530.8122 | 265.1574 | 4023.2134 | 15665.2521 | 0 | 15665.2521 | 2082.374 | 0 | 34390.5186 | 10518.704 | 44909.2226 | 0 | 98880.7655 | 0
2514 | Commercial | ChoEgsd812 | Strip Curtains for Walk-ins | 4443.4568 | 2261.2335 | 84.3711 | 13758.6408 | 14696.9518 | 3505.1459 | 2345.6045 | 2740.2741 | 486.9696 | 530.8122 | 265.1574 | 4023.2134 | 15665.2521 | 0 | 15665.2521 | 2082.374 | 0 | 34390.5186 | 10518.704 | 44909.2226 | 0 | 98880.7655 | 0
2515 | Commercial | ChoNgsd812 | Strip Curtains for Walk-ins | 4443.4568 | 2261.2335 | 84.3711 | 13758.6408 | 14696.9518 | 3505.1459 | 2345.6045 | 2740.2741 | 486.9696 | 530.8122 | 265.1574 | 4023.2134 | 15665.2521 | 0 | 15665.2521 | 2082.374 | 0 | 34390.5186 | 10518.704 | 44909.2226 | 0 | 98880.7655 | 0
2516 | Commercial | CloEgsd812 | Strip Curtains for Walk-ins | 4443.4568 | 2261.2335 | 84.3711 | 13758.6408 | 14696.9518 | 3505.1459 | 2345.6045 | 2740.2741 | 486.9696 | 530.8122 | 265.1574 | 4023.2134 | 15665.2521 | 0 | 15665.2521 | 2082.374 | 0 | 34390.5186 | 10518.704 | 44909.2226 | 0 | 98880.7655 | 0
2517 | Commercial | CloNgsd812 | Strip Curtains for Walk-ins | 4443.4568 | 2261.2335 | 84.3711 | 13758.6408 | 14696.9518 | 3505.1459 | 2345.6045 | 2740.2741 | 486.9696 | 530.8122 | 265.1574 | 4023.2134 | 15665.2521 | 0 | 15665.2521 | 2082.374 | 0 | 34390.5186 | 10518.704 | 44909.2226 | 0 | 98880.7655 | 0
2518 | Commercial | CreEgsd812 | Strip Curtains for Walk-ins | 4443.4568 | 2261.2335 | 84.3711 | 13758.6408 | 14696.9518 | 3505.1459 | 2345.6045 | 2740.2741 | 486.9696 | 530.8122 | 265.1574 | 4023.2134 | 15665.2521 | 0 | 15665.2521 | 2082.374 | 0 | 34390.5186 | 10518.704 | 44909.2226 | 0 | 98880.7655 | 0
2519 | Commercial | CreNgsd812 | Strip Curtains for Walk-ins | 4443.4568 | 2261.2335 | 84.3711 | 13758.6408 | 14696.9518 | 3505.1459 | 2345.6045 | 2740.2741 | 486.9696 | 530.8122 | 265.1574 | 4023.2134 | 15665.2521 | 0 | 15665.2521 | 2082.374 | 0 | 34390.5186 | 10518.704 | 44909.2226 | 0 | 98880.7655 | 0
2520 | Commercial | CrtEgsd812 | Strip Curtains for Walk-ins | 4059.3763 | 2065.7785 | 77.0783 | 12569.3806 | 13426.5865 | 3202.1704 | 2142.8567 | 2503.4121 | 444.8773 | 484.9302 | 242.2379 | 3675.4575 | 14161.9166 | 0 | 14161.9166 | 2082.374 | 0 | 30840.7798 | 10518.704 | 41359.4838 | 0 | 88674.433 | 0
2521 | Commercial | CrtNgsd812 | Strip Curtains for Walk-ins | 4059.3763 | 2065.7785 | 77.0783 | 12569.3806 | 13426.5865 | 3202.1704 | 2142.8567 | 2503.4121 | 444.8773 | 484.9302 | 242.2379 | 3675.4575 | 14161.9166 | 0 | 14161.9166 | 2082.374 | 0 | 30840.7798 | 10518.704 | 41359.4838 | 0 | 88674.433 | 0
2522 | Commercial | CscEgsd812 | Strip Curtains for Walk-ins | 4443.4568 | 2261.2335 | 84.3711 | 13758.6408 | 14696.9518 | 3505.1459 | 2345.6045 | 2740.2741 | 486.9696 | 530.8122 | 265.1574 | 4023.2134 | 15665.2521 | 0 | 15665.2521 | 2082.374 | 0 | 34390.5186 | 10518.704 | 44909.2226 | 0 | 98880.7655 | 0
2523 | Commercial | CscNgsd812 | Strip Curtains for Walk-ins | 4443.4568 | 2261.2335 | 84.3711 | 13758.6408 | 14696.9518 | 3505.1459 | 2345.6045 | 2740.2741 | 486.9696 | 530.8122 | 265.1574 | 4023.2134 | 15665.2521 | 0 | 15665.2521 | 2082.374 | 0 | 34390.5186 | 10518.704 | 44909.2226 | 0 | 98880.7655 | 0
2524 | Commercial | CasNgsd817 | Energy Star Ice Maker | 4302.5723 | 2189.5387 | 81.696 | 13322.4086 | 14230.9694 | 3394.0115 | 2271.2347 | 2653.3908 | 471.5297 | 513.9822 | 256.7503 | 3895.6531 | 13272.8278 | 0 | 13272.8278 | 671.3411 | 0 | 28771.5768 | 10518.704 | 39290.2808 | 0 | 94474.2241 | 0
2525 | Commercial | CasTgsd817 | Energy Star Ice Maker | 4302.5723 | 2189.5387 | 81.696 | 13322.4086 | 14230.9694 | 3394.0115 | 2271.2347 | 2653.3908 | 471.5297 | 513.9822 | 256.7503 | 3895.6531 | 13272.8278 | 0 | 13272.8278 | 671.3411 | 0 | 28771.5768 | 10518.704 | 39290.2808 | 0 | 94474.2241 | 0
2526 | Commercial | CcoNgsd817 | Energy Star Ice Maker | 4443.4568 | 2261.2335 | 84.3711 | 13758.6408 | 14696.9518 | 3505.1459 | 2345.6045 | 2740.2741 | 486.9696 | 530.8122 | 265.1574 | 4023.2134 | 15665.2541 | 0 | 15665.2541 | 671.3411 | 0 | 34390.523 | 10518.704 | 44909.227 | 0 | 112924.5704 | 0
2527 | Commercial | CcoTgsd817 | Energy Star Ice Maker | 4443.4568 | 2261.2335 | 84.3711 | 13758.6408 | 14696.9518 | 3505.1459 | 2345.6045 | 2740.2741 | 486.9696 | 530.8122 | 265.1574 | 4023.2134 | 15665.2541 | 0 | 15665.2541 | 671.3411 | 0 | 34390.523 | 10518.704 | 44909.227 | 0 | 112924.5704 | 0
2528 | Commercial | CgrNgsd817 | Energy Star Ice Maker | 4302.5723 | 2189.5387 | 81.696 | 13322.4086 | 14230.9694 | 3394.0115 | 2271.2347 | 2653.3908 | 471.5297 | 513.9822 | 256.7503 | 3895.6531 | 13272.8278 | 0 | 13272.8278 | 671.3411 | 0 | 28771.5768 | 10518.704 | 39290.2808 | 0 | 94474.2241 | 0
2529 | Commercial | CgrTgsd817 | Energy Star Ice Maker | 4302.5723 | 2189.5387 | 81.696 | 13322.4086 | 14230.9694 | 3394.0115 | 2271.2347 | 2653.3908 | 471.5297 | 513.9822 | 256.7503 | 3895.6531 | 13272.8278 | 0 | 13272.8278 | 671.3411 | 0 | 28771.5768 | 10518.704 | 39290.2808 | 0 | 94474.2241 | 0
2530 | Commercial | CheNgsd817 | Energy Star Ice Maker | 4443.4568 | 2261.2335 | 84.3711 | 13758.6408 | 14696.9518 | 3505.1459 | 2345.6045 | 2740.2741 | 486.9696 | 530.8122 | 265.1574 | 4023.2134 | 15665.2541 | 0 | 15665.2541 | 671.3411 | 0 | 34390.523 | 10518.704 | 44909.227 | 0 | 112924.5704 | 0
2531 | Commercial | CheTgsd817 | Energy Star Ice Maker | 4443.4568 | 2261.2335 | 84.3711 | 13758.6408 | 14696.9518 | 3505.1459 | 2345.6045 | 2740.2741 | 486.9696 | 530.8122 | 265.1574 | 4023.2134 | 15665.2541 | 0 | 15665.2541 | 671.3411 | 0 | 34390.523 | 10518.704 | 44909.227 | 0 | 112924.5704 | 0
2532 | Commercial | ChoNgsd817 | Energy Star Ice Maker | 4443.4568 | 2261.2335 | 84.3711 | 13758.6408 | 14696.9518 | 3505.1459 | 2345.6045 | 2740.2741 | 486.9696 | 530.8122 | 265.1574 | 4023.2134 | 15665.2541 | 0 | 15665.2541 | 671.3411 | 0 | 34390.523 | 10518.704 | 44909.227 | 0 | 112924.5704 | 0
2533 | Commercial | ChoTgsd817 | Energy Star Ice Maker | 4443.4568 | 2261.2335 | 84.3711 | 13758.6408 | 14696.9518 | 3505.1459 | 2345.6045 | 2740.2741 | 486.9696 | 530.8122 | 265.1574 | 4023.2134 | 15665.2541 | 0 | 15665.2541 | 671.3411 | 0 | 34390.523 | 10518.704 | 44909.227 | 0 | 112924.5704 | 0
2534 | Commercial | CloNgsd817 | Energy Star Ice Maker | 4443.4568 | 2261.2335 | 84.3711 | 13758.6408 | 14696.9518 | 3505.1459 | 2345.6045 | 2740.2741 | 486.9696 | 530.8122 | 265.1574 | 4023.2134 | 15665.2541 | 0 | 15665.2541 | 671.3411 | 0 | 34390.523 | 10518.704 | 44909.227 | 0 | 112924.5704 | 0
2535 | Commercial | CloTgsd817 | Energy Star Ice Maker | 4443.4568 | 2261.2335 | 84.3711 | 13758.6408 | 14696.9518 | 3505.1459 | 2345.6045 | 2740.2741 | 486.9696 | 530.8122 | 265.1574 | 4023.2134 | 15665.2541 | 0 | 15665.2541 | 671.3411 | 0 | 34390.523 | 10518.704 | 44909.227 | 0 | 112924.5704 | 0
2536 | Commercial | CreNgsd817 | Energy Star Ice Maker | 4443.4568 | 2261.2335 | 84.3711 | 13758.6408 | 14696.9518 | 3505.1459 | 2345.6045 | 2740.2741 | 486.9696 | 530.8122 | 265.1574 | 4023.2134 | 15665.2541 | 0 | 15665.2541 | 671.3411 | 0 | 34390.523 | 10518.704 | 44909.227 | 0 | 112924.5704 | 0
2537 | Commercial | CreTgsd817 | Energy Star Ice Maker | 4443.4568 | 2261.2335 | 84.3711 | 13758.6408 | 14696.9518 | 3505.1459 | 2345.6045 | 2740.2741 | 486.9696 | 530.8122 | 265.1574 | 4023.2134 | 15665.2541 | 0 | 15665.2541 | 671.3411 | 0 | 34390.523 | 10518.704 | 44909.227 | 0 | 112924.5704 | 0
2538 | Commercial | CrtNgsd817 | Energy Star Ice Maker | 4302.5723 | 2189.5387 | 81.696 | 13322.4086 | 14230.9694 | 3394.0115 | 2271.2347 | 2653.3908 | 471.5297 | 513.9822 | 256.7503 | 3895.6531 | 13272.8278 | 0 | 13272.8278 | 671.3411 | 0 | 28771.5768 | 10518.704 | 39290.2808 | 0 | 94474.2241 | 0
2539 | Commercial | CrtTgsd817 | Energy Star Ice Maker | 4302.5723 | 2189.5387 | 81.696 | 13322.4086 | 14230.9694 | 3394.0115 | 2271.2347 | 2653.3908 | 471.5297 | 513.9822 | 256.7503 | 3895.6531 | 13272.8278 | 0 | 13272.8278 | 671.3411 | 0 | 28771.5768 | 10518.704 | 39290.2808 | 0 | 94474.2241 | 0
2540 | Commercial | CscNgsd817 | Energy Star Ice Maker | 4443.4568 | 2261.2335 | 84.3711 | 13758.6408 | 14696.9518 | 3505.1459 | 2345.6045 | 2740.2741 | 486.9696 | 530.8122 | 265.1574 | 4023.2134 | 15665.2541 | 0 | 15665.2541 | 671.3411 | 0 | 34390.523 | 10518.704 | 44909.227 | 0 | 112924.5704 | 0
2541 | Commercial | CscTgsd817 | Energy Star Ice Maker | 4443.4568 | 2261.2335 | 84.3711 | 13758.6408 | 14696.9518 | 3505.1459 | 2345.6045 | 2740.2741 | 486.9696 | 530.8122 | 265.1574 | 4023.2134 | 15665.2541 | 0 | 15665.2541 | 671.3411 | 0 | 34390.523 | 10518.704 | 44909.227 | 0 | 112924.5704 | 0
2542 | Commercial | CasNgsd818 | Energy Star Refrigerator | 4098.8387 | 2085.8605 | 77.8276 | 12691.5715 | 13557.1106 | 3233.2997 | 2163.6881 | 2527.7486 | 449.2021 | 489.6444 | 244.5928 | 3711.1878 | 19237.6554 | 0 | 19237.6554 | 490.3706 | 0 | 42716.6029 | 10518.704 | 53235.3069 | 0 | 89439.6433 | 0
2543 | Commercial | CasTgsd818 | Energy Star Refrigerator | 4098.8387 | 2085.8605 | 77.8276 | 12691.5715 | 13557.1106 | 3233.2997 | 2163.6881 | 2527.7486 | 449.2021 | 489.6444 | 244.5928 | 3711.1878 | 19237.6554 | 0 | 19237.6554 | 490.3706 | 0 | 42716.6029 | 10518.704 | 53235.3069 | 0 | 89439.6433 | 0
2544 | Commercial | CcoNgsd818 | Energy Star Refrigerator | 4098.8387 | 2085.8605 | 77.8276 | 12691.5715 | 13557.1106 | 3233.2997 | 2163.6881 | 2527.7486 | 449.2021 | 489.6444 | 244.5928 | 3711.1878 | 19237.6554 | 0 | 19237.6554 | 490.3706 | 0 | 42716.6029 | 10518.704 | 53235.3069 | 0 | 89439.6433 | 0
2545 | Commercial | CcoTgsd818 | Energy Star Refrigerator | 4098.8387 | 2085.8605 | 77.8276 | 12691.5715 | 13557.1106 | 3233.2997 | 2163.6881 | 2527.7486 | 449.2021 | 489.6444 | 244.5928 | 3711.1878 | 19237.6554 | 0 | 19237.6554 | 490.3706 | 0 | 42716.6029 | 10518.704 | 53235.3069 | 0 | 89439.6433 | 0
2546 | Commercial | CgrNgsd818 | Energy Star Refrigerator | 4098.8387 | 2085.8605 | 77.8276 | 12691.5715 | 13557.1106 | 3233.2997 | 2163.6881 | 2527.7486 | 449.2021 | 489.6444 | 244.5928 | 3711.1878 | 19237.6554 | 0 | 19237.6554 | 490.3706 | 0 | 42716.6029 | 10518.704 | 53235.3069 | 0 | 89439.6433 | 0
2547 | Commercial | CgrTgsd818 | Energy Star Refrigerator | 4098.8387 | 2085.8605 | 77.8276 | 12691.5715 | 13557.1106 | 3233.2997 | 2163.6881 | 2527.7486 | 449.2021 | 489.6444 | 244.5928 | 3711.1878 | 19237.6554 | 0 | 19237.6554 | 490.3706 | 0 | 42716.6029 | 10518.704 | 53235.3069 | 0 | 89439.6433 | 0
2548 | Commercial | CheNgsd818 | Energy Star Refrigerator | 4098.8387 | 2085.8605 | 77.8276 | 12691.5715 | 13557.1106 | 3233.2997 | 2163.6881 | 2527.7486 | 449.2021 | 489.6444 | 244.5928 | 3711.1878 | 19237.6554 | 0 | 19237.6554 | 490.3706 | 0 | 42716.6029 | 10518.704 | 53235.3069 | 0 | 89439.6433 | 0
2549 | Commercial | CheTgsd818 | Energy Star Refrigerator | 4098.8387 | 2085.8605 | 77.8276 | 12691.5715 | 13557.1106 | 3233.2997 | 2163.6881 | 2527.7486 | 449.2021 | 489.6444 | 244.5928 | 3711.1878 | 19237.6554 | 0 | 19237.6554 | 490.3706 | 0 | 42716.6029 | 10518.704 | 53235.3069 | 0 | 89439.6433 | 0
2550 | Commercial | ChoNgsd818 | Energy Star Refrigerator | 4098.8387 | 2085.8605 | 77.8276 | 12691.5715 | 13557.1106 | 3233.2997 | 2163.6881 | 2527.7486 | 449.2021 | 489.6444 | 244.5928 | 3711.1878 | 19237.6554 | 0 | 19237.6554 | 490.3706 | 0 | 42716.6029 | 10518.704 | 53235.3069 | 0 | 89439.6433 | 0
2551 | Commercial | ChoTgsd818 | Energy Star Refrigerator | 4098.8387 | 2085.8605 | 77.8276 | 12691.5715 | 13557.1106 | 3233.2997 | 2163.6881 | 2527.7486 | 449.2021 | 489.6444 | 244.5928 | 3711.1878 | 19237.6554 | 0 | 19237.6554 | 490.3706 | 0 | 42716.6029 | 10518.704 | 53235.3069 | 0 | 89439.6433 | 0
2552 | Commercial | CinNgsd818 | Energy Star Refrigerator | 4098.8387 | 2085.8605 | 77.8276 | 12691.5715 | 13557.1106 | 3233.2997 | 2163.6881 | 2527.7486 | 449.2021 | 489.6444 | 244.5928 | 3711.1878 | 19237.6554 | 0 | 19237.6554 | 490.3706 | 0 | 42716.6029 | 10518.704 | 53235.3069 | 0 | 89439.6433 | 0
2553 | Commercial | CinTgsd818 | Energy Star Refrigerator | 4098.8387 | 2085.8605 | 77.8276 | 12691.5715 | 13557.1106 | 3233.2997 | 2163.6881 | 2527.7486 | 449.2021 | 489.6444 | 244.5928 | 3711.1878 | 19237.6554 | 0 | 19237.6554 | 490.3706 | 0 | 42716.6029 | 10518.704 | 53235.3069 | 0 | 89439.6433 | 0
2554 | Commercial | CloNgsd818 | Energy Star Refrigerator | 4098.8387 | 2085.8605 | 77.8276 | 12691.5715 | 13557.1106 | 3233.2997 | 2163.6881 | 2527.7486 | 449.2021 | 489.6444 | 244.5928 | 3711.1878 | 19237.6554 | 0 | 19237.6554 | 490.3706 | 0 | 42716.6029 | 10518.704 | 53235.3069 | 0 | 89439.6433 | 0
2555 | Commercial | CloTgsd818 | Energy Star Refrigerator | 4098.8387 | 2085.8605 | 77.8276 | 12691.5715 | 13557.1106 | 3233.2997 | 2163.6881 | 2527.7486 | 449.2021 | 489.6444 | 244.5928 | 3711.1878 | 19237.6554 | 0 | 19237.6554 | 490.3706 | 0 | 42716.6029 | 10518.704 | 53235.3069 | 0 | 89439.6433 | 0
2556 | Commercial | CmiNgsd818 | Energy Star Refrigerator | 4098.8387 | 2085.8605 | 77.8276 | 12691.5715 | 13557.1106 | 3233.2997 | 2163.6881 | 2527.7486 | 449.2021 | 489.6444 | 244.5928 | 3711.1878 | 19237.6554 | 0 | 19237.6554 | 490.3706 | 0 | 42716.6029 | 10518.704 | 53235.3069 | 0 | 89439.6433 | 0
2557 | Commercial | CmiTgsd818 | Energy Star Refrigerator | 4098.8387 | 2085.8605 | 77.8276 | 12691.5715 | 13557.1106 | 3233.2997 | 2163.6881 | 2527.7486 | 449.2021 | 489.6444 | 244.5928 | 3711.1878 | 19237.6554 | 0 | 19237.6554 | 490.3706 | 0 | 42716.6029 | 10518.704 | 53235.3069 | 0 | 89439.6433 | 0
2558 | Commercial | CofNgsd818 | Energy Star Refrigerator | 4098.8387 | 2085.8605 | 77.8276 | 12691.5715 | 13557.1106 | 3233.2997 | 2163.6881 | 2527.7486 | 449.2021 | 489.6444 | 244.5928 | 3711.1878 | 19237.6554 | 0 | 19237.6554 | 490.3706 | 0 | 42716.6029 | 10518.704 | 53235.3069 | 0 | 89439.6433 | 0
2559 | Commercial | CofTgsd818 | Energy Star Refrigerator | 4098.8387 | 2085.8605 | 77.8276 | 12691.5715 | 13557.1106 | 3233.2997 | 2163.6881 | 2527.7486 | 449.2021 | 489.6444 | 244.5928 | 3711.1878 | 19237.6554 | 0 | 19237.6554 | 490.3706 | 0 | 42716.6029 | 10518.704 | 53235.3069 | 0 | 89439.6433 | 0
2560 | Commercial | CreNgsd818 | Energy Star Refrigerator | 4098.8387 | 2085.8605 | 77.8276 | 12691.5715 | 13557.1106 | 3233.2997 | 2163.6881 | 2527.7486 | 449.2021 | 489.6444 | 244.5928 | 3711.1878 | 19237.6554 | 0 | 19237.6554 | 490.3706 | 0 | 42716.6029 | 10518.704 | 53235.3069 | 0 | 89439.6433 | 0
2561 | Commercial | CreTgsd818 | Energy Star Refrigerator | 4098.8387 | 2085.8605 | 77.8276 | 12691.5715 | 13557.1106 | 3233.2997 | 2163.6881 | 2527.7486 | 449.2021 | 489.6444 | 244.5928 | 3711.1878 | 19237.6554 | 0 | 19237.6554 | 490.3706 | 0 | 42716.6029 | 10518.704 | 53235.3069 | 0 | 89439.6433 | 0
2562 | Commercial | CrtNgsd818 | Energy Star Refrigerator | 4098.8387 | 2085.8605 | 77.8276 | 12691.5715 | 13557.1106 | 3233.2997 | 2163.6881 | 2527.7486 | 449.2021 | 489.6444 | 244.5928 | 3711.1878 | 19237.6554 | 0 | 19237.6554 | 490.3706 | 0 | 42716.6029 | 10518.704 | 53235.3069 | 0 | 89439.6433 | 0
2563 | Commercial | CrtTgsd818 | Energy Star Refrigerator | 4098.8387 | 2085.8605 | 77.8276 | 12691.5715 | 13557.1106 | 3233.2997 | 2163.6881 | 2527.7486 | 449.2021 | 489.6444 | 244.5928 | 3711.1878 | 19237.6554 | 0 | 19237.6554 | 490.3706 | 0 | 42716.6029 | 10518.704 | 53235.3069 | 0 | 89439.6433 | 0
2564 | Commercial | CscNgsd818 | Energy Star Refrigerator | 4098.8387 | 2085.8605 | 77.8276 | 12691.5715 | 13557.1106 | 3233.2997 | 2163.6881 | 2527.7486 | 449.2021 | 489.6444 | 244.5928 | 3711.1878 | 19237.6554 | 0 | 19237.6554 | 490.3706 | 0 | 42716.6029 | 10518.704 | 53235.3069 | 0 | 89439.6433 | 0
2565 | Commercial | CscTgsd818 | Energy Star Refrigerator | 4098.8387 | 2085.8605 | 77.8276 | 12691.5715 | 13557.1106 | 3233.2997 | 2163.6881 | 2527.7486 | 449.2021 | 489.6444 | 244.5928 | 3711.1878 | 19237.6554 | 0 | 19237.6554 | 490.3706 | 0 | 42716.6029 | 10518.704 | 53235.3069 | 0 | 89439.6433 | 0
2566 | Commercial | CwaNgsd818 | Energy Star Refrigerator | 4098.8387 | 2085.8605 | 77.8276 | 12691.5715 | 13557.1106 | 3233.2997 | 2163.6881 | 2527.7486 | 449.2021 | 489.6444 | 244.5928 | 3711.1878 | 19237.6554 | 0 | 19237.6554 | 490.3706 | 0 | 42716.6029 | 10518.704 | 53235.3069 | 0 | 89439.6433 | 0
2567 | Commercial | CwaTgsd818 | Energy Star Refrigerator | 4098.8387 | 2085.8605 | 77.8276 | 12691.5715 | 13557.1106 | 3233.2997 | 2163.6881 | 2527.7486 | 449.2021 | 489.6444 | 244.5928 | 3711.1878 | 19237.6554 | 0 | 19237.6554 | 490.3706 | 0 | 42716.6029 | 10518.704 | 53235.3069 | 0 | 89439.6433 | 0
2568 | Commercial | CasEgsd819 | High Efficiency Refrigeration Compressor | 4411.7037 | 2245.0746 | 83.7682 | 12976.8542 | 13861.8489 | 3526.709 | 2328.8428 | 2698.8652 | 482.9093 | 522.7895 | 262.9466 | 3967.5106 | 13613.1222 | 0 | 13613.1222 | 746.2301 | 0 | 29571.4761 | 10617.8427 | 40189.3188 | 0 | 106515.4407 | 0
2569 | Commercial | CasNgsd819 | High Efficiency Refrigeration Compressor | 4411.7037 | 2245.0746 | 83.7682 | 12976.8542 | 13861.8489 | 3526.709 | 2328.8428 | 2698.8652 | 482.9093 | 522.7895 | 262.9466 | 3967.5106 | 13613.1222 | 0 | 13613.1222 | 746.2301 | 0 | 29571.4761 | 10617.8427 | 40189.3188 | 0 | 106515.4407 | 0
2570 | Commercial | CcoEgsd819 | High Efficiency Refrigeration Compressor | 4677.4854 | 2380.3284 | 88.8148 | 13758.6407 | 14696.9517 | 3739.1745 | 2469.1432 | 2861.4575 | 512.002 | 554.2848 | 278.7877 | 4206.532 | 15665.2541 | 0 | 15665.2541 | 746.2301 | 0 | 34390.523 | 10617.8427 | 45008.3657 | 0 | 123873.4796 | 0
2571 | Commercial | CcoNgsd819 | High Efficiency Refrigeration Compressor | 4677.4854 | 2380.3284 | 88.8148 | 13758.6407 | 14696.9517 | 3739.1745 | 2469.1432 | 2861.4575 | 512.002 | 554.2848 | 278.7877 | 4206.532 | 15665.2541 | 0 | 15665.2541 | 746.2301 | 0 | 34390.523 | 10617.8427 | 45008.3657 | 0 | 123873.4796 | 0
2572 | Commercial | CgrEgsd819 | High Efficiency Refrigeration Compressor | 4411.7037 | 2245.0746 | 83.7682 | 12976.8542 | 13861.8489 | 3526.709 | 2328.8428 | 2698.8652 | 482.9093 | 522.7895 | 262.9466 | 3967.5106 | 13613.1222 | 0 | 13613.1222 | 746.2301 | 0 | 29571.4761 | 10617.8427 | 40189.3188 | 0 | 106515.4407 | 0
2573 | Commercial | CgrNgsd819 | High Efficiency Refrigeration Compressor | 4411.7037 | 2245.0746 | 83.7682 | 12976.8542 | 13861.8489 | 3526.709 | 2328.8428 | 2698.8652 | 482.9093 | 522.7895 | 262.9466 | 3967.5106 | 13613.1222 | 0 | 13613.1222 | 746.2301 | 0 | 29571.4761 | 10617.8427 | 40189.3188 | 0 | 106515.4407 | 0
2574 | Commercial | CheEgsd819 | High Efficiency Refrigeration Compressor | 4677.4854 | 2380.3284 | 88.8148 | 13758.6407 | 14696.9517 | 3739.1745 | 2469.1432 | 2861.4575 | 512.002 | 554.2848 | 278.7877 | 4206.532 | 15665.2541 | 0 | 15665.2541 | 746.2301 | 0 | 34390.523 | 10617.8427 | 45008.3657 | 0 | 123873.4796 | 0
2575 | Commercial | CheNgsd819 | High Efficiency Refrigeration Compressor | 4677.4854 | 2380.3284 | 88.8148 | 13758.6407 | 14696.9517 | 3739.1745 | 2469.1432 | 2861.4575 | 512.002 | 554.2848 | 278.7877 | 4206.532 | 15665.2541 | 0 | 15665.2541 | 746.2301 | 0 | 34390.523 | 10617.8427 | 45008.3657 | 0 | 123873.4796 | 0
2576 | Commercial | ChoEgsd819 | High Efficiency Refrigeration Compressor | 4677.4854 | 2380.3284 | 88.8148 | 13758.6407 | 14696.9517 | 3739.1745 | 2469.1432 | 2861.4575 | 512.002 | 554.2848 | 278.7877 | 4206.532 | 15665.2541 | 0 | 15665.2541 | 746.2301 | 0 | 34390.523 | 10617.8427 | 45008.3657 | 0 | 123873.4796 | 0
2577 | Commercial | ChoNgsd819 | High Efficiency Refrigeration Compressor | 4677.4854 | 2380.3284 | 88.8148 | 13758.6407 | 14696.9517 | 3739.1745 | 2469.1432 | 2861.4575 | 512.002 | 554.2848 | 278.7877 | 4206.532 | 15665.2541 | 0 | 15665.2541 | 746.2301 | 0 | 34390.523 | 10617.8427 | 45008.3657 | 0 | 123873.4796 | 0
2578 | Commercial | CloEgsd819 | High Efficiency Refrigeration Compressor | 4677.4854 | 2380.3284 | 88.8148 | 13758.6407 | 14696.9517 | 3739.1745 | 2469.1432 | 2861.4575 | 512.002 | 554.2848 | 278.7877 | 4206.532 | 15665.2541 | 0 | 15665.2541 | 746.2301 | 0 | 34390.523 | 10617.8427 | 45008.3657 | 0 | 123873.4796 | 0
2579 | Commercial | CloNgsd819 | High Efficiency Refrigeration Compressor | 4677.4854 | 2380.3284 | 88.8148 | 13758.6407 | 14696.9517 | 3739.1745 | 2469.1432 | 2861.4575 | 512.002 | 554.2848 | 278.7877 | 4206.532 | 15665.2541 | 0 | 15665.2541 | 746.2301 | 0 | 34390.523 | 10617.8427 | 45008.3657 | 0 | 123873.4796 | 0
2580 | Commercial | CreEgsd819 | High Efficiency Refrigeration Compressor | 4677.4854 | 2380.3284 | 88.8148 | 13758.6407 | 14696.9517 | 3739.1745 | 2469.1432 | 2861.4575 | 512.002 | 554.2848 | 278.7877 | 4206.532 | 15665.2541 | 0 | 15665.2541 | 746.2301 | 0 | 34390.523 | 10617.8427 | 45008.3657 | 0 | 123873.4796 | 0
2581 | Commercial | CreNgsd819 | High Efficiency Refrigeration Compressor | 4677.4854 | 2380.3284 | 88.8148 | 13758.6407 | 14696.9517 | 3739.1745 | 2469.1432 | 2861.4575 | 512.002 | 554.2848 | 278.7877 | 4206.532 | 15665.2541 | 0 | 15665.2541 | 746.2301 | 0 | 34390.523 | 10617.8427 | 45008.3657 | 0 | 123873.4796 | 0
2582 | Commercial | CrtEgsd819 | High Efficiency Refrigeration Compressor | 4411.7037 | 2245.0746 | 83.7682 | 12976.8542 | 13861.8489 | 3526.709 | 2328.8428 | 2698.8652 | 482.9093 | 522.7895 | 262.9466 | 3967.5106 | 13613.1222 | 0 | 13613.1222 | 746.2301 | 0 | 29571.4761 | 10617.8427 | 40189.3188 | 0 | 106515.4407 | 0
2583 | Commercial | CrtNgsd819 | High Efficiency Refrigeration Compressor | 4411.7037 | 2245.0746 | 83.7682 | 12976.8542 | 13861.8489 | 3526.709 | 2328.8428 | 2698.8652 | 482.9093 | 522.7895 | 262.9466 | 3967.5106 | 13613.1222 | 0 | 13613.1222 | 746.2301 | 0 | 29571.4761 | 10617.8427 | 40189.3188 | 0 | 106515.4407 | 0
2584 | Commercial | CscEgsd819 | High Efficiency Refrigeration Compressor | 4677.4854 | 2380.3284 | 88.8148 | 13758.6407 | 14696.9517 | 3739.1745 | 2469.1432 | 2861.4575 | 512.002 | 554.2848 | 278.7877 | 4206.532 | 15665.2541 | 0 | 15665.2541 | 746.2301 | 0 | 34390.523 | 10617.8427 | 45008.3657 | 0 | 123873.4796 | 0
2585 | Commercial | CscNgsd819 | High Efficiency Refrigeration Compressor | 4677.4854 | 2380.3284 | 88.8148 | 13758.6407 | 14696.9517 | 3739.1745 | 2469.1432 | 2861.4575 | 512.002 | 554.2848 | 278.7877 | 4206.532 | 15665.2541 | 0 | 15665.2541 | 746.2301 | 0 | 34390.523 | 10617.8427 | 45008.3657 | 0 | 123873.4796 | 0
2586 | Commercial | CcoEgsd820 | Water Cooled Refrigeration Heat Recovery | 333.2316 | 169.5784 | 6.3273 | 1031.8125 | 1102.18 | 262.8641 | 175.9058 | 205.5035 | 36.5197 | 39.8076 | 19.8852 | 301.716 | 9019.2353 | 0 | 9019.2353 | 632.2974 | 0 | 20026.9257 | 10518.704 | 30545.6297 | 0 | 367323.5895 | 0
2587 | Commercial | CcoNgsd820 | Water Cooled Refrigeration Heat Recovery | 333.2316 | 169.5784 | 6.3273 | 1031.8125 | 1102.18 | 262.8641 | 175.9058 | 205.5035 | 36.5197 | 39.8076 | 19.8852 | 301.716 | 9019.2353 | 0 | 9019.2353 | 632.2974 | 0 | 20026.9257 | 10518.704 | 30545.6297 | 0 | 367323.5895 | 0
2588 | Commercial | ChoEgsd820 | Water Cooled Refrigeration Heat Recovery | 2443.1395 | 1243.2908 | 46.3896 | 7564.8939 | 8080.8041 | 1927.2294 | 1289.6804 | 1506.681 | 267.7498 | 291.8557 | 145.7911 | 2212.0777 | 66125.924 | 0 | 66125.924 | 632.2974 | 0 | 146830.5144 | 10518.704 | 157349.2184 | 0 | 1014197.9288 | 0
2589 | Commercial | ChoNgsd820 | Water Cooled Refrigeration Heat Recovery | 2443.1395 | 1243.2908 | 46.3896 | 7564.8939 | 8080.8041 | 1927.2294 | 1289.6804 | 1506.681 | 267.7498 | 291.8557 | 145.7911 | 2212.0777 | 66125.924 | 0 | 66125.924 | 632.2974 | 0 | 146830.5144 | 10518.704 | 157349.2184 | 0 | 1014197.9288 | 0
2590 | Commercial | CinEgsd820 | Water Cooled Refrigeration Heat Recovery | 166.8495 | 84.9081 | 3.1681 | 516.6299 | 551.863 | 131.6164 | 88.0762 | 102.8959 | 18.2855 | 19.9317 | 9.9565 | 151.0696 | 7336.2213 | 0 | 7336.2213 | 632.2974 | 0 | 16289.8464 | 10518.704 | 26808.5504 | 0 | 99798.1038 | 0
2591 | Commercial | CinNgsd820 | Water Cooled Refrigeration Heat Recovery | 166.8495 | 84.9081 | 3.1681 | 516.6299 | 551.863 | 131.6164 | 88.0762 | 102.8959 | 18.2855 | 19.9317 | 9.9565 | 151.0696 | 7336.2213 | 0 | 7336.2213 | 632.2974 | 0 | 16289.8464 | 10518.704 | 26808.5504 | 0 | 99798.1038 | 0
2592 | Commercial | CofEgsd820 | Water Cooled Refrigeration Heat Recovery | 118.9047 | 60.5095 | 2.2577 | 368.1745 | 393.2832 | 93.796 | 62.7672 | 73.3284 | 13.0311 | 14.2043 | 7.0955 | 107.6592 | 5228.1327 | 0 | 5228.1327 | 632.2974 | 0 | 11608.9026 | 10518.704 | 22127.6066 | 0 | 77713.8932 | 0
2593 | Commercial | CofNgsd820 | Water Cooled Refrigeration Heat Recovery | 118.9047 | 60.5095 | 2.2577 | 368.1745 | 393.2832 | 93.796 | 62.7672 | 73.3284 | 13.0311 | 14.2043 | 7.0955 | 107.6592 | 5228.1327 | 0 | 5228.1327 | 632.2974 | 0 | 11608.9026 | 10518.704 | 22127.6066 | 0 | 77713.8932 | 0
2594 | Commercial | CasEgsd901 | Drain Water Heat Recovery | 4221.1371 | 2148.097 | 80.1497 | 12992.6982 | 13878.7735 | 3335.0618 | 2228.2468 | 2600.7782 | 462.5416 | 503.7906 | 251.8562 | 3818.9666 | 8765.6593 | 0 | 8765.6593 | 721.5234 | 0 | 18421.0767 | 11040.5152 | 29461.592 | 0 | 328349.4733 | 0
2595 | Commercial | CasNgsd901 | Drain Water Heat Recovery | 4221.1371 | 2148.097 | 80.1497 | 12992.6982 | 13878.7735 | 3335.0618 | 2228.2468 | 2600.7782 | 462.5416 | 503.7906 | 251.8562 | 3818.9666 | 8765.6593 | 0 | 8765.6593 | 721.5234 | 0 | 18421.0767 | 11040.5152 | 29461.592 | 0 | 343241.4198 | 0
2596 | Commercial | CcoEgsd901 | Drain Water Heat Recovery | 5419.6625 | 2758.0153 | 102.907 | 16681.7703 | 17819.4327 | 4282.0001 | 2860.9223 | 3339.2282 | 593.873 | 646.834 | 323.3669 | 4903.302 | 19664.6203 | 0 | 19664.6203 | 721.5234 | 0 | 43664.665 | 11040.5152 | 54705.1802 | 0 | 338394.7373 | 0
2597 | Commercial | CcoNgsd901 | Drain Water Heat Recovery | 5419.6625 | 2758.0153 | 102.907 | 16681.7703 | 17819.4327 | 4282.0001 | 2860.9223 | 3339.2282 | 593.873 | 646.834 | 323.3669 | 4903.302 | 19664.6203 | 0 | 19664.6203 | 721.5234 | 0 | 43664.665 | 11040.5152 | 54705.1802 | 0 | 353742.288 | 0
2598 | Commercial | CgrEgsd901 | Drain Water Heat Recovery | 8667.3313 | 4410.7235 | 164.5728 | 26678.1244 | 28497.5175 | 6847.9381 | 4575.2963 | 5340.2213 | 949.7443 | 1034.4417 | 517.1406 | 7841.5479 | 33225.0724 | 0 | 33225.0724 | 721.5234 | 0 | 73775.2182 | 11040.5152 | 84815.7334 | 0 | 657509.1664 | 0
2599 | Commercial | CgrNgsd901 | Drain Water Heat Recovery | 8667.3313 | 4410.7235 | 164.5728 | 26678.1244 | 28497.5175 | 6847.9381 | 4575.2963 | 5340.2213 | 949.7443 | 1034.4417 | 517.1406 | 7841.5479 | 33225.0724 | 0 | 33225.0724 | 721.5234 | 0 | 73775.2182 | 11040.5152 | 84815.7334 | 0 | 687329.8011 | 0
2600 | Commercial | CheEgsd901 | Drain Water Heat Recovery | 4221.1371 | 2148.097 | 80.1497 | 12992.6982 | 13878.7735 | 3335.0618 | 2228.2468 | 2600.7782 | 462.5416 | 503.7906 | 251.8562 | 3818.9666 | 8765.6593 | 0 | 8765.6593 | 721.5234 | 0 | 18421.0767 | 11040.5152 | 29461.592 | 0 | 246262.0965 | 0
2601 | Commercial | CheNgsd901 | Drain Water Heat Recovery | 4221.1371 | 2148.097 | 80.1497 | 12992.6982 | 13878.7735 | 3335.0618 | 2228.2468 | 2600.7782 | 462.5416 | 503.7906 | 251.8562 | 3818.9666 | 8765.6593 | 0 | 8765.6593 | 721.5234 | 0 | 18421.0767 | 11040.5152 | 29461.592 | 0 | 257431.0734 | 0
2602 | Commercial | ChoEgsd901 | Drain Water Heat Recovery | 5419.6625 | 2758.0153 | 102.907 | 16681.7703 | 17819.4327 | 4282.0001 | 2860.9223 | 3339.2282 | 593.873 | 646.834 | 323.3669 | 4903.302 | 19664.6203 | 0 | 19664.6203 | 721.5234 | 0 | 43664.665 | 11040.5152 | 54705.1802 | 0 | 289453.3595 | 0
2603 | Commercial | ChoNgsd901 | Drain Water Heat Recovery | 5419.6625 | 2758.0153 | 102.907 | 16681.7703 | 17819.4327 | 4282.0001 | 2860.9223 | 3339.2282 | 593.873 | 646.834 | 323.3669 | 4903.302 | 19664.6203 | 0 | 19664.6203 | 721.5234 | 0 | 43664.665 | 11040.5152 | 54705.1802 | 0 | 302581.2275 | 0
2604 | Commercial | CinEgsd901 | Drain Water Heat Recovery | 4221.1371 | 2148.097 | 80.1497 | 12992.6982 | 13878.7735 | 3335.0618 | 2228.2468 | 2600.7782 | 462.5416 | 503.7906 | 251.8562 | 3818.9666 | 8765.6593 | 0 | 8765.6593 | 721.5234 | 0 | 18421.0767 | 11040.5152 | 29461.592 | 0 | 102609.2041 | 0
2605 | Commercial | CinNgsd901 | Drain Water Heat Recovery | 4221.1371 | 2148.097 | 80.1497 | 12992.6982 | 13878.7735 | 3335.0618 | 2228.2468 | 2600.7782 | 462.5416 | 503.7906 | 251.8562 | 3818.9666 | 8765.6593 | 0 | 8765.6593 | 721.5234 | 0 | 18421.0767 | 11040.5152 | 29461.592 | 0 | 107262.9416 | 0
2606 | Commercial | CloEgsd901 | Drain Water Heat Recovery | 8667.3313 | 4410.7235 | 164.5728 | 26678.1244 | 28497.5175 | 6847.9381 | 4575.2963 | 5340.2213 | 949.7443 | 1034.4417 | 517.1406 | 7841.5479 | 33225.0724 | 0 | 33225.0724 | 721.5234 | 0 | 73775.2182 | 11040.5152 | 84815.7334 | 0 | 410943.2205 | 0
2607 | Commercial | CloNgsd901 | Drain Water Heat Recovery | 8667.3313 | 4410.7235 | 164.5728 | 26678.1244 | 28497.5175 | 6847.9381 | 4575.2963 | 5340.2213 | 949.7443 | 1034.4417 | 517.1406 | 7841.5479 | 33225.0724 | 0 | 33225.0724 | 721.5234 | 0 | 73775.2182 | 11040.5152 | 84815.7334 | 0 | 429581.1257 | 0
2608 | Commercial | CmiEgsd901 | Drain Water Heat Recovery | 4221.1371 | 2148.097 | 80.1497 | 12992.6982 | 13878.7735 | 3335.0618 | 2228.2468 | 2600.7782 | 462.5416 | 503.7906 | 251.8562 | 3818.9666 | 8765.6593 | 0 | 8765.6593 | 721.5234 | 0 | 18421.0767 | 11040.5152 | 29461.592 | 0 | 109449.8216 | 0
2609 | Commercial | CmiNgsd901 | Drain Water Heat Recovery | 4221.1371 | 2148.097 | 80.1497 | 12992.6982 | 13878.7735 | 3335.0618 | 2228.2468 | 2600.7782 | 462.5416 | 503.7906 | 251.8562 | 3818.9666 | 8765.6593 | 0 | 8765.6593 | 721.5234 | 0 | 18421.0767 | 11040.5152 | 29461.592 | 0 | 114413.8094 | 0
2610 | Commercial | CofEgsd901 | Drain Water Heat Recovery | 4221.1371 | 2148.097 | 80.1497 | 12992.6982 | 13878.7735 | 3335.0618 | 2228.2468 | 2600.7782 | 462.5416 | 503.7906 | 251.8562 | 3818.9666 | 8765.6593 | 0 | 8765.6593 | 721.5234 | 0 | 18421.0767 | 11040.5152 | 29461.592 | 0 | 118205.8057 | 0
2611 | Commercial | CofNgsd901 | Drain Water Heat Recovery | 4221.1371 | 2148.097 | 80.1497 | 12992.6982 | 13878.7735 | 3335.0618 | 2228.2468 | 2600.7782 | 462.5416 | 503.7906 | 251.8562 | 3818.9666 | 8765.6593 | 0 | 8765.6593 | 721.5234 | 0 | 18421.0767 | 11040.5152 | 29461.592 | 0 | 123566.9149 | 0
2612 | Commercial | CreEgsd901 | Drain Water Heat Recovery | 8667.3313 | 4410.7235 | 164.5728 | 26678.1244 | 28497.5175 | 6847.9381 | 4575.2963 | 5340.2213 | 949.7443 | 1034.4417 | 517.1406 | 7841.5479 | 33225.0724 | 0 | 33225.0724 | 721.5234 | 0 | 73775.2182 | 11040.5152 | 84815.7334 | 0 | 789010.9453 | 0
2613 | Commercial | CreNgsd901 | Drain Water Heat Recovery | 8667.3313 | 4410.7235 | 164.5728 | 26678.1244 | 28497.5175 | 6847.9381 | 4575.2963 | 5340.2213 | 949.7443 | 1034.4417 | 517.1406 | 7841.5479 | 33225.0724 | 0 | 33225.0724 | 721.5234 | 0 | 73775.2182 | 11040.5152 | 84815.7334 | 0 | 824795.7613 | 0
2614 | Commercial | CrtEgsd901 | Drain Water Heat Recovery | 8667.3313 | 4410.7235 | 164.5728 | 26678.1244 | 28497.5175 | 6847.9381 | 4575.2963 | 5340.2213 | 949.7443 | 1034.4417 | 517.1406 | 7841.5479 | 33225.0724 | 0 | 33225.0724 | 721.5234 | 0 | 73775.2182 | 11040.5152 | 84815.7334 | 0 | 664150.6587 | 0
2615 | Commercial | CrtNgsd901 | Drain Water Heat Recovery | 8667.3313 | 4410.7235 | 164.5728 | 26678.1244 | 28497.5175 | 6847.9381 | 4575.2963 | 5340.2213 | 949.7443 | 1034.4417 | 517.1406 | 7841.5479 | 33225.0724 | 0 | 33225.0724 | 721.5234 | 0 | 73775.2182 | 11040.5152 | 84815.7334 | 0 | 694272.4941 | 0
2616 | Commercial | CscEgsd901 | Drain Water Heat Recovery | 4221.1371 | 2148.097 | 80.1497 | 12992.6982 | 13878.7735 | 3335.0618 | 2228.2468 | 2600.7782 | 462.5416 | 503.7906 | 251.8562 | 3818.9666 | 8765.6593 | 0 | 8765.6593 | 721.5234 | 0 | 18421.0767 | 11040.5152 | 29461.592 | 0 | 788021.4314 | 0
2617 | Commercial | CscNgsd901 | Drain Water Heat Recovery | 4221.1371 | 2148.097 | 80.1497 | 12992.6982 | 13878.7735 | 3335.0618 | 2228.2468 | 2600.7782 | 462.5416 | 503.7906 | 251.8562 | 3818.9666 | 8765.6593 | 0 | 8765.6593 | 721.5234 | 0 | 18421.0767 | 11040.5152 | 29461.592 | 0 | 823761.3559 | 0
2618 | Commercial | CwaEgsd901 | Drain Water Heat Recovery | 4221.1371 | 2148.097 | 80.1497 | 12992.6982 | 13878.7735 | 3335.0618 | 2228.2468 | 2600.7782 | 462.5416 | 503.7906 | 251.8562 | 3818.9666 | 8765.6593 | 0 | 8765.6593 | 721.5234 | 0 | 18421.0767 | 11040.5152 | 29461.592 | 0 | 164174.7367 | 0
2619 | Commercial | CwaNgsd901 | Drain Water Heat Recovery | 4221.1371 | 2148.097 | 80.1497 | 12992.6982 | 13878.7735 | 3335.0618 | 2228.2468 | 2600.7782 | 462.5416 | 503.7906 | 251.8562 | 3818.9666 | 8765.6593 | 0 | 8765.6593 | 721.5234 | 0 | 18421.0767 | 11040.5152 | 29461.592 | 0 | 171620.7099 | 0
2620 | Commercial | CasEgsd904 | Hot Water Circulation Pump Control | 4588.9008 | 2335.2485 | 87.1327 | 14208.9908 | 15178.0148 | 3619.8768 | 2422.3812 | 2829.9692 | 502.9092 | 548.1868 | 273.8366 | 4154.9018 | 42221.648 | 0 | 42221.648 | 721.5234 | 0 | 93751.8287 | 10518.704 | 104270.5328 | 0 | 128871.0269 | 0
2621 | Commercial | CcoEgsd904 | Hot Water Circulation Pump Control | 4554.3844 | 2317.6835 | 86.4774 | 14102.1151 | 15063.8503 | 3592.6492 | 2404.1608 | 2808.683 | 499.1264 | 544.0635 | 271.7769 | 4123.6499 | 16260.7444 | 0 | 16260.7444 | 721.5234 | 0 | 35805.2507 | 10518.704 | 46323.9547 | 0 | 49217.8109 | 0
2622 | Commercial | CheEgsd904 | Hot Water Circulation Pump Control | 4588.9008 | 2335.2485 | 87.1327 | 14208.9908 | 15178.0148 | 3619.8768 | 2422.3812 | 2829.9692 | 502.9092 | 548.1868 | 273.8366 | 4154.9018 | 42221.648 | 0 | 42221.648 | 721.5234 | 0 | 93751.8287 | 10518.704 | 104270.5328 | 0 | 128871.0269 | 0
2623 | Commercial | ChoEgsd904 | Hot Water Circulation Pump Control | 4554.3844 | 2317.6835 | 86.4774 | 14102.1151 | 15063.8503 | 3592.6492 | 2404.1608 | 2808.683 | 499.1264 | 544.0635 | 271.7769 | 4123.6499 | 16260.7444 | 0 | 16260.7444 | 721.5234 | 0 | 35805.2507 | 10518.704 | 46323.9547 | 0 | 49217.8109 | 0
2624 | Commercial | CinEgsd904 | Hot Water Circulation Pump Control | 4588.9008 | 2335.2485 | 87.1327 | 14208.9908 | 15178.0148 | 3619.8768 | 2422.3812 | 2829.9692 | 502.9092 | 548.1868 | 273.8366 | 4154.9018 | 42221.648 | 0 | 42221.648 | 721.5234 | 0 | 93751.8287 | 10518.704 | 104270.5328 | 0 | 128871.0269 | 0
2625 | Commercial | CinNgsd904 | Hot Water Circulation Pump Control | 4588.9008 | 2335.2485 | 87.1327 | 14208.9908 | 15178.0148 | 3619.8768 | 2422.3812 | 2829.9692 | 502.9092 | 548.1868 | 273.8366 | 4154.9018 | 42221.648 | 0 | 42221.648 | 721.5234 | 0 | 93751.8287 | 10518.704 | 104270.5328 | 0 | 128871.0269 | 0
2626 | Commercial | CmiEgsd904 | Hot Water Circulation Pump Control | 4588.9008 | 2335.2485 | 87.1327 | 14208.9908 | 15178.0148 | 3619.8768 | 2422.3812 | 2829.9692 | 502.9092 | 548.1868 | 273.8366 | 4154.9018 | 42221.648 | 0 | 42221.648 | 721.5234 | 0 | 93751.8287 | 10518.704 | 104270.5328 | 0 | 128871.0269 | 0
2627 | Commercial | CmiNgsd904 | Hot Water Circulation Pump Control | 4588.9008 | 2335.2485 | 87.1327 | 14208.9908 | 15178.0148 | 3619.8768 | 2422.3812 | 2829.9692 | 502.9092 | 548.1868 | 273.8366 | 4154.9018 | 42221.648 | 0 | 42221.648 | 721.5234 | 0 | 93751.8287 | 10518.704 | 104270.5328 | 0 | 128871.0269 | 0
2628 | Commercial | CofEgsd904 | Hot Water Circulation Pump Control | 4588.9008 | 2335.2485 | 87.1327 | 14208.9908 | 15178.0148 | 3619.8768 | 2422.3812 | 2829.9692 | 502.9092 | 548.1868 | 273.8366 | 4154.9018 | 42221.648 | 0 | 42221.648 | 721.5234 | 0 | 93751.8287 | 10518.704 | 104270.5328 | 0 | 128871.0269 | 0
2629 | Commercial | CscEgsd904 | Hot Water Circulation Pump Control | 4588.9008 | 2335.2485 | 87.1327 | 14208.9908 | 15178.0148 | 3619.8768 | 2422.3812 | 2829.9692 | 502.9092 | 548.1868 | 273.8366 | 4154.9018 | 42221.648 | 0 | 42221.648 | 721.5234 | 0 | 93751.8287 | 10518.704 | 104270.5328 | 0 | 128871.0269 | 0
2630 | Commercial | CwaEgsd904 | Hot Water Circulation Pump Control | 4588.9008 | 2335.2485 | 87.1327 | 14208.9908 | 15178.0148 | 3619.8768 | 2422.3812 | 2829.9692 | 502.9092 | 548.1868 | 273.8366 | 4154.9018 | 42221.648 | 0 | 42221.648 | 721.5234 | 0 | 93751.8287 | 10518.704 | 104270.5328 | 0 | 128871.0269 | 0
2631 | Commercial | CasEgsd906 | Tank Wrap on Water Heater | 4808.8413 | 2447.1742 | 91.3089 | 14145.019 | 15109.6802 | 3844.1802 | 2538.4831 | 2941.8146 | 526.3804 | 569.8506 | 286.6168 | 4324.6623 | 20047.066 | 0 | 20047.066 | 1178.3023 | 0 | 44513.8735 | 10617.8427 | 55131.7162 | 0 | 109947.5693 | 0
2632 | Commercial | CasNgsd906 | Tank Wrap on Water Heater | 4808.8413 | 2447.1742 | 91.3089 | 14145.019 | 15109.6802 | 3844.1802 | 2538.4831 | 2941.8146 | 526.3804 | 569.8506 | 286.6168 | 4324.6623 | 20047.066 | 0 | 20047.066 | 1178.3023 | 0 | 44513.8735 | 10617.8427 | 55131.7162 | 0 | 114934.1345 | 0
2633 | Commercial | CcoEgsd906 | Tank Wrap on Water Heater | 4808.8413 | 2447.1742 | 91.3089 | 14145.019 | 15109.6802 | 3844.1802 | 2538.4831 | 2941.8146 | 526.3804 | 569.8506 | 286.6168 | 4324.6623 | 20047.066 | 0 | 20047.066 | 1178.3023 | 0 | 44513.8735 | 10617.8427 | 55131.7162 | 0 | 109947.5693 | 0
2634 | Commercial | CcoNgsd906 | Tank Wrap on Water Heater | 4808.8413 | 2447.1742 | 91.3089 | 14145.019 | 15109.6802 | 3844.1802 | 2538.4831 | 2941.8146 | 526.3804 | 569.8506 | 286.6168 | 4324.6623 | 20047.066 | 0 | 20047.066 | 1178.3023 | 0 | 44513.8735 | 10617.8427 | 55131.7162 | 0 | 114934.1345 | 0
2635 | Commercial | CgrEgsd906 | Tank Wrap on Water Heater | 4808.8413 | 2447.1742 | 91.3089 | 14145.019 | 15109.6802 | 3844.1802 | 2538.4831 | 2941.8146 | 526.3804 | 569.8506 | 286.6168 | 4324.6623 | 20047.066 | 0 | 20047.066 | 1178.3023 | 0 | 44513.8735 | 10617.8427 | 55131.7162 | 0 | 109947.5693 | 0
2636 | Commercial | CgrNgsd906 | Tank Wrap on Water Heater | 4808.8413 | 2447.1742 | 91.3089 | 14145.019 | 15109.6802 | 3844.1802 | 2538.4831 | 2941.8146 | 526.3804 | 569.8506 | 286.6168 | 4324.6623 | 20047.066 | 0 | 20047.066 | 1178.3023 | 0 | 44513.8735 | 10617.8427 | 55131.7162 | 0 | 114934.1345 | 0
2637 | Commercial | CheEgsd906 | Tank Wrap on Water Heater | 4808.8413 | 2447.1742 | 91.3089 | 14145.019 | 15109.6802 | 3844.1802 | 2538.4831 | 2941.8146 | 526.3804 | 569.8506 | 286.6168 | 4324.6623 | 20047.066 | 0 | 20047.066 | 1178.3023 | 0 | 44513.8735 | 10617.8427 | 55131.7162 | 0 | 109947.5693 | 0
2638 | Commercial | CheNgsd906 | Tank Wrap on Water Heater | 4808.8413 | 2447.1742 | 91.3089 | 14145.019 | 15109.6802 | 3844.1802 | 2538.4831 | 2941.8146 | 526.3804 | 569.8506 | 286.6168 | 4324.6623 | 20047.066 | 0 | 20047.066 | 1178.3023 | 0 | 44513.8735 | 10617.8427 | 55131.7162 | 0 | 114934.1345 | 0
2639 | Commercial | ChoEgsd906 | Tank Wrap on Water Heater | 4808.8413 | 2447.1742 | 91.3089 | 14145.019 | 15109.6802 | 3844.1802 | 2538.4831 | 2941.8146 | 526.3804 | 569.8506 | 286.6168 | 4324.6623 | 20047.066 | 0 | 20047.066 | 1178.3023 | 0 | 44513.8735 | 10617.8427 | 55131.7162 | 0 | 109947.5693 | 0
2640 | Commercial | ChoNgsd906 | Tank Wrap on Water Heater | 4808.8413 | 2447.1742 | 91.3089 | 14145.019 | 15109.6802 | 3844.1802 | 2538.4831 | 2941.8146 | 526.3804 | 569.8506 | 286.6168 | 4324.6623 | 20047.066 | 0 | 20047.066 | 1178.3023 | 0 | 44513.8735 | 10617.8427 | 55131.7162 | 0 | 114934.1345 | 0
2641 | Commercial | CinEgsd906 | Tank Wrap on Water Heater | 4808.8413 | 2447.1742 | 91.3089 | 14145.019 | 15109.6802 | 3844.1802 | 2538.4831 | 2941.8146 | 526.3804 | 569.8506 | 286.6168 | 4324.6623 | 20047.066 | 0 | 20047.066 | 1178.3023 | 0 | 44513.8735 | 10617.8427 | 55131.7162 | 0 | 109947.5693 | 0
2642 | Commercial | CinNgsd906 | Tank Wrap on Water Heater | 4808.8413 | 2447.1742 | 91.3089 | 14145.019 | 15109.6802 | 3844.1802 | 2538.4831 | 2941.8146 | 526.3804 | 569.8506 | 286.6168 | 4324.6623 | 20047.066 | 0 | 20047.066 | 1178.3023 | 0 | 44513.8735 | 10617.8427 | 55131.7162 | 0 | 114934.1345 | 0
2643 | Commercial | CloEgsd906 | Tank Wrap on Water Heater | 4808.8413 | 2447.1742 | 91.3089 | 14145.019 | 15109.6802 | 3844.1802 | 2538.4831 | 2941.8146 | 526.3804 | 569.8506 | 286.6168 | 4324.6623 | 20047.066 | 0 | 20047.066 | 1178.3023 | 0 | 44513.8735 | 10617.8427 | 55131.7162 | 0 | 109947.5693 | 0
2644 | Commercial | CloNgsd906 | Tank Wrap on Water Heater | 4808.8413 | 2447.1742 | 91.3089 | 14145.019 | 15109.6802 | 3844.1802 | 2538.4831 | 2941.8146 | 526.3804 | 569.8506 | 286.6168 | 4324.6623 | 20047.066 | 0 | 20047.066 | 1178.3023 | 0 | 44513.8735 | 10617.8427 | 55131.7162 | 0 | 114934.1345 | 0
2645 | Commercial | CmiEgsd906 | Tank Wrap on Water Heater | 4808.8413 | 2447.1742 | 91.3089 | 14145.019 | 15109.6802 | 3844.1802 | 2538.4831 | 2941.8146 | 526.3804 | 569.8506 | 286.6168 | 4324.6623 | 20047.066 | 0 | 20047.066 | 1178.3023 | 0 | 44513.8735 | 10617.8427 | 55131.7162 | 0 | 109947.5693 | 0
2646 | Commercial | CmiNgsd906 | Tank Wrap on Water Heater | 4808.8413 | 2447.1742 | 91.3089 | 14145.019 | 15109.6802 | 3844.1802 | 2538.4831 | 2941.8146 | 526.3804 | 569.8506 | 286.6168 | 4324.6623 | 20047.066 | 0 | 20047.066 | 1178.3023 | 0 | 44513.8735 | 10617.8427 | 55131.7162 | 0 | 114934.1345 | 0
2647 | Commercial | CofEgsd906 | Tank Wrap on Water Heater | 4808.8413 | 2447.1742 | 91.3089 | 14145.019 | 15109.6802 | 3844.1802 | 2538.4831 | 2941.8146 | 526.3804 | 569.8506 | 286.6168 | 4324.6623 | 20047.066 | 0 | 20047.066 | 1178.3023 | 0 | 44513.8735 | 10617.8427 | 55131.7162 | 0 | 109947.5693 | 0
2648 | Commercial | CofNgsd906 | Tank Wrap on Water Heater | 4808.8413 | 2447.1742 | 91.3089 | 14145.019 | 15109.6802 | 3844.1802 | 2538.4831 | 2941.8146 | 526.3804 | 569.8506 | 286.6168 | 4324.6623 | 20047.066 | 0 | 20047.066 | 1178.3023 | 0 | 44513.8735 | 10617.8427 | 55131.7162 | 0 | 114934.1345 | 0
2649 | Commercial | CreEgsd906 | Tank Wrap on Water Heater | 4808.8413 | 2447.1742 | 91.3089 | 14145.019 | 15109.6802 | 3844.1802 | 2538.4831 | 2941.8146 | 526.3804 | 569.8506 | 286.6168 | 4324.6623 | 20047.066 | 0 | 20047.066 | 1178.3023 | 0 | 44513.8735 | 10617.8427 | 55131.7162 | 0 | 109947.5693 | 0
2650 | Commercial | CreNgsd906 | Tank Wrap on Water Heater | 4808.8413 | 2447.1742 | 91.3089 | 14145.019 | 15109.6802 | 3844.1802 | 2538.4831 | 2941.8146 | 526.3804 | 569.8506 | 286.6168 | 4324.6623 | 20047.066 | 0 | 20047.066 | 1178.3023 | 0 | 44513.8735 | 10617.8427 | 55131.7162 | 0 | 114934.1345 | 0
2651 | Commercial | CrtEgsd906 | Tank Wrap on Water Heater | 4808.8413 | 2447.1742 | 91.3089 | 14145.019 | 15109.6802 | 3844.1802 | 2538.4831 | 2941.8146 | 526.3804 | 569.8506 | 286.6168 | 4324.6623 | 20047.066 | 0 | 20047.066 | 1178.3023 | 0 | 44513.8735 | 10617.8427 | 55131.7162 | 0 | 109947.5693 | 0
2652 | Commercial | CrtNgsd906 | Tank Wrap on Water Heater | 4808.8413 | 2447.1742 | 91.3089 | 14145.019 | 15109.6802 | 3844.1802 | 2538.4831 | 2941.8146 | 526.3804 | 569.8506 | 286.6168 | 4324.6623 | 20047.066 | 0 | 20047.066 | 1178.3023 | 0 | 44513.8735 | 10617.8427 | 55131.7162 | 0 | 114934.1345 | 0
2653 | Commercial | CscEgsd906 | Tank Wrap on Water Heater | 4808.8413 | 2447.1742 | 91.3089 | 14145.019 | 15109.6802 | 3844.1802 | 2538.4831 | 2941.8146 | 526.3804 | 569.8506 | 286.6168 | 4324.6623 | 20047.066 | 0 | 20047.066 | 1178.3023 | 0 | 44513.8735 | 10617.8427 | 55131.7162 | 0 | 109947.5693 | 0
2654 | Commercial | CscNgsd906 | Tank Wrap on Water Heater | 4808.8413 | 2447.1742 | 91.3089 | 14145.019 | 15109.6802 | 3844.1802 | 2538.4831 | 2941.8146 | 526.3804 | 569.8506 | 286.6168 | 4324.6623 | 20047.066 | 0 | 20047.066 | 1178.3023 | 0 | 44513.8735 | 10617.8427 | 55131.7162 | 0 | 114934.1345 | 0
2655 | Commercial | CwaEgsd906 | Tank Wrap on Water Heater | 4808.8413 | 2447.1742 | 91.3089 | 14145.019 | 15109.6802 | 3844.1802 | 2538.4831 | 2941.8146 | 526.3804 | 569.8506 | 286.6168 | 4324.6623 | 20047.066 | 0 | 20047.066 | 1178.3023 | 0 | 44513.8735 | 10617.8427 | 55131.7162 | 0 | 109947.5693 | 0
2656 | Commercial | CwaNgsd906 | Tank Wrap on Water Heater | 4808.8413 | 2447.1742 | 91.3089 | 14145.019 | 15109.6802 | 3844.1802 | 2538.4831 | 2941.8146 | 526.3804 | 569.8506 | 286.6168 | 4324.6623 | 20047.066 | 0 | 20047.066 | 1178.3023 | 0 | 44513.8735 | 10617.8427 | 55131.7162 | 0 | 114934.1345 | 0
2657 | Commercial | CasNgsd908 | Solar Pool Heater | 57.2093 | 29.1133 | 1.0863 | 168.2788 | 179.7551 | 45.733 | 30.1995 | 34.9978 | 6.2622 | 6.7793 | 3.4098 | 51.4491 | 4373.1252 | 0 | 4373.1252 | 721.5234 | 0 | 9710.3856 | 10617.8427 | 20328.2283 | 0 | 30225.7445 | 0
2658 | Commercial | CasTgsd908 | Solar Pool Heater | 57.2093 | 29.1133 | 1.0863 | 168.2788 | 179.7551 | 45.733 | 30.1995 | 34.9978 | 6.2622 | 6.7793 | 3.4098 | 51.4491 | 4373.1252 | 0 | 4373.1252 | 721.5234 | 0 | 9710.3856 | 10617.8427 | 20328.2283 | 0 | 30225.7445 | 0
2659 | Commercial | CcoNgsd908 | Solar Pool Heater | 57.2093 | 29.1133 | 1.0863 | 168.2788 | 179.7551 | 45.733 | 30.1995 | 34.9978 | 6.2622 | 6.7793 | 3.4098 | 51.4491 | 4373.1252 | 0 | 4373.1252 | 721.5234 | 0 | 9710.3856 | 10617.8427 | 20328.2283 | 0 | 30225.7445 | 0
2660 | Commercial | CcoTgsd908 | Solar Pool Heater | 57.2093 | 29.1133 | 1.0863 | 168.2788 | 179.7551 | 45.733 | 30.1995 | 34.9978 | 6.2622 | 6.7793 | 3.4098 | 51.4491 | 4373.1252 | 0 | 4373.1252 | 721.5234 | 0 | 9710.3856 | 10617.8427 | 20328.2283 | 0 | 30225.7445 | 0
2661 | Commercial | CloNgsd908 | Solar Pool Heater | 57.2093 | 29.1133 | 1.0863 | 168.2788 | 179.7551 | 45.733 | 30.1995 | 34.9978 | 6.2622 | 6.7793 | 3.4098 | 51.4491 | 4373.1252 | 0 | 4373.1252 | 721.5234 | 0 | 9710.3856 | 10617.8427 | 20328.2283 | 0 | 30225.7445 | 0
2662 | Commercial | CloTgsd908 | Solar Pool Heater | 57.2093 | 29.1133 | 1.0863 | 168.2788 | 179.7551 | 45.733 | 30.1995 | 34.9978 | 6.2622 | 6.7793 | 3.4098 | 51.4491 | 4373.1252 | 0 | 4373.1252 | 721.5234 | 0 | 9710.3856 | 10617.8427 | 20328.2283 | 0 | 30225.7445 | 0
2663 | Commercial | CscNgsd908 | Solar Pool Heater | 57.2093 | 29.1133 | 1.0863 | 168.2788 | 179.7551 | 45.733 | 30.1995 | 34.9978 | 6.2622 | 6.7793 | 3.4098 | 51.4491 | 4373.1252 | 0 | 4373.1252 | 721.5234 | 0 | 9710.3856 | 10617.8427 | 20328.2283 | 0 | 30225.7445 | 0
2664 | Commercial | CscTgsd908 | Solar Pool Heater | 57.2093 | 29.1133 | 1.0863 | 168.2788 | 179.7551 | 45.733 | 30.1995 | 34.9978 | 6.2622 | 6.7793 | 3.4098 | 51.4491 | 4373.1252 | 0 | 4373.1252 | 721.5234 | 0 | 9710.3856 | 10617.8427 | 20328.2283 | 0 | 30225.7445 | 0
2665 | Commercial | CasNgsd909 | Solar Water Heater | 4218.5998 | 2146.8058 | 80.1016 | 13062.3975 | 13953.2261 | 3327.7712 | 2226.9074 | 2601.6051 | 462.327 | 503.9509 | 251.7394 | 3819.6224 | 10161.7612 | 0 | 10161.7612 | 660.672 | 0 | 21617.8891 | 10518.704 | 32136.5931 | 0 | 57474.1312 | 0
2666 | Commercial | CasTgsd909 | Solar Water Heater | 4218.5998 | 2146.8058 | 80.1016 | 13062.3975 | 13953.2261 | 3327.7712 | 2226.9074 | 2601.6051 | 462.327 | 503.9509 | 251.7394 | 3819.6224 | 10161.7612 | 0 | 10161.7612 | 660.672 | 0 | 21617.8891 | 10518.704 | 32136.5931 | 0 | 57474.1312 | 0
2667 | Commercial | CcoNgsd909 | Solar Water Heater | 4218.5998 | 2146.8058 | 80.1016 | 13062.3975 | 13953.2261 | 3327.7712 | 2226.9074 | 2601.6051 | 462.327 | 503.9509 | 251.7394 | 3819.6224 | 10161.7612 | 0 | 10161.7612 | 660.672 | 0 | 21617.8891 | 10518.704 | 32136.5931 | 0 | 24988.7532 | 0
2668 | Commercial | CcoTgsd909 | Solar Water Heater | 4218.5998 | 2146.8058 | 80.1016 | 13062.3975 | 13953.2261 | 3327.7712 | 2226.9074 | 2601.6051 | 462.327 | 503.9509 | 251.7394 | 3819.6224 | 10161.7612 | 0 | 10161.7612 | 660.672 | 0 | 21617.8891 | 10518.704 | 32136.5931 | 0 | 24988.7532 | 0
2669 | Commercial | CgrNgsd909 | Solar Water Heater | 4218.5998 | 2146.8058 | 80.1016 | 13062.3975 | 13953.2261 | 3327.7712 | 2226.9074 | 2601.6051 | 462.327 | 503.9509 | 251.7394 | 3819.6224 | 10161.7612 | 0 | 10161.7612 | 660.672 | 0 | 21617.8891 | 10518.704 | 32136.5931 | 0 | 28737.0656 | 0
2670 | Commercial | CgrTgsd909 | Solar Water Heater | 4218.5998 | 2146.8058 | 80.1016 | 13062.3975 | 13953.2261 | 3327.7712 | 2226.9074 | 2601.6051 | 462.327 | 503.9509 | 251.7394 | 3819.6224 | 10161.7612 | 0 | 10161.7612 | 660.672 | 0 | 21617.8891 | 10518.704 | 32136.5931 | 0 | 28737.0656 | 0
2671 | Commercial | CheNgsd909 | Solar Water Heater | 4218.5998 | 2146.8058 | 80.1016 | 13062.3975 | 13953.2261 | 3327.7712 | 2226.9074 | 2601.6051 | 462.327 | 503.9509 | 251.7394 | 3819.6224 | 10161.7612 | 0 | 10161.7612 | 660.672 | 0 | 21617.8891 | 10518.704 | 32136.5931 | 0 | 43105.5973 | 0
2672 | Commercial | CheTgsd909 | Solar Water Heater | 4218.5998 | 2146.8058 | 80.1016 | 13062.3975 | 13953.2261 | 3327.7712 | 2226.9074 | 2601.6051 | 462.327 | 503.9509 | 251.7394 | 3819.6224 | 10161.7612 | 0 | 10161.7612 | 660.672 | 0 | 21617.8891 | 10518.704 | 32136.5931 | 0 | 43105.5973 | 0
2673 | Commercial | ChoNgsd909 | Solar Water Heater | 5623.9979 | 2861.9997 | 106.7869 | 17414.0472 | 18601.6494 | 4436.3957 | 2968.7866 | 3468.3123 | 616.3481 | 671.8388 | 335.6047 | 5092.1038 | 16646.0774 | 0 | 16646.0774 | 660.672 | 0 | 36733.7376 | 10518.704 | 47252.4416 | 0 | 36320.4659 | 0
2674 | Commercial | ChoTgsd909 | Solar Water Heater | 5623.9979 | 2861.9997 | 106.7869 | 17414.0472 | 18601.6494 | 4436.3957 | 2968.7866 | 3468.3123 | 616.3481 | 671.8388 | 335.6047 | 5092.1038 | 16646.0774 | 0 | 16646.0774 | 660.672 | 0 | 36733.7376 | 10518.704 | 47252.4416 | 0 | 36320.4659 | 0
2675 | Commercial | CloNgsd909 | Solar Water Heater | 6338.4525 | 3225.5789 | 120.3527 | 19626.2717 | 20964.743 | 4999.9811 | 3345.9317 | 3908.9155 | 694.647 | 757.187 | 378.2388 | 5738.9883 | 17998.3343 | 0 | 17998.3343 | 660.672 | 0 | 39964.7298 | 10518.704 | 50483.4338 | 0 | 33203.6648 | 0
2676 | Commercial | CloTgsd909 | Solar Water Heater | 6338.4525 | 3225.5789 | 120.3527 | 19626.2717 | 20964.743 | 4999.9811 | 3345.9317 | 3908.9155 | 694.647 | 757.187 | 378.2388 | 5738.9883 | 17998.3343 | 0 | 17998.3343 | 660.672 | 0 | 39964.7298 | 10518.704 | 50483.4338 | 0 | 33203.6648 | 0
2677 | Commercial | CofNgsd909 | Solar Water Heater | 4218.5998 | 2146.8058 | 80.1016 | 13062.3975 | 13953.2261 | 3327.7712 | 2226.9074 | 2601.6051 | 462.327 | 503.9509 | 251.7394 | 3819.6224 | 10161.7612 | 0 | 10161.7612 | 660.672 | 0 | 21617.8891 | 10518.704 | 32136.5931 | 0 | 20690.6881 | 0
2678 | Commercial | CofTgsd909 | Solar Water Heater | 4218.5998 | 2146.8058 | 80.1016 | 13062.3975 | 13953.2261 | 3327.7712 | 2226.9074 | 2601.6051 | 462.327 | 503.9509 | 251.7394 | 3819.6224 | 10161.7612 | 0 | 10161.7612 | 660.672 | 0 | 21617.8891 | 10518.704 | 32136.5931 | 0 | 20690.6881 | 0
2679 | Commercial | CreNgsd909 | Solar Water Heater | 4218.5998 | 2146.8058 | 80.1016 | 13062.3975 | 13953.2261 | 3327.7712 | 2226.9074 | 2601.6051 | 462.327 | 503.9509 | 251.7394 | 3819.6224 | 10161.7612 | 0 | 10161.7612 | 660.672 | 0 | 21617.8891 | 10518.704 | 32136.5931 | 0 | 34484.4787 | 0
2680 | Commercial | CreTgsd909 | Solar Water Heater | 4218.5998 | 2146.8058 | 80.1016 | 13062.3975 | 13953.2261 | 3327.7712 | 2226.9074 | 2601.6051 | 462.327 | 503.9509 | 251.7394 | 3819.6224 | 10161.7612 | 0 | 10161.7612 | 660.672 | 0 | 21617.8891 | 10518.704 | 32136.5931 | 0 | 34484.4787 | 0
2681 | Commercial | CrtNgsd909 | Solar Water Heater | 4218.5998 | 2146.8058 | 80.1016 | 13062.3975 | 13953.2261 | 3327.7712 | 2226.9074 | 2601.6051 | 462.327 | 503.9509 | 251.7394 | 3819.6224 | 10161.7612 | 0 | 10161.7612 | 660.672 | 0 | 21617.8891 | 10518.704 | 32136.5931 | 0 | 29027.3384 | 0
2682 | Commercial | CrtTgsd909 | Solar Water Heater | 4218.5998 | 2146.8058 | 80.1016 | 13062.3975 | 13953.2261 | 3327.7712 | 2226.9074 | 2601.6051 | 462.327 | 503.9509 | 251.7394 | 3819.6224 | 10161.7612 | 0 | 10161.7612 | 660.672 | 0 | 21617.8891 | 10518.704 | 32136.5931 | 0 | 29027.3384 | 0
2683 | Commercial | CscNgsd909 | Solar Water Heater | 4218.5998 | 2146.8058 | 80.1016 | 13062.3975 | 13953.2261 | 3327.7712 | 2226.9074 | 2601.6051 | 462.327 | 503.9509 | 251.7394 | 3819.6224 | 10161.7612 | 0 | 10161.7612 | 660.672 | 0 | 21617.8891 | 10518.704 | 32136.5931 | 0 | 137934.8927 | 0
2684 | Commercial | CscTgsd909 | Solar Water Heater | 4218.5998 | 2146.8058 | 80.1016 | 13062.3975 | 13953.2261 | 3327.7712 | 2226.9074 | 2601.6051 | 462.327 | 503.9509 | 251.7394 | 3819.6224 | 10161.7612 | 0 | 10161.7612 | 660.672 | 0 | 21617.8891 | 10518.704 | 32136.5931 | 0 | 137934.8927 | 0
2685 | Commercial | CwaNgsd909 | Solar Water Heater | 4218.5998 | 2146.8058 | 80.1016 | 13062.3975 | 13953.2261 | 3327.7712 | 2226.9074 | 2601.6051 | 462.327 | 503.9509 | 251.7394 | 3819.6224 | 10161.7612 | 0 | 10161.7612 | 660.672 | 0 | 21617.8891 | 10518.704 | 32136.5931 | 0 | 28737.0656 | 0
2686 | Commercial | CwaTgsd909 | Solar Water Heater | 4218.5998 | 2146.8058 | 80.1016 | 13062.3975 | 13953.2261 | 3327.7712 | 2226.9074 | 2601.6051 | 462.327 | 503.9509 | 251.7394 | 3819.6224 | 10161.7612 | 0 | 10161.7612 | 660.672 | 0 | 21617.8891 | 10518.704 | 32136.5931 | 0 | 28737.0656 | 0
2687 | Commercial | CasNgsd910 | Heat Pump Pool Heater | 53.1492 | 27.0472 | 1.0092 | 156.3364 | 166.9983 | 42.4874 | 28.0563 | 32.5141 | 5.8178 | 6.2982 | 3.1678 | 47.7979 | 4062.7743 | 0 | 4062.7743 | 660.672 | 0 | 9021.2612 | 10617.8427 | 19639.104 | 0 | 7884.1643 | 0
2688 | Commercial | CasTgsd910 | Heat Pump Pool Heater | 53.1492 | 27.0472 | 1.0092 | 156.3364 | 166.9983 | 42.4874 | 28.0563 | 32.5141 | 5.8178 | 6.2982 | 3.1678 | 47.7979 | 4062.7743 | 0 | 4062.7743 | 660.672 | 0 | 9021.2612 | 10617.8427 | 19639.104 | 0 | 7884.1643 | 0
2689 | Commercial | CcoNgsd910 | Heat Pump Pool Heater | 53.1492 | 27.0472 | 1.0092 | 156.3364 | 166.9983 | 42.4874 | 28.0563 | 32.5141 | 5.8178 | 6.2982 | 3.1678 | 47.7979 | 4062.7743 | 0 | 4062.7743 | 660.672 | 0 | 9021.2612 | 10617.8427 | 19639.104 | 0 | 7884.1643 | 0
2690 | Commercial | CcoTgsd910 | Heat Pump Pool Heater | 53.1492 | 27.0472 | 1.0092 | 156.3364 | 166.9983 | 42.4874 | 28.0563 | 32.5141 | 5.8178 | 6.2982 | 3.1678 | 47.7979 | 4062.7743 | 0 | 4062.7743 | 660.672 | 0 | 9021.2612 | 10617.8427 | 19639.104 | 0 | 7884.1643 | 0
2691 | Commercial | CloNgsd910 | Heat Pump Pool Heater | 53.1492 | 27.0472 | 1.0092 | 156.3364 | 166.9983 | 42.4874 | 28.0563 | 32.5141 | 5.8178 | 6.2982 | 3.1678 | 47.7979 | 4062.7743 | 0 | 4062.7743 | 660.672 | 0 | 9021.2612 | 10617.8427 | 19639.104 | 0 | 7884.1643 | 0
2692 | Commercial | CloTgsd910 | Heat Pump Pool Heater | 53.1492 | 27.0472 | 1.0092 | 156.3364 | 166.9983 | 42.4874 | 28.0563 | 32.5141 | 5.8178 | 6.2982 | 3.1678 | 47.7979 | 4062.7743 | 0 | 4062.7743 | 660.672 | 0 | 9021.2612 | 10617.8427 | 19639.104 | 0 | 7884.1643 | 0
2693 | Commercial | CscNgsd910 | Heat Pump Pool Heater | 53.1492 | 27.0472 | 1.0092 | 156.3364 | 166.9983 | 42.4874 | 28.0563 | 32.5141 | 5.8178 | 6.2982 | 3.1678 | 47.7979 | 4062.7743 | 0 | 4062.7743 | 660.672 | 0 | 9021.2612 | 10617.8427 | 19639.104 | 0 | 7884.1643 | 0
2694 | Commercial | CscTgsd910 | Heat Pump Pool Heater | 53.1492 | 27.0472 | 1.0092 | 156.3364 | 166.9983 | 42.4874 | 28.0563 | 32.5141 | 5.8178 | 6.2982 | 3.1678 | 47.7979 | 4062.7743 | 0 | 4062.7743 | 660.672 | 0 | 9021.2612 | 10617.8427 | 19639.104 | 0 | 7884.1643 | 0
2695 | Commercial | CscNgsd911 | Heat Pump Water Heater | 4519.9449 | 2300.1575 | 85.8234 | 13295.2414 | 14201.9495 | 3613.2368 | 2385.9809 | 2765.0819 | 494.7575 | 535.6162 | 269.398 | 4064.8535 | 9087.4138 | 0 | 9087.4138 | 898.9844 | 0 | 19175.6009 | 10617.8427 | 29793.4437 | 0 | 29048.985 | 0
2696 | Commercial | CscTgsd911 | Heat Pump Water Heater | 4519.9449 | 2300.1575 | 85.8234 | 13295.2414 | 14201.9495 | 3613.2368 | 2385.9809 | 2765.0819 | 494.7575 | 535.6162 | 269.398 | 4064.8535 | 9087.4138 | 0 | 9087.4138 | 898.9844 | 0 | 19175.6009 | 10617.8427 | 29793.4437 | 0 | 29048.985 | 0
2697 | Commercial | CasNgsd912 | Instantaneous Hot Water System | 4686.2213 | 2384.774 | 88.9806 | 14424.2317 | 15407.9346 | 3702.5184 | 2473.7546 | 2887.3315 | 513.5043 | 559.2982 | 279.6057 | 4239.7398 | 18126.6326 | 0 | 18126.6326 | 632.2974 | 0 | 40249.6122 | 11040.5152 | 51290.1274 | 0 | 605842.2894 | 0
2698 | Commercial | CasTgsd912 | Instantaneous Hot Water System | 4686.2213 | 2384.774 | 88.9806 | 14424.2317 | 15407.9346 | 3702.5184 | 2473.7546 | 2887.3315 | 513.5043 | 559.2982 | 279.6057 | 4239.7398 | 18126.6326 | 0 | 18126.6326 | 632.2974 | 0 | 40249.6122 | 11040.5152 | 51290.1274 | 0 | 605842.2894 | 0
2699 | Commercial | CcoNgsd912 | Instantaneous Hot Water System | 5551.9356 | 2825.3279 | 105.4186 | 17088.9081 | 18254.3364 | 4386.5072 | 2930.7464 | 3420.7259 | 608.3671 | 662.6208 | 331.259 | 5022.9728 | 21250.3904 | 0 | 21250.3904 | 632.2974 | 0 | 47185.8171 | 11040.5152 | 58226.3324 | 0 | 308803.0463 | 0
2700 | Commercial | CcoTgsd912 | Instantaneous Hot Water System | 5551.9356 | 2825.3279 | 105.4186 | 17088.9081 | 18254.3364 | 4386.5072 | 2930.7464 | 3420.7259 | 608.3671 | 662.6208 | 331.259 | 5022.9728 | 21250.3904 | 0 | 21250.3904 | 632.2974 | 0 | 47185.8171 | 11040.5152 | 58226.3324 | 0 | 308803.0463 | 0
2701 | Commercial | CgrNgsd912 | Instantaneous Hot Water System | 4611.4208 | 2346.7087 | 87.5603 | 14193.9951 | 15161.9963 | 3643.4195 | 2434.2691 | 2841.2445 | 505.3079 | 550.3708 | 275.1427 | 4172.0659 | 18050.5781 | 0 | 18050.5781 | 632.2974 | 0 | 40080.7354 | 11040.5152 | 51121.2507 | 0 | 301650.1817 | 0
2702 | Commercial | CgrTgsd912 | Instantaneous Hot Water System | 4611.4208 | 2346.7087 | 87.5603 | 14193.9951 | 15161.9963 | 3643.4195 | 2434.2691 | 2841.2445 | 505.3079 | 550.3708 | 275.1427 | 4172.0659 | 18050.5781 | 0 | 18050.5781 | 632.2974 | 0 | 40080.7354 | 11040.5152 | 51121.2507 | 0 | 301650.1817 | 0
2703 | Commercial | CheNgsd912 | Instantaneous Hot Water System | 4686.2213 | 2384.774 | 88.9806 | 14424.2317 | 15407.9346 | 3702.5184 | 2473.7546 | 2887.3315 | 513.5043 | 559.2982 | 279.6057 | 4239.7398 | 18126.6326 | 0 | 18126.6326 | 632.2974 | 0 | 40249.6122 | 11040.5152 | 51290.1274 | 0 | 454381.732 | 0
2704 | Commercial | CheTgsd912 | Instantaneous Hot Water System | 4686.2213 | 2384.774 | 88.9806 | 14424.2317 | 15407.9346 | 3702.5184 | 2473.7546 | 2887.3315 | 513.5043 | 559.2982 | 279.6057 | 4239.7398 | 18126.6326 | 0 | 18126.6326 | 632.2974 | 0 | 40249.6122 | 11040.5152 | 51290.1274 | 0 | 454381.732 | 0
2705 | Commercial | ChoNgsd912 | Instantaneous Hot Water System | 5551.9356 | 2825.3279 | 105.4186 | 17088.9081 | 18254.3364 | 4386.5072 | 2930.7464 | 3420.7259 | 608.3671 | 662.6208 | 331.259 | 5022.9728 | 21250.3904 | 0 | 21250.3904 | 632.2974 | 0 | 47185.8171 | 11040.5152 | 58226.3324 | 0 | 264141.4461 | 0
2706 | Commercial | ChoTgsd912 | Instantaneous Hot Water System | 5551.9356 | 2825.3279 | 105.4186 | 17088.9081 | 18254.3364 | 4386.5072 | 2930.7464 | 3420.7259 | 608.3671 | 662.6208 | 331.259 | 5022.9728 | 21250.3904 | 0 | 21250.3904 | 632.2974 | 0 | 47185.8171 | 11040.5152 | 58226.3324 | 0 | 264141.4461 | 0
2707 | Commercial | CinNgsd912 | Instantaneous Hot Water System | 4686.2213 | 2384.774 | 88.9806 | 14424.2317 | 15407.9346 | 3702.5184 | 2473.7546 | 2887.3315 | 513.5043 | 559.2982 | 279.6057 | 4239.7398 | 18126.6326 | 0 | 18126.6326 | 632.2974 | 0 | 40249.6122 | 11040.5152 | 51290.1274 | 0 | 189325.7192 | 0
2708 | Commercial | CinTgsd912 | Instantaneous Hot Water System | 4686.2213 | 2384.774 | 88.9806 | 14424.2317 | 15407.9346 | 3702.5184 | 2473.7546 | 2887.3315 | 513.5043 | 559.2982 | 279.6057 | 4239.7398 | 18126.6326 | 0 | 18126.6326 | 632.2974 | 0 | 40249.6122 | 11040.5152 | 51290.1274 | 0 | 189325.7192 | 0
2709 | Commercial | CloNgsd912 | Instantaneous Hot Water System | 4611.4208 | 2346.7087 | 87.5603 | 14193.9951 | 15161.9963 | 3643.4195 | 2434.2691 | 2841.2445 | 505.3079 | 550.3708 | 275.1427 | 4172.0659 | 18050.5781 | 0 | 18050.5781 | 632.2974 | 0 | 40080.7354 | 11040.5152 | 51121.2507 | 0 | 188531.3747 | 0
2710 | Commercial | CloTgsd912 | Instantaneous Hot Water System | 4611.4208 | 2346.7087 | 87.5603 | 14193.9951 | 15161.9963 | 3643.4195 | 2434.2691 | 2841.2445 | 505.3079 | 550.3708 | 275.1427 | 4172.0659 | 18050.5781 | 0 | 18050.5781 | 632.2974 | 0 | 40080.7354 | 11040.5152 | 51121.2507 | 0 | 188531.3747 | 0
2711 | Commercial | CmiNgsd912 | Instantaneous Hot Water System | 4686.2213 | 2384.774 | 88.9806 | 14424.2317 | 15407.9346 | 3702.5184 | 2473.7546 | 2887.3315 | 513.5043 | 559.2982 | 279.6057 | 4239.7398 | 18126.6326 | 0 | 18126.6326 | 632.2974 | 0 | 40249.6122 | 11040.5152 | 51290.1274 | 0 | 201947.4298 | 0
2712 | Commercial | CmiTgsd912 | Instantaneous Hot Water System | 4686.2213 | 2384.774 | 88.9806 | 14424.2317 | 15407.9346 | 3702.5184 | 2473.7546 | 2887.3315 | 513.5043 | 559.2982 | 279.6057 | 4239.7398 | 18126.6326 | 0 | 18126.6326 | 632.2974 | 0 | 40249.6122 | 11040.5152 | 51290.1274 | 0 | 201947.4298 | 0
2713 | Commercial | CofNgsd912 | Instantaneous Hot Water System | 4686.2213 | 2384.774 | 88.9806 | 14424.2317 | 15407.9346 | 3702.5184 | 2473.7546 | 2887.3315 | 513.5043 | 559.2982 | 279.6057 | 4239.7398 | 18126.6326 | 0 | 18126.6326 | 632.2974 | 0 | 40249.6122 | 11040.5152 | 51290.1274 | 0 | 218103.2272 | 0
2714 | Commercial | CofTgsd912 | Instantaneous Hot Water System | 4686.2213 | 2384.774 | 88.9806 | 14424.2317 | 15407.9346 | 3702.5184 | 2473.7546 | 2887.3315 | 513.5043 | 559.2982 | 279.6057 | 4239.7398 | 18126.6326 | 0 | 18126.6326 | 632.2974 | 0 | 40249.6122 | 11040.5152 | 51290.1274 | 0 | 218103.2272 | 0
2715 | Commercial | CreNgsd912 | Instantaneous Hot Water System | 4611.4208 | 2346.7087 | 87.5603 | 14193.9951 | 15161.9963 | 3643.4195 | 2434.2691 | 2841.2445 | 505.3079 | 550.3708 | 275.1427 | 4172.0659 | 18050.5781 | 0 | 18050.5781 | 632.2974 | 0 | 40080.7354 | 11040.5152 | 51121.2507 | 0 | 361980.218 | 0
2716 | Commercial | CreTgsd912 | Instantaneous Hot Water System | 4611.4208 | 2346.7087 | 87.5603 | 14193.9951 | 15161.9963 | 3643.4195 | 2434.2691 | 2841.2445 | 505.3079 | 550.3708 | 275.1427 | 4172.0659 | 18050.5781 | 0 | 18050.5781 | 632.2974 | 0 | 40080.7354 | 11040.5152 | 51121.2507 | 0 | 361980.218 | 0
2717 | Commercial | CrtNgsd912 | Instantaneous Hot Water System | 4611.4208 | 2346.7087 | 87.5603 | 14193.9951 | 15161.9963 | 3643.4195 | 2434.2691 | 2841.2445 | 505.3079 | 550.3708 | 275.1427 | 4172.0659 | 18050.5781 | 0 | 18050.5781 | 632.2974 | 0 | 40080.7354 | 11040.5152 | 51121.2507 | 0 | 304697.1601 | 0
2718 | Commercial | CrtTgsd912 | Instantaneous Hot Water System | 4611.4208 | 2346.7087 | 87.5603 | 14193.9951 | 15161.9963 | 3643.4195 | 2434.2691 | 2841.2445 | 505.3079 | 550.3708 | 275.1427 | 4172.0659 | 18050.5781 | 0 | 18050.5781 | 632.2974 | 0 | 40080.7354 | 11040.5152 | 51121.2507 | 0 | 304697.1601 | 0
2719 | Commercial | CscNgsd912 | Instantaneous Hot Water System | 4686.2213 | 2384.774 | 88.9806 | 14424.2317 | 15407.9346 | 3702.5184 | 2473.7546 | 2887.3315 | 513.5043 | 559.2982 | 279.6057 | 4239.7398 | 18126.6326 | 0 | 18126.6326 | 632.2974 | 0 | 40249.6122 | 11040.5152 | 51290.1274 | 0 | 1453989.5941 | 0
2720 | Commercial | CscTgsd912 | Instantaneous Hot Water System | 4686.2213 | 2384.774 | 88.9806 | 14424.2317 | 15407.9346 | 3702.5184 | 2473.7546 | 2887.3315 | 513.5043 | 559.2982 | 279.6057 | 4239.7398 | 18126.6326 | 0 | 18126.6326 | 632.2974 | 0 | 40249.6122 | 11040.5152 | 51290.1274 | 0 | 1453989.5941 | 0
2721 | Commercial | CwaNgsd912 | Instantaneous Hot Water System | 4686.2213 | 2384.774 | 88.9806 | 14424.2317 | 15407.9346 | 3702.5184 | 2473.7546 | 2887.3315 | 513.5043 | 559.2982 | 279.6057 | 4239.7398 | 18126.6326 | 0 | 18126.6326 | 632.2974 | 0 | 40249.6122 | 11040.5152 | 51290.1274 | 0 | 302921.1447 | 0
2722 | Commercial | CwaTgsd912 | Instantaneous Hot Water System | 4686.2213 | 2384.774 | 88.9806 | 14424.2317 | 15407.9346 | 3702.5184 | 2473.7546 | 2887.3315 | 513.5043 | 559.2982 | 279.6057 | 4239.7398 | 18126.6326 | 0 | 18126.6326 | 632.2974 | 0 | 40249.6122 | 11040.5152 | 51290.1274 | 0 | 302921.1447 | 0
2723 | Commercial | CasEgsd921 | Retro-Commissioning | 6304.7296 | 3208.4177 | 119.7124 | 18545.1158 | 19809.8545 | 5039.9909 | 3328.1301 | 3856.9261 | 690.1217 | 747.1142 | 375.7748 | 5669.9368 | 12350.7168 | 0 | 12350.7168 | 1710.9354 | 0 | 26670.9982 | 10617.8427 | 37288.8409 | 0 | 36724.9946 | 0
2724 | Commercial | CwaEgsd921 | Retro-Commissioning | 6304.7296 | 3208.4177 | 119.7124 | 18545.1158 | 19809.8545 | 5039.9909 | 3328.1301 | 3856.9261 | 690.1217 | 747.1142 | 375.7748 | 5669.9368 | 12350.6916 | 0 | 12350.6916 | 1710.9354 | 0 | 26670.9437 | 10617.8427 | 37288.7865 | 0 | 75270.0473 | 0
2725 | Commercial | CcoNgsld104 | Energy Star Fryer | 4106.8515 | 2089.9382 | 77.9797 | 12640.9262 | 13503.0114 | 3244.7664 | 2167.9179 | 2530.3632 | 450.0184 | 490.1507 | 245.0373 | 3715.5697 | 12717.1037 | 0 | 12717.1037 | 847.9325 | 0 | 43439.1396 | 11040.5152 | 54479.6549 | 0 | 151663.8965 | 0
2726 | Commercial | CcoTgsld104 | Energy Star Fryer | 4106.8515 | 2089.9382 | 77.9797 | 12640.9262 | 13503.0114 | 3244.7664 | 2167.9179 | 2530.3632 | 450.0184 | 490.1507 | 245.0373 | 3715.5697 | 12717.1037 | 0 | 12717.1037 | 847.9325 | 0 | 43439.1396 | 11040.5152 | 54479.6549 | 0 | 151663.8965 | 0
2727 | Commercial | CheNgsld104 | Energy Star Fryer | 4106.8515 | 2089.9382 | 77.9797 | 12640.9262 | 13503.0114 | 3244.7664 | 2167.9179 | 2530.3632 | 450.0184 | 490.1507 | 245.0373 | 3715.5697 | 12717.1037 | 0 | 12717.1037 | 847.9325 | 0 | 43439.1396 | 11040.5152 | 54479.6549 | 0 | 151663.8965 | 0
2728 | Commercial | CheTgsld104 | Energy Star Fryer | 4106.8515 | 2089.9382 | 77.9797 | 12640.9262 | 13503.0114 | 3244.7664 | 2167.9179 | 2530.3632 | 450.0184 | 490.1507 | 245.0373 | 3715.5697 | 12717.1037 | 0 | 12717.1037 | 847.9325 | 0 | 43439.1396 | 11040.5152 | 54479.6549 | 0 | 151663.8965 | 0
2729 | Commercial | ChoNgsld104 | Energy Star Fryer | 4106.8515 | 2089.9382 | 77.9797 | 12640.9262 | 13503.0114 | 3244.7664 | 2167.9179 | 2530.3632 | 450.0184 | 490.1507 | 245.0373 | 3715.5697 | 12717.1037 | 0 | 12717.1037 | 847.9325 | 0 | 43439.1396 | 11040.5152 | 54479.6549 | 0 | 151663.8965 | 0
2730 | Commercial | ChoTgsld104 | Energy Star Fryer | 4106.8515 | 2089.9382 | 77.9797 | 12640.9262 | 13503.0114 | 3244.7664 | 2167.9179 | 2530.3632 | 450.0184 | 490.1507 | 245.0373 | 3715.5697 | 12717.1037 | 0 | 12717.1037 | 847.9325 | 0 | 43439.1396 | 11040.5152 | 54479.6549 | 0 | 151663.8965 | 0
2731 | Commercial | CloNgsld104 | Energy Star Fryer | 4106.8515 | 2089.9382 | 77.9797 | 12640.9262 | 13503.0114 | 3244.7664 | 2167.9179 | 2530.3632 | 450.0184 | 490.1507 | 245.0373 | 3715.5697 | 12717.1037 | 0 | 12717.1037 | 847.9325 | 0 | 43439.1396 | 11040.5152 | 54479.6549 | 0 | 151663.8965 | 0
2732 | Commercial | CloTgsld104 | Energy Star Fryer | 4106.8515 | 2089.9382 | 77.9797 | 12640.9262 | 13503.0114 | 3244.7664 | 2167.9179 | 2530.3632 | 450.0184 | 490.1507 | 245.0373 | 3715.5697 | 12717.1037 | 0 | 12717.1037 | 847.9325 | 0 | 43439.1396 | 11040.5152 | 54479.6549 | 0 | 151663.8965 | 0
2733 | Commercial | CreNgsld104 | Energy Star Fryer | 4106.8515 | 2089.9382 | 77.9797 | 12640.9262 | 13503.0114 | 3244.7664 | 2167.9179 | 2530.3632 | 450.0184 | 490.1507 | 245.0373 | 3715.5697 | 12717.1037 | 0 | 12717.1037 | 847.9325 | 0 | 43439.1396 | 11040.5152 | 54479.6549 | 0 | 151663.8965 | 0
2734 | Commercial | CreTgsld104 | Energy Star Fryer | 4106.8515 | 2089.9382 | 77.9797 | 12640.9262 | 13503.0114 | 3244.7664 | 2167.9179 | 2530.3632 | 450.0184 | 490.1507 | 245.0373 | 3715.5697 | 12717.1037 | 0 | 12717.1037 | 847.9325 | 0 | 43439.1396 | 11040.5152 | 54479.6549 | 0 | 151663.8965 | 0
2735 | Commercial | CscNgsld104 | Energy Star Fryer | 4106.8515 | 2089.9382 | 77.9797 | 12640.9262 | 13503.0114 | 3244.7664 | 2167.9179 | 2530.3632 | 450.0184 | 490.1507 | 245.0373 | 3715.5697 | 12717.1037 | 0 | 12717.1037 | 847.9325 | 0 | 43439.1396 | 11040.5152 | 54479.6549 | 0 | 151663.8965 | 0
2736 | Commercial | CscTgsld104 | Energy Star Fryer | 4106.8515 | 2089.9382 | 77.9797 | 12640.9262 | 13503.0114 | 3244.7664 | 2167.9179 | 2530.3632 | 450.0184 | 490.1507 | 245.0373 | 3715.5697 | 12717.1037 | 0 | 12717.1037 | 847.9325 | 0 | 43439.1396 | 11040.5152 | 54479.6549 | 0 | 151663.8965 | 0
2737 | Commercial | CcoNgsld106 | Energy Star Hot Food Holding Cabinet | 4201.7869 | 2138.2499 | 79.7823 | 13010.3384 | 13897.6167 | 3314.5086 | 2218.0322 | 2591.2366 | 460.4844 | 501.9425 | 250.7361 | 3804.3996 | 11281.6878 | 0 | 11281.6878 | 490.3706 | 0 | 38234.7479 | 10518.704 | 48753.4519 | 0 | 26003.553 | 0
2738 | Commercial | CcoTgsld106 | Energy Star Hot Food Holding Cabinet | 4201.7869 | 2138.2499 | 79.7823 | 13010.3384 | 13897.6167 | 3314.5086 | 2218.0322 | 2591.2366 | 460.4844 | 501.9425 | 250.7361 | 3804.3996 | 11281.6878 | 0 | 11281.6878 | 490.3706 | 0 | 38234.7479 | 10518.704 | 48753.4519 | 0 | 26003.553 | 0
2739 | Commercial | CheNgsld106 | Energy Star Hot Food Holding Cabinet | 4201.7869 | 2138.2499 | 79.7823 | 13010.3384 | 13897.6167 | 3314.5086 | 2218.0322 | 2591.2366 | 460.4844 | 501.9425 | 250.7361 | 3804.3996 | 11281.6878 | 0 | 11281.6878 | 490.3706 | 0 | 38234.7479 | 10518.704 | 48753.4519 | 0 | 26003.553 | 0
2740 | Commercial | CheTgsld106 | Energy Star Hot Food Holding Cabinet | 4201.7869 | 2138.2499 | 79.7823 | 13010.3384 | 13897.6167 | 3314.5086 | 2218.0322 | 2591.2366 | 460.4844 | 501.9425 | 250.7361 | 3804.3996 | 11281.6878 | 0 | 11281.6878 | 490.3706 | 0 | 38234.7479 | 10518.704 | 48753.4519 | 0 | 26003.553 | 0
2741 | Commercial | ChoNgsld106 | Energy Star Hot Food Holding Cabinet | 4201.7869 | 2138.2499 | 79.7823 | 13010.3384 | 13897.6167 | 3314.5086 | 2218.0322 | 2591.2366 | 460.4844 | 501.9425 | 250.7361 | 3804.3996 | 11281.6878 | 0 | 11281.6878 | 490.3706 | 0 | 38234.7479 | 10518.704 | 48753.4519 | 0 | 26003.553 | 0
2742 | Commercial | ChoTgsld106 | Energy Star Hot Food Holding Cabinet | 4201.7869 | 2138.2499 | 79.7823 | 13010.3384 | 13897.6167 | 3314.5086 | 2218.0322 | 2591.2366 | 460.4844 | 501.9425 | 250.7361 | 3804.3996 | 11281.6878 | 0 | 11281.6878 | 490.3706 | 0 | 38234.7479 | 10518.704 | 48753.4519 | 0 | 26003.553 | 0
2743 | Commercial | CloNgsld106 | Energy Star Hot Food Holding Cabinet | 4201.7869 | 2138.2499 | 79.7823 | 13010.3384 | 13897.6167 | 3314.5086 | 2218.0322 | 2591.2366 | 460.4844 | 501.9425 | 250.7361 | 3804.3996 | 11281.6878 | 0 | 11281.6878 | 490.3706 | 0 | 38234.7479 | 10518.704 | 48753.4519 | 0 | 26003.553 | 0
2744 | Commercial | CloTgsld106 | Energy Star Hot Food Holding Cabinet | 4201.7869 | 2138.2499 | 79.7823 | 13010.3384 | 13897.6167 | 3314.5086 | 2218.0322 | 2591.2366 | 460.4844 | 501.9425 | 250.7361 | 3804.3996 | 11281.6878 | 0 | 11281.6878 | 490.3706 | 0 | 38234.7479 | 10518.704 | 48753.4519 | 0 | 26003.553 | 0
2745 | Commercial | CreNgsld106 | Energy Star Hot Food Holding Cabinet | 4201.7869 | 2138.2499 | 79.7823 | 13010.3384 | 13897.6167 | 3314.5086 | 2218.0322 | 2591.2366 | 460.4844 | 501.9425 | 250.7361 | 3804.3996 | 11281.6878 | 0 | 11281.6878 | 490.3706 | 0 | 38234.7479 | 10518.704 | 48753.4519 | 0 | 26003.553 | 0
2746 | Commercial | CreTgsld106 | Energy Star Hot Food Holding Cabinet | 4201.7869 | 2138.2499 | 79.7823 | 13010.3384 | 13897.6167 | 3314.5086 | 2218.0322 | 2591.2366 | 460.4844 | 501.9425 | 250.7361 | 3804.3996 | 11281.6878 | 0 | 11281.6878 | 490.3706 | 0 | 38234.7479 | 10518.704 | 48753.4519 | 0 | 26003.553 | 0
2747 | Commercial | CscNgsld106 | Energy Star Hot Food Holding Cabinet | 4201.7869 | 2138.2499 | 79.7823 | 13010.3384 | 13897.6167 | 3314.5086 | 2218.0322 | 2591.2366 | 460.4844 | 501.9425 | 250.7361 | 3804.3996 | 11281.6878 | 0 | 11281.6878 | 490.3706 | 0 | 38234.7479 | 10518.704 | 48753.4519 | 0 | 26003.553 | 0
2748 | Commercial | CscTgsld106 | Energy Star Hot Food Holding Cabinet | 4201.7869 | 2138.2499 | 79.7823 | 13010.3384 | 13897.6167 | 3314.5086 | 2218.0322 | 2591.2366 | 460.4844 | 501.9425 | 250.7361 | 3804.3996 | 11281.6878 | 0 | 11281.6878 | 490.3706 | 0 | 38234.7479 | 10518.704 | 48753.4519 | 0 | 26003.553 | 0
2749 | Commercial | CcoNgsld108 | Induction Cooktops | 4371.2329 | 2224.4794 | 82.9997 | 12857.8108 | 13734.687 | 3494.3567 | 2307.4791 | 2674.1071 | 478.4793 | 517.9937 | 260.5345 | 3931.1146 | 9740.8258 | 0 | 9740.8258 | 898.9844 | 0 | 32655.4812 | 10617.8427 | 43273.3239 | 0 | 74847.5324 | 0
2750 | Commercial | CcoTgsld108 | Induction Cooktops | 4371.2329 | 2224.4794 | 82.9997 | 12857.8108 | 13734.687 | 3494.3567 | 2307.4791 | 2674.1071 | 478.4793 | 517.9937 | 260.5345 | 3931.1146 | 9740.8258 | 0 | 9740.8258 | 898.9844 | 0 | 32655.4812 | 10617.8427 | 43273.3239 | 0 | 74847.5324 | 0
2751 | Commercial | CheNgsld108 | Induction Cooktops | 4371.2329 | 2224.4794 | 82.9997 | 12857.8108 | 13734.687 | 3494.3567 | 2307.4791 | 2674.1071 | 478.4793 | 517.9937 | 260.5345 | 3931.1146 | 9740.8258 | 0 | 9740.8258 | 898.9844 | 0 | 32655.4812 | 10617.8427 | 43273.3239 | 0 | 74847.5324 | 0
2752 | Commercial | CheTgsld108 | Induction Cooktops | 4371.2329 | 2224.4794 | 82.9997 | 12857.8108 | 13734.687 | 3494.3567 | 2307.4791 | 2674.1071 | 478.4793 | 517.9937 | 260.5345 | 3931.1146 | 9740.8258 | 0 | 9740.8258 | 898.9844 | 0 | 32655.4812 | 10617.8427 | 43273.3239 | 0 | 74847.5324 | 0
2753 | Commercial | ChoNgsld108 | Induction Cooktops | 4371.2329 | 2224.4794 | 82.9997 | 12857.8108 | 13734.687 | 3494.3567 | 2307.4791 | 2674.1071 | 478.4793 | 517.9937 | 260.5345 | 3931.1146 | 9740.8258 | 0 | 9740.8258 | 898.9844 | 0 | 32655.4812 | 10617.8427 | 43273.3239 | 0 | 74847.5324 | 0
2754 | Commercial | ChoTgsld108 | Induction Cooktops | 4371.2329 | 2224.4794 | 82.9997 | 12857.8108 | 13734.687 | 3494.3567 | 2307.4791 | 2674.1071 | 478.4793 | 517.9937 | 260.5345 | 3931.1146 | 9740.8258 | 0 | 9740.8258 | 898.9844 | 0 | 32655.4812 | 10617.8427 | 43273.3239 | 0 | 74847.5324 | 0
2755 | Commercial | CloNgsld108 | Induction Cooktops | 4371.2329 | 2224.4794 | 82.9997 | 12857.8108 | 13734.687 | 3494.3567 | 2307.4791 | 2674.1071 | 478.4793 | 517.9937 | 260.5345 | 3931.1146 | 9740.8258 | 0 | 9740.8258 | 898.9844 | 0 | 32655.4812 | 10617.8427 | 43273.3239 | 0 | 74847.5324 | 0
2756 | Commercial | CloTgsld108 | Induction Cooktops | 4371.2329 | 2224.4794 | 82.9997 | 12857.8108 | 13734.687 | 3494.3567 | 2307.4791 | 2674.1071 | 478.4793 | 517.9937 | 260.5345 | 3931.1146 | 9740.8258 | 0 | 9740.8258 | 898.9844 | 0 | 32655.4812 | 10617.8427 | 43273.3239 | 0 | 74847.5324 | 0
2757 | Commercial | CreNgsld108 | Induction Cooktops | 4371.2329 | 2224.4794 | 82.9997 | 12857.8108 | 13734.687 | 3494.3567 | 2307.4791 | 2674.1071 | 478.4793 | 517.9937 | 260.5345 | 3931.1146 | 9740.8258 | 0 | 9740.8258 | 898.9844 | 0 | 32655.4812 | 10617.8427 | 43273.3239 | 0 | 74847.5324 | 0
2758 | Commercial | CreTgsld108 | Induction Cooktops | 4371.2329 | 2224.4794 | 82.9997 | 12857.8108 | 13734.687 | 3494.3567 | 2307.4791 | 2674.1071 | 478.4793 | 517.9937 | 260.5345 | 3931.1146 | 9740.8258 | 0 | 9740.8258 | 898.9844 | 0 | 32655.4812 | 10617.8427 | 43273.3239 | 0 | 74847.5324 | 0
2759 | Commercial | CscNgsld108 | Induction Cooktops | 4371.2329 | 2224.4794 | 82.9997 | 12857.8108 | 13734.687 | 3494.3567 | 2307.4791 | 2674.1071 | 478.4793 | 517.9937 | 260.5345 | 3931.1146 | 9740.8258 | 0 | 9740.8258 | 898.9844 | 0 | 32655.4812 | 10617.8427 | 43273.3239 | 0 | 74847.5324 | 0
2760 | Commercial | CscTgsld108 | Induction Cooktops | 4371.2329 | 2224.4794 | 82.9997 | 12857.8108 | 13734.687 | 3494.3567 | 2307.4791 | 2674.1071 | 478.4793 | 517.9937 | 260.5345 | 3931.1146 | 9740.8258 | 0 | 9740.8258 | 898.9844 | 0 | 32655.4812 | 10617.8427 | 43273.3239 | 0 | 74847.5324 | 0
2761 | Commercial | CasNgsld110 | ENERGY STAR Imaging Equipment | 4558.0177 | 2319.5324 | 86.5463 | 13407.2311 | 14321.5767 | 3643.6722 | 2406.0788 | 2788.373 | 498.925 | 540.1278 | 271.6672 | 4099.093 | 14717.4345 | 0 | 14717.4345 | 1338.0515 | 0 | 50775.7111 | 10617.8427 | 61393.5538 | 0 | 178233.3291 | 0
2762 | Commercial | CasTgsld110 | ENERGY STAR Imaging Equipment | 4558.0177 | 2319.5324 | 86.5463 | 13407.2311 | 14321.5767 | 3643.6722 | 2406.0788 | 2788.373 | 498.925 | 540.1278 | 271.6672 | 4099.093 | 14717.4345 | 0 | 14717.4345 | 1338.0515 | 0 | 50775.7111 | 10617.8427 | 61393.5538 | 0 | 178233.3291 | 0
2763 | Commercial | CcoNgsld110 | ENERGY STAR Imaging Equipment | 4558.0177 | 2319.5324 | 86.5463 | 13407.2311 | 14321.5767 | 3643.6722 | 2406.0788 | 2788.373 | 498.925 | 540.1278 | 271.6672 | 4099.093 | 14717.4345 | 0 | 14717.4345 | 1338.0515 | 0 | 50775.7111 | 10617.8427 | 61393.5538 | 0 | 178233.3291 | 0
2764 | Commercial | CcoTgsld110 | ENERGY STAR Imaging Equipment | 4558.0177 | 2319.5324 | 86.5463 | 13407.2311 | 14321.5767 | 3643.6722 | 2406.0788 | 2788.373 | 498.925 | 540.1278 | 271.6672 | 4099.093 | 14717.4345 | 0 | 14717.4345 | 1338.0515 | 0 | 50775.7111 | 10617.8427 | 61393.5538 | 0 | 178233.3291 | 0
2765 | Commercial | CgrNgsld110 | ENERGY STAR Imaging Equipment | 4558.0177 | 2319.5324 | 86.5463 | 13407.2311 | 14321.5767 | 3643.6722 | 2406.0788 | 2788.373 | 498.925 | 540.1278 | 271.6672 | 4099.093 | 14717.4345 | 0 | 14717.4345 | 1338.0515 | 0 | 50775.7111 | 10617.8427 | 61393.5538 | 0 | 178233.3291 | 0
2766 | Commercial | CgrTgsld110 | ENERGY STAR Imaging Equipment | 4558.0177 | 2319.5324 | 86.5463 | 13407.2311 | 14321.5767 | 3643.6722 | 2406.0788 | 2788.373 | 498.925 | 540.1278 | 271.6672 | 4099.093 | 14717.4345 | 0 | 14717.4345 | 1338.0515 | 0 | 50775.7111 | 10617.8427 | 61393.5538 | 0 | 178233.3291 | 0
2767 | Commercial | CheNgsld110 | ENERGY STAR Imaging Equipment | 4558.0177 | 2319.5324 | 86.5463 | 13407.2311 | 14321.5767 | 3643.6722 | 2406.0788 | 2788.373 | 498.925 | 540.1278 | 271.6672 | 4099.093 | 14717.4345 | 0 | 14717.4345 | 1338.0515 | 0 | 50775.7111 | 10617.8427 | 61393.5538 | 0 | 178233.3291 | 0
2768 | Commercial | CheTgsld110 | ENERGY STAR Imaging Equipment | 4558.0177 | 2319.5324 | 86.5463 | 13407.2311 | 14321.5767 | 3643.6722 | 2406.0788 | 2788.373 | 498.925 | 540.1278 | 271.6672 | 4099.093 | 14717.4345 | 0 | 14717.4345 | 1338.0515 | 0 | 50775.7111 | 10617.8427 | 61393.5538 | 0 | 178233.3291 | 0
2769 | Commercial | ChoNgsld110 | ENERGY STAR Imaging Equipment | 4558.0177 | 2319.5324 | 86.5463 | 13407.2311 | 14321.5767 | 3643.6722 | 2406.0788 | 2788.373 | 498.925 | 540.1278 | 271.6672 | 4099.093 | 14717.4345 | 0 | 14717.4345 | 1338.0515 | 0 | 50775.7111 | 10617.8427 | 61393.5538 | 0 | 178233.3291 | 0
2770 | Commercial | ChoTgsld110 | ENERGY STAR Imaging Equipment | 4558.0177 | 2319.5324 | 86.5463 | 13407.2311 | 14321.5767 | 3643.6722 | 2406.0788 | 2788.373 | 498.925 | 540.1278 | 271.6672 | 4099.093 | 14717.4345 | 0 | 14717.4345 | 1338.0515 | 0 | 50775.7111 | 10617.8427 | 61393.5538 | 0 | 178233.3291 | 0
2771 | Commercial | CinNgsld110 | ENERGY STAR Imaging Equipment | 4558.0177 | 2319.5324 | 86.5463 | 13407.2311 | 14321.5767 | 3643.6722 | 2406.0788 | 2788.373 | 498.925 | 540.1278 | 271.6672 | 4099.093 | 14717.4345 | 0 | 14717.4345 | 1338.0515 | 0 | 50775.7111 | 10617.8427 | 61393.5538 | 0 | 178233.3291 | 0
2772 | Commercial | CinTgsld110 | ENERGY STAR Imaging Equipment | 4558.0177 | 2319.5324 | 86.5463 | 13407.2311 | 14321.5767 | 3643.6722 | 2406.0788 | 2788.373 | 498.925 | 540.1278 | 271.6672 | 4099.093 | 14717.4345 | 0 | 14717.4345 | 1338.0515 | 0 | 50775.7111 | 10617.8427 | 61393.5538 | 0 | 178233.3291 | 0
2773 | Commercial | CloNgsld110 | ENERGY STAR Imaging Equipment | 4558.0177 | 2319.5324 | 86.5463 | 13407.2311 | 14321.5767 | 3643.6722 | 2406.0788 | 2788.373 | 498.925 | 540.1278 | 271.6672 | 4099.093 | 14717.4345 | 0 | 14717.4345 | 1338.0515 | 0 | 50775.7111 | 10617.8427 | 61393.5538 | 0 | 178233.3291 | 0
2774 | Commercial | CloTgsld110 | ENERGY STAR Imaging Equipment | 4558.0177 | 2319.5324 | 86.5463 | 13407.2311 | 14321.5767 | 3643.6722 | 2406.0788 | 2788.373 | 498.925 | 540.1278 | 271.6672 | 4099.093 | 14717.4345 | 0 | 14717.4345 | 1338.0515 | 0 | 50775.7111 | 10617.8427 | 61393.5538 | 0 | 178233.3291 | 0
2775 | Commercial | CofNgsld110 | ENERGY STAR Imaging Equipment | 4558.0177 | 2319.5324 | 86.5463 | 13407.2311 | 14321.5767 | 3643.6722 | 2406.0788 | 2788.373 | 498.925 | 540.1278 | 271.6672 | 4099.093 | 14717.4345 | 0 | 14717.4345 | 1338.0515 | 0 | 50775.7111 | 10617.8427 | 61393.5538 | 0 | 178233.3291 | 0
2776 | Commercial | CofTgsld110 | ENERGY STAR Imaging Equipment | 4558.0177 | 2319.5324 | 86.5463 | 13407.2311 | 14321.5767 | 3643.6722 | 2406.0788 | 2788.373 | 498.925 | 540.1278 | 271.6672 | 4099.093 | 14717.4345 | 0 | 14717.4345 | 1338.0515 | 0 | 50775.7111 | 10617.8427 | 61393.5538 | 0 | 178233.3291 | 0
2777 | Commercial | CrtNgsld110 | ENERGY STAR Imaging Equipment | 4558.0177 | 2319.5324 | 86.5463 | 13407.2311 | 14321.5767 | 3643.6722 | 2406.0788 | 2788.373 | 498.925 | 540.1278 | 271.6672 | 4099.093 | 14717.4345 | 0 | 14717.4345 | 1338.0515 | 0 | 50775.7111 | 10617.8427 | 61393.5538 | 0 | 178233.3291 | 0
2778 | Commercial | CrtTgsld110 | ENERGY STAR Imaging Equipment | 4558.0177 | 2319.5324 | 86.5463 | 13407.2311 | 14321.5767 | 3643.6722 | 2406.0788 | 2788.373 | 498.925 | 540.1278 | 271.6672 | 4099.093 | 14717.4345 | 0 | 14717.4345 | 1338.0515 | 0 | 50775.7111 | 10617.8427 | 61393.5538 | 0 | 178233.3291 | 0
2779 | Commercial | CscNgsld110 | ENERGY STAR Imaging Equipment | 4558.0177 | 2319.5324 | 86.5463 | 13407.2311 | 14321.5767 | 3643.6722 | 2406.0788 | 2788.373 | 498.925 | 540.1278 | 271.6672 | 4099.093 | 14717.4345 | 0 | 14717.4345 | 1338.0515 | 0 | 50775.7111 | 10617.8427 | 61393.5538 | 0 | 178233.3291 | 0
2780 | Commercial | CscTgsld110 | ENERGY STAR Imaging Equipment | 4558.0177 | 2319.5324 | 86.5463 | 13407.2311 | 14321.5767 | 3643.6722 | 2406.0788 | 2788.373 | 498.925 | 540.1278 | 271.6672 | 4099.093 | 14717.4345 | 0 | 14717.4345 | 1338.0515 | 0 | 50775.7111 | 10617.8427 | 61393.5538 | 0 | 178233.3291 | 0
2781 | Commercial | CasNgsld111 | Energy Star PCs | 4075.1171 | 2073.7888 | 77.3772 | 11986.7978 | 12804.2727 | 3257.6422 | 2151.166 | 2492.9579 | 446.0662 | 482.9038 | 242.8853 | 3664.8133 | 14360.8519 | 0 | 14360.8519 | 1906.7521 | 0 | 49441.6015 | 10617.8427 | 60059.4442 | 0 | 28524.866 | 0
2782 | Commercial | CasTgsld111 | Energy Star PCs | 4075.1171 | 2073.7888 | 77.3772 | 11986.7978 | 12804.2727 | 3257.6422 | 2151.166 | 2492.9579 | 446.0662 | 482.9038 | 242.8853 | 3664.8133 | 14360.8519 | 0 | 14360.8519 | 1906.7521 | 0 | 49441.6015 | 10617.8427 | 60059.4442 | 0 | 28524.866 | 0
2783 | Commercial | CgrNgsld111 | Energy Star PCs | 4354.0549 | 2215.7377 | 82.6736 | 12807.2825 | 13680.7128 | 3480.6246 | 2298.4112 | 2663.5985 | 476.599 | 515.9581 | 259.5106 | 3915.6662 | 14360.8519 | 0 | 14360.8519 | 1906.7521 | 0 | 49441.6015 | 10617.8427 | 60059.4442 | 0 | 28524.866 | 0
2784 | Commercial | CgrTgsld111 | Energy Star PCs | 4354.0549 | 2215.7377 | 82.6736 | 12807.2825 | 13680.7128 | 3480.6246 | 2298.4112 | 2663.5985 | 476.599 | 515.9581 | 259.5106 | 3915.6662 | 14360.8519 | 0 | 14360.8519 | 1906.7521 | 0 | 49441.6015 | 10617.8427 | 60059.4442 | 0 | 28524.866 | 0
2785 | Commercial | CheNgsld111 | Energy Star PCs | 4354.0549 | 2215.7377 | 82.6736 | 12807.2825 | 13680.7128 | 3480.6246 | 2298.4112 | 2663.5985 | 476.599 | 515.9581 | 259.5106 | 3915.6662 | 14360.8519 | 0 | 14360.8519 | 1906.7521 | 0 | 49441.6015 | 10617.8427 | 60059.4442 | 0 | 28524.866 | 0
2786 | Commercial | CheTgsld111 | Energy Star PCs | 4354.0549 | 2215.7377 | 82.6736 | 12807.2825 | 13680.7128 | 3480.6246 | 2298.4112 | 2663.5985 | 476.599 | 515.9581 | 259.5106 | 3915.6662 | 14360.8519 | 0 | 14360.8519 | 1906.7521 | 0 | 49441.6015 | 10617.8427 | 60059.4442 | 0 | 28524.866 | 0
2787 | Commercial | CinNgsld111 | Energy Star PCs | 4075.1171 | 2073.7888 | 77.3772 | 11986.7978 | 12804.2727 | 3257.6422 | 2151.166 | 2492.9579 | 446.0662 | 482.9038 | 242.8853 | 3664.8133 | 14360.8519 | 0 | 14360.8519 | 1906.7521 | 0 | 49441.6015 | 10617.8427 | 60059.4442 | 0 | 28524.866 | 0
2788 | Commercial | CinTgsld111 | Energy Star PCs | 4075.1171 | 2073.7888 | 77.3772 | 11986.7978 | 12804.2727 | 3257.6422 | 2151.166 | 2492.9579 | 446.0662 | 482.9038 | 242.8853 | 3664.8133 | 14360.8519 | 0 | 14360.8519 | 1906.7521 | 0 | 49441.6015 | 10617.8427 | 60059.4442 | 0 | 28524.866 | 0
2789 | Commercial | CloNgsld111 | Energy Star PCs | 4354.0549 | 2215.7377 | 82.6736 | 12807.2825 | 13680.7128 | 3480.6246 | 2298.4112 | 2663.5985 | 476.599 | 515.9581 | 259.5106 | 3915.6662 | 14360.8519 | 0 | 14360.8519 | 1906.7521 | 0 | 49441.6015 | 10617.8427 | 60059.4442 | 0 | 28524.866 | 0
2790 | Commercial | CloTgsld111 | Energy Star PCs | 4354.0549 | 2215.7377 | 82.6736 | 12807.2825 | 13680.7128 | 3480.6246 | 2298.4112 | 2663.5985 | 476.599 | 515.9581 | 259.5106 | 3915.6662 | 14360.8519 | 0 | 14360.8519 | 1906.7521 | 0 | 49441.6015 | 10617.8427 | 60059.4442 | 0 | 28524.866 | 0
2791 | Commercial | CmiNgsld111 | Energy Star PCs | 4075.1171 | 2073.7888 | 77.3772 | 11986.7978 | 12804.2727 | 3257.6422 | 2151.166 | 2492.9579 | 446.0662 | 482.9038 | 242.8853 | 3664.8133 | 14360.8519 | 0 | 14360.8519 | 1906.7521 | 0 | 49441.6015 | 10617.8427 | 60059.4442 | 0 | 28524.866 | 0
2792 | Commercial | CmiTgsld111 | Energy Star PCs | 4075.1171 | 2073.7888 | 77.3772 | 11986.7978 | 12804.2727 | 3257.6422 | 2151.166 | 2492.9579 | 446.0662 | 482.9038 | 242.8853 | 3664.8133 | 14360.8519 | 0 | 14360.8519 | 1906.7521 | 0 | 49441.6015 | 10617.8427 | 60059.4442 | 0 | 28524.866 | 0
2793 | Commercial | CofNgsld111 | Energy Star PCs | 4354.0549 | 2215.7377 | 82.6736 | 12807.2825 | 13680.7128 | 3480.6246 | 2298.4112 | 2663.5985 | 476.599 | 515.9581 | 259.5106 | 3915.6662 | 14360.8519 | 0 | 14360.8519 | 1906.7521 | 0 | 49441.6015 | 10617.8427 | 60059.4442 | 0 | 28524.866 | 0
2794 | Commercial | CofTgsld111 | Energy Star PCs | 4354.0549 | 2215.7377 | 82.6736 | 12807.2825 | 13680.7128 | 3480.6246 | 2298.4112 | 2663.5985 | 476.599 | 515.9581 | 259.5106 | 3915.6662 | 14360.8519 | 0 | 14360.8519 | 1906.7521 | 0 | 49441.6015 | 10617.8427 | 60059.4442 | 0 | 28524.866 | 0
2795 | Commercial | CreNgsld111 | Energy Star PCs | 4075.1171 | 2073.7888 | 77.3772 | 11986.7978 | 12804.2727 | 3257.6422 | 2151.166 | 2492.9579 | 446.0662 | 482.9038 | 242.8853 | 3664.8133 | 14360.8519 | 0 | 14360.8519 | 1906.7521 | 0 | 49441.6015 | 10617.8427 | 60059.4442 | 0 | 28524.866 | 0
2796 | Commercial | CreTgsld111 | Energy Star PCs | 4075.1171 | 2073.7888 | 77.3772 | 11986.7978 | 12804.2727 | 3257.6422 | 2151.166 | 2492.9579 | 446.0662 | 482.9038 | 242.8853 | 3664.8133 | 14360.8519 | 0 | 14360.8519 | 1906.7521 | 0 | 49441.6015 | 10617.8427 | 60059.4442 | 0 | 28524.866 | 0
2797 | Commercial | CrtNgsld111 | Energy Star PCs | 4354.0549 | 2215.7377 | 82.6736 | 12807.2825 | 13680.7128 | 3480.6246 | 2298.4112 | 2663.5985 | 476.599 | 515.9581 | 259.5106 | 3915.6662 | 14360.8519 | 0 | 14360.8519 | 1906.7521 | 0 | 49441.6015 | 10617.8427 | 60059.4442 | 0 | 28524.866 | 0
2798 | Commercial | CrtTgsld111 | Energy Star PCs | 4354.0549 | 2215.7377 | 82.6736 | 12807.2825 | 13680.7128 | 3480.6246 | 2298.4112 | 2663.5985 | 476.599 | 515.9581 | 259.5106 | 3915.6662 | 14360.8519 | 0 | 14360.8519 | 1906.7521 | 0 | 49441.6015 | 10617.8427 | 60059.4442 | 0 | 28524.866 | 0
2799 | Commercial | CscNgsld111 | Energy Star PCs | 4354.0549 | 2215.7377 | 82.6736 | 12807.2825 | 13680.7128 | 3480.6246 | 2298.4112 | 2663.5985 | 476.599 | 515.9581 | 259.5106 | 3915.6662 | 14360.8519 | 0 | 14360.8519 | 1906.7521 | 0 | 49441.6015 | 10617.8427 | 60059.4442 | 0 | 28524.866 | 0
2800 | Commercial | CscTgsld111 | Energy Star PCs | 4354.0549 | 2215.7377 | 82.6736 | 12807.2825 | 13680.7128 | 3480.6246 | 2298.4112 | 2663.5985 | 476.599 | 515.9581 | 259.5106 | 3915.6662 | 14360.8519 | 0 | 14360.8519 | 1906.7521 | 0 | 49441.6015 | 10617.8427 | 60059.4442 | 0 | 28524.866 | 0
2801 | Commercial | CwaNgsld111 | Energy Star PCs | 4075.1171 | 2073.7888 | 77.3772 | 11986.7978 | 12804.2727 | 3257.6422 | 2151.166 | 2492.9579 | 446.0662 | 482.9038 | 242.8853 | 3664.8133 | 14360.8519 | 0 | 14360.8519 | 1906.7521 | 0 | 49441.6015 | 10617.8427 | 60059.4442 | 0 | 28524.866 | 0
2802 | Commercial | CwaTgsld111 | Energy Star PCs | 4075.1171 | 2073.7888 | 77.3772 | 11986.7978 | 12804.2727 | 3257.6422 | 2151.166 | 2492.9579 | 446.0662 | 482.9038 | 242.8853 | 3664.8133 | 14360.8519 | 0 | 14360.8519 | 1906.7521 | 0 | 49441.6015 | 10617.8427 | 60059.4442 | 0 | 28524.866 | 0
2803 | Commercial | CcoNgsld113 | Energy Star Uninterruptable Power Supply | 4554.3844 | 2317.6835 | 86.4774 | 14102.1151 | 15063.8503 | 3592.6492 | 2404.1608 | 2808.683 | 499.1264 | 544.0635 | 271.7769 | 4123.6499 | 17590.8973 | 0 | 17590.8973 | 567.7796 | 0 | 61682.5767 | 10518.704 | 72201.2807 | 0 | 29956.6244 | 0
2804 | Commercial | CcoTgsld113 | Energy Star Uninterruptable Power Supply | 4554.3844 | 2317.6835 | 86.4774 | 14102.1151 | 15063.8503 | 3592.6492 | 2404.1608 | 2808.683 | 499.1264 | 544.0635 | 271.7769 | 4123.6499 | 17590.8973 | 0 | 17590.8973 | 567.7796 | 0 | 61682.5767 | 10518.704 | 72201.2807 | 0 | 29956.6244 | 0
2805 | Commercial | CheNgsld113 | Energy Star Uninterruptable Power Supply | 4554.3844 | 2317.6835 | 86.4774 | 14102.1151 | 15063.8503 | 3592.6492 | 2404.1608 | 2808.683 | 499.1264 | 544.0635 | 271.7769 | 4123.6499 | 17590.8973 | 0 | 17590.8973 | 567.7796 | 0 | 61682.5767 | 10518.704 | 72201.2807 | 0 | 29956.6244 | 0
2806 | Commercial | CheTgsld113 | Energy Star Uninterruptable Power Supply | 4554.3844 | 2317.6835 | 86.4774 | 14102.1151 | 15063.8503 | 3592.6492 | 2404.1608 | 2808.683 | 499.1264 | 544.0635 | 271.7769 | 4123.6499 | 17590.8973 | 0 | 17590.8973 | 567.7796 | 0 | 61682.5767 | 10518.704 | 72201.2807 | 0 | 29956.6244 | 0
2807 | Commercial | ChoNgsld113 | Energy Star Uninterruptable Power Supply | 4554.3844 | 2317.6835 | 86.4774 | 14102.1151 | 15063.8503 | 3592.6492 | 2404.1608 | 2808.683 | 499.1264 | 544.0635 | 271.7769 | 4123.6499 | 17590.8973 | 0 | 17590.8973 | 567.7796 | 0 | 61682.5767 | 10518.704 | 72201.2807 | 0 | 29956.6244 | 0
2808 | Commercial | ChoTgsld113 | Energy Star Uninterruptable Power Supply | 4554.3844 | 2317.6835 | 86.4774 | 14102.1151 | 15063.8503 | 3592.6492 | 2404.1608 | 2808.683 | 499.1264 | 544.0635 | 271.7769 | 4123.6499 | 17590.8973 | 0 | 17590.8973 | 567.7796 | 0 | 61682.5767 | 10518.704 | 72201.2807 | 0 | 29956.6244 | 0
2809 | Commercial | CinNgsld113 | Energy Star Uninterruptable Power Supply | 4554.3844 | 2317.6835 | 86.4774 | 14102.1151 | 15063.8503 | 3592.6492 | 2404.1608 | 2808.683 | 499.1264 | 544.0635 | 271.7769 | 4123.6499 | 17590.8973 | 0 | 17590.8973 | 567.7796 | 0 | 61682.5767 | 10518.704 | 72201.2807 | 0 | 29956.6244 | 0
2810 | Commercial | CinTgsld113 | Energy Star Uninterruptable Power Supply | 4554.3844 | 2317.6835 | 86.4774 | 14102.1151 | 15063.8503 | 3592.6492 | 2404.1608 | 2808.683 | 499.1264 | 544.0635 | 271.7769 | 4123.6499 | 17590.8973 | 0 | 17590.8973 | 567.7796 | 0 | 61682.5767 | 10518.704 | 72201.2807 | 0 | 29956.6244 | 0
2811 | Commercial | CloNgsld113 | Energy Star Uninterruptable Power Supply | 4554.3844 | 2317.6835 | 86.4774 | 14102.1151 | 15063.8503 | 3592.6492 | 2404.1608 | 2808.683 | 499.1264 | 544.0635 | 271.7769 | 4123.6499 | 17590.8973 | 0 | 17590.8973 | 567.7796 | 0 | 61682.5767 | 10518.704 | 72201.2807 | 0 | 29956.6244 | 0
2812 | Commercial | CloTgsld113 | Energy Star Uninterruptable Power Supply | 4554.3844 | 2317.6835 | 86.4774 | 14102.1151 | 15063.8503 | 3592.6492 | 2404.1608 | 2808.683 | 499.1264 | 544.0635 | 271.7769 | 4123.6499 | 17590.8973 | 0 | 17590.8973 | 567.7796 | 0 | 61682.5767 | 10518.704 | 72201.2807 | 0 | 29956.6244 | 0
2813 | Commercial | CmiNgsld113 | Energy Star Uninterruptable Power Supply | 4554.3844 | 2317.6835 | 86.4774 | 14102.1151 | 15063.8503 | 3592.6492 | 2404.1608 | 2808.683 | 499.1264 | 544.0635 | 271.7769 | 4123.6499 | 17590.8973 | 0 | 17590.8973 | 567.7796 | 0 | 61682.5767 | 10518.704 | 72201.2807 | 0 | 29956.6244 | 0
2814 | Commercial | CmiTgsld113 | Energy Star Uninterruptable Power Supply | 4554.3844 | 2317.6835 | 86.4774 | 14102.1151 | 15063.8503 | 3592.6492 | 2404.1608 | 2808.683 | 499.1264 | 544.0635 | 271.7769 | 4123.6499 | 17590.8973 | 0 | 17590.8973 | 567.7796 | 0 | 61682.5767 | 10518.704 | 72201.2807 | 0 | 29956.6244 | 0
2815 | Commercial | CofNgsld113 | Energy Star Uninterruptable Power Supply | 4554.3844 | 2317.6835 | 86.4774 | 14102.1151 | 15063.8503 | 3592.6492 | 2404.1608 | 2808.683 | 499.1264 | 544.0635 | 271.7769 | 4123.6499 | 17590.8973 | 0 | 17590.8973 | 567.7796 | 0 | 61682.5767 | 10518.704 | 72201.2807 | 0 | 29956.6244 | 0
2816 | Commercial | CofTgsld113 | Energy Star Uninterruptable Power Supply | 4554.3844 | 2317.6835 | 86.4774 | 14102.1151 | 15063.8503 | 3592.6492 | 2404.1608 | 2808.683 | 499.1264 | 544.0635 | 271.7769 | 4123.6499 | 17590.8973 | 0 | 17590.8973 | 567.7796 | 0 | 61682.5767 | 10518.704 | 72201.2807 | 0 | 29956.6244 | 0
2817 | Commercial | CscNgsld113 | Energy Star Uninterruptable Power Supply | 4554.3844 | 2317.6835 | 86.4774 | 14102.1151 | 15063.8503 | 3592.6492 | 2404.1608 | 2808.683 | 499.1264 | 544.0635 | 271.7769 | 4123.6499 | 17590.8973 | 0 | 17590.8973 | 567.7796 | 0 | 61682.5767 | 10518.704 | 72201.2807 | 0 | 29956.6244 | 0
2818 | Commercial | CscTgsld113 | Energy Star Uninterruptable Power Supply | 4554.3844 | 2317.6835 | 86.4774 | 14102.1151 | 15063.8503 | 3592.6492 | 2404.1608 | 2808.683 | 499.1264 | 544.0635 | 271.7769 | 4123.6499 | 17590.8973 | 0 | 17590.8973 | 567.7796 | 0 | 61682.5767 | 10518.704 | 72201.2807 | 0 | 29956.6244 | 0
2819 | Commercial | CcoEgsld114 | Network PC Power Management | 4695.9687 | 2389.7344 | 89.1657 | 13813.0085 | 14755.0272 | 3753.95 | 2478.9001 | 2872.7646 | 514.0252 | 556.4751 | 279.8894 | 4223.1543 | 15159.7631 | 0 | 15159.7631 | 1710.9354 | 0 | 52403.4927 | 10617.8427 | 63021.3355 | 0 | 36266.9139 | 0
2820 | Commercial | CcoNgsld114 | Network PC Power Management | 4695.9687 | 2389.7344 | 89.1657 | 13813.0085 | 14755.0272 | 3753.95 | 2478.9001 | 2872.7646 | 514.0252 | 556.4751 | 279.8894 | 4223.1543 | 15159.7631 | 0 | 15159.7631 | 1710.9354 | 0 | 52403.4927 | 10617.8427 | 63021.3355 | 0 | 36266.9139 | 0
2821 | Commercial | CheEgsld114 | Network PC Power Management | 4575.9594 | 2328.6628 | 86.887 | 13460.0058 | 14377.9505 | 3658.0147 | 2415.5498 | 2799.3488 | 500.8889 | 542.2539 | 272.7366 | 4115.2282 | 13790.8622 | 0 | 13790.8622 | 1710.9354 | 0 | 47337.1473 | 10617.8427 | 57954.99 | 0 | 32934.546 | 0
2822 | Commercial | CheNgsld114 | Network PC Power Management | 4575.9594 | 2328.6628 | 86.887 | 13460.0058 | 14377.9505 | 3658.0147 | 2415.5498 | 2799.3488 | 500.8889 | 542.2539 | 272.7366 | 4115.2282 | 13790.8622 | 0 | 13790.8622 | 1710.9354 | 0 | 47337.1473 | 10617.8427 | 57954.99 | 0 | 32934.546 | 0
2823 | Commercial | ChoEgsld114 | Network PC Power Management | 4695.9687 | 2389.7344 | 89.1657 | 13813.0085 | 14755.0272 | 3753.95 | 2478.9001 | 2872.7646 | 514.0252 | 556.4751 | 279.8894 | 4223.1543 | 15159.7631 | 0 | 15159.7631 | 1710.9354 | 0 | 52403.4927 | 10617.8427 | 63021.3355 | 0 | 35917.3847 | 0
2824 | Commercial | ChoNgsld114 | Network PC Power Management | 4695.9687 | 2389.7344 | 89.1657 | 13813.0085 | 14755.0272 | 3753.95 | 2478.9001 | 2872.7646 | 514.0252 | 556.4751 | 279.8894 | 4223.1543 | 15159.7631 | 0 | 15159.7631 | 1710.9354 | 0 | 52403.4927 | 10617.8427 | 63021.3355 | 0 | 35917.3847 | 0
2825 | Commercial | CinEgsld114 | Network PC Power Management | 4075.1171 | 2073.7888 | 77.3772 | 11986.7978 | 12804.2727 | 3257.6422 | 2151.166 | 2492.9579 | 446.0662 | 482.9038 | 242.8853 | 3664.8133 | 13790.8622 | 0 | 13790.8622 | 1710.9354 | 0 | 47337.1473 | 10617.8427 | 57954.99 | 0 | 33302.5902 | 0
2826 | Commercial | CinNgsld114 | Network PC Power Management | 4075.1171 | 2073.7888 | 77.3772 | 11986.7978 | 12804.2727 | 3257.6422 | 2151.166 | 2492.9579 | 446.0662 | 482.9038 | 242.8853 | 3664.8133 | 13790.8622 | 0 | 13790.8622 | 1710.9354 | 0 | 47337.1473 | 10617.8427 | 57954.99 | 0 | 33302.5902 | 0
2827 | Commercial | CloEgsld114 | Network PC Power Management | 4575.9594 | 2328.6628 | 86.887 | 13460.0058 | 14377.9505 | 3658.0147 | 2415.5498 | 2799.3488 | 500.8889 | 542.2539 | 272.7366 | 4115.2282 | 13790.8622 | 0 | 13790.8622 | 1710.9354 | 0 | 47337.1473 | 10617.8427 | 57954.99 | 0 | 32911.2474 | 0
2828 | Commercial | CloNgsld114 | Network PC Power Management | 4575.9594 | 2328.6628 | 86.887 | 13460.0058 | 14377.9505 | 3658.0147 | 2415.5498 | 2799.3488 | 500.8889 | 542.2539 | 272.7366 | 4115.2282 | 13790.8622 | 0 | 13790.8622 | 1710.9354 | 0 | 47337.1473 | 10617.8427 | 57954.99 | 0 | 32911.2474 | 0
2829 | Commercial | CofEgsld114 | Network PC Power Management | 4575.9594 | 2328.6628 | 86.887 | 13460.0058 | 14377.9505 | 3658.0147 | 2415.5498 | 2799.3488 | 500.8889 | 542.2539 | 272.7366 | 4115.2282 | 13790.8622 | 0 | 13790.8622 | 1710.9354 | 0 | 47337.1473 | 10617.8427 | 57954.99 | 0 | 32855.7978 | 0
2830 | Commercial | CofNgsld114 | Network PC Power Management | 4575.9594 | 2328.6628 | 86.887 | 13460.0058 | 14377.9505 | 3658.0147 | 2415.5498 | 2799.3488 | 500.8889 | 542.2539 | 272.7366 | 4115.2282 | 13790.8622 | 0 | 13790.8622 | 1710.9354 | 0 | 47337.1473 | 10617.8427 | 57954.99 | 0 | 32855.7978 | 0
2831 | Commercial | CrtEgsld114 | Network PC Power Management | 4575.9594 | 2328.6628 | 86.887 | 13460.0058 | 14377.9505 | 3658.0147 | 2415.5498 | 2799.3488 | 500.8889 | 542.2539 | 272.7366 | 4115.2282 | 13790.8622 | 0 | 13790.8622 | 1710.9354 | 0 | 47337.1473 | 10617.8427 | 57954.99 | 0 | 33476.3018 | 0
2832 | Commercial | CrtNgsld114 | Network PC Power Management | 4575.9594 | 2328.6628 | 86.887 | 13460.0058 | 14377.9505 | 3658.0147 | 2415.5498 | 2799.3488 | 500.8889 | 542.2539 | 272.7366 | 4115.2282 | 13790.8622 | 0 | 13790.8622 | 1710.9354 | 0 | 47337.1473 | 10617.8427 | 57954.99 | 0 | 33476.3018 | 0
2833 | Commercial | CscEgsld114 | Network PC Power Management | 4575.9594 | 2328.6628 | 86.887 | 13460.0058 | 14377.9505 | 3658.0147 | 2415.5498 | 2799.3488 | 500.8889 | 542.2539 | 272.7366 | 4115.2282 | 13790.8622 | 0 | 13790.8622 | 1710.9354 | 0 | 47337.1473 | 10617.8427 | 57954.99 | 0 | 32693.3644 | 0
2834 | Commercial | CscNgsld114 | Network PC Power Management | 4575.9594 | 2328.6628 | 86.887 | 13460.0058 | 14377.9505 | 3658.0147 | 2415.5498 | 2799.3488 | 500.8889 | 542.2539 | 272.7366 | 4115.2282 | 13790.8622 | 0 | 13790.8622 | 1710.9354 | 0 | 47337.1473 | 10617.8427 | 57954.99 | 0 | 32693.3644 | 0
2835 | Commercial | CcoNgsld115 | Server Virtualization | 4575.2951 | 2328.3247 | 86.8744 | 13458.0518 | 14375.8632 | 3657.4837 | 2415.1991 | 2798.9424 | 500.8162 | 542.1752 | 272.697 | 4114.6307 | 13782.5605 | 0 | 13782.5605 | 2697 | 0 | 47308.6516 | 10617.8427 | 57926.4944 | 0 | 183798.9078 | 0
2836 | Commercial | CcoTgsld115 | Server Virtualization | 4575.2951 | 2328.3247 | 86.8744 | 13458.0518 | 14375.8632 | 3657.4837 | 2415.1991 | 2798.9424 | 500.8162 | 542.1752 | 272.697 | 4114.6307 | 13782.5605 | 0 | 13782.5605 | 2697 | 0 | 47308.6516 | 10617.8427 | 57926.4944 | 0 | 183798.9078 | 0
2837 | Commercial | CheNgsld115 | Server Virtualization | 4575.2951 | 2328.3247 | 86.8744 | 13458.0518 | 14375.8632 | 3657.4837 | 2415.1991 | 2798.9424 | 500.8162 | 542.1752 | 272.697 | 4114.6307 | 13782.5605 | 0 | 13782.5605 | 2697 | 0 | 47308.6516 | 10617.8427 | 57926.4944 | 0 | 183798.9078 | 0
2838 | Commercial | CheTgsld115 | Server Virtualization | 4575.2951 | 2328.3247 | 86.8744 | 13458.0518 | 14375.8632 | 3657.4837 | 2415.1991 | 2798.9424 | 500.8162 | 542.1752 | 272.697 | 4114.6307 | 13782.5605 | 0 | 13782.5605 | 2697 | 0 | 47308.6516 | 10617.8427 | 57926.4944 | 0 | 183798.9078 | 0
2839 | Commercial | ChoNgsld115 | Server Virtualization | 4575.2951 | 2328.3247 | 86.8744 | 13458.0518 | 14375.8632 | 3657.4837 | 2415.1991 | 2798.9424 | 500.8162 | 542.1752 | 272.697 | 4114.6307 | 13782.5605 | 0 | 13782.5605 | 2697 | 0 | 47308.6516 | 10617.8427 | 57926.4944 | 0 | 183798.9078 | 0
2840 | Commercial | ChoTgsld115 | Server Virtualization | 4575.2951 | 2328.3247 | 86.8744 | 13458.0518 | 14375.8632 | 3657.4837 | 2415.1991 | 2798.9424 | 500.8162 | 542.1752 | 272.697 | 4114.6307 | 13782.5605 | 0 | 13782.5605 | 2697 | 0 | 47308.6516 | 10617.8427 | 57926.4944 | 0 | 183798.9078 | 0
2841 | Commercial | CinNgsld115 | Server Virtualization | 4575.2951 | 2328.3247 | 86.8744 | 13458.0518 | 14375.8632 | 3657.4837 | 2415.1991 | 2798.9424 | 500.8162 | 542.1752 | 272.697 | 4114.6307 | 13782.5605 | 0 | 13782.5605 | 2697 | 0 | 47308.6516 | 10617.8427 | 57926.4944 | 0 | 183798.9078 | 0
2842 | Commercial | CinTgsld115 | Server Virtualization | 4575.2951 | 2328.3247 | 86.8744 | 13458.0518 | 14375.8632 | 3657.4837 | 2415.1991 | 2798.9424 | 500.8162 | 542.1752 | 272.697 | 4114.6307 | 13782.5605 | 0 | 13782.5605 | 2697 | 0 | 47308.6516 | 10617.8427 | 57926.4944 | 0 | 183798.9078 | 0
2843 | Commercial | CloNgsld115 | Server Virtualization | 4575.2951 | 2328.3247 | 86.8744 | 13458.0518 | 14375.8632 | 3657.4837 | 2415.1991 | 2798.9424 | 500.8162 | 542.1752 | 272.697 | 4114.6307 | 13782.5605 | 0 | 13782.5605 | 2697 | 0 | 47308.6516 | 10617.8427 | 57926.4944 | 0 | 183798.9078 | 0
2844 | Commercial | CloTgsld115 | Server Virtualization | 4575.2951 | 2328.3247 | 86.8744 | 13458.0518 | 14375.8632 | 3657.4837 | 2415.1991 | 2798.9424 | 500.8162 | 542.1752 | 272.697 | 4114.6307 | 13782.5605 | 0 | 13782.5605 | 2697 | 0 | 47308.6516 | 10617.8427 | 57926.4944 | 0 | 183798.9078 | 0
2845 | Commercial | CmiNgsld115 | Server Virtualization | 4575.2951 | 2328.3247 | 86.8744 | 13458.0518 | 14375.8632 | 3657.4837 | 2415.1991 | 2798.9424 | 500.8162 | 542.1752 | 272.697 | 4114.6307 | 13782.5605 | 0 | 13782.5605 | 2697 | 0 | 47308.6516 | 10617.8427 | 57926.4944 | 0 | 183798.9078 | 0
2846 | Commercial | CmiTgsld115 | Server Virtualization | 4575.2951 | 2328.3247 | 86.8744 | 13458.0518 | 14375.8632 | 3657.4837 | 2415.1991 | 2798.9424 | 500.8162 | 542.1752 | 272.697 | 4114.6307 | 13782.5605 | 0 | 13782.5605 | 2697 | 0 | 47308.6516 | 10617.8427 | 57926.4944 | 0 | 183798.9078 | 0
2847 | Commercial | CofNgsld115 | Server Virtualization | 4575.2951 | 2328.3247 | 86.8744 | 13458.0518 | 14375.8632 | 3657.4837 | 2415.1991 | 2798.9424 | 500.8162 | 542.1752 | 272.697 | 4114.6307 | 13782.5605 | 0 | 13782.5605 | 2697 | 0 | 47308.6516 | 10617.8427 | 57926.4944 | 0 | 183798.9078 | 0
2848 | Commercial | CofTgsld115 | Server Virtualization | 4575.2951 | 2328.3247 | 86.8744 | 13458.0518 | 14375.8632 | 3657.4837 | 2415.1991 | 2798.9424 | 500.8162 | 542.1752 | 272.697 | 4114.6307 | 13782.5605 | 0 | 13782.5605 | 2697 | 0 | 47308.6516 | 10617.8427 | 57926.4944 | 0 | 183798.9078 | 0
2849 | Commercial | CrtNgsld115 | Server Virtualization | 4575.2951 | 2328.3247 | 86.8744 | 13458.0518 | 14375.8632 | 3657.4837 | 2415.1991 | 2798.9424 | 500.8162 | 542.1752 | 272.697 | 4114.6307 | 13782.5605 | 0 | 13782.5605 | 2697 | 0 | 47308.6516 | 10617.8427 | 57926.4944 | 0 | 183798.9078 | 0
2850 | Commercial | CrtTgsld115 | Server Virtualization | 4575.2951 | 2328.3247 | 86.8744 | 13458.0518 | 14375.8632 | 3657.4837 | 2415.1991 | 2798.9424 | 500.8162 | 542.1752 | 272.697 | 4114.6307 | 13782.5605 | 0 | 13782.5605 | 2697 | 0 | 47308.6516 | 10617.8427 | 57926.4944 | 0 | 183798.9078 | 0
2851 | Commercial | CscNgsld115 | Server Virtualization | 4575.2951 | 2328.3247 | 86.8744 | 13458.0518 | 14375.8632 | 3657.4837 | 2415.1991 | 2798.9424 | 500.8162 | 542.1752 | 272.697 | 4114.6307 | 13782.5605 | 0 | 13782.5605 | 2697 | 0 | 47308.6516 | 10617.8427 | 57926.4944 | 0 | 183798.9078 | 0
2852 | Commercial | CscTgsld115 | Server Virtualization | 4575.2951 | 2328.3247 | 86.8744 | 13458.0518 | 14375.8632 | 3657.4837 | 2415.1991 | 2798.9424 | 500.8162 | 542.1752 | 272.697 | 4114.6307 | 13782.5605 | 0 | 13782.5605 | 2697 | 0 | 47308.6516 | 10617.8427 | 57926.4944 | 0 | 183798.9078 | 0
2853 | Commercial | CasEgsld116 | Smart Strip Plug Outlet | 3871.2268 | 1970.0309 | 73.5058 | 11986.7978 | 12804.2727 | 3053.7518 | 2043.5367 | 2387.3806 | 424.2575 | 462.454 | 231.0104 | 3505.1024 | 13796.0267 | 0 | 13796.0267 | 1906.7521 | 0 | 47354.8745 | 10518.704 | 57873.5785 | 0 | 30181.5198 | 0
2854 | Commercial | CasNgsld116 | Smart Strip Plug Outlet | 3871.2268 | 1970.0309 | 73.5058 | 11986.7978 | 12804.2727 | 3053.7518 | 2043.5367 | 2387.3806 | 424.2575 | 462.454 | 231.0104 | 3505.1024 | 13796.0267 | 0 | 13796.0267 | 1906.7521 | 0 | 47354.8745 | 10518.704 | 57873.5785 | 0 | 30181.5198 | 0
2855 | Commercial | CgrEgsld116 | Smart Strip Plug Outlet | 4346.0113 | 2211.6443 | 82.5208 | 13456.9123 | 14374.646 | 3428.2776 | 2294.1652 | 2680.1796 | 476.2903 | 519.1714 | 259.3425 | 3934.9838 | 13796.0267 | 0 | 13796.0267 | 1906.7521 | 0 | 47354.8745 | 10518.704 | 57873.5785 | 0 | 23717.7004 | 0
2856 | Commercial | CgrNgsld116 | Smart Strip Plug Outlet | 4346.0113 | 2211.6443 | 82.5208 | 13456.9123 | 14374.646 | 3428.2776 | 2294.1652 | 2680.1796 | 476.2903 | 519.1714 | 259.3425 | 3934.9838 | 13796.0267 | 0 | 13796.0267 | 1906.7521 | 0 | 47354.8745 | 10518.704 | 57873.5785 | 0 | 23717.7004 | 0
2857 | Commercial | CofEgsld116 | Smart Strip Plug Outlet | 4346.0113 | 2211.6443 | 82.5208 | 13456.9123 | 14374.646 | 3428.2776 | 2294.1652 | 2680.1796 | 476.2903 | 519.1714 | 259.3425 | 3934.9838 | 13796.0267 | 0 | 13796.0267 | 1906.7521 | 0 | 47354.8745 | 10518.704 | 57873.5785 | 0 | 24318.5463 | 0
2858 | Commercial | CofNgsld116 | Smart Strip Plug Outlet | 4346.0113 | 2211.6443 | 82.5208 | 13456.9123 | 14374.646 | 3428.2776 | 2294.1652 | 2680.1796 | 476.2903 | 519.1714 | 259.3425 | 3934.9838 | 13796.0267 | 0 | 13796.0267 | 1906.7521 | 0 | 47354.8745 | 10518.704 | 57873.5785 | 0 | 24318.5463 | 0
2859 | Commercial | CreEgsld116 | Smart Strip Plug Outlet | 3871.2268 | 1970.0309 | 73.5058 | 11986.7978 | 12804.2727 | 3053.7518 | 2043.5367 | 2387.3806 | 424.2575 | 462.454 | 231.0104 | 3505.1024 | 13796.0267 | 0 | 13796.0267 | 1906.7521 | 0 | 47354.8745 | 10518.704 | 57873.5785 | 0 | 25225.5178 | 0
2860 | Commercial | CreNgsld116 | Smart Strip Plug Outlet | 3871.2268 | 1970.0309 | 73.5058 | 11986.7978 | 12804.2727 | 3053.7518 | 2043.5367 | 2387.3806 | 424.2575 | 462.454 | 231.0104 | 3505.1024 | 13796.0267 | 0 | 13796.0267 | 1906.7521 | 0 | 47354.8745 | 10518.704 | 57873.5785 | 0 | 25225.5178 | 0
2861 | Commercial | CrtEgsld116 | Smart Strip Plug Outlet | 4346.0113 | 2211.6443 | 82.5208 | 13456.9123 | 14374.646 | 3428.2776 | 2294.1652 | 2680.1796 | 476.2903 | 519.1714 | 259.3425 | 3934.9838 | 13796.0267 | 0 | 13796.0267 | 1906.7521 | 0 | 47354.8745 | 10518.704 | 57873.5785 | 0 | 55750.092 | 0
2862 | Commercial | CrtNgsld116 | Smart Strip Plug Outlet | 4346.0113 | 2211.6443 | 82.5208 | 13456.9123 | 14374.646 | 3428.2776 | 2294.1652 | 2680.1796 | 476.2903 | 519.1714 | 259.3425 | 3934.9838 | 13796.0267 | 0 | 13796.0267 | 1906.7521 | 0 | 47354.8745 | 10518.704 | 57873.5785 | 0 | 55750.092 | 0
2863 | Commercial | CwaEgsld116 | Smart Strip Plug Outlet | 3871.2268 | 1970.0309 | 73.5058 | 11986.7978 | 12804.2727 | 3053.7518 | 2043.5367 | 2387.3806 | 424.2575 | 462.454 | 231.0104 | 3505.1024 | 13796.0267 | 0 | 13796.0267 | 1906.7521 | 0 | 47354.8745 | 10518.704 | 57873.5785 | 0 | 205111.4839 | 0
2864 | Commercial | CwaNgsld116 | Smart Strip Plug Outlet | 3871.2268 | 1970.0309 | 73.5058 | 11986.7978 | 12804.2727 | 3053.7518 | 2043.5367 | 2387.3806 | 424.2575 | 462.454 | 231.0104 | 3505.1024 | 13796.0267 | 0 | 13796.0267 | 1906.7521 | 0 | 47354.8745 | 10518.704 | 57873.5785 | 0 | 205111.4839 | 0
2865 | Commercial | CcoNgsld117 | ENERGY STAR Commercial Clothes Washer | 4832.0869 | 2459.0036 | 91.7503 | 14421.5628 | 15405.0837 | 3848.566 | 2550.7539 | 2962.8749 | 529.107 | 573.9305 | 288.1015 | 4354.0139 | 19745.7657 | 0 | 19745.7657 | 1178.3023 | 0 | 69238.6346 | 9217.5845 | 78456.219 | 0 | 79090.604 | 49.9331
2866 | Commercial | CcoTgsld117 | ENERGY STAR Commercial Clothes Washer | 4832.0869 | 2459.0036 | 91.7503 | 14421.5628 | 15405.0837 | 3848.566 | 2550.7539 | 2962.8749 | 529.107 | 573.9305 | 288.1015 | 4354.0139 | 19745.7657 | 0 | 19745.7657 | 1178.3023 | 0 | 69238.6346 | 9217.5845 | 78456.219 | 0 | 79090.604 | 49.9331
2867 | Commercial | CheNgsld117 | ENERGY STAR Commercial Clothes Washer | 4529.0352 | 2304.7835 | 85.996 | 13517.0926 | 14438.9304 | 3607.1973 | 2390.7795 | 2777.0537 | 495.9233 | 537.9356 | 270.0327 | 4080.9453 | 22929.4408 | 0 | 22929.4408 | 1178.3023 | 0 | 80402.2084 | 9217.5845 | 89619.7928 | 0 | 91842.6406 | 57.984
2868 | Commercial | CheTgsld117 | ENERGY STAR Commercial Clothes Washer | 4529.0352 | 2304.7835 | 85.996 | 13517.0926 | 14438.9304 | 3607.1973 | 2390.7795 | 2777.0537 | 495.9233 | 537.9356 | 270.0327 | 4080.9453 | 22929.4408 | 0 | 22929.4408 | 1178.3023 | 0 | 80402.2084 | 9217.5845 | 89619.7928 | 0 | 91842.6406 | 57.984
2869 | Commercial | ChoNgsld117 | ENERGY STAR Commercial Clothes Washer | 4832.0869 | 2459.0036 | 91.7503 | 14421.5628 | 15405.0837 | 3848.566 | 2550.7539 | 2962.8749 | 529.107 | 573.9305 | 288.1015 | 4354.0139 | 19745.7657 | 0 | 19745.7657 | 1178.3023 | 0 | 69238.6346 | 9217.5845 | 78456.219 | 0 | 79090.604 | 49.9331
2870 | Commercial | ChoTgsld117 | ENERGY STAR Commercial Clothes Washer | 4832.0869 | 2459.0036 | 91.7503 | 14421.5628 | 15405.0837 | 3848.566 | 2550.7539 | 2962.8749 | 529.107 | 573.9305 | 288.1015 | 4354.0139 | 19745.7657 | 0 | 19745.7657 | 1178.3023 | 0 | 69238.6346 | 9217.5845 | 78456.219 | 0 | 79090.604 | 49.9331
2871 | Commercial | CloNgsld117 | ENERGY STAR Commercial Clothes Washer | 4832.0869 | 2459.0036 | 91.7503 | 14421.5628 | 15405.0837 | 3848.566 | 2550.7539 | 2962.8749 | 529.107 | 573.9305 | 288.1015 | 4354.0139 | 19745.7657 | 0 | 19745.7657 | 1178.3023 | 0 | 69238.6346 | 9217.5845 | 78456.219 | 0 | 79090.604 | 49.9331
2872 | Commercial | CloTgsld117 | ENERGY STAR Commercial Clothes Washer | 4832.0869 | 2459.0036 | 91.7503 | 14421.5628 | 15405.0837 | 3848.566 | 2550.7539 | 2962.8749 | 529.107 | 573.9305 | 288.1015 | 4354.0139 | 19745.7657 | 0 | 19745.7657 | 1178.3023 | 0 | 69238.6346 | 9217.5845 | 78456.219 | 0 | 79090.604 | 49.9331
2873 | Commercial | CscNgsld117 | ENERGY STAR Commercial Clothes Washer | 4832.0869 | 2459.0036 | 91.7503 | 14421.5628 | 15405.0837 | 3848.566 | 2550.7539 | 2962.8749 | 529.107 | 573.9305 | 288.1015 | 4354.0139 | 19745.7657 | 0 | 19745.7657 | 1178.3023 | 0 | 69238.6346 | 9217.5845 | 78456.219 | 0 | 79090.604 | 49.9331
2874 | Commercial | CscTgsld117 | ENERGY STAR Commercial Clothes Washer | 4832.0869 | 2459.0036 | 91.7503 | 14421.5628 | 15405.0837 | 3848.566 | 2550.7539 | 2962.8749 | 529.107 | 573.9305 | 288.1015 | 4354.0139 | 19745.7657 | 0 | 19745.7657 | 1178.3023 | 0 | 69238.6346 | 9217.5845 | 78456.219 | 0 | 79090.604 | 49.9331
2875 | Commercial | CasNgsld118 | Energy Star Vending Machine | 4524.3662 | 2302.4075 | 85.9074 | 13308.2463 | 14215.8413 | 3616.7712 | 2388.3148 | 2767.7866 | 495.2414 | 536.1401 | 269.6615 | 4068.8296 | 13145.5856 | 0 | 13145.5856 | 704.5319 | 0 | 45020.7466 | 10617.8427 | 55638.5893 | 0 | 56369.9271 | 0
2876 | Commercial | CasTgsld118 | Energy Star Vending Machine | 4524.3662 | 2302.4075 | 85.9074 | 13308.2463 | 14215.8413 | 3616.7712 | 2388.3148 | 2767.7866 | 495.2414 | 536.1401 | 269.6615 | 4068.8296 | 13145.5856 | 0 | 13145.5856 | 704.5319 | 0 | 45020.7466 | 10617.8427 | 55638.5893 | 0 | 56369.9271 | 0
2877 | Commercial | CcoNgsld118 | Energy Star Vending Machine | 4522.0736 | 2301.2408 | 85.8638 | 13301.5029 | 14208.638 | 3614.9385 | 2387.1046 | 2766.3841 | 494.9905 | 535.8684 | 269.5249 | 4066.7679 | 13101.3652 | 0 | 13101.3652 | 704.5319 | 0 | 44869.3017 | 10617.8427 | 55487.1444 | 0 | 56180.3008 | 0
2878 | Commercial | CcoTgsld118 | Energy Star Vending Machine | 4522.0736 | 2301.2408 | 85.8638 | 13301.5029 | 14208.638 | 3614.9385 | 2387.1046 | 2766.3841 | 494.9905 | 535.8684 | 269.5249 | 4066.7679 | 13101.3652 | 0 | 13101.3652 | 704.5319 | 0 | 44869.3017 | 10617.8427 | 55487.1444 | 0 | 56180.3008 | 0
2879 | Commercial | CgrNgsld118 | Energy Star Vending Machine | 4524.3662 | 2302.4075 | 85.9074 | 13308.2463 | 14215.8413 | 3616.7712 | 2388.3148 | 2767.7866 | 495.2414 | 536.1401 | 269.6615 | 4068.8296 | 13145.5856 | 0 | 13145.5856 | 704.5319 | 0 | 45020.7466 | 10617.8427 | 55638.5893 | 0 | 56369.9271 | 0
2880 | Commercial | CgrTgsld118 | Energy Star Vending Machine | 4524.3662 | 2302.4075 | 85.9074 | 13308.2463 | 14215.8413 | 3616.7712 | 2388.3148 | 2767.7866 | 495.2414 | 536.1401 | 269.6615 | 4068.8296 | 13145.5856 | 0 | 13145.5856 | 704.5319 | 0 | 45020.7466 | 10617.8427 | 55638.5893 | 0 | 56369.9271 | 0
2881 | Commercial | CheNgsld118 | Energy Star Vending Machine | 4522.0736 | 2301.2408 | 85.8638 | 13301.5029 | 14208.638 | 3614.9385 | 2387.1046 | 2766.3841 | 494.9905 | 535.8684 | 269.5249 | 4066.7679 | 13101.3652 | 0 | 13101.3652 | 704.5319 | 0 | 44869.3017 | 10617.8427 | 55487.1444 | 0 | 56180.3008 | 0
2882 | Commercial | CheTgsld118 | Energy Star Vending Machine | 4522.0736 | 2301.2408 | 85.8638 | 13301.5029 | 14208.638 | 3614.9385 | 2387.1046 | 2766.3841 | 494.9905 | 535.8684 | 269.5249 | 4066.7679 | 13101.3652 | 0 | 13101.3652 | 704.5319 | 0 | 44869.3017 | 10617.8427 | 55487.1444 | 0 | 56180.3008 | 0
2883 | Commercial | ChoNgsld118 | Energy Star Vending Machine | 4522.0736 | 2301.2408 | 85.8638 | 13301.5029 | 14208.638 | 3614.9385 | 2387.1046 | 2766.3841 | 494.9905 | 535.8684 | 269.5249 | 4066.7679 | 13101.3652 | 0 | 13101.3652 | 704.5319 | 0 | 44869.3017 | 10617.8427 | 55487.1444 | 0 | 56180.3008 | 0
2884 | Commercial | ChoTgsld118 | Energy Star Vending Machine | 4522.0736 | 2301.2408 | 85.8638 | 13301.5029 | 14208.638 | 3614.9385 | 2387.1046 | 2766.3841 | 494.9905 | 535.8684 | 269.5249 | 4066.7679 | 13101.3652 | 0 | 13101.3652 | 704.5319 | 0 | 44869.3017 | 10617.8427 | 55487.1444 | 0 | 56180.3008 | 0
2885 | Commercial | CloNgsld118 | Energy Star Vending Machine | 4522.0736 | 2301.2408 | 85.8638 | 13301.5029 | 14208.638 | 3614.9385 | 2387.1046 | 2766.3841 | 494.9905 | 535.8684 | 269.5249 | 4066.7679 | 13101.3652 | 0 | 13101.3652 | 704.5319 | 0 | 44869.3017 | 10617.8427 | 55487.1444 | 0 | 56180.3008 | 0
2886 | Commercial | CloTgsld118 | Energy Star Vending Machine | 4522.0736 | 2301.2408 | 85.8638 | 13301.5029 | 14208.638 | 3614.9385 | 2387.1046 | 2766.3841 | 494.9905 | 535.8684 | 269.5249 | 4066.7679 | 13101.3652 | 0 | 13101.3652 | 704.5319 | 0 | 44869.3017 | 10617.8427 | 55487.1444 | 0 | 56180.3008 | 0
2887 | Commercial | CofNgsld118 | Energy Star Vending Machine | 4524.3662 | 2302.4075 | 85.9074 | 13308.2463 | 14215.8413 | 3616.7712 | 2388.3148 | 2767.7866 | 495.2414 | 536.1401 | 269.6615 | 4068.8296 | 13145.5856 | 0 | 13145.5856 | 704.5319 | 0 | 45020.7466 | 10617.8427 | 55638.5893 | 0 | 56369.9271 | 0
2888 | Commercial | CofTgsld118 | Energy Star Vending Machine | 4524.3662 | 2302.4075 | 85.9074 | 13308.2463 | 14215.8413 | 3616.7712 | 2388.3148 | 2767.7866 | 495.2414 | 536.1401 | 269.6615 | 4068.8296 | 13145.5856 | 0 | 13145.5856 | 704.5319 | 0 | 45020.7466 | 10617.8427 | 55638.5893 | 0 | 56369.9271 | 0
2889 | Commercial | CreNgsld118 | Energy Star Vending Machine | 4522.0736 | 2301.2408 | 85.8638 | 13301.5029 | 14208.638 | 3614.9385 | 2387.1046 | 2766.3841 | 494.9905 | 535.8684 | 269.5249 | 4066.7679 | 13101.3652 | 0 | 13101.3652 | 704.5319 | 0 | 44869.3017 | 10617.8427 | 55487.1444 | 0 | 56180.3008 | 0
2890 | Commercial | CreTgsld118 | Energy Star Vending Machine | 4522.0736 | 2301.2408 | 85.8638 | 13301.5029 | 14208.638 | 3614.9385 | 2387.1046 | 2766.3841 | 494.9905 | 535.8684 | 269.5249 | 4066.7679 | 13101.3652 | 0 | 13101.3652 | 704.5319 | 0 | 44869.3017 | 10617.8427 | 55487.1444 | 0 | 56180.3008 | 0
2891 | Commercial | CrtNgsld118 | Energy Star Vending Machine | 4524.3662 | 2302.4075 | 85.9074 | 13308.2463 | 14215.8413 | 3616.7712 | 2388.3148 | 2767.7866 | 495.2414 | 536.1401 | 269.6615 | 4068.8296 | 13145.5856 | 0 | 13145.5856 | 704.5319 | 0 | 45020.7466 | 10617.8427 | 55638.5893 | 0 | 56369.9271 | 0
2892 | Commercial | CrtTgsld118 | Energy Star Vending Machine | 4524.3662 | 2302.4075 | 85.9074 | 13308.2463 | 14215.8413 | 3616.7712 | 2388.3148 | 2767.7866 | 495.2414 | 536.1401 | 269.6615 | 4068.8296 | 13145.5856 | 0 | 13145.5856 | 704.5319 | 0 | 45020.7466 | 10617.8427 | 55638.5893 | 0 | 56369.9271 | 0
2893 | Commercial | CscNgsld118 | Energy Star Vending Machine | 4522.0736 | 2301.2408 | 85.8638 | 13301.5029 | 14208.638 | 3614.9385 | 2387.1046 | 2766.3841 | 494.9905 | 535.8684 | 269.5249 | 4066.7679 | 13101.3652 | 0 | 13101.3652 | 704.5319 | 0 | 44869.3017 | 10617.8427 | 55487.1444 | 0 | 56180.3008 | 0
2894 | Commercial | CscTgsld118 | Energy Star Vending Machine | 4522.0736 | 2301.2408 | 85.8638 | 13301.5029 | 14208.638 | 3614.9385 | 2387.1046 | 2766.3841 | 494.9905 | 535.8684 | 269.5249 | 4066.7679 | 13101.3652 | 0 | 13101.3652 | 704.5319 | 0 | 44869.3017 | 10617.8427 | 55487.1444 | 0 | 56180.3008 | 0
2895 | Commercial | CheEgsld201 | Ceiling Insulation(R12 to R38) | 4145.0829 | 2109.3937 | 78.7057 | 12758.6027 | 13628.7132 | 3274.9724 | 2188.0994 | 2553.9188 | 454.2077 | 494.7136 | 247.3184 | 3750.1585 | 4376.5642 | 0 | 4376.5642 | 632.2974 | 0 | 13797.3184 | 11040.5152 | 24837.8336 | 0 | 34478.9833 | 0
2896 | Commercial | CofEgsld201 | Ceiling Insulation(R12 to R38) | 4145.0829 | 2109.3937 | 78.7057 | 12758.6027 | 13628.7132 | 3274.9724 | 2188.0994 | 2553.9188 | 454.2077 | 494.7136 | 247.3184 | 3750.1585 | 4376.5642 | 0 | 4376.5642 | 632.2974 | 0 | 13797.3184 | 11040.5152 | 24837.8336 | 0 | 34478.9833 | 0
2897 | Commercial | CheEgsld202 | Ceiling Insulation(R19 to R38) | 4120.487 | 2096.8771 | 78.2386 | 12758.6027 | 13628.7132 | 3250.3765 | 2175.1158 | 2541.099 | 451.5745 | 492.2305 | 245.8846 | 3730.7886 | 4376.5642 | 0 | 4376.5642 | 578.9711 | 0 | 13797.3184 | 10518.704 | 24316.0224 | 0 | 64017.4287 | 0
2898 | Commercial | CofEgsld202 | Ceiling Insulation(R19 to R38) | 4120.487 | 2096.8771 | 78.2386 | 12758.6027 | 13628.7132 | 3250.3765 | 2175.1158 | 2541.099 | 451.5745 | 492.2305 | 245.8846 | 3730.7886 | 4376.5642 | 0 | 4376.5642 | 578.9711 | 0 | 13797.3184 | 10518.704 | 24316.0224 | 0 | 64017.4287 | 0
2899 | Commercial | CheEgsld204 | Ceiling Insulation(R30 to R38) | 4337.5054 | 2207.3158 | 82.3593 | 12758.6027 | 13628.7132 | 3467.395 | 2289.6751 | 2653.4743 | 474.7875 | 513.997 | 258.5242 | 3900.783 | 4376.5642 | 0 | 4376.5642 | 578.9711 | 0 | 13797.3184 | 10617.8427 | 24415.1611 | 0 | 182813.38 | 0
2900 | Commercial | CofEgsld204 | Ceiling Insulation(R30 to R38) | 4337.5054 | 2207.3158 | 82.3593 | 12758.6027 | 13628.7132 | 3467.395 | 2289.6751 | 2653.4743 | 474.7875 | 513.997 | 258.5242 | 3900.783 | 4376.5642 | 0 | 4376.5642 | 578.9711 | 0 | 13797.3184 | 10617.8427 | 24415.1611 | 0 | 182813.38 | 0
2901 | Commercial | CasEgsld205 | Floor Insulation | 20286.0851 | 10323.3982 | 385.1864 | 59670.7269 | 63740.1476 | 16216.6644 | 10708.5846 | 12410.0376 | 2220.5343 | 2403.9131 | 1209.0923 | 18243.5773 | 100352.5093 | 0 | 100352.5093 | 578.9711 | 0 | 351886.618 | 10617.8427 | 362504.4608 | 0 | 7195070.4808 | 0
2902 | Commercial | CasNgsld205 | Floor Insulation | 20286.0851 | 10323.3982 | 385.1864 | 59670.7269 | 63740.1476 | 16216.6644 | 10708.5846 | 12410.0376 | 2220.5343 | 2403.9131 | 1209.0923 | 18243.5773 | 100352.5093 | 0 | 100352.5093 | 578.9711 | 0 | 351886.618 | 10617.8427 | 362504.4608 | 0 | 7234666.2026 | 0
2903 | Commercial | CcoEgsld205 | Floor Insulation | 4498.7131 | 2289.3529 | 85.4203 | 13232.789 | 14135.2379 | 3596.2642 | 2374.7732 | 2752.0933 | 492.4334 | 533.1002 | 268.1325 | 4045.7595 | 5320.3748 | 0 | 5320.3748 | 578.9711 | 0 | 17025.4227 | 10617.8427 | 27643.2654 | 0 | 348121.0071 | 0
2904 | Commercial | CcoNgsld205 | Floor Insulation | 4498.7131 | 2289.3529 | 85.4203 | 13232.789 | 14135.2379 | 3596.2642 | 2374.7732 | 2752.0933 | 492.4334 | 533.1002 | 268.1325 | 4045.7595 | 5320.3748 | 0 | 5320.3748 | 578.9711 | 0 | 17025.4227 | 10617.8427 | 27643.2654 | 0 | 350036.766 | 0
2905 | Commercial | CgrEgsld205 | Floor Insulation | 5719.7602 | 2910.7322 | 108.6052 | 16824.4511 | 17971.844 | 4572.3672 | 3019.3374 | 3499.0703 | 626.0904 | 677.795 | 340.9094 | 5143.8651 | 10256.4984 | 0 | 10256.4984 | 578.9711 | 0 | 34504.685 | 10617.8427 | 45122.5277 | 0 | 705521.7408 | 0
2906 | Commercial | CgrNgsld205 | Floor Insulation | 5719.7602 | 2910.7322 | 108.6052 | 16824.4511 | 17971.844 | 4572.3672 | 3019.3374 | 3499.0703 | 626.0904 | 677.795 | 340.9094 | 5143.8651 | 10256.4984 | 0 | 10256.4984 | 578.9711 | 0 | 34504.685 | 10617.8427 | 45122.5277 | 0 | 709404.3231 | 0
2907 | Commercial | CheEgsld205 | Floor Insulation | 20286.0851 | 10323.3982 | 385.1864 | 59670.7269 | 63740.1476 | 16216.6644 | 10708.5846 | 12410.0376 | 2220.5343 | 2403.9131 | 1209.0923 | 18243.5773 | 100352.5093 | 0 | 100352.5093 | 578.9711 | 0 | 351886.618 | 10617.8427 | 362504.4608 | 0 | 7195070.4808 | 0
2908 | Commercial | CheNgsld205 | Floor Insulation | 20286.0851 | 10323.3982 | 385.1864 | 59670.7269 | 63740.1476 | 16216.6644 | 10708.5846 | 12410.0376 | 2220.5343 | 2403.9131 | 1209.0923 | 18243.5773 | 100352.5093 | 0 | 100352.5093 | 578.9711 | 0 | 351886.618 | 10617.8427 | 362504.4608 | 0 | 7234666.2026 | 0
2909 | Commercial | ChoEgsld205 | Floor Insulation | 4498.7131 | 2289.3529 | 85.4203 | 13232.789 | 14135.2379 | 3596.2642 | 2374.7732 | 2752.0933 | 492.4334 | 533.1002 | 268.1325 | 4045.7595 | 5320.3748 | 0 | 5320.3748 | 578.9711 | 0 | 17025.4227 | 10617.8427 | 27643.2654 | 0 | 348121.0071 | 0
2910 | Commercial | ChoNgsld205 | Floor Insulation | 4498.7131 | 2289.3529 | 85.4203 | 13232.789 | 14135.2379 | 3596.2642 | 2374.7732 | 2752.0933 | 492.4334 | 533.1002 | 268.1325 | 4045.7595 | 5320.3748 | 0 | 5320.3748 | 578.9711 | 0 | 17025.4227 | 10617.8427 | 27643.2654 | 0 | 350036.766 | 0
2911 | Commercial | CinEgsld205 | Floor Insulation | 20286.0851 | 10323.3982 | 385.1864 | 59670.7269 | 63740.1476 | 16216.6644 | 10708.5846 | 12410.0376 | 2220.5343 | 2403.9131 | 1209.0923 | 18243.5773 | 100352.5093 | 0 | 100352.5093 | 578.9711 | 0 | 351886.618 | 10617.8427 | 362504.4608 | 0 | 7195070.4808 | 0
2912 | Commercial | CinNgsld205 | Floor Insulation | 20286.0851 | 10323.3982 | 385.1864 | 59670.7269 | 63740.1476 | 16216.6644 | 10708.5846 | 12410.0376 | 2220.5343 | 2403.9131 | 1209.0923 | 18243.5773 | 100352.5093 | 0 | 100352.5093 | 578.9711 | 0 | 351886.618 | 10617.8427 | 362504.4608 | 0 | 7234666.2026 | 0
2913 | Commercial | CloEgsld205 | Floor Insulation | 4498.7131 | 2289.3529 | 85.4203 | 13232.789 | 14135.2379 | 3596.2642 | 2374.7732 | 2752.0933 | 492.4334 | 533.1002 | 268.1325 | 4045.7595 | 5320.3748 | 0 | 5320.3748 | 578.9711 | 0 | 17025.4227 | 10617.8427 | 27643.2654 | 0 | 348121.0071 | 0
2914 | Commercial | CloNgsld205 | Floor Insulation | 4498.7131 | 2289.3529 | 85.4203 | 13232.789 | 14135.2379 | 3596.2642 | 2374.7732 | 2752.0933 | 492.4334 | 533.1002 | 268.1325 | 4045.7595 | 5320.3748 | 0 | 5320.3748 | 578.9711 | 0 | 17025.4227 | 10617.8427 | 27643.2654 | 0 | 350036.766 | 0
2915 | Commercial | CmiEgsld205 | Floor Insulation | 20286.0851 | 10323.3982 | 385.1864 | 59670.7269 | 63740.1476 | 16216.6644 | 10708.5846 | 12410.0376 | 2220.5343 | 2403.9131 | 1209.0923 | 18243.5773 | 100352.5093 | 0 | 100352.5093 | 578.9711 | 0 | 351886.618 | 10617.8427 | 362504.4608 | 0 | 7195070.4808 | 0
2916 | Commercial | CmiNgsld205 | Floor Insulation | 20286.0851 | 10323.3982 | 385.1864 | 59670.7269 | 63740.1476 | 16216.6644 | 10708.5846 | 12410.0376 | 2220.5343 | 2403.9131 | 1209.0923 | 18243.5773 | 100352.5093 | 0 | 100352.5093 | 578.9711 | 0 | 351886.618 | 10617.8427 | 362504.4608 | 0 | 7234666.2026 | 0
2917 | Commercial | CofEgsld205 | Floor Insulation | 20286.0851 | 10323.3982 | 385.1864 | 59670.7269 | 63740.1476 | 16216.6644 | 10708.5846 | 12410.0376 | 2220.5343 | 2403.9131 | 1209.0923 | 18243.5773 | 100352.5093 | 0 | 100352.5093 | 578.9711 | 0 | 351886.618 | 10617.8427 | 362504.4608 | 0 | 7195070.4808 | 0
2918 | Commercial | CofNgsld205 | Floor Insulation | 20286.0851 | 10323.3982 | 385.1864 | 59670.7269 | 63740.1476 | 16216.6644 | 10708.5846 | 12410.0376 | 2220.5343 | 2403.9131 | 1209.0923 | 18243.5773 | 100352.5093 | 0 | 100352.5093 | 578.9711 | 0 | 351886.618 | 10617.8427 | 362504.4608 | 0 | 7234666.2026 | 0
2919 | Commercial | CreEgsld205 | Floor Insulation | 5719.7602 | 2910.7322 | 108.6052 | 16824.4511 | 17971.844 | 4572.3672 | 3019.3374 | 3499.0703 | 626.0904 | 677.795 | 340.9094 | 5143.8651 | 10256.4984 | 0 | 10256.4984 | 578.9711 | 0 | 34504.685 | 10617.8427 | 45122.5277 | 0 | 705521.7408 | 0
2920 | Commercial | CreNgsld205 | Floor Insulation | 5719.7602 | 2910.7322 | 108.6052 | 16824.4511 | 17971.844 | 4572.3672 | 3019.3374 | 3499.0703 | 626.0904 | 677.795 | 340.9094 | 5143.8651 | 10256.4984 | 0 | 10256.4984 | 578.9711 | 0 | 34504.685 | 10617.8427 | 45122.5277 | 0 | 709404.3231 | 0
2921 | Commercial | CrtEgsld205 | Floor Insulation | 5719.7602 | 2910.7322 | 108.6052 | 16824.4511 | 17971.844 | 4572.3672 | 3019.3374 | 3499.0703 | 626.0904 | 677.795 | 340.9094 | 5143.8651 | 10256.4984 | 0 | 10256.4984 | 578.9711 | 0 | 34504.685 | 10617.8427 | 45122.5277 | 0 | 705521.7408 | 0
2922 | Commercial | CrtNgsld205 | Floor Insulation | 5719.7602 | 2910.7322 | 108.6052 | 16824.4511 | 17971.844 | 4572.3672 | 3019.3374 | 3499.0703 | 626.0904 | 677.795 | 340.9094 | 5143.8651 | 10256.4984 | 0 | 10256.4984 | 578.9711 | 0 | 34504.685 | 10617.8427 | 45122.5277 | 0 | 709404.3231 | 0
2923 | Commercial | CscEgsld205 | Floor Insulation | 20286.0851 | 10323.3982 | 385.1864 | 59670.7269 | 63740.1476 | 16216.6644 | 10708.5846 | 12410.0376 | 2220.5343 | 2403.9131 | 1209.0923 | 18243.5773 | 100352.5093 | 0 | 100352.5093 | 578.9711 | 0 | 351886.618 | 10617.8427 | 362504.4608 | 0 | 7195070.4808 | 0
2924 | Commercial | CscNgsld205 | Floor Insulation | 20286.0851 | 10323.3982 | 385.1864 | 59670.7269 | 63740.1476 | 16216.6644 | 10708.5846 | 12410.0376 | 2220.5343 | 2403.9131 | 1209.0923 | 18243.5773 | 100352.5093 | 0 | 100352.5093 | 578.9711 | 0 | 351886.618 | 10617.8427 | 362504.4608 | 0 | 7234666.2026 | 0
2925 | Commercial | CwaEgsld205 | Floor Insulation | 5358.2255 | 2726.7506 | 101.7405 | 15761.011 | 16835.8796 | 4283.357 | 2828.4911 | 3277.9011 | 586.5165 | 634.9529 | 319.3612 | 4818.7317 | 17695.9888 | 0 | 17695.9888 | 578.9711 | 0 | 62051.0807 | 10617.8427 | 72668.9234 | 0 | 1268766.4431 | 0
2926 | Commercial | CwaNgsld205 | Floor Insulation | 5358.2255 | 2726.7506 | 101.7405 | 15761.011 | 16835.8796 | 4283.357 | 2828.4911 | 3277.9011 | 586.5165 | 634.9529 | 319.3612 | 4818.7317 | 17695.9888 | 0 | 17695.9888 | 578.9711 | 0 | 62051.0807 | 10617.8427 | 72668.9234 | 0 | 1275748.616 | 0
2927 | Commercial | CasEgsld206 | Roof Insulation | 18708.1701 | 9520.4121 | 355.2254 | 59670.7269 | 63740.1476 | 14638.7494 | 9875.6375 | 11589.5887 | 2051.6609 | 2244.9962 | 1117.1399 | 17003.3857 | 100352.5093 | 0 | 100352.5093 | 578.9711 | 0 | 351886.618 | 3194.5154 | 355081.1334 | 0 | 919597.3304 | 0
2928 | Commercial | CasNgsld206 | Roof Insulation | 18708.1701 | 9520.4121 | 355.2254 | 59670.7269 | 63740.1476 | 14638.7494 | 9875.6375 | 11589.5887 | 2051.6609 | 2244.9962 | 1117.1399 | 17003.3857 | 100352.5093 | 0 | 100352.5093 | 578.9711 | 0 | 351886.618 | 3194.5154 | 355081.1334 | 0 | 1849316.0618 | 0
2929 | Commercial | CcoEgsld206 | Roof Insulation | 4148.7892 | 2111.2799 | 78.776 | 13232.789 | 14135.2379 | 3246.3402 | 2190.0559 | 2570.1477 | 454.9835 | 497.8582 | 247.7408 | 3770.7302 | 5320.3748 | 0 | 5320.3748 | 578.9711 | 0 | 17025.4227 | 3194.5154 | 20219.9381 | 0 | 44493.1217 | 0
2930 | Commercial | CcoNgsld206 | Roof Insulation | 4148.7892 | 2111.2799 | 78.776 | 13232.789 | 14135.2379 | 3246.3402 | 2190.0559 | 2570.1477 | 454.9835 | 497.8582 | 247.7408 | 3770.7302 | 5320.3748 | 0 | 5320.3748 | 578.9711 | 0 | 17025.4227 | 3194.5154 | 20219.9381 | 0 | 89475.9481 | 0
2931 | Commercial | CgrEgsld206 | Roof Insulation | 5274.8594 | 2684.3264 | 100.1575 | 16824.4511 | 17971.844 | 4127.4664 | 2784.4839 | 3267.7408 | 578.4757 | 632.9876 | 314.983 | 4794.1871 | 10256.4984 | 0 | 10256.4984 | 578.9711 | 0 | 34504.685 | 3194.5154 | 37699.2004 | 0 | 90172.2846 | 0
2932 | Commercial | CgrNgsld206 | Roof Insulation | 5274.8594 | 2684.3264 | 100.1575 | 16824.4511 | 17971.844 | 4127.4664 | 2784.4839 | 3267.7408 | 578.4757 | 632.9876 | 314.983 | 4794.1871 | 10256.4984 | 0 | 10256.4984 | 578.9711 | 0 | 34504.685 | 3194.5154 | 37699.2004 | 0 | 181337.0275 | 0
2933 | Commercial | CheEgsld206 | Roof Insulation | 18708.1701 | 9520.4121 | 355.2254 | 59670.7269 | 63740.1476 | 14638.7494 | 9875.6375 | 11589.5887 | 2051.6609 | 2244.9962 | 1117.1399 | 17003.3857 | 100352.5093 | 0 | 100352.5093 | 578.9711 | 0 | 351886.618 | 3194.5154 | 355081.1334 | 0 | 919597.3304 | 0
2934 | Commercial | CheNgsld206 | Roof Insulation | 18708.1701 | 9520.4121 | 355.2254 | 59670.7269 | 63740.1476 | 14638.7494 | 9875.6375 | 11589.5887 | 2051.6609 | 2244.9962 | 1117.1399 | 17003.3857 | 100352.5093 | 0 | 100352.5093 | 578.9711 | 0 | 351886.618 | 3194.5154 | 355081.1334 | 0 | 1849316.0618 | 0
2935 | Commercial | ChoEgsld206 | Roof Insulation | 4148.7892 | 2111.2799 | 78.776 | 13232.789 | 14135.2379 | 3246.3402 | 2190.0559 | 2570.1477 | 454.9835 | 497.8582 | 247.7408 | 3770.7302 | 5320.3748 | 0 | 5320.3748 | 578.9711 | 0 | 17025.4227 | 3194.5154 | 20219.9381 | 0 | 44493.1217 | 0
2936 | Commercial | ChoNgsld206 | Roof Insulation | 4148.7892 | 2111.2799 | 78.776 | 13232.789 | 14135.2379 | 3246.3402 | 2190.0559 | 2570.1477 | 454.9835 | 497.8582 | 247.7408 | 3770.7302 | 5320.3748 | 0 | 5320.3748 | 578.9711 | 0 | 17025.4227 | 3194.5154 | 20219.9381 | 0 | 89475.9481 | 0
2937 | Commercial | CinEgsld206 | Roof Insulation | 18708.1701 | 9520.4121 | 355.2254 | 59670.7269 | 63740.1476 | 14638.7494 | 9875.6375 | 11589.5887 | 2051.6609 | 2244.9962 | 1117.1399 | 17003.3857 | 100352.5093 | 0 | 100352.5093 | 578.9711 | 0 | 351886.618 | 3194.5154 | 355081.1334 | 0 | 919597.3304 | 0
2938 | Commercial | CinNgsld206 | Roof Insulation | 18708.1701 | 9520.4121 | 355.2254 | 59670.7269 | 63740.1476 | 14638.7494 | 9875.6375 | 11589.5887 | 2051.6609 | 2244.9962 | 1117.1399 | 17003.3857 | 100352.5093 | 0 | 100352.5093 | 578.9711 | 0 | 351886.618 | 3194.5154 | 355081.1334 | 0 | 1849316.0618 | 0
2939 | Commercial | CloEgsld206 | Roof Insulation | 4148.7892 | 2111.2799 | 78.776 | 13232.789 | 14135.2379 | 3246.3402 | 2190.0559 | 2570.1477 | 454.9835 | 497.8582 | 247.7408 | 3770.7302 | 5320.3748 | 0 | 5320.3748 | 578.9711 | 0 | 17025.4227 | 3194.5154 | 20219.9381 | 0 | 44493.1217 | 0
2940 | Commercial | CloNgsld206 | Roof Insulation | 4148.7892 | 2111.2799 | 78.776 | 13232.789 | 14135.2379 | 3246.3402 | 2190.0559 | 2570.1477 | 454.9835 | 497.8582 | 247.7408 | 3770.7302 | 5320.3748 | 0 | 5320.3748 | 578.9711 | 0 | 17025.4227 | 3194.5154 | 20219.9381 | 0 | 89475.9481 | 0
2941 | Commercial | CmiEgsld206 | Roof Insulation | 18708.1701 | 9520.4121 | 355.2254 | 59670.7269 | 63740.1476 | 14638.7494 | 9875.6375 | 11589.5887 | 2051.6609 | 2244.9962 | 1117.1399 | 17003.3857 | 100352.5093 | 0 | 100352.5093 | 578.9711 | 0 | 351886.618 | 3194.5154 | 355081.1334 | 0 | 919597.3304 | 0
2942 | Commercial | CmiNgsld206 | Roof Insulation | 18708.1701 | 9520.4121 | 355.2254 | 59670.7269 | 63740.1476 | 14638.7494 | 9875.6375 | 11589.5887 | 2051.6609 | 2244.9962 | 1117.1399 | 17003.3857 | 100352.5093 | 0 | 100352.5093 | 578.9711 | 0 | 351886.618 | 3194.5154 | 355081.1334 | 0 | 1849316.0618 | 0
2943 | Commercial | CofEgsld206 | Roof Insulation | 18708.1701 | 9520.4121 | 355.2254 | 59670.7269 | 63740.1476 | 14638.7494 | 9875.6375 | 11589.5887 | 2051.6609 | 2244.9962 | 1117.1399 | 17003.3857 | 100352.5093 | 0 | 100352.5093 | 578.9711 | 0 | 351886.618 | 3194.5154 | 355081.1334 | 0 | 919597.3304 | 0
2944 | Commercial | CofNgsld206 | Roof Insulation | 18708.1701 | 9520.4121 | 355.2254 | 59670.7269 | 63740.1476 | 14638.7494 | 9875.6375 | 11589.5887 | 2051.6609 | 2244.9962 | 1117.1399 | 17003.3857 | 100352.5093 | 0 | 100352.5093 | 578.9711 | 0 | 351886.618 | 3194.5154 | 355081.1334 | 0 | 1849316.0618 | 0
2945 | Commercial | CreEgsld206 | Roof Insulation | 5274.8594 | 2684.3264 | 100.1575 | 16824.4511 | 17971.844 | 4127.4664 | 2784.4839 | 3267.7408 | 578.4757 | 632.9876 | 314.983 | 4794.1871 | 10256.4984 | 0 | 10256.4984 | 578.9711 | 0 | 34504.685 | 3194.5154 | 37699.2004 | 0 | 90172.2846 | 0
2946 | Commercial | CreNgsld206 | Roof Insulation | 5274.8594 | 2684.3264 | 100.1575 | 16824.4511 | 17971.844 | 4127.4664 | 2784.4839 | 3267.7408 | 578.4757 | 632.9876 | 314.983 | 4794.1871 | 10256.4984 | 0 | 10256.4984 | 578.9711 | 0 | 34504.685 | 3194.5154 | 37699.2004 | 0 | 181337.0275 | 0
2947 | Commercial | CrtEgsld206 | Roof Insulation | 5274.8594 | 2684.3264 | 100.1575 | 16824.4511 | 17971.844 | 4127.4664 | 2784.4839 | 3267.7408 | 578.4757 | 632.9876 | 314.983 | 4794.1871 | 10256.4984 | 0 | 10256.4984 | 578.9711 | 0 | 34504.685 | 3194.5154 | 37699.2004 | 0 | 90172.2846 | 0
2948 | Commercial | CrtNgsld206 | Roof Insulation | 5274.8594 | 2684.3264 | 100.1575 | 16824.4511 | 17971.844 | 4127.4664 | 2784.4839 | 3267.7408 | 578.4757 | 632.9876 | 314.983 | 4794.1871 | 10256.4984 | 0 | 10256.4984 | 578.9711 | 0 | 34504.685 | 3194.5154 | 37699.2004 | 0 | 181337.0275 | 0
2949 | Commercial | CscEgsld206 | Roof Insulation | 18708.1701 | 9520.4121 | 355.2254 | 59670.7269 | 63740.1476 | 14638.7494 | 9875.6375 | 11589.5887 | 2051.6609 | 2244.9962 | 1117.1399 | 17003.3857 | 100352.5093 | 0 | 100352.5093 | 578.9711 | 0 | 351886.618 | 3194.5154 | 355081.1334 | 0 | 919597.3304 | 0
2950 | Commercial | CscNgsld206 | Roof Insulation | 18708.1701 | 9520.4121 | 355.2254 | 59670.7269 | 63740.1476 | 14638.7494 | 9875.6375 | 11589.5887 | 2051.6609 | 2244.9962 | 1117.1399 | 17003.3857 | 100352.5093 | 0 | 100352.5093 | 578.9711 | 0 | 351886.618 | 3194.5154 | 355081.1334 | 0 | 1849316.0618 | 0
2951 | Commercial | CwaEgsld206 | Roof Insulation | 4941.446 | 2514.6555 | 93.8268 | 15761.011 | 16835.8796 | 3866.5775 | 2608.4822 | 3061.1934 | 541.9114 | 592.9777 | 295.0735 | 4491.1561 | 17695.9888 | 0 | 17695.9888 | 578.9711 | 0 | 62051.0807 | 3194.5154 | 65245.5961 | 0 | 162160.2304 | 0
2952 | Commercial | CwaNgsld206 | Roof Insulation | 4941.446 | 2514.6555 | 93.8268 | 15761.011 | 16835.8796 | 3866.5775 | 2608.4822 | 3061.1934 | 541.9114 | 592.9777 | 295.0735 | 4491.1561 | 17695.9888 | 0 | 17695.9888 | 578.9711 | 0 | 62051.0807 | 3194.5154 | 65245.5961 | 0 | 326105.2249 | 0
2953 | Commercial | CheEgsld207 | Wall Insulation | 19271.1113 | 9806.8876 | 365.9144 | 59670.7269 | 63740.1476 | 15201.6906 | 10172.8019 | 11884.4695 | 2111.9696 | 2302.1133 | 1149.9783 | 17448.5307 | 100352.5093 | 0 | 100352.5093 | 632.2974 | 0 | 351886.618 | 10518.704 | 362405.322 | 0 | 176301.9188 | 0
2954 | Commercial | CofEgsld207 | Wall Insulation | 19271.1113 | 9806.8876 | 365.9144 | 59670.7269 | 63740.1476 | 15201.6906 | 10172.8019 | 11884.4695 | 2111.9696 | 2302.1133 | 1149.9783 | 17448.5307 | 100352.5093 | 0 | 100352.5093 | 632.2974 | 0 | 351886.618 | 10518.704 | 362405.322 | 0 | 171285.9147 | 0
2955 | Commercial | CasEgsld208 | Cool Roof | 3871.2268 | 1970.0309 | 73.5058 | 11986.7978 | 12804.2727 | 3053.7518 | 2043.5367 | 2387.3806 | 424.2575 | 462.454 | 231.0104 | 3505.1024 | 5195.2722 | 0 | 5195.2722 | 2086.3327 | 0 | 16575.0006 | 10518.704 | 27093.7047 | 0 | 182928.47 | 0
2956 | Commercial | CasNgsld208 | Cool Roof | 3871.2268 | 1970.0309 | 73.5058 | 11986.7978 | 12804.2727 | 3053.7518 | 2043.5367 | 2387.3806 | 424.2575 | 462.454 | 231.0104 | 3505.1024 | 5195.2722 | 0 | 5195.2722 | 2086.3327 | 0 | 16575.0006 | 10518.704 | 27093.7047 | 0 | 183376.9941 | 0
2957 | Commercial | CcoEgsld208 | Cool Roof | 3871.2268 | 1970.0309 | 73.5058 | 11986.7978 | 12804.2727 | 3053.7518 | 2043.5367 | 2387.3806 | 424.2575 | 462.454 | 231.0104 | 3505.1024 | 5195.2722 | 0 | 5195.2722 | 2086.3327 | 0 | 16575.0006 | 10518.704 | 27093.7047 | 0 | 182928.47 | 0
2958 | Commercial | CcoNgsld208 | Cool Roof | 3871.2268 | 1970.0309 | 73.5058 | 11986.7978 | 12804.2727 | 3053.7518 | 2043.5367 | 2387.3806 | 424.2575 | 462.454 | 231.0104 | 3505.1024 | 5195.2722 | 0 | 5195.2722 | 2086.3327 | 0 | 16575.0006 | 10518.704 | 27093.7047 | 0 | 183376.9941 | 0
2959 | Commercial | CgrEgsld208 | Cool Roof | 3871.2268 | 1970.0309 | 73.5058 | 11986.7978 | 12804.2727 | 3053.7518 | 2043.5367 | 2387.3806 | 424.2575 | 462.454 | 231.0104 | 3505.1024 | 5195.2722 | 0 | 5195.2722 | 2086.3327 | 0 | 16575.0006 | 10518.704 | 27093.7047 | 0 | 182928.47 | 0
2960 | Commercial | CgrNgsld208 | Cool Roof | 3871.2268 | 1970.0309 | 73.5058 | 11986.7978 | 12804.2727 | 3053.7518 | 2043.5367 | 2387.3806 | 424.2575 | 462.454 | 231.0104 | 3505.1024 | 5195.2722 | 0 | 5195.2722 | 2086.3327 | 0 | 16575.0006 | 10518.704 | 27093.7047 | 0 | 183376.9941 | 0
2961 | Commercial | CheEgsld208 | Cool Roof | 3871.2268 | 1970.0309 | 73.5058 | 11986.7978 | 12804.2727 | 3053.7518 | 2043.5367 | 2387.3806 | 424.2575 | 462.454 | 231.0104 | 3505.1024 | 5195.2722 | 0 | 5195.2722 | 2086.3327 | 0 | 16575.0006 | 10518.704 | 27093.7047 | 0 | 182928.47 | 0
2962 | Commercial | CheNgsld208 | Cool Roof | 3871.2268 | 1970.0309 | 73.5058 | 11986.7978 | 12804.2727 | 3053.7518 | 2043.5367 | 2387.3806 | 424.2575 | 462.454 | 231.0104 | 3505.1024 | 5195.2722 | 0 | 5195.2722 | 2086.3327 | 0 | 16575.0006 | 10518.704 | 27093.7047 | 0 | 183376.9941 | 0
2963 | Commercial | ChoEgsld208 | Cool Roof | 3871.2268 | 1970.0309 | 73.5058 | 11986.7978 | 12804.2727 | 3053.7518 | 2043.5367 | 2387.3806 | 424.2575 | 462.454 | 231.0104 | 3505.1024 | 5195.2722 | 0 | 5195.2722 | 2086.3327 | 0 | 16575.0006 | 10518.704 | 27093.7047 | 0 | 182928.47 | 0
2964 | Commercial | ChoNgsld208 | Cool Roof | 3871.2268 | 1970.0309 | 73.5058 | 11986.7978 | 12804.2727 | 3053.7518 | 2043.5367 | 2387.3806 | 424.2575 | 462.454 | 231.0104 | 3505.1024 | 5195.2722 | 0 | 5195.2722 | 2086.3327 | 0 | 16575.0006 | 10518.704 | 27093.7047 | 0 | 183376.9941 | 0
2965 | Commercial | CinEgsld208 | Cool Roof | 3871.2268 | 1970.0309 | 73.5058 | 11986.7978 | 12804.2727 | 3053.7518 | 2043.5367 | 2387.3806 | 424.2575 | 462.454 | 231.0104 | 3505.1024 | 5195.2722 | 0 | 5195.2722 | 2086.3327 | 0 | 16575.0006 | 10518.704 | 27093.7047 | 0 | 182928.47 | 0
2966 | Commercial | CinNgsld208 | Cool Roof | 3871.2268 | 1970.0309 | 73.5058 | 11986.7978 | 12804.2727 | 3053.7518 | 2043.5367 | 2387.3806 | 424.2575 | 462.454 | 231.0104 | 3505.1024 | 5195.2722 | 0 | 5195.2722 | 2086.3327 | 0 | 16575.0006 | 10518.704 | 27093.7047 | 0 | 183376.9941 | 0
2967 | Commercial | CloEgsld208 | Cool Roof | 3871.2268 | 1970.0309 | 73.5058 | 11986.7978 | 12804.2727 | 3053.7518 | 2043.5367 | 2387.3806 | 424.2575 | 462.454 | 231.0104 | 3505.1024 | 3987.8738 | 0 | 3987.8738 | 2086.3327 | 0 | 12495.6987 | 10518.704 | 23014.4027 | 0 | 137907.6335 | 0
2968 | Commercial | CloNgsld208 | Cool Roof | 3871.2268 | 1970.0309 | 73.5058 | 11986.7978 | 12804.2727 | 3053.7518 | 2043.5367 | 2387.3806 | 424.2575 | 462.454 | 231.0104 | 3505.1024 | 3987.8738 | 0 | 3987.8738 | 2086.3327 | 0 | 12495.6987 | 10518.704 | 23014.4027 | 0 | 138245.7542 | 0
2969 | Commercial | CmiEgsld208 | Cool Roof | 3871.2268 | 1970.0309 | 73.5058 | 11986.7978 | 12804.2727 | 3053.7518 | 2043.5367 | 2387.3806 | 424.2575 | 462.454 | 231.0104 | 3505.1024 | 15741.3621 | 0 | 15741.3621 | 2086.3327 | 0 | 54572.4678 | 10518.704 | 65091.1718 | 0 | 602284.0358 | 0
2970 | Commercial | CmiNgsld208 | Cool Roof | 3871.2268 | 1970.0309 | 73.5058 | 11986.7978 | 12804.2727 | 3053.7518 | 2043.5367 | 2387.3806 | 424.2575 | 462.454 | 231.0104 | 3505.1024 | 15741.3621 | 0 | 15741.3621 | 2086.3327 | 0 | 54572.4678 | 10518.704 | 65091.1718 | 0 | 603760.7002 | 0
2971 | Commercial | CofEgsld208 | Cool Roof | 3871.2268 | 1970.0309 | 73.5058 | 11986.7978 | 12804.2727 | 3053.7518 | 2043.5367 | 2387.3806 | 424.2575 | 462.454 | 231.0104 | 3505.1024 | 5195.2722 | 0 | 5195.2722 | 2086.3327 | 0 | 16575.0006 | 10518.704 | 27093.7047 | 0 | 182928.47 | 0
2972 | Commercial | CofNgsld208 | Cool Roof | 3871.2268 | 1970.0309 | 73.5058 | 11986.7978 | 12804.2727 | 3053.7518 | 2043.5367 | 2387.3806 | 424.2575 | 462.454 | 231.0104 | 3505.1024 | 5195.2722 | 0 | 5195.2722 | 2086.3327 | 0 | 16575.0006 | 10518.704 | 27093.7047 | 0 | 183376.9941 | 0
2973 | Commercial | CreEgsld208 | Cool Roof | 3871.2268 | 1970.0309 | 73.5058 | 11986.7978 | 12804.2727 | 3053.7518 | 2043.5367 | 2387.3806 | 424.2575 | 462.454 | 231.0104 | 3505.1024 | 5195.2722 | 0 | 5195.2722 | 2086.3327 | 0 | 16575.0006 | 10518.704 | 27093.7047 | 0 | 182928.47 | 0
2974 | Commercial | CreNgsld208 | Cool Roof | 3871.2268 | 1970.0309 | 73.5058 | 11986.7978 | 12804.2727 | 3053.7518 | 2043.5367 | 2387.3806 | 424.2575 | 462.454 | 231.0104 | 3505.1024 | 5195.2722 | 0 | 5195.2722 | 2086.3327 | 0 | 16575.0006 | 10518.704 | 27093.7047 | 0 | 183376.9941 | 0
2975 | Commercial | CrtEgsld208 | Cool Roof | 3871.2268 | 1970.0309 | 73.5058 | 11986.7978 | 12804.2727 | 3053.7518 | 2043.5367 | 2387.3806 | 424.2575 | 462.454 | 231.0104 | 3505.1024 | 5195.2722 | 0 | 5195.2722 | 2086.3327 | 0 | 16575.0006 | 10518.704 | 27093.7047 | 0 | 182928.47 | 0
2976 | Commercial | CrtNgsld208 | Cool Roof | 3871.2268 | 1970.0309 | 73.5058 | 11986.7978 | 12804.2727 | 3053.7518 | 2043.5367 | 2387.3806 | 424.2575 | 462.454 | 231.0104 | 3505.1024 | 5195.2722 | 0 | 5195.2722 | 2086.3327 | 0 | 16575.0006 | 10518.704 | 27093.7047 | 0 | 183376.9941 | 0
2977 | Commercial | CscEgsld208 | Cool Roof | 3871.2268 | 1970.0309 | 73.5058 | 11986.7978 | 12804.2727 | 3053.7518 | 2043.5367 | 2387.3806 | 424.2575 | 462.454 | 231.0104 | 3505.1024 | 5195.2722 | 0 | 5195.2722 | 2086.3327 | 0 | 16575.0006 | 10518.704 | 27093.7047 | 0 | 182928.47 | 0
2978 | Commercial | CscNgsld208 | Cool Roof | 3871.2268 | 1970.0309 | 73.5058 | 11986.7978 | 12804.2727 | 3053.7518 | 2043.5367 | 2387.3806 | 424.2575 | 462.454 | 231.0104 | 3505.1024 | 5195.2722 | 0 | 5195.2722 | 2086.3327 | 0 | 16575.0006 | 10518.704 | 27093.7047 | 0 | 183376.9941 | 0
2979 | Commercial | CwaEgsld208 | Cool Roof | 3871.2268 | 1970.0309 | 73.5058 | 11986.7978 | 12804.2727 | 3053.7518 | 2043.5367 | 2387.3806 | 424.2575 | 462.454 | 231.0104 | 3505.1024 | 15741.3621 | 0 | 15741.3621 | 2086.3327 | 0 | 54572.4678 | 10518.704 | 65091.1718 | 0 | 602284.0358 | 0
2980 | Commercial | CwaNgsld208 | Cool Roof | 3871.2268 | 1970.0309 | 73.5058 | 11986.7978 | 12804.2727 | 3053.7518 | 2043.5367 | 2387.3806 | 424.2575 | 462.454 | 231.0104 | 3505.1024 | 15741.3621 | 0 | 15741.3621 | 2086.3327 | 0 | 54572.4678 | 10518.704 | 65091.1718 | 0 | 603760.7002 | 0
2981 | Commercial | CasEgsld209 | Green Roof | 3871.2268 | 1970.0309 | 73.5058 | 11986.7978 | 12804.2727 | 3053.7518 | 2043.5367 | 2387.3806 | 424.2575 | 462.454 | 231.0104 | 3505.1024 | 5195.2722 | 0 | 5195.2722 | 721.5234 | 0 | 16575.0006 | 10518.704 | 27093.7047 | 0 | 1974923.3181 | 0
2982 | Commercial | CasNgsld209 | Green Roof | 3871.2268 | 1970.0309 | 73.5058 | 11986.7978 | 12804.2727 | 3053.7518 | 2043.5367 | 2387.3806 | 424.2575 | 462.454 | 231.0104 | 3505.1024 | 5195.2722 | 0 | 5195.2722 | 721.5234 | 0 | 16575.0006 | 10518.704 | 27093.7047 | 0 | 1989161.3161 | 0
2983 | Commercial | CcoEgsld209 | Green Roof | 3871.2268 | 1970.0309 | 73.5058 | 11986.7978 | 12804.2727 | 3053.7518 | 2043.5367 | 2387.3806 | 424.2575 | 462.454 | 231.0104 | 3505.1024 | 5195.2722 | 0 | 5195.2722 | 721.5234 | 0 | 16575.0006 | 10518.704 | 27093.7047 | 0 | 1974923.3181 | 0
2984 | Commercial | CcoNgsld209 | Green Roof | 3871.2268 | 1970.0309 | 73.5058 | 11986.7978 | 12804.2727 | 3053.7518 | 2043.5367 | 2387.3806 | 424.2575 | 462.454 | 231.0104 | 3505.1024 | 5195.2722 | 0 | 5195.2722 | 721.5234 | 0 | 16575.0006 | 10518.704 | 27093.7047 | 0 | 1989161.3161 | 0
2985 | Commercial | CgrEgsld209 | Green Roof | 3871.2268 | 1970.0309 | 73.5058 | 11986.7978 | 12804.2727 | 3053.7518 | 2043.5367 | 2387.3806 | 424.2575 | 462.454 | 231.0104 | 3505.1024 | 5195.2722 | 0 | 5195.2722 | 721.5234 | 0 | 16575.0006 | 10518.704 | 27093.7047 | 0 | 1974923.3181 | 0
2986 | Commercial | CgrNgsld209 | Green Roof | 3871.2268 | 1970.0309 | 73.5058 | 11986.7978 | 12804.2727 | 3053.7518 | 2043.5367 | 2387.3806 | 424.2575 | 462.454 | 231.0104 | 3505.1024 | 5195.2722 | 0 | 5195.2722 | 721.5234 | 0 | 16575.0006 | 10518.704 | 27093.7047 | 0 | 1989161.3161 | 0
2987 | Commercial | CheEgsld209 | Green Roof | 3871.2268 | 1970.0309 | 73.5058 | 11986.7978 | 12804.2727 | 3053.7518 | 2043.5367 | 2387.3806 | 424.2575 | 462.454 | 231.0104 | 3505.1024 | 5195.2722 | 0 | 5195.2722 | 721.5234 | 0 | 16575.0006 | 10518.704 | 27093.7047 | 0 | 1974923.3181 | 0
2988 | Commercial | CheNgsld209 | Green Roof | 3871.2268 | 1970.0309 | 73.5058 | 11986.7978 | 12804.2727 | 3053.7518 | 2043.5367 | 2387.3806 | 424.2575 | 462.454 | 231.0104 | 3505.1024 | 5195.2722 | 0 | 5195.2722 | 721.5234 | 0 | 16575.0006 | 10518.704 | 27093.7047 | 0 | 1989161.3161 | 0
2989 | Commercial | ChoEgsld209 | Green Roof | 3871.2268 | 1970.0309 | 73.5058 | 11986.7978 | 12804.2727 | 3053.7518 | 2043.5367 | 2387.3806 | 424.2575 | 462.454 | 231.0104 | 3505.1024 | 5195.2722 | 0 | 5195.2722 | 721.5234 | 0 | 16575.0006 | 10518.704 | 27093.7047 | 0 | 1974923.3181 | 0
2990 | Commercial | ChoNgsld209 | Green Roof | 3871.2268 | 1970.0309 | 73.5058 | 11986.7978 | 12804.2727 | 3053.7518 | 2043.5367 | 2387.3806 | 424.2575 | 462.454 | 231.0104 | 3505.1024 | 5195.2722 | 0 | 5195.2722 | 721.5234 | 0 | 16575.0006 | 10518.704 | 27093.7047 | 0 | 1989161.3161 | 0
2991 | Commercial | CinEgsld209 | Green Roof | 3871.2268 | 1970.0309 | 73.5058 | 11986.7978 | 12804.2727 | 3053.7518 | 2043.5367 | 2387.3806 | 424.2575 | 462.454 | 231.0104 | 3505.1024 | 5195.2722 | 0 | 5195.2722 | 721.5234 | 0 | 16575.0006 | 10518.704 | 27093.7047 | 0 | 1974923.3181 | 0
2992 | Commercial | CinNgsld209 | Green Roof | 3871.2268 | 1970.0309 | 73.5058 | 11986.7978 | 12804.2727 | 3053.7518 | 2043.5367 | 2387.3806 | 424.2575 | 462.454 | 231.0104 | 3505.1024 | 5195.2722 | 0 | 5195.2722 | 721.5234 | 0 | 16575.0006 | 10518.704 | 27093.7047 | 0 | 1989161.3161 | 0
2993 | Commercial | CloEgsld209 | Green Roof | 3871.2268 | 1970.0309 | 73.5058 | 11986.7978 | 12804.2727 | 3053.7518 | 2043.5367 | 2387.3806 | 424.2575 | 462.454 | 231.0104 | 3505.1024 | 3987.8738 | 0 | 3987.8738 | 721.5234 | 0 | 12495.6987 | 10518.704 | 23014.4027 | 0 | 1488871.5103 | 0
2994 | Commercial | CloNgsld209 | Green Roof | 3871.2268 | 1970.0309 | 73.5058 | 11986.7978 | 12804.2727 | 3053.7518 | 2043.5367 | 2387.3806 | 424.2575 | 462.454 | 231.0104 | 3505.1024 | 3987.8738 | 0 | 3987.8738 | 721.5234 | 0 | 12495.6987 | 10518.704 | 23014.4027 | 0 | 1499605.3931 | 0
2995 | Commercial | CmiEgsld209 | Green Roof | 3871.2268 | 1970.0309 | 73.5058 | 11986.7978 | 12804.2727 | 3053.7518 | 2043.5367 | 2387.3806 | 424.2575 | 462.454 | 231.0104 | 3505.1024 | 15741.3621 | 0 | 15741.3621 | 721.5234 | 0 | 54572.4678 | 10518.704 | 65091.1718 | 0 | 6502348.6056 | 0
2996 | Commercial | CmiNgsld209 | Green Roof | 3871.2268 | 1970.0309 | 73.5058 | 11986.7978 | 12804.2727 | 3053.7518 | 2043.5367 | 2387.3806 | 424.2575 | 462.454 | 231.0104 | 3505.1024 | 15741.3621 | 0 | 15741.3621 | 721.5234 | 0 | 54572.4678 | 10518.704 | 65091.1718 | 0 | 6549226.9794 | 0
2997 | Commercial | CofEgsld209 | Green Roof | 3871.2268 | 1970.0309 | 73.5058 | 11986.7978 | 12804.2727 | 3053.7518 | 2043.5367 | 2387.3806 | 424.2575 | 462.454 | 231.0104 | 3505.1024 | 5195.2722 | 0 | 5195.2722 | 721.5234 | 0 | 16575.0006 | 10518.704 | 27093.7047 | 0 | 1974923.3181 | 0
2998 | Commercial | CofNgsld209 | Green Roof | 3871.2268 | 1970.0309 | 73.5058 | 11986.7978 | 12804.2727 | 3053.7518 | 2043.5367 | 2387.3806 | 424.2575 | 462.454 | 231.0104 | 3505.1024 | 5195.2722 | 0 | 5195.2722 | 721.5234 | 0 | 16575.0006 | 10518.704 | 27093.7047 | 0 | 1989161.3161 | 0
2999 | Commercial | CreEgsld209 | Green Roof | 3871.2268 | 1970.0309 | 73.5058 | 11986.7978 | 12804.2727 | 3053.7518 | 2043.5367 | 2387.3806 | 424.2575 | 462.454 | 231.0104 | 3505.1024 | 5195.2722 | 0 | 5195.2722 | 721.5234 | 0 | 16575.0006 | 10518.704 | 27093.7047 | 0 | 1974923.3181 | 0
3000 | Commercial | CreNgsld209 | Green Roof | 3871.2268 | 1970.0309 | 73.5058 | 11986.7978 | 12804.2727 | 3053.7518 | 2043.5367 | 2387.3806 | 424.2575 | 462.454 | 231.0104 | 3505.1024 | 5195.2722 | 0 | 5195.2722 | 721.5234 | 0 | 16575.0006 | 10518.704 | 27093.7047 | 0 | 1989161.3161 | 0
3001 | Commercial | CrtEgsld209 | Green Roof | 3871.2268 | 1970.0309 | 73.5058 | 11986.7978 | 12804.2727 | 3053.7518 | 2043.5367 | 2387.3806 | 424.2575 | 462.454 | 231.0104 | 3505.1024 | 5195.2722 | 0 | 5195.2722 | 721.5234 | 0 | 16575.0006 | 10518.704 | 27093.7047 | 0 | 1974923.3181 | 0
3002 | Commercial | CrtNgsld209 | Green Roof | 3871.2268 | 1970.0309 | 73.5058 | 11986.7978 | 12804.2727 | 3053.7518 | 2043.5367 | 2387.3806 | 424.2575 | 462.454 | 231.0104 | 3505.1024 | 5195.2722 | 0 | 5195.2722 | 721.5234 | 0 | 16575.0006 | 10518.704 | 27093.7047 | 0 | 1989161.3161 | 0
3003 | Commercial | CscEgsld209 | Green Roof | 3871.2268 | 1970.0309 | 73.5058 | 11986.7978 | 12804.2727 | 3053.7518 | 2043.5367 | 2387.3806 | 424.2575 | 462.454 | 231.0104 | 3505.1024 | 5195.2722 | 0 | 5195.2722 | 721.5234 | 0 | 16575.0006 | 10518.704 | 27093.7047 | 0 | 1974923.3181 | 0
3004 | Commercial | CscNgsld209 | Green Roof | 3871.2268 | 1970.0309 | 73.5058 | 11986.7978 | 12804.2727 | 3053.7518 | 2043.5367 | 2387.3806 | 424.2575 | 462.454 | 231.0104 | 3505.1024 | 5195.2722 | 0 | 5195.2722 | 721.5234 | 0 | 16575.0006 | 10518.704 | 27093.7047 | 0 | 1989161.3161 | 0
3005 | Commercial | CwaEgsld209 | Green Roof | 3871.2268 | 1970.0309 | 73.5058 | 11986.7978 | 12804.2727 | 3053.7518 | 2043.5367 | 2387.3806 | 424.2575 | 462.454 | 231.0104 | 3505.1024 | 15741.3621 | 0 | 15741.3621 | 721.5234 | 0 | 54572.4678 | 10518.704 | 65091.1718 | 0 | 6502348.6056 | 0
3006 | Commercial | CwaNgsld209 | Green Roof | 3871.2268 | 1970.0309 | 73.5058 | 11986.7978 | 12804.2727 | 3053.7518 | 2043.5367 | 2387.3806 | 424.2575 | 462.454 | 231.0104 | 3505.1024 | 15741.3621 | 0 | 15741.3621 | 721.5234 | 0 | 54572.4678 | 10518.704 | 65091.1718 | 0 | 6549226.9794 | 0
3007 | Commercial | CheEgsld210 | Infiltration Reduction - Air Sealing | 6210.5603 | 3160.4958 | 117.9244 | 18268.1206 | 19513.9688 | 4964.7121 | 3278.4202 | 3799.3179 | 679.8139 | 735.9551 | 370.1621 | 5585.249 | 9513.7875 | 0 | 9513.7875 | 2606.8489 | 0 | 31833.1307 | 10617.8427 | 42450.9735 | 0 | 377903.6478 | 0
3008 | Commercial | CofEgsld210 | Infiltration Reduction - Air Sealing | 6210.5603 | 3160.4958 | 117.9244 | 18268.1206 | 19513.9688 | 4964.7121 | 3278.4202 | 3799.3179 | 679.8139 | 735.9551 | 370.1621 | 5585.249 | 9513.7875 | 0 | 9513.7875 | 2606.8489 | 0 | 31833.1307 | 10617.8427 | 42450.9735 | 0 | 80685.606 | 0
3009 | Commercial | CrtEgsld210 | Infiltration Reduction - Air Sealing | 6210.5603 | 3160.4958 | 117.9244 | 18268.1206 | 19513.9688 | 4964.7121 | 3278.4202 | 3799.3179 | 679.8139 | 735.9551 | 370.1621 | 5585.249 | 9513.7875 | 0 | 9513.7875 | 2606.8489 | 0 | 31833.1307 | 10617.8427 | 42450.9735 | 0 | 248428.9863 | 0
3010 | Commercial | CwaEgsld211 | Warehouse Loading Dock Seals | 5090.1374 | 2590.3231 | 96.6501 | 15761.011 | 16835.8796 | 4015.2689 | 2686.9732 | 3139.0812 | 557.841 | 608.0642 | 303.7473 | 4608.7336 | 17695.9888 | 0 | 17695.9888 | 661.1674 | 0 | 62051.0807 | 10518.704 | 72569.7847 | 0 | 306613.5174 | 0
3011 | Commercial | CwaNgsld211 | Warehouse Loading Dock Seals | 5090.1374 | 2590.3231 | 96.6501 | 15761.011 | 16835.8796 | 4015.2689 | 2686.9732 | 3139.0812 | 557.841 | 608.0642 | 303.7473 | 4608.7336 | 17695.9888 | 0 | 17695.9888 | 661.1674 | 0 | 62051.0807 | 10518.704 | 72569.7847 | 0 | 308300.7887 | 0
3012 | Commercial | CasEgsld212 | Low U-Value Windows | 3878.8653 | 1973.9181 | 73.6508 | 12010.4495 | 12829.5375 | 3059.7773 | 2047.5689 | 2392.0912 | 425.0946 | 463.3665 | 231.4662 | 3512.0185 | 5893.6088 | 0 | 5893.6088 | 365.666 | 0 | 18943.5946 | 10518.704 | 29462.2986 | 0 | 19412.7481 | 0
3013 | Commercial | CasNgsld212 | Low U-Value Windows | 3878.8653 | 1973.9181 | 73.6508 | 12010.4495 | 12829.5375 | 3059.7773 | 2047.5689 | 2392.0912 | 425.0946 | 463.3665 | 231.4662 | 3512.0185 | 5893.6088 | 0 | 5893.6088 | 365.666 | 0 | 18943.5946 | 10518.704 | 29462.2986 | 0 | 148831.0685 | 0
3014 | Commercial | CcoEgsld212 | Low U-Value Windows | 3878.8653 | 1973.9181 | 73.6508 | 12010.4495 | 12829.5375 | 3059.7773 | 2047.5689 | 2392.0912 | 425.0946 | 463.3665 | 231.4662 | 3512.0185 | 5893.6088 | 0 | 5893.6088 | 365.666 | 0 | 18943.5946 | 10518.704 | 29462.2986 | 0 | 19412.7481 | 0
3015 | Commercial | CcoNgsld212 | Low U-Value Windows | 3878.8653 | 1973.9181 | 73.6508 | 12010.4495 | 12829.5375 | 3059.7773 | 2047.5689 | 2392.0912 | 425.0946 | 463.3665 | 231.4662 | 3512.0185 | 5893.6088 | 0 | 5893.6088 | 365.666 | 0 | 18943.5946 | 10518.704 | 29462.2986 | 0 | 148831.0685 | 0
3016 | Commercial | CgrEgsld212 | Low U-Value Windows | 3878.8653 | 1973.9181 | 73.6508 | 12010.4495 | 12829.5375 | 3059.7773 | 2047.5689 | 2392.0912 | 425.0946 | 463.3665 | 231.4662 | 3512.0185 | 5893.6088 | 0 | 5893.6088 | 365.666 | 0 | 18943.5946 | 10518.704 | 29462.2986 | 0 | 19412.7481 | 0
3017 | Commercial | CgrNgsld212 | Low U-Value Windows | 3878.8653 | 1973.9181 | 73.6508 | 12010.4495 | 12829.5375 | 3059.7773 | 2047.5689 | 2392.0912 | 425.0946 | 463.3665 | 231.4662 | 3512.0185 | 5893.6088 | 0 | 5893.6088 | 365.666 | 0 | 18943.5946 | 10518.704 | 29462.2986 | 0 | 148831.0685 | 0
3018 | Commercial | CheEgsld212 | Low U-Value Windows | 3878.8653 | 1973.9181 | 73.6508 | 12010.4495 | 12829.5375 | 3059.7773 | 2047.5689 | 2392.0912 | 425.0946 | 463.3665 | 231.4662 | 3512.0185 | 5893.6088 | 0 | 5893.6088 | 365.666 | 0 | 18943.5946 | 10518.704 | 29462.2986 | 0 | 19412.7481 | 0
3019 | Commercial | CheNgsld212 | Low U-Value Windows | 3878.8653 | 1973.9181 | 73.6508 | 12010.4495 | 12829.5375 | 3059.7773 | 2047.5689 | 2392.0912 | 425.0946 | 463.3665 | 231.4662 | 3512.0185 | 5893.6088 | 0 | 5893.6088 | 365.666 | 0 | 18943.5946 | 10518.704 | 29462.2986 | 0 | 148831.0685 | 0
3020 | Commercial | ChoEgsld212 | Low U-Value Windows | 3878.8653 | 1973.9181 | 73.6508 | 12010.4495 | 12829.5375 | 3059.7773 | 2047.5689 | 2392.0912 | 425.0946 | 463.3665 | 231.4662 | 3512.0185 | 5893.6088 | 0 | 5893.6088 | 365.666 | 0 | 18943.5946 | 10518.704 | 29462.2986 | 0 | 19412.7481 | 0
3021 | Commercial | ChoNgsld212 | Low U-Value Windows | 3878.8653 | 1973.9181 | 73.6508 | 12010.4495 | 12829.5375 | 3059.7773 | 2047.5689 | 2392.0912 | 425.0946 | 463.3665 | 231.4662 | 3512.0185 | 5893.6088 | 0 | 5893.6088 | 365.666 | 0 | 18943.5946 | 10518.704 | 29462.2986 | 0 | 148831.0685 | 0
3022 | Commercial | CinEgsld212 | Low U-Value Windows | 3878.8653 | 1973.9181 | 73.6508 | 12010.4495 | 12829.5375 | 3059.7773 | 2047.5689 | 2392.0912 | 425.0946 | 463.3665 | 231.4662 | 3512.0185 | 5893.6088 | 0 | 5893.6088 | 365.666 | 0 | 18943.5946 | 10518.704 | 29462.2986 | 0 | 19412.7481 | 0
3023 | Commercial | CinNgsld212 | Low U-Value Windows | 3878.8653 | 1973.9181 | 73.6508 | 12010.4495 | 12829.5375 | 3059.7773 | 2047.5689 | 2392.0912 | 425.0946 | 463.3665 | 231.4662 | 3512.0185 | 5893.6088 | 0 | 5893.6088 | 365.666 | 0 | 18943.5946 | 10518.704 | 29462.2986 | 0 | 148831.0685 | 0
3024 | Commercial | CloEgsld212 | Low U-Value Windows | 3717.4853 | 1891.7933 | 70.5866 | 11510.7554 | 12295.7652 | 2932.4755 | 1962.3799 | 2292.5684 | 407.4086 | 444.0882 | 221.836 | 3365.9012 | 5015.7512 | 0 | 5015.7512 | 365.666 | 0 | 15957.3662 | 10518.704 | 26476.0702 | 0 | 16352.5627 | 0
3025 | Commercial | CloNgsld212 | Low U-Value Windows | 3717.4853 | 1891.7933 | 70.5866 | 11510.7554 | 12295.7652 | 2932.4755 | 1962.3799 | 2292.5684 | 407.4086 | 444.0882 | 221.836 | 3365.9012 | 5015.7512 | 0 | 5015.7512 | 365.666 | 0 | 15957.3662 | 10518.704 | 26476.0702 | 0 | 125369.6589 | 0
3026 | Commercial | CmiEgsld212 | Low U-Value Windows | 3755.8661 | 1911.325 | 71.3153 | 11629.5972 | 12422.7118 | 2962.7515 | 1982.6403 | 2316.2378 | 411.6148 | 448.6731 | 224.1264 | 3400.6521 | 6325.2951 | 0 | 6325.2951 | 365.666 | 0 | 20453.476 | 10518.704 | 30972.18 | 0 | 20960.0232 | 0
3027 | Commercial | CmiNgsld212 | Low U-Value Windows | 3755.8661 | 1911.325 | 71.3153 | 11629.5972 | 12422.7118 | 2962.7515 | 1982.6403 | 2316.2378 | 411.6148 | 448.6731 | 224.1264 | 3400.6521 | 6325.2951 | 0 | 6325.2951 | 365.666 | 0 | 20453.476 | 10518.704 | 30972.18 | 0 | 160693.5045 | 0
3028 | Commercial | CofEgsld212 | Low U-Value Windows | 3878.8653 | 1973.9181 | 73.6508 | 12010.4495 | 12829.5375 | 3059.7773 | 2047.5689 | 2392.0912 | 425.0946 | 463.3665 | 231.4662 | 3512.0185 | 5893.6088 | 0 | 5893.6088 | 365.666 | 0 | 18943.5946 | 10518.704 | 29462.2986 | 0 | 19412.7481 | 0
3029 | Commercial | CofNgsld212 | Low U-Value Windows | 3878.8653 | 1973.9181 | 73.6508 | 12010.4495 | 12829.5375 | 3059.7773 | 2047.5689 | 2392.0912 | 425.0946 | 463.3665 | 231.4662 | 3512.0185 | 5893.6088 | 0 | 5893.6088 | 365.666 | 0 | 18943.5946 | 10518.704 | 29462.2986 | 0 | 148831.0685 | 0
3030 | Commercial | CreEgsld212 | Low U-Value Windows | 3878.8653 | 1973.9181 | 73.6508 | 12010.4495 | 12829.5375 | 3059.7773 | 2047.5689 | 2392.0912 | 425.0946 | 463.3665 | 231.4662 | 3512.0185 | 5893.6088 | 0 | 5893.6088 | 365.666 | 0 | 18943.5946 | 10518.704 | 29462.2986 | 0 | 19412.7481 | 0
3031 | Commercial | CreNgsld212 | Low U-Value Windows | 3878.8653 | 1973.9181 | 73.6508 | 12010.4495 | 12829.5375 | 3059.7773 | 2047.5689 | 2392.0912 | 425.0946 | 463.3665 | 231.4662 | 3512.0185 | 5893.6088 | 0 | 5893.6088 | 365.666 | 0 | 18943.5946 | 10518.704 | 29462.2986 | 0 | 148831.0685 | 0
3032 | Commercial | CrtEgsld212 | Low U-Value Windows | 3878.8653 | 1973.9181 | 73.6508 | 12010.4495 | 12829.5375 | 3059.7773 | 2047.5689 | 2392.0912 | 425.0946 | 463.3665 | 231.4662 | 3512.0185 | 5893.6088 | 0 | 5893.6088 | 365.666 | 0 | 18943.5946 | 10518.704 | 29462.2986 | 0 | 19412.7481 | 0
3033 | Commercial | CrtNgsld212 | Low U-Value Windows | 3878.8653 | 1973.9181 | 73.6508 | 12010.4495 | 12829.5375 | 3059.7773 | 2047.5689 | 2392.0912 | 425.0946 | 463.3665 | 231.4662 | 3512.0185 | 5893.6088 | 0 | 5893.6088 | 365.666 | 0 | 18943.5946 | 10518.704 | 29462.2986 | 0 | 148831.0685 | 0
3034 | Commercial | CscEgsld212 | Low U-Value Windows | 3878.8653 | 1973.9181 | 73.6508 | 12010.4495 | 12829.5375 | 3059.7773 | 2047.5689 | 2392.0912 | 425.0946 | 463.3665 | 231.4662 | 3512.0185 | 5893.6088 | 0 | 5893.6088 | 365.666 | 0 | 18943.5946 | 10518.704 | 29462.2986 | 0 | 19412.7481 | 0
3035 | Commercial | CscNgsld212 | Low U-Value Windows | 3878.8653 | 1973.9181 | 73.6508 | 12010.4495 | 12829.5375 | 3059.7773 | 2047.5689 | 2392.0912 | 425.0946 | 463.3665 | 231.4662 | 3512.0185 | 5893.6088 | 0 | 5893.6088 | 365.666 | 0 | 18943.5946 | 10518.704 | 29462.2986 | 0 | 148831.0685 | 0
3036 | Commercial | CwaEgsld212 | Low U-Value Windows | 3755.8661 | 1911.325 | 71.3153 | 11629.5972 | 12422.7118 | 2962.7515 | 1982.6403 | 2316.2378 | 411.6148 | 448.6731 | 224.1264 | 3400.6521 | 6325.2951 | 0 | 6325.2951 | 365.666 | 0 | 20453.476 | 10518.704 | 30972.18 | 0 | 20960.0232 | 0
3037 | Commercial | CwaNgsld212 | Low U-Value Windows | 3755.8661 | 1911.325 | 71.3153 | 11629.5972 | 12422.7118 | 2962.7515 | 1982.6403 | 2316.2378 | 411.6148 | 448.6731 | 224.1264 | 3400.6521 | 6325.2951 | 0 | 6325.2951 | 365.666 | 0 | 20453.476 | 10518.704 | 30972.18 | 0 | 160693.5045 | 0
3038 | Commercial | CasEgsld213 | Window Sun Protection | 3330.3936 | 1694.806 | 63.2366 | 10312.1716 | 11015.4405 | 2627.1247 | 1758.0426 | 2053.8494 | 364.9862 | 397.8465 | 198.7369 | 3015.419 | 8991.4865 | 0 | 8991.4865 | 567.7796 | 0 | 29896.5697 | 10518.704 | 40415.2737 | 0 | 139241.876 | 0
3039 | Commercial | CasNgsld213 | Window Sun Protection | 3330.3936 | 1694.806 | 63.2366 | 10312.1716 | 11015.4405 | 2627.1247 | 1758.0426 | 2053.8494 | 364.9862 | 397.8465 | 198.7369 | 3015.419 | 8991.4865 | 0 | 8991.4865 | 567.7796 | 0 | 29896.5697 | 10518.704 | 40415.2737 | 0 | 232069.801 | 0
3040 | Commercial | CcoEgsld213 | Window Sun Protection | 3330.3936 | 1694.806 | 63.2366 | 10312.1716 | 11015.4405 | 2627.1247 | 1758.0426 | 2053.8494 | 364.9862 | 397.8465 | 198.7369 | 3015.419 | 8991.4865 | 0 | 8991.4865 | 567.7796 | 0 | 29896.5697 | 10518.704 | 40415.2737 | 0 | 139241.876 | 0
3041 | Commercial | CcoNgsld213 | Window Sun Protection | 3330.3936 | 1694.806 | 63.2366 | 10312.1716 | 11015.4405 | 2627.1247 | 1758.0426 | 2053.8494 | 364.9862 | 397.8465 | 198.7369 | 3015.419 | 8991.4865 | 0 | 8991.4865 | 567.7796 | 0 | 29896.5697 | 10518.704 | 40415.2737 | 0 | 232069.801 | 0
3042 | Commercial | CgrEgsld213 | Window Sun Protection | 3330.3936 | 1694.806 | 63.2366 | 10312.1716 | 11015.4405 | 2627.1247 | 1758.0426 | 2053.8494 | 364.9862 | 397.8465 | 198.7369 | 3015.419 | 8991.4865 | 0 | 8991.4865 | 567.7796 | 0 | 29896.5697 | 10518.704 | 40415.2737 | 0 | 139241.876 | 0
3043 | Commercial | CgrNgsld213 | Window Sun Protection | 3330.3936 | 1694.806 | 63.2366 | 10312.1716 | 11015.4405 | 2627.1247 | 1758.0426 | 2053.8494 | 364.9862 | 397.8465 | 198.7369 | 3015.419 | 8991.4865 | 0 | 8991.4865 | 567.7796 | 0 | 29896.5697 | 10518.704 | 40415.2737 | 0 | 232069.801 | 0
3044 | Commercial | CheEgsld213 | Window Sun Protection | 3330.3936 | 1694.806 | 63.2366 | 10312.1716 | 11015.4405 | 2627.1247 | 1758.0426 | 2053.8494 | 364.9862 | 397.8465 | 198.7369 | 3015.419 | 8991.4865 | 0 | 8991.4865 | 567.7796 | 0 | 29896.5697 | 10518.704 | 40415.2737 | 0 | 139241.876 | 0
3045 | Commercial | CheNgsld213 | Window Sun Protection | 3330.3936 | 1694.806 | 63.2366 | 10312.1716 | 11015.4405 | 2627.1247 | 1758.0426 | 2053.8494 | 364.9862 | 397.8465 | 198.7369 | 3015.419 | 8991.4865 | 0 | 8991.4865 | 567.7796 | 0 | 29896.5697 | 10518.704 | 40415.2737 | 0 | 232069.801 | 0
3046 | Commercial | ChoEgsld213 | Window Sun Protection | 3330.3936 | 1694.806 | 63.2366 | 10312.1716 | 11015.4405 | 2627.1247 | 1758.0426 | 2053.8494 | 364.9862 | 397.8465 | 198.7369 | 3015.419 | 8991.4865 | 0 | 8991.4865 | 567.7796 | 0 | 29896.5697 | 10518.704 | 40415.2737 | 0 | 139241.876 | 0
3047 | Commercial | ChoNgsld213 | Window Sun Protection | 3330.3936 | 1694.806 | 63.2366 | 10312.1716 | 11015.4405 | 2627.1247 | 1758.0426 | 2053.8494 | 364.9862 | 397.8465 | 198.7369 | 3015.419 | 8991.4865 | 0 | 8991.4865 | 567.7796 | 0 | 29896.5697 | 10518.704 | 40415.2737 | 0 | 232069.801 | 0
3048 | Commercial | CinEgsld213 | Window Sun Protection | 3330.3936 | 1694.806 | 63.2366 | 10312.1716 | 11015.4405 | 2627.1247 | 1758.0426 | 2053.8494 | 364.9862 | 397.8465 | 198.7369 | 3015.419 | 8991.4865 | 0 | 8991.4865 | 567.7796 | 0 | 29896.5697 | 10518.704 | 40415.2737 | 0 | 139241.876 | 0
3049 | Commercial | CinNgsld213 | Window Sun Protection | 3330.3936 | 1694.806 | 63.2366 | 10312.1716 | 11015.4405 | 2627.1247 | 1758.0426 | 2053.8494 | 364.9862 | 397.8465 | 198.7369 | 3015.419 | 8991.4865 | 0 | 8991.4865 | 567.7796 | 0 | 29896.5697 | 10518.704 | 40415.2737 | 0 | 232069.801 | 0
3050 | Commercial | CloEgsld213 | Window Sun Protection | 3330.3936 | 1694.806 | 63.2366 | 10312.1716 | 11015.4405 | 2627.1247 | 1758.0426 | 2053.8494 | 364.9862 | 397.8465 | 198.7369 | 3015.419 | 8991.4865 | 0 | 8991.4865 | 567.7796 | 0 | 29896.5697 | 10518.704 | 40415.2737 | 0 | 139241.876 | 0
3051 | Commercial | CloNgsld213 | Window Sun Protection | 3330.3936 | 1694.806 | 63.2366 | 10312.1716 | 11015.4405 | 2627.1247 | 1758.0426 | 2053.8494 | 364.9862 | 397.8465 | 198.7369 | 3015.419 | 8991.4865 | 0 | 8991.4865 | 567.7796 | 0 | 29896.5697 | 10518.704 | 40415.2737 | 0 | 232069.801 | 0
3052 | Commercial | CmiEgsld213 | Window Sun Protection | 3330.3936 | 1694.806 | 63.2366 | 10312.1716 | 11015.4405 | 2627.1247 | 1758.0426 | 2053.8494 | 364.9862 | 397.8465 | 198.7369 | 3015.419 | 8991.4865 | 0 | 8991.4865 | 567.7796 | 0 | 29896.5697 | 10518.704 | 40415.2737 | 0 | 139241.876 | 0
3053 | Commercial | CmiNgsld213 | Window Sun Protection | 3330.3936 | 1694.806 | 63.2366 | 10312.1716 | 11015.4405 | 2627.1247 | 1758.0426 | 2053.8494 | 364.9862 | 397.8465 | 198.7369 | 3015.419 | 8991.4865 | 0 | 8991.4865 | 567.7796 | 0 | 29896.5697 | 10518.704 | 40415.2737 | 0 | 232069.801 | 0
3054 | Commercial | CofEgsld213 | Window Sun Protection | 3330.3936 | 1694.806 | 63.2366 | 10312.1716 | 11015.4405 | 2627.1247 | 1758.0426 | 2053.8494 | 364.9862 | 397.8465 | 198.7369 | 3015.419 | 8991.4865 | 0 | 8991.4865 | 567.7796 | 0 | 29896.5697 | 10518.704 | 40415.2737 | 0 | 139241.876 | 0
3055 | Commercial | CofNgsld213 | Window Sun Protection | 3330.3936 | 1694.806 | 63.2366 | 10312.1716 | 11015.4405 | 2627.1247 | 1758.0426 | 2053.8494 | 364.9862 | 397.8465 | 198.7369 | 3015.419 | 8991.4865 | 0 | 8991.4865 | 567.7796 | 0 | 29896.5697 | 10518.704 | 40415.2737 | 0 | 232069.801 | 0
3056 | Commercial | CreEgsld213 | Window Sun Protection | 3330.3936 | 1694.806 | 63.2366 | 10312.1716 | 11015.4405 | 2627.1247 | 1758.0426 | 2053.8494 | 364.9862 | 397.8465 | 198.7369 | 3015.419 | 8991.4865 | 0 | 8991.4865 | 567.7796 | 0 | 29896.5697 | 10518.704 | 40415.2737 | 0 | 139241.876 | 0
3057 | Commercial | CreNgsld213 | Window Sun Protection | 3330.3936 | 1694.806 | 63.2366 | 10312.1716 | 11015.4405 | 2627.1247 | 1758.0426 | 2053.8494 | 364.9862 | 397.8465 | 198.7369 | 3015.419 | 8991.4865 | 0 | 8991.4865 | 567.7796 | 0 | 29896.5697 | 10518.704 | 40415.2737 | 0 | 232069.801 | 0
3058 | Commercial | CrtEgsld213 | Window Sun Protection | 3330.3936 | 1694.806 | 63.2366 | 10312.1716 | 11015.4405 | 2627.1247 | 1758.0426 | 2053.8494 | 364.9862 | 397.8465 | 198.7369 | 3015.419 | 8991.4865 | 0 | 8991.4865 | 567.7796 | 0 | 29896.5697 | 10518.704 | 40415.2737 | 0 | 139241.876 | 0
3059 | Commercial | CrtNgsld213 | Window Sun Protection | 3330.3936 | 1694.806 | 63.2366 | 10312.1716 | 11015.4405 | 2627.1247 | 1758.0426 | 2053.8494 | 364.9862 | 397.8465 | 198.7369 | 3015.419 | 8991.4865 | 0 | 8991.4865 | 567.7796 | 0 | 29896.5697 | 10518.704 | 40415.2737 | 0 | 232069.801 | 0
3060 | Commercial | CscEgsld213 | Window Sun Protection | 3330.3936 | 1694.806 | 63.2366 | 10312.1716 | 11015.4405 | 2627.1247 | 1758.0426 | 2053.8494 | 364.9862 | 397.8465 | 198.7369 | 3015.419 | 8991.4865 | 0 | 8991.4865 | 567.7796 | 0 | 29896.5697 | 10518.704 | 40415.2737 | 0 | 139241.876 | 0
3061 | Commercial | CscNgsld213 | Window Sun Protection | 3330.3936 | 1694.806 | 63.2366 | 10312.1716 | 11015.4405 | 2627.1247 | 1758.0426 | 2053.8494 | 364.9862 | 397.8465 | 198.7369 | 3015.419 | 8991.4865 | 0 | 8991.4865 | 567.7796 | 0 | 29896.5697 | 10518.704 | 40415.2737 | 0 | 232069.801 | 0
3062 | Commercial | CwaEgsld213 | Window Sun Protection | 3330.3936 | 1694.806 | 63.2366 | 10312.1716 | 11015.4405 | 2627.1247 | 1758.0426 | 2053.8494 | 364.9862 | 397.8465 | 198.7369 | 3015.419 | 8991.4865 | 0 | 8991.4865 | 567.7796 | 0 | 29896.5697 | 10518.704 | 40415.2737 | 0 | 139241.876 | 0
3063 | Commercial | CwaNgsld213 | Window Sun Protection | 3330.3936 | 1694.806 | 63.2366 | 10312.1716 | 11015.4405 | 2627.1247 | 1758.0426 | 2053.8494 | 364.9862 | 397.8465 | 198.7369 | 3015.419 | 8991.4865 | 0 | 8991.4865 | 567.7796 | 0 | 29896.5697 | 10518.704 | 40415.2737 | 0 | 232069.801 | 0
3064 | Commercial | CasNgsld305 | High Efficiency Chiller (Water cooled-positive displacement, 100 tons) | 4042.0904 | 2056.9819 | 76.7501 | 12441.591 | 13290.0819 | 3193.5995 | 2133.7319 | 2490.4618 | 442.9221 | 482.4215 | 241.1733 | 3656.9787 | 11568.0287 | 0 | 11568.0287 | 632.2974 | 0 | 39257.1522 | 11040.5152 | 50297.6674 | 0 | 36342.9483 | 0
3065 | Commercial | CasTgsld305 | High Efficiency Chiller (Water cooled-positive displacement, 100 tons) | 4042.0904 | 2056.9819 | 76.7501 | 12441.591 | 13290.0819 | 3193.5995 | 2133.7319 | 2490.4618 | 442.9221 | 482.4215 | 241.1733 | 3656.9787 | 11568.0287 | 0 | 11568.0287 | 632.2974 | 0 | 39257.1522 | 11040.5152 | 50297.6674 | 0 | 36342.9483 | 0
3066 | Commercial | CcoNgsld305 | High Efficiency Chiller (Water cooled-positive displacement, 100 tons) | 4042.0904 | 2056.9819 | 76.7501 | 12441.591 | 13290.0819 | 3193.5995 | 2133.7319 | 2490.4618 | 442.9221 | 482.4215 | 241.1733 | 3656.9787 | 12750.2353 | 0 | 12750.2353 | 632.2974 | 0 | 43552.3107 | 11040.5152 | 54592.826 | 0 | 36342.9483 | 0
3067 | Commercial | CcoTgsld305 | High Efficiency Chiller (Water cooled-positive displacement, 100 tons) | 4042.0904 | 2056.9819 | 76.7501 | 12441.591 | 13290.0819 | 3193.5995 | 2133.7319 | 2490.4618 | 442.9221 | 482.4215 | 241.1733 | 3656.9787 | 12750.2353 | 0 | 12750.2353 | 632.2974 | 0 | 43552.3107 | 11040.5152 | 54592.826 | 0 | 36342.9483 | 0
3068 | Commercial | CgrNgsld305 | High Efficiency Chiller (Water cooled-positive displacement, 100 tons) | 4042.0904 | 2056.9819 | 76.7501 | 12441.591 | 13290.0819 | 3193.5995 | 2133.7319 | 2490.4618 | 442.9221 | 482.4215 | 241.1733 | 3656.9787 | 6689.4245 | 0 | 6689.4245 | 632.2974 | 0 | 21686.0476 | 11040.5152 | 32726.5628 | 0 | 36342.9483 | 0
3069 | Commercial | CgrTgsld305 | High Efficiency Chiller (Water cooled-positive displacement, 100 tons) | 4042.0904 | 2056.9819 | 76.7501 | 12441.591 | 13290.0819 | 3193.5995 | 2133.7319 | 2490.4618 | 442.9221 | 482.4215 | 241.1733 | 3656.9787 | 6689.4245 | 0 | 6689.4245 | 632.2974 | 0 | 21686.0476 | 11040.5152 | 32726.5628 | 0 | 36342.9483 | 0
3070 | Commercial | CheNgsld305 | High Efficiency Chiller (Water cooled-positive displacement, 100 tons) | 4042.0904 | 2056.9819 | 76.7501 | 12441.591 | 13290.0819 | 3193.5995 | 2133.7319 | 2490.4618 | 442.9221 | 482.4215 | 241.1733 | 3656.9787 | 24361.1779 | 0 | 24361.1779 | 632.2974 | 0 | 85422.6026 | 11040.5152 | 96463.1178 | 0 | 36342.9483 | 0
3071 | Commercial | CheTgsld305 | High Efficiency Chiller (Water cooled-positive displacement, 100 tons) | 4042.0904 | 2056.9819 | 76.7501 | 12441.591 | 13290.0819 | 3193.5995 | 2133.7319 | 2490.4618 | 442.9221 | 482.4215 | 241.1733 | 3656.9787 | 24361.1779 | 0 | 24361.1779 | 632.2974 | 0 | 85422.6026 | 11040.5152 | 96463.1178 | 0 | 36342.9483 | 0
3072 | Commercial | ChoNgsld305 | High Efficiency Chiller (Water cooled-positive displacement, 100 tons) | 4042.0904 | 2056.9819 | 76.7501 | 12441.591 | 13290.0819 | 3193.5995 | 2133.7319 | 2490.4618 | 442.9221 | 482.4215 | 241.1733 | 3656.9787 | 23076.3061 | 0 | 23076.3061 | 632.2974 | 0 | 80917.1925 | 11040.5152 | 91957.7078 | 0 | 36342.9483 | 0
3073 | Commercial | ChoTgsld305 | High Efficiency Chiller (Water cooled-positive displacement, 100 tons) | 4042.0904 | 2056.9819 | 76.7501 | 12441.591 | 13290.0819 | 3193.5995 | 2133.7319 | 2490.4618 | 442.9221 | 482.4215 | 241.1733 | 3656.9787 | 23076.3061 | 0 | 23076.3061 | 632.2974 | 0 | 80917.1925 | 11040.5152 | 91957.7078 | 0 | 36342.9483 | 0
3074 | Commercial | CinNgsld305 | High Efficiency Chiller (Water cooled-positive displacement, 100 tons) | 4042.0904 | 2056.9819 | 76.7501 | 12441.591 | 13290.0819 | 3193.5995 | 2133.7319 | 2490.4618 | 442.9221 | 482.4215 | 241.1733 | 3656.9787 | 6541.1821 | 0 | 6541.1821 | 632.2974 | 0 | 21205.4693 | 11040.5152 | 32245.9845 | 0 | 36342.9483 | 0
3075 | Commercial | CinTgsld305 | High Efficiency Chiller (Water cooled-positive displacement, 100 tons) | 4042.0904 | 2056.9819 | 76.7501 | 12441.591 | 13290.0819 | 3193.5995 | 2133.7319 | 2490.4618 | 442.9221 | 482.4215 | 241.1733 | 3656.9787 | 6541.1821 | 0 | 6541.1821 | 632.2974 | 0 | 21205.4693 | 11040.5152 | 32245.9845 | 0 | 36342.9483 | 0
3076 | Commercial | CloNgsld305 | High Efficiency Chiller (Water cooled-positive displacement, 100 tons) | 4042.0904 | 2056.9819 | 76.7501 | 12441.591 | 13290.0819 | 3193.5995 | 2133.7319 | 2490.4618 | 442.9221 | 482.4215 | 241.1733 | 3656.9787 | 18493.594 | 0 | 18493.594 | 632.2974 | 0 | 64847.8878 | 11040.5152 | 75888.403 | 0 | 36342.9483 | 0
3077 | Commercial | CloTgsld305 | High Efficiency Chiller (Water cooled-positive displacement, 100 tons) | 4042.0904 | 2056.9819 | 76.7501 | 12441.591 | 13290.0819 | 3193.5995 | 2133.7319 | 2490.4618 | 442.9221 | 482.4215 | 241.1733 | 3656.9787 | 18493.594 | 0 | 18493.594 | 632.2974 | 0 | 64847.8878 | 11040.5152 | 75888.403 | 0 | 36342.9483 | 0
3078 | Commercial | CmiNgsld305 | High Efficiency Chiller (Water cooled-positive displacement, 100 tons) | 4042.0904 | 2056.9819 | 76.7501 | 12441.591 | 13290.0819 | 3193.5995 | 2133.7319 | 2490.4618 | 442.9221 | 482.4215 | 241.1733 | 3656.9787 | 6746.3192 | 0 | 6746.3192 | 632.2974 | 0 | 21926.335 | 11040.5152 | 32966.8503 | 0 | 36342.9483 | 0
3079 | Commercial | CmiTgsld305 | High Efficiency Chiller (Water cooled-positive displacement, 100 tons) | 4042.0904 | 2056.9819 | 76.7501 | 12441.591 | 13290.0819 | 3193.5995 | 2133.7319 | 2490.4618 | 442.9221 | 482.4215 | 241.1733 | 3656.9787 | 6746.3192 | 0 | 6746.3192 | 632.2974 | 0 | 21926.335 | 11040.5152 | 32966.8503 | 0 | 36342.9483 | 0
3080 | Commercial | CofNgsld305 | High Efficiency Chiller (Water cooled-positive displacement, 100 tons) | 4042.0904 | 2056.9819 | 76.7501 | 12441.591 | 13290.0819 | 3193.5995 | 2133.7319 | 2490.4618 | 442.9221 | 482.4215 | 241.1733 | 3656.9787 | 12918.68 | 0 | 12918.68 | 632.2974 | 0 | 44183.0687 | 11040.5152 | 55223.5839 | 0 | 36342.9483 | 0
3081 | Commercial | CofTgsld305 | High Efficiency Chiller (Water cooled-positive displacement, 100 tons) | 4042.0904 | 2056.9819 | 76.7501 | 12441.591 | 13290.0819 | 3193.5995 | 2133.7319 | 2490.4618 | 442.9221 | 482.4215 | 241.1733 | 3656.9787 | 12918.68 | 0 | 12918.68 | 632.2974 | 0 | 44183.0687 | 11040.5152 | 55223.5839 | 0 | 36342.9483 | 0
3082 | Commercial | CreNgsld305 | High Efficiency Chiller (Water cooled-positive displacement, 100 tons) | 4042.0904 | 2056.9819 | 76.7501 | 12441.591 | 13290.0819 | 3193.5995 | 2133.7319 | 2490.4618 | 442.9221 | 482.4215 | 241.1733 | 3656.9787 | 18142.3954 | 0 | 18142.3954 | 632.2974 | 0 | 63616.4078 | 11040.5152 | 74656.9231 | 0 | 36342.9483 | 0
3083 | Commercial | CreTgsld305 | High Efficiency Chiller (Water cooled-positive displacement, 100 tons) | 4042.0904 | 2056.9819 | 76.7501 | 12441.591 | 13290.0819 | 3193.5995 | 2133.7319 | 2490.4618 | 442.9221 | 482.4215 | 241.1733 | 3656.9787 | 18142.3954 | 0 | 18142.3954 | 632.2974 | 0 | 63616.4078 | 11040.5152 | 74656.9231 | 0 | 36342.9483 | 0
3084 | Commercial | CrtNgsld305 | High Efficiency Chiller (Water cooled-positive displacement, 100 tons) | 4042.0904 | 2056.9819 | 76.7501 | 12441.591 | 13290.0819 | 3193.5995 | 2133.7319 | 2490.4618 | 442.9221 | 482.4215 | 241.1733 | 3656.9787 | 14482.3475 | 0 | 14482.3475 | 632.2974 | 0 | 49859.8868 | 11040.5152 | 60900.4021 | 0 | 36342.9483 | 0
3085 | Commercial | CrtTgsld305 | High Efficiency Chiller (Water cooled-positive displacement, 100 tons) | 4042.0904 | 2056.9819 | 76.7501 | 12441.591 | 13290.0819 | 3193.5995 | 2133.7319 | 2490.4618 | 442.9221 | 482.4215 | 241.1733 | 3656.9787 | 14482.3475 | 0 | 14482.3475 | 632.2974 | 0 | 49859.8868 | 11040.5152 | 60900.4021 | 0 | 36342.9483 | 0
3086 | Commercial | CscNgsld305 | High Efficiency Chiller (Water cooled-positive displacement, 100 tons) | 4042.0904 | 2056.9819 | 76.7501 | 12441.591 | 13290.0819 | 3193.5995 | 2133.7319 | 2490.4618 | 442.9221 | 482.4215 | 241.1733 | 3656.9787 | 12688.6828 | 0 | 12688.6828 | 632.2974 | 0 | 43342.0592 | 11040.5152 | 54382.5745 | 0 | 36342.9483 | 0
3087 | Commercial | CscTgsld305 | High Efficiency Chiller (Water cooled-positive displacement, 100 tons) | 4042.0904 | 2056.9819 | 76.7501 | 12441.591 | 13290.0819 | 3193.5995 | 2133.7319 | 2490.4618 | 442.9221 | 482.4215 | 241.1733 | 3656.9787 | 12688.6828 | 0 | 12688.6828 | 632.2974 | 0 | 43342.0592 | 11040.5152 | 54382.5745 | 0 | 36342.9483 | 0
3088 | Commercial | CwaNgsld305 | High Efficiency Chiller (Water cooled-positive displacement, 100 tons) | 4042.0904 | 2056.9819 | 76.7501 | 12441.591 | 13290.0819 | 3193.5995 | 2133.7319 | 2490.4618 | 442.9221 | 482.4215 | 241.1733 | 3656.9787 | 3079.9201 | 0 | 3079.9201 | 632.2974 | 0 | 9521.436 | 11040.5152 | 20561.9513 | 0 | 36342.9483 | 0
3089 | Commercial | CwaTgsld305 | High Efficiency Chiller (Water cooled-positive displacement, 100 tons) | 4042.0904 | 2056.9819 | 76.7501 | 12441.591 | 13290.0819 | 3193.5995 | 2133.7319 | 2490.4618 | 442.9221 | 482.4215 | 241.1733 | 3656.9787 | 3079.9201 | 0 | 3079.9201 | 632.2974 | 0 | 9521.436 | 11040.5152 | 20561.9513 | 0 | 36342.9483 | 0
3090 | Commercial | CasNgsld306 | Facility Commissioning | 3939.7996 | 2004.927 | 74.8078 | 12199.1254 | 13031.0806 | 3107.8443 | 2079.7348 | 2429.6693 | 431.7725 | 470.6457 | 235.1024 | 3567.1899 | 9774.7868 | 0 | 9774.7868 | 567.7796 | 0 | 32769.333 | 10518.704 | 43288.037 | 0 | 189595.1793 | 0
3091 | Commercial | CcoNgsld306 | Facility Commissioning | 4435.1401 | 2257.0012 | 84.2132 | 13732.8892 | 14669.444 | 3498.5854 | 2341.2143 | 2735.1452 | 486.0582 | 529.8187 | 264.6612 | 4015.6833 | 11220.1159 | 0 | 11220.1159 | 567.7796 | 0 | 38026.0745 | 10518.704 | 48544.7785 | 0 | 145174.1634 | 0
3092 | Commercial | CgrNgsld306 | Facility Commissioning | 3939.7996 | 2004.927 | 74.8078 | 12199.1254 | 13031.0806 | 3107.8443 | 2079.7348 | 2429.6693 | 431.7725 | 470.6457 | 235.1024 | 3567.1899 | 9774.7868 | 0 | 9774.7868 | 567.7796 | 0 | 32769.333 | 10518.704 | 43288.037 | 0 | 19257.5502 | 0
3093 | Commercial | CheNgsld306 | Facility Commissioning | 3939.7996 | 2004.927 | 74.8078 | 12199.1254 | 13031.0806 | 3107.8443 | 2079.7348 | 2429.6693 | 431.7725 | 470.6457 | 235.1024 | 3567.1899 | 9774.7868 | 0 | 9774.7868 | 567.7796 | 0 | 32769.333 | 10518.704 | 43288.037 | 0 | 47113.7065 | 0
3094 | Commercial | ChoNgsld306 | Facility Commissioning | 4435.1401 | 2257.0012 | 84.2132 | 13732.8892 | 14669.444 | 3498.5854 | 2341.2143 | 2735.1452 | 486.0582 | 529.8187 | 264.6612 | 4015.6833 | 11220.1159 | 0 | 11220.1159 | 567.7796 | 0 | 38026.0745 | 10518.704 | 48544.7785 | 0 | 54671.5219 | 0
3095 | Commercial | CinNgsld306 | Facility Commissioning | 3939.7996 | 2004.927 | 74.8078 | 12199.1254 | 13031.0806 | 3107.8443 | 2079.7348 | 2429.6693 | 431.7725 | 470.6457 | 235.1024 | 3567.1899 | 9774.7868 | 0 | 9774.7868 | 567.7796 | 0 | 32769.333 | 10518.704 | 43288.037 | 0 | 41787.4804 | 0
3096 | Commercial | CloNgsld306 | Facility Commissioning | 3939.7996 | 2004.927 | 74.8078 | 12199.1254 | 13031.0806 | 3107.8443 | 2079.7348 | 2429.6693 | 431.7725 | 470.6457 | 235.1024 | 3567.1899 | 9774.7868 | 0 | 9774.7868 | 567.7796 | 0 | 32769.333 | 10518.704 | 43288.037 | 0 | 83471.9965 | 0
3097 | Commercial | CmiNgsld306 | Facility Commissioning | 3939.7996 | 2004.927 | 74.8078 | 12199.1254 | 13031.0806 | 3107.8443 | 2079.7348 | 2429.6693 | 431.7725 | 470.6457 | 235.1024 | 3567.1899 | 9774.7868 | 0 | 9774.7868 | 567.7796 | 0 | 32769.333 | 10518.704 | 43288.037 | 0 | 61184.4284 | 0
3098 | Commercial | CofNgsld306 | Facility Commissioning | 3939.7996 | 2004.927 | 74.8078 | 12199.1254 | 13031.0806 | 3107.8443 | 2079.7348 | 2429.6693 | 431.7725 | 470.6457 | 235.1024 | 3567.1899 | 9774.7868 | 0 | 9774.7868 | 567.7796 | 0 | 32769.333 | 10518.704 | 43288.037 | 0 | 45661.3097 | 0
3099 | Commercial | CreNgsld306 | Facility Commissioning | 3939.7996 | 2004.927 | 74.8078 | 12199.1254 | 13031.0806 | 3107.8443 | 2079.7348 | 2429.6693 | 431.7725 | 470.6457 | 235.1024 | 3567.1899 | 9774.7868 | 0 | 9774.7868 | 567.7796 | 0 | 32769.333 | 10518.704 | 43288.037 | 0 | 19925.0381 | 0
3100 | Commercial | CrtNgsld306 | Facility Commissioning | 3939.7996 | 2004.927 | 74.8078 | 12199.1254 | 13031.0806 | 3107.8443 | 2079.7348 | 2429.6693 | 431.7725 | 470.6457 | 235.1024 | 3567.1899 | 9774.7868 | 0 | 9774.7868 | 567.7796 | 0 | 32769.333 | 10518.704 | 43288.037 | 0 | 102770.156 | 0
3101 | Commercial | CscNgsld306 | Facility Commissioning | 3939.7996 | 2004.927 | 74.8078 | 12199.1254 | 13031.0806 | 3107.8443 | 2079.7348 | 2429.6693 | 431.7725 | 470.6457 | 235.1024 | 3567.1899 | 9774.7868 | 0 | 9774.7868 | 567.7796 | 0 | 32769.333 | 10518.704 | 43288.037 | 0 | 125105.2238 | 0
3102 | Commercial | CwaNgsld306 | Facility Commissioning | 3939.7996 | 2004.927 | 74.8078 | 12199.1254 | 13031.0806 | 3107.8443 | 2079.7348 | 2429.6693 | 431.7725 | 470.6457 | 235.1024 | 3567.1899 | 9774.7868 | 0 | 9774.7868 | 567.7796 | 0 | 32769.333 | 10518.704 | 43288.037 | 0 | 388587.3931 | 0
3103 | Commercial | CasEgsld307 | Facility Energy Management System | 3929.9725 | 1999.9261 | 74.6212 | 12168.697 | 12998.5771 | 3100.0924 | 2074.5473 | 2423.609 | 430.6956 | 469.4717 | 234.5159 | 3558.2922 | 10007.5571 | 0 | 10007.5571 | 417.2665 | 0 | 33595.4277 | 10518.704 | 44114.1317 | 0 | 32575.7615 | 0
3104 | Commercial | CasNgsld307 | Facility Energy Management System | 3929.9725 | 1999.9261 | 74.6212 | 12168.697 | 12998.5771 | 3100.0924 | 2074.5473 | 2423.609 | 430.6956 | 469.4717 | 234.5159 | 3558.2922 | 10007.5571 | 0 | 10007.5571 | 417.2665 | 0 | 33595.4277 | 10518.704 | 44114.1317 | 0 | 32575.7615 | 0
3105 | Commercial | CcoEgsld307 | Facility Energy Management System | 4461.3566 | 2270.3425 | 84.711 | 13814.0653 | 14756.1561 | 3519.2658 | 2355.0534 | 2751.3129 | 488.9313 | 532.9505 | 266.2256 | 4039.4202 | 13856.75 | 0 | 13856.75 | 417.2665 | 0 | 47563.3072 | 10518.704 | 58082.0112 | 0 | 30432.2852 | 0
3106 | Commercial | CcoNgsld307 | Facility Energy Management System | 4461.3566 | 2270.3425 | 84.711 | 13814.0653 | 14756.1561 | 3519.2658 | 2355.0534 | 2751.3129 | 488.9313 | 532.9505 | 266.2256 | 4039.4202 | 13856.75 | 0 | 13856.75 | 417.2665 | 0 | 47563.3072 | 10518.704 | 58082.0112 | 0 | 30432.2852 | 0
3107 | Commercial | CscEgsld307 | Facility Energy Management System | 3929.9725 | 1999.9261 | 74.6212 | 12168.697 | 12998.5771 | 3100.0924 | 2074.5473 | 2423.609 | 430.6956 | 469.4717 | 234.5159 | 3558.2922 | 10007.5571 | 0 | 10007.5571 | 417.2665 | 0 | 33595.4277 | 10518.704 | 44114.1317 | 0 | 21495.2603 | 0
3108 | Commercial | CscNgsld307 | Facility Energy Management System | 3929.9725 | 1999.9261 | 74.6212 | 12168.697 | 12998.5771 | 3100.0924 | 2074.5473 | 2423.609 | 430.6956 | 469.4717 | 234.5159 | 3558.2922 | 10007.5571 | 0 | 10007.5571 | 417.2665 | 0 | 33595.4277 | 10518.704 | 44114.1317 | 0 | 21495.2603 | 0
3109 | Commercial | CwaEgsld307 | Facility Energy Management System | 3929.9725 | 1999.9261 | 74.6212 | 12168.697 | 12998.5771 | 3100.0924 | 2074.5473 | 2423.609 | 430.6956 | 469.4717 | 234.5159 | 3558.2922 | 10007.5571 | 0 | 10007.5571 | 417.2665 | 0 | 33595.4277 | 10518.704 | 44114.1317 | 0 | 66766.1005 | 0
3110 | Commercial | CwaNgsld307 | Facility Energy Management System | 3929.9725 | 1999.9261 | 74.6212 | 12168.697 | 12998.5771 | 3100.0924 | 2074.5473 | 2423.609 | 430.6956 | 469.4717 | 234.5159 | 3558.2922 | 10007.5571 | 0 | 10007.5571 | 417.2665 | 0 | 33595.4277 | 10518.704 | 44114.1317 | 0 | 66766.1005 | 0
3111 | Commercial | CloEgsld308 | Hotel Card Energy Control Systems | 1299.9709 | 661.543 | 24.6835 | 4025.2067 | 4299.7176 | 1025.4601 | 686.2264 | 801.6904 | 142.4671 | 155.2936 | 77.5741 | 1177.0251 | 251181.3931 | 0 | 251181.3931 | 417.2665 | 0 | 880768.9166 | 10518.704 | 891287.6206 | 0 | 503571.7728 | 0
3112 | Commercial | CloNgsld308 | Hotel Card Energy Control Systems | 1299.9709 | 661.543 | 24.6835 | 4025.2067 | 4299.7176 | 1025.4601 | 686.2264 | 801.6904 | 142.4671 | 155.2936 | 77.5741 | 1177.0251 | 251181.3931 | 0 | 251181.3931 | 417.2665 | 0 | 880768.9166 | 10518.704 | 891287.6206 | 0 | 503571.7728 | 0
3113 | Commercial | CasEgsld309 | Programmable Thermostat | 5395.4642 | 2745.7011 | 102.4475 | 16706.4195 | 17845.7629 | 4256.1208 | 2848.1486 | 3327.3758 | 591.3025 | 644.5383 | 321.9672 | 4885.1839 | 5496.7553 | 0 | 5496.7553 | 901.5352 | 0 | 17642.5947 | 10518.704 | 28161.2987 | 0 | 44024.1364 | 0
3114 | Commercial | CasNgsld309 | Programmable Thermostat | 5395.4642 | 2745.7011 | 102.4475 | 16706.4195 | 17845.7629 | 4256.1208 | 2848.1486 | 3327.3758 | 591.3025 | 644.5383 | 321.9672 | 4885.1839 | 5496.7553 | 0 | 5496.7553 | 901.5352 | 0 | 17642.5947 | 10518.704 | 28161.2987 | 0 | 44024.1364 | 0
3115 | Commercial | CcoEgsld309 | Programmable Thermostat | 5395.4642 | 2745.7011 | 102.4475 | 16706.4195 | 17845.7629 | 4256.1208 | 2848.1486 | 3327.3758 | 591.3025 | 644.5383 | 321.9672 | 4885.1839 | 5496.7553 | 0 | 5496.7553 | 901.5352 | 0 | 17642.5947 | 10518.704 | 28161.2987 | 0 | 28101.979 | 0
3116 | Commercial | CcoNgsld309 | Programmable Thermostat | 5395.4642 | 2745.7011 | 102.4475 | 16706.4195 | 17845.7629 | 4256.1208 | 2848.1486 | 3327.3758 | 591.3025 | 644.5383 | 321.9672 | 4885.1839 | 5496.7553 | 0 | 5496.7553 | 901.5352 | 0 | 17642.5947 | 10518.704 | 28161.2987 | 0 | 28101.979 | 0
3117 | Commercial | CloEgsld309 | Programmable Thermostat | 5395.4642 | 2745.7011 | 102.4475 | 16706.4195 | 17845.7629 | 4256.1208 | 2848.1486 | 3327.3758 | 591.3025 | 644.5383 | 321.9672 | 4885.1839 | 5496.7553 | 0 | 5496.7553 | 901.5352 | 0 | 17642.5947 | 10518.704 | 28161.2987 | 0 | 18641.5789 | 0
3118 | Commercial | CloNgsld309 | Programmable Thermostat | 5395.4642 | 2745.7011 | 102.4475 | 16706.4195 | 17845.7629 | 4256.1208 | 2848.1486 | 3327.3758 | 591.3025 | 644.5383 | 321.9672 | 4885.1839 | 5496.7553 | 0 | 5496.7553 | 901.5352 | 0 | 17642.5947 | 10518.704 | 28161.2987 | 0 | 18641.5789 | 0
3119 | Commercial | CrtEgsld309 | Programmable Thermostat | 5395.4642 | 2745.7011 | 102.4475 | 16706.4195 | 17845.7629 | 4256.1208 | 2848.1486 | 3327.3758 | 591.3025 | 644.5383 | 321.9672 | 4885.1839 | 5496.7553 | 0 | 5496.7553 | 901.5352 | 0 | 17642.5947 | 10518.704 | 28161.2987 | 0 | 25110.6766 | 0
3120 | Commercial | CrtNgsld309 | Programmable Thermostat | 5395.4642 | 2745.7011 | 102.4475 | 16706.4195 | 17845.7629 | 4256.1208 | 2848.1486 | 3327.3758 | 591.3025 | 644.5383 | 321.9672 | 4885.1839 | 5496.7553 | 0 | 5496.7553 | 901.5352 | 0 | 17642.5947 | 10518.704 | 28161.2987 | 0 | 25110.6766 | 0
3121 | Commercial | CscEgsld309 | Programmable Thermostat | 5395.4642 | 2745.7011 | 102.4475 | 16706.4195 | 17845.7629 | 4256.1208 | 2848.1486 | 3327.3758 | 591.3025 | 644.5383 | 321.9672 | 4885.1839 | 5496.7553 | 0 | 5496.7553 | 901.5352 | 0 | 17642.5947 | 10518.704 | 28161.2987 | 0 | 28221.0883 | 0
3122 | Commercial | CscNgsld309 | Programmable Thermostat | 5395.4642 | 2745.7011 | 102.4475 | 16706.4195 | 17845.7629 | 4256.1208 | 2848.1486 | 3327.3758 | 591.3025 | 644.5383 | 321.9672 | 4885.1839 | 5496.7553 | 0 | 5496.7553 | 901.5352 | 0 | 17642.5947 | 10518.704 | 28161.2987 | 0 | 28221.0883 | 0
3123 | Commercial | CwaEgsld309 | Programmable Thermostat | 5395.4642 | 2745.7011 | 102.4475 | 16706.4195 | 17845.7629 | 4256.1208 | 2848.1486 | 3327.3758 | 591.3025 | 644.5383 | 321.9672 | 4885.1839 | 5496.7553 | 0 | 5496.7553 | 901.5352 | 0 | 17642.5947 | 10518.704 | 28161.2987 | 0 | 87930.9933 | 0
3124 | Commercial | CwaNgsld309 | Programmable Thermostat | 5395.4642 | 2745.7011 | 102.4475 | 16706.4195 | 17845.7629 | 4256.1208 | 2848.1486 | 3327.3758 | 591.3025 | 644.5383 | 321.9672 | 4885.1839 | 5496.7553 | 0 | 5496.7553 | 901.5352 | 0 | 17642.5947 | 10518.704 | 28161.2987 | 0 | 87930.9933 | 0
3125 | Commercial | CasEgsld310 | Smart Thermostat | 5395.4642 | 2745.7011 | 102.4475 | 16706.4195 | 17845.7629 | 4256.1208 | 2848.1486 | 3327.3758 | 591.3025 | 644.5383 | 321.9672 | 4885.1839 | 5496.7553 | 0 | 5496.7553 | 521.3698 | 0 | 17642.5947 | 10518.704 | 28161.2987 | 0 | 24815.937 | 0
3126 | Commercial | CasNgsld310 | Smart Thermostat | 5395.4642 | 2745.7011 | 102.4475 | 16706.4195 | 17845.7629 | 4256.1208 | 2848.1486 | 3327.3758 | 591.3025 | 644.5383 | 321.9672 | 4885.1839 | 5496.7553 | 0 | 5496.7553 | 521.3698 | 0 | 17642.5947 | 10518.704 | 28161.2987 | 0 | 24815.937 | 0
3127 | Commercial | CwaEgsld310 | Smart Thermostat | 5395.4642 | 2745.7011 | 102.4475 | 16706.4195 | 17845.7629 | 4256.1208 | 2848.1486 | 3327.3758 | 591.3025 | 644.5383 | 321.9672 | 4885.1839 | 5496.7553 | 0 | 5496.7553 | 521.3698 | 0 | 17642.5947 | 10518.704 | 28161.2987 | 0 | 49565.7641 | 0
3128 | Commercial | CwaNgsld310 | Smart Thermostat | 5395.4642 | 2745.7011 | 102.4475 | 16706.4195 | 17845.7629 | 4256.1208 | 2848.1486 | 3327.3758 | 591.3025 | 644.5383 | 321.9672 | 4885.1839 | 5496.7553 | 0 | 5496.7553 | 521.3698 | 0 | 17642.5947 | 10518.704 | 28161.2987 | 0 | 49565.7641 | 0
3129 | Commercial | CasNgsld311 | High Efficiency DX, >135k and <240k Btu/h Elect Heat | 3871.2268 | 1970.0309 | 73.5058 | 11986.7978 | 12804.2727 | 3053.7518 | 2043.5367 | 2387.3806 | 424.2575 | 462.454 | 231.0104 | 3505.1024 | 1900.2455 | 0 | 1900.2455 | 417.2665 | 0 | 5739.4777 | 10518.704 | 16258.1817 | 0 | 10579.1216 | 0
3130 | Commercial | CasTgsld311 | High Efficiency DX, >135k and <240k Btu/h Elect Heat | 3871.2268 | 1970.0309 | 73.5058 | 11986.7978 | 12804.2727 | 3053.7518 | 2043.5367 | 2387.3806 | 424.2575 | 462.454 | 231.0104 | 3505.1024 | 1900.2455 | 0 | 1900.2455 | 417.2665 | 0 | 5739.4777 | 10518.704 | 16258.1817 | 0 | 10579.1216 | 0
3131 | Commercial | CgrNgsld311 | High Efficiency DX, >135k and <240k Btu/h Elect Heat | 3871.2268 | 1970.0309 | 73.5058 | 11986.7978 | 12804.2727 | 3053.7518 | 2043.5367 | 2387.3806 | 424.2575 | 462.454 | 231.0104 | 3505.1024 | 1075.4174 | 0 | 1075.4174 | 417.2665 | 0 | 3170.5453 | 10518.704 | 13689.2493 | 0 | 10579.1216 | 0
3132 | Commercial | CgrTgsld311 | High Efficiency DX, >135k and <240k Btu/h Elect Heat | 3871.2268 | 1970.0309 | 73.5058 | 11986.7978 | 12804.2727 | 3053.7518 | 2043.5367 | 2387.3806 | 424.2575 | 462.454 | 231.0104 | 3505.1024 | 1075.4174 | 0 | 1075.4174 | 417.2665 | 0 | 3170.5453 | 10518.704 | 13689.2493 | 0 | 10579.1216 | 0
3133 | Commercial | CinNgsld311 | High Efficiency DX, >135k and <240k Btu/h Elect Heat | 3871.2268 | 1970.0309 | 73.5058 | 11986.7978 | 12804.2727 | 3053.7518 | 2043.5367 | 2387.3806 | 424.2575 | 462.454 | 231.0104 | 3505.1024 | 1051.5854 | 0 | 1051.5854 | 417.2665 | 0 | 3100.284 | 10518.704 | 13618.988 | 0 | 10579.1216 | 0
3134 | Commercial | CinTgsld311 | High Efficiency DX, >135k and <240k Btu/h Elect Heat | 3871.2268 | 1970.0309 | 73.5058 | 11986.7978 | 12804.2727 | 3053.7518 | 2043.5367 | 2387.3806 | 424.2575 | 462.454 | 231.0104 | 3505.1024 | 1051.5854 | 0 | 1051.5854 | 417.2665 | 0 | 3100.284 | 10518.704 | 13618.988 | 0 | 10579.1216 | 0
3135 | Commercial | CmiNgsld311 | High Efficiency DX, >135k and <240k Btu/h Elect Heat | 3871.2268 | 1970.0309 | 73.5058 | 11986.7978 | 12804.2727 | 3053.7518 | 2043.5367 | 2387.3806 | 424.2575 | 462.454 | 231.0104 | 3505.1024 | 1087.3333 | 0 | 1087.3333 | 417.2665 | 0 | 3205.676 | 10518.704 | 13724.38 | 0 | 10579.1216 | 0
3136 | Commercial | CmiTgsld311 | High Efficiency DX, >135k and <240k Btu/h Elect Heat | 3871.2268 | 1970.0309 | 73.5058 | 11986.7978 | 12804.2727 | 3053.7518 | 2043.5367 | 2387.3806 | 424.2575 | 462.454 | 231.0104 | 3505.1024 | 1087.3333 | 0 | 1087.3333 | 417.2665 | 0 | 3205.676 | 10518.704 | 13724.38 | 0 | 10579.1216 | 0
3137 | Commercial | CwaNgsld311 | High Efficiency DX, >135k and <240k Btu/h Elect Heat | 3871.2268 | 1970.0309 | 73.5058 | 11986.7978 | 12804.2727 | 3053.7518 | 2043.5367 | 2387.3806 | 424.2575 | 462.454 | 231.0104 | 3505.1024 | 497.2618 | 0 | 497.2618 | 417.2665 | 0 | 1392.0539 | 10518.704 | 11910.7579 | 0 | 10579.1216 | 0
3138 | Commercial | CwaTgsld311 | High Efficiency DX, >135k and <240k Btu/h Elect Heat | 3871.2268 | 1970.0309 | 73.5058 | 11986.7978 | 12804.2727 | 3053.7518 | 2043.5367 | 2387.3806 | 424.2575 | 462.454 | 231.0104 | 3505.1024 | 497.2618 | 0 | 497.2618 | 417.2665 | 0 | 1392.0539 | 10518.704 | 11910.7579 | 0 | 10579.1216 | 0
3139 | Commercial | CasEgsld312 | HVAC tune-up | 4019.4401 | 2045.4553 | 76.32 | 12371.8732 | 13215.6095 | 3175.7038 | 2121.7753 | 2476.5062 | 440.4401 | 479.7182 | 239.8219 | 3636.4864 | 10524.2353 | 0 | 10524.2353 | 1710.9354 | 0 | 35466.9899 | 11040.5152 | 46507.5052 | 0 | 27627.6909 | 0
3140 | Commercial | CasNgsld312 | HVAC tune-up | 4019.4401 | 2045.4553 | 76.32 | 12371.8732 | 13215.6095 | 3175.7038 | 2121.7753 | 2476.5062 | 440.4401 | 479.7182 | 239.8219 | 3636.4864 | 10524.2353 | 0 | 10524.2353 | 1710.9354 | 0 | 35466.9899 | 11040.5152 | 46507.5052 | 0 | 27627.6909 | 0
3141 | Commercial | CgrEgsld312 | HVAC tune-up | 4019.4401 | 2045.4553 | 76.32 | 12371.8732 | 13215.6095 | 3175.7038 | 2121.7753 | 2476.5062 | 440.4401 | 479.7182 | 239.8219 | 3636.4864 | 10524.2353 | 0 | 10524.2353 | 1710.9354 | 0 | 35466.9899 | 11040.5152 | 46507.5052 | 0 | 50013.01 | 0
3142 | Commercial | CgrNgsld312 | HVAC tune-up | 4019.4401 | 2045.4553 | 76.32 | 12371.8732 | 13215.6095 | 3175.7038 | 2121.7753 | 2476.5062 | 440.4401 | 479.7182 | 239.8219 | 3636.4864 | 10524.2353 | 0 | 10524.2353 | 1710.9354 | 0 | 35466.9899 | 11040.5152 | 46507.5052 | 0 | 50013.01 | 0
3143 | Commercial | CinEgsld312 | HVAC tune-up | 4019.4401 | 2045.4553 | 76.32 | 12371.8732 | 13215.6095 | 3175.7038 | 2121.7753 | 2476.5062 | 440.4401 | 479.7182 | 239.8219 | 3636.4864 | 10524.2353 | 0 | 10524.2353 | 1710.9354 | 0 | 35466.9899 | 11040.5152 | 46507.5052 | 0 | 51146.4454 | 0
3144 | Commercial | CinNgsld312 | HVAC tune-up | 4019.4401 | 2045.4553 | 76.32 | 12371.8732 | 13215.6095 | 3175.7038 | 2121.7753 | 2476.5062 | 440.4401 | 479.7182 | 239.8219 | 3636.4864 | 10524.2353 | 0 | 10524.2353 | 1710.9354 | 0 | 35466.9899 | 11040.5152 | 46507.5052 | 0 | 51146.4454 | 0
3145 | Commercial | CmiEgsld312 | HVAC tune-up | 4019.4401 | 2045.4553 | 76.32 | 12371.8732 | 13215.6095 | 3175.7038 | 2121.7753 | 2476.5062 | 440.4401 | 479.7182 | 239.8219 | 3636.4864 | 10524.2353 | 0 | 10524.2353 | 1710.9354 | 0 | 35466.9899 | 11040.5152 | 46507.5052 | 0 | 49464.9207 | 0
3146 | Commercial | CmiNgsld312 | HVAC tune-up | 4019.4401 | 2045.4553 | 76.32 | 12371.8732 | 13215.6095 | 3175.7038 | 2121.7753 | 2476.5062 | 440.4401 | 479.7182 | 239.8219 | 3636.4864 | 10524.2353 | 0 | 10524.2353 | 1710.9354 | 0 | 35466.9899 | 11040.5152 | 46507.5052 | 0 | 49464.9207 | 0
3147 | Commercial | CofEgsld312 | HVAC tune-up | 4019.4401 | 2045.4553 | 76.32 | 12371.8732 | 13215.6095 | 3175.7038 | 2121.7753 | 2476.5062 | 440.4401 | 479.7182 | 239.8219 | 3636.4864 | 10524.2353 | 0 | 10524.2353 | 1710.9354 | 0 | 35466.9899 | 11040.5152 | 46507.5052 | 0 | 24547.5134 | 0
3148 | Commercial | CofNgsld312 | HVAC tune-up | 4019.4401 | 2045.4553 | 76.32 | 12371.8732 | 13215.6095 | 3175.7038 | 2121.7753 | 2476.5062 | 440.4401 | 479.7182 | 239.8219 | 3636.4864 | 10524.2353 | 0 | 10524.2353 | 1710.9354 | 0 | 35466.9899 | 11040.5152 | 46507.5052 | 0 | 24547.5134 | 0
3149 | Commercial | CrtEgsld312 | HVAC tune-up | 4019.4401 | 2045.4553 | 76.32 | 12371.8732 | 13215.6095 | 3175.7038 | 2121.7753 | 2476.5062 | 440.4401 | 479.7182 | 239.8219 | 3636.4864 | 10524.2353 | 0 | 10524.2353 | 1710.9354 | 0 | 35466.9899 | 11040.5152 | 46507.5052 | 0 | 21752.6462 | 0
3150 | Commercial | CrtNgsld312 | HVAC tune-up | 4019.4401 | 2045.4553 | 76.32 | 12371.8732 | 13215.6095 | 3175.7038 | 2121.7753 | 2476.5062 | 440.4401 | 479.7182 | 239.8219 | 3636.4864 | 10524.2353 | 0 | 10524.2353 | 1710.9354 | 0 | 35466.9899 | 11040.5152 | 46507.5052 | 0 | 21752.6462 | 0
3151 | Commercial | CscEgsld312 | HVAC tune-up | 4019.4401 | 2045.4553 | 76.32 | 12371.8732 | 13215.6095 | 3175.7038 | 2121.7753 | 2476.5062 | 440.4401 | 479.7182 | 239.8219 | 3636.4864 | 10524.2353 | 0 | 10524.2353 | 1710.9354 | 0 | 35466.9899 | 11040.5152 | 46507.5052 | 0 | 25023.8324 | 0
3152 | Commercial | CscNgsld312 | HVAC tune-up | 4019.4401 | 2045.4553 | 76.32 | 12371.8732 | 13215.6095 | 3175.7038 | 2121.7753 | 2476.5062 | 440.4401 | 479.7182 | 239.8219 | 3636.4864 | 10524.2353 | 0 | 10524.2353 | 1710.9354 | 0 | 35466.9899 | 11040.5152 | 46507.5052 | 0 | 25023.8324 | 0
3153 | Commercial | CwaEgsld312 | HVAC tune-up | 4019.4401 | 2045.4553 | 76.32 | 12371.8732 | 13215.6095 | 3175.7038 | 2121.7753 | 2476.5062 | 440.4401 | 479.7182 | 239.8219 | 3636.4864 | 10524.2353 | 0 | 10524.2353 | 1710.9354 | 0 | 35466.9899 | 11040.5152 | 46507.5052 | 0 | 113909.7563 | 0
3154 | Commercial | CwaNgsld312 | HVAC tune-up | 4019.4401 | 2045.4553 | 76.32 | 12371.8732 | 13215.6095 | 3175.7038 | 2121.7753 | 2476.5062 | 440.4401 | 479.7182 | 239.8219 | 3636.4864 | 10524.2353 | 0 | 10524.2353 | 1710.9354 | 0 | 35466.9899 | 11040.5152 | 46507.5052 | 0 | 113909.7563 | 0
3155 | Commercial | CasEgsld313 | HVAC tune-up_RTU | 3995.5898 | 2033.3181 | 75.8671 | 12371.8732 | 13215.6095 | 3151.8535 | 2109.1852 | 2464.0751 | 437.8867 | 477.3103 | 238.4316 | 3617.7037 | 10524.2353 | 0 | 10524.2353 | 989.4566 | 0 | 35466.9899 | 10518.704 | 45985.6939 | 0 | 36836.9204 | 0
3156 | Commercial | CasNgsld313 | HVAC tune-up_RTU | 3995.5898 | 2033.3181 | 75.8671 | 12371.8732 | 13215.6095 | 3151.8535 | 2109.1852 | 2464.0751 | 437.8867 | 477.3103 | 238.4316 | 3617.7037 | 10524.2353 | 0 | 10524.2353 | 989.4566 | 0 | 35466.9899 | 10518.704 | 45985.6939 | 0 | 36836.9204 | 0
3157 | Commercial | CcoEgsld313 | HVAC tune-up_RTU | 4102.1376 | 2087.5393 | 77.8902 | 12701.786 | 13568.0216 | 3235.9019 | 2165.4295 | 2529.783 | 449.5636 | 490.0385 | 244.7897 | 3714.1747 | 5796.3833 | 0 | 5796.3833 | 989.4566 | 0 | 18631.0865 | 10518.704 | 29149.7905 | 0 | 17442.3401 | 0
3158 | Commercial | CcoNgsld313 | HVAC tune-up_RTU | 4102.1376 | 2087.5393 | 77.8902 | 12701.786 | 13568.0216 | 3235.9019 | 2165.4295 | 2529.783 | 449.5636 | 490.0385 | 244.7897 | 3714.1747 | 5796.3833 | 0 | 5796.3833 | 989.4566 | 0 | 18631.0865 | 10518.704 | 29149.7905 | 0 | 17442.3401 | 0
3159 | Commercial | CgrEgsld313 | HVAC tune-up_RTU | 3995.5898 | 2033.3181 | 75.8671 | 12371.8732 | 13215.6095 | 3151.8535 | 2109.1852 | 2464.0751 | 437.8867 | 477.3103 | 238.4316 | 3617.7037 | 10524.2353 | 0 | 10524.2353 | 989.4566 | 0 | 35466.9899 | 10518.704 | 45985.6939 | 0 | 66684.0117 | 0
3160 | Commercial | CgrNgsld313 | HVAC tune-up_RTU | 3995.5898 | 2033.3181 | 75.8671 | 12371.8732 | 13215.6095 | 3151.8535 | 2109.1852 | 2464.0751 | 437.8867 | 477.3103 | 238.4316 | 3617.7037 | 10524.2353 | 0 | 10524.2353 | 989.4566 | 0 | 35466.9899 | 10518.704 | 45985.6939 | 0 | 66684.0117 | 0
3161 | Commercial | CinEgsld313 | HVAC tune-up_RTU | 3995.5898 | 2033.3181 | 75.8671 | 12371.8732 | 13215.6095 | 3151.8535 | 2109.1852 | 2464.0751 | 437.8867 | 477.3103 | 238.4316 | 3617.7037 | 10524.2353 | 0 | 10524.2353 | 989.4566 | 0 | 35466.9899 | 10518.704 | 45985.6939 | 0 | 68195.2622 | 0
3162 | Commercial | CinNgsld313 | HVAC tune-up_RTU | 3995.5898 | 2033.3181 | 75.8671 | 12371.8732 | 13215.6095 | 3151.8535 | 2109.1852 | 2464.0751 | 437.8867 | 477.3103 | 238.4316 | 3617.7037 | 10524.2353 | 0 | 10524.2353 | 989.4566 | 0 | 35466.9899 | 10518.704 | 45985.6939 | 0 | 68195.2622 | 0
3163 | Commercial | CmiEgsld313 | HVAC tune-up_RTU | 3995.5898 | 2033.3181 | 75.8671 | 12371.8732 | 13215.6095 | 3151.8535 | 2109.1852 | 2464.0751 | 437.8867 | 477.3103 | 238.4316 | 3617.7037 | 10524.2353 | 0 | 10524.2353 | 989.4566 | 0 | 35466.9899 | 10518.704 | 45985.6939 | 0 | 65953.2276 | 0
3164 | Commercial | CmiNgsld313 | HVAC tune-up_RTU | 3995.5898 | 2033.3181 | 75.8671 | 12371.8732 | 13215.6095 | 3151.8535 | 2109.1852 | 2464.0751 | 437.8867 | 477.3103 | 238.4316 | 3617.7037 | 10524.2353 | 0 | 10524.2353 | 989.4566 | 0 | 35466.9899 | 10518.704 | 45985.6939 | 0 | 65953.2276 | 0
3165 | Commercial | CofEgsld313 | HVAC tune-up_RTU | 3995.5898 | 2033.3181 | 75.8671 | 12371.8732 | 13215.6095 | 3151.8535 | 2109.1852 | 2464.0751 | 437.8867 | 477.3103 | 238.4316 | 3617.7037 | 10524.2353 | 0 | 10524.2353 | 989.4566 | 0 | 35466.9899 | 10518.704 | 45985.6939 | 0 | 32730.0171 | 0
3166 | Commercial | CofNgsld313 | HVAC tune-up_RTU | 3995.5898 | 2033.3181 | 75.8671 | 12371.8732 | 13215.6095 | 3151.8535 | 2109.1852 | 2464.0751 | 437.8867 | 477.3103 | 238.4316 | 3617.7037 | 10524.2353 | 0 | 10524.2353 | 989.4566 | 0 | 35466.9899 | 10518.704 | 45985.6939 | 0 | 32730.0171 | 0
3167 | Commercial | CreEgsld313 | HVAC tune-up_RTU | 3995.5898 | 2033.3181 | 75.8671 | 12371.8732 | 13215.6095 | 3151.8535 | 2109.1852 | 2464.0751 | 437.8867 | 477.3103 | 238.4316 | 3617.7037 | 10524.2353 | 0 | 10524.2353 | 989.4566 | 0 | 35466.9899 | 10518.704 | 45985.6939 | 0 | 22731.7532 | 0
3168 | Commercial | CreNgsld313 | HVAC tune-up_RTU | 3995.5898 | 2033.3181 | 75.8671 | 12371.8732 | 13215.6095 | 3151.8535 | 2109.1852 | 2464.0751 | 437.8867 | 477.3103 | 238.4316 | 3617.7037 | 10524.2353 | 0 | 10524.2353 | 989.4566 | 0 | 35466.9899 | 10518.704 | 45985.6939 | 0 | 22731.7532 | 0
3169 | Commercial | CrtEgsld313 | HVAC tune-up_RTU | 3995.5898 | 2033.3181 | 75.8671 | 12371.8732 | 13215.6095 | 3151.8535 | 2109.1852 | 2464.0751 | 437.8867 | 477.3103 | 238.4316 | 3617.7037 | 10524.2353 | 0 | 10524.2353 | 989.4566 | 0 | 35466.9899 | 10518.704 | 45985.6939 | 0 | 29003.5283 | 0
3170 | Commercial | CrtNgsld313 | HVAC tune-up_RTU | 3995.5898 | 2033.3181 | 75.8671 | 12371.8732 | 13215.6095 | 3151.8535 | 2109.1852 | 2464.0751 | 437.8867 | 477.3103 | 238.4316 | 3617.7037 | 10524.2353 | 0 | 10524.2353 | 989.4566 | 0 | 35466.9899 | 10518.704 | 45985.6939 | 0 | 29003.5283 | 0
3171 | Commercial | CscEgsld313 | HVAC tune-up_RTU | 3995.5898 | 2033.3181 | 75.8671 | 12371.8732 | 13215.6095 | 3151.8535 | 2109.1852 | 2464.0751 | 437.8867 | 477.3103 | 238.4316 | 3617.7037 | 10524.2353 | 0 | 10524.2353 | 989.4566 | 0 | 35466.9899 | 10518.704 | 45985.6939 | 0 | 33365.1107 | 0
3172 | Commercial | CscNgsld313 | HVAC tune-up_RTU | 3995.5898 | 2033.3181 | 75.8671 | 12371.8732 | 13215.6095 | 3151.8535 | 2109.1852 | 2464.0751 | 437.8867 | 477.3103 | 238.4316 | 3617.7037 | 10524.2353 | 0 | 10524.2353 | 989.4566 | 0 | 35466.9899 | 10518.704 | 45985.6939 | 0 | 33365.1107 | 0
3173 | Commercial | CwaEgsld313 | HVAC tune-up_RTU | 3995.5898 | 2033.3181 | 75.8671 | 12371.8732 | 13215.6095 | 3151.8535 | 2109.1852 | 2464.0751 | 437.8867 | 477.3103 | 238.4316 | 3617.7037 | 10524.2353 | 0 | 10524.2353 | 989.4566 | 0 | 35466.9899 | 10518.704 | 45985.6939 | 0 | 151879.6717 | 0
3174 | Commercial | CwaNgsld313 | HVAC tune-up_RTU | 3995.5898 | 2033.3181 | 75.8671 | 12371.8732 | 13215.6095 | 3151.8535 | 2109.1852 | 2464.0751 | 437.8867 | 477.3103 | 238.4316 | 3617.7037 | 10524.2353 | 0 | 10524.2353 | 989.4566 | 0 | 35466.9899 | 10518.704 | 45985.6939 | 0 | 151879.6717 | 0
3175 | Commercial | CasEgsld314 | Airside Economizer | -3871.1966 | -1970.0156 | -73.5052 | -11986.7045 | -12804.173 | -3053.728 | -2043.5208 | -2387.362 | -424.2542 | -462.4504 | -231.0086 | -3505.0751 | 10180.6591 | 0 | 10180.6591 | 567.7796 | 0 | 34249.548 | 10518.704 | 44768.2521 | 0 | 6076.8661 | 0
3176 | Commercial | CasNgsld314 | Airside Economizer | -3871.1966 | -1970.0156 | -73.5052 | -11986.7045 | -12804.173 | -3053.728 | -2043.5208 | -2387.362 | -424.2542 | -462.4504 | -231.0086 | -3505.0751 | 10180.6591 | 0 | 10180.6591 | 567.7796 | 0 | 34249.548 | 10518.704 | 44768.2521 | 0 | 6076.8661 | 0
3177 | Commercial | CcoEgsld314 | Airside Economizer | -3102.9397 | -1579.0569 | -58.9177 | -9607.8874 | -10263.1256 | -2447.7016 | -1637.9746 | -1913.5789 | -340.059 | -370.675 | -185.1638 | -2809.4767 | 16920.4363 | 0 | 16920.4363 | 567.7796 | 0 | 59182.615 | 10518.704 | 69701.3191 | 0 | 10500.7167 | 0
3178 | Commercial | CcoNgsld314 | Airside Economizer | -3102.9397 | -1579.0569 | -58.9177 | -9607.8874 | -10263.1256 | -2447.7016 | -1637.9746 | -1913.5789 | -340.059 | -370.675 | -185.1638 | -2809.4767 | 16920.4363 | 0 | 16920.4363 | 567.7796 | 0 | 59182.615 | 10518.704 | 69701.3191 | 0 | 10500.7167 | 0
3179 | Commercial | CgrEgsld314 | Airside Economizer | -3850.641 | -1959.5551 | -73.1149 | -11923.0565 | -12736.1844 | -3037.5131 | -2032.6699 | -2374.6854 | -422.0014 | -459.9949 | -229.7819 | -3486.4636 | 9422.495 | 0 | 9422.495 | 567.7796 | 0 | 31527.6657 | 10518.704 | 42046.3697 | 0 | 5593.9247 | 0
3180 | Commercial | CgrNgsld314 | Airside Economizer | -3850.641 | -1959.5551 | -73.1149 | -11923.0565 | -12736.1844 | -3037.5131 | -2032.6699 | -2374.6854 | -422.0014 | -459.9949 | -229.7819 | -3486.4636 | 9422.495 | 0 | 9422.495 | 567.7796 | 0 | 31527.6657 | 10518.704 | 42046.3697 | 0 | 5593.9247 | 0
3181 | Commercial | CheEgsld314 | Airside Economizer | -3871.1966 | -1970.0156 | -73.5052 | -11986.7045 | -12804.173 | -3053.728 | -2043.5208 | -2387.362 | -424.2542 | -462.4504 | -231.0086 | -3505.0751 | 10180.6591 | 0 | 10180.6591 | 567.7796 | 0 | 34249.548 | 10518.704 | 44768.2521 | 0 | 6076.8661 | 0
3182 | Commercial | CheNgsld314 | Airside Economizer | -3871.1966 | -1970.0156 | -73.5052 | -11986.7045 | -12804.173 | -3053.728 | -2043.5208 | -2387.362 | -424.2542 | -462.4504 | -231.0086 | -3505.0751 | 10180.6591 | 0 | 10180.6591 | 567.7796 | 0 | 34249.548 | 10518.704 | 44768.2521 | 0 | 6076.8661 | 0
3183 | Commercial | ChoEgsld314 | Airside Economizer | -3102.9397 | -1579.0569 | -58.9177 | -9607.8874 | -10263.1256 | -2447.7016 | -1637.9746 | -1913.5789 | -340.059 | -370.675 | -185.1638 | -2809.4767 | 16920.4363 | 0 | 16920.4363 | 567.7796 | 0 | 59182.615 | 10518.704 | 69701.3191 | 0 | 10500.7167 | 0
3184 | Commercial | ChoNgsld314 | Airside Economizer | -3102.9397 | -1579.0569 | -58.9177 | -9607.8874 | -10263.1256 | -2447.7016 | -1637.9746 | -1913.5789 | -340.059 | -370.675 | -185.1638 | -2809.4767 | 16920.4363 | 0 | 16920.4363 | 567.7796 | 0 | 59182.615 | 10518.704 | 69701.3191 | 0 | 10500.7167 | 0
3185 | Commercial | CinEgsld314 | Airside Economizer | -3871.1966 | -1970.0156 | -73.5052 | -11986.7045 | -12804.173 | -3053.728 | -2043.5208 | -2387.362 | -424.2542 | -462.4504 | -231.0086 | -3505.0751 | 10180.6591 | 0 | 10180.6591 | 567.7796 | 0 | 34249.548 | 10518.704 | 44768.2521 | 0 | 6076.8661 | 0
3186 | Commercial | CinNgsld314 | Airside Economizer | -3871.1966 | -1970.0156 | -73.5052 | -11986.7045 | -12804.173 | -3053.728 | -2043.5208 | -2387.362 | -424.2542 | -462.4504 | -231.0086 | -3505.0751 | 10180.6591 | 0 | 10180.6591 | 567.7796 | 0 | 34249.548 | 10518.704 | 44768.2521 | 0 | 6076.8661 | 0
3187 | Commercial | CloEgsld314 | Airside Economizer | -3850.641 | -1959.5551 | -73.1149 | -11923.0565 | -12736.1844 | -3037.5131 | -2032.6699 | -2374.6854 | -422.0014 | -459.9949 | -229.7819 | -3486.4636 | 9422.495 | 0 | 9422.495 | 567.7796 | 0 | 31527.6657 | 10518.704 | 42046.3697 | 0 | 5593.9247 | 0
3188 | Commercial | CloNgsld314 | Airside Economizer | -3850.641 | -1959.5551 | -73.1149 | -11923.0565 | -12736.1844 | -3037.5131 | -2032.6699 | -2374.6854 | -422.0014 | -459.9949 | -229.7819 | -3486.4636 | 9422.495 | 0 | 9422.495 | 567.7796 | 0 | 31527.6657 | 10518.704 | 42046.3697 | 0 | 5593.9247 | 0
3189 | Commercial | CmiEgsld314 | Airside Economizer | -3871.1966 | -1970.0156 | -73.5052 | -11986.7045 | -12804.173 | -3053.728 | -2043.5208 | -2387.362 | -424.2542 | -462.4504 | -231.0086 | -3505.0751 | 10180.6591 | 0 | 10180.6591 | 567.7796 | 0 | 34249.548 | 10518.704 | 44768.2521 | 0 | 6076.8661 | 0
3190 | Commercial | CmiNgsld314 | Airside Economizer | -3871.1966 | -1970.0156 | -73.5052 | -11986.7045 | -12804.173 | -3053.728 | -2043.5208 | -2387.362 | -424.2542 | -462.4504 | -231.0086 | -3505.0751 | 10180.6591 | 0 | 10180.6591 | 567.7796 | 0 | 34249.548 | 10518.704 | 44768.2521 | 0 | 6076.8661 | 0
3191 | Commercial | CofEgsld314 | Airside Economizer | -3871.1966 | -1970.0156 | -73.5052 | -11986.7045 | -12804.173 | -3053.728 | -2043.5208 | -2387.362 | -424.2542 | -462.4504 | -231.0086 | -3505.0751 | 10180.6591 | 0 | 10180.6591 | 567.7796 | 0 | 34249.548 | 10518.704 | 44768.2521 | 0 | 6076.8661 | 0
3192 | Commercial | CofNgsld314 | Airside Economizer | -3871.1966 | -1970.0156 | -73.5052 | -11986.7045 | -12804.173 | -3053.728 | -2043.5208 | -2387.362 | -424.2542 | -462.4504 | -231.0086 | -3505.0751 | 10180.6591 | 0 | 10180.6591 | 567.7796 | 0 | 34249.548 | 10518.704 | 44768.2521 | 0 | 6076.8661 | 0
3193 | Commercial | CreEgsld314 | Airside Economizer | -3850.641 | -1959.5551 | -73.1149 | -11923.0565 | -12736.1844 | -3037.5131 | -2032.6699 | -2374.6854 | -422.0014 | -459.9949 | -229.7819 | -3486.4636 | 9422.495 | 0 | 9422.495 | 567.7796 | 0 | 31527.6657 | 10518.704 | 42046.3697 | 0 | 5593.9247 | 0
3194 | Commercial | CreNgsld314 | Airside Economizer | -3850.641 | -1959.5551 | -73.1149 | -11923.0565 | -12736.1844 | -3037.5131 | -2032.6699 | -2374.6854 | -422.0014 | -459.9949 | -229.7819 | -3486.4636 | 9422.495 | 0 | 9422.495 | 567.7796 | 0 | 31527.6657 | 10518.704 | 42046.3697 | 0 | 5593.9247 | 0
3195 | Commercial | CrtEgsld314 | Airside Economizer | -3850.641 | -1959.5551 | -73.1149 | -11923.0565 | -12736.1844 | -3037.5131 | -2032.6699 | -2374.6854 | -422.0014 | -459.9949 | -229.7819 | -3486.4636 | 9422.495 | 0 | 9422.495 | 567.7796 | 0 | 31527.6657 | 10518.704 | 42046.3697 | 0 | 5593.9247 | 0
3196 | Commercial | CrtNgsld314 | Airside Economizer | -3850.641 | -1959.5551 | -73.1149 | -11923.0565 | -12736.1844 | -3037.5131 | -2032.6699 | -2374.6854 | -422.0014 | -459.9949 | -229.7819 | -3486.4636 | 9422.495 | 0 | 9422.495 | 567.7796 | 0 | 31527.6657 | 10518.704 | 42046.3697 | 0 | 5593.9247 | 0
3197 | Commercial | CscEgsld314 | Airside Economizer | -3871.1966 | -1970.0156 | -73.5052 | -11986.7045 | -12804.173 | -3053.728 | -2043.5208 | -2387.362 | -424.2542 | -462.4504 | -231.0086 | -3505.0751 | 10180.6591 | 0 | 10180.6591 | 567.7796 | 0 | 34249.548 | 10518.704 | 44768.2521 | 0 | 6076.8661 | 0
3198 | Commercial | CscNgsld314 | Airside Economizer | -3871.1966 | -1970.0156 | -73.5052 | -11986.7045 | -12804.173 | -3053.728 | -2043.5208 | -2387.362 | -424.2542 | -462.4504 | -231.0086 | -3505.0751 | 10180.6591 | 0 | 10180.6591 | 567.7796 | 0 | 34249.548 | 10518.704 | 44768.2521 | 0 | 6076.8661 | 0
3199 | Commercial | CwaEgsld314 | Airside Economizer | -3871.1966 | -1970.0156 | -73.5052 | -11986.7045 | -12804.173 | -3053.728 | -2043.5208 | -2387.362 | -424.2542 | -462.4504 | -231.0086 | -3505.0751 | 10180.6591 | 0 | 10180.6591 | 567.7796 | 0 | 34249.548 | 10518.704 | 44768.2521 | 0 | 6076.8661 | 0
3200 | Commercial | CwaNgsld314 | Airside Economizer | -3871.1966 | -1970.0156 | -73.5052 | -11986.7045 | -12804.173 | -3053.728 | -2043.5208 | -2387.362 | -424.2542 | -462.4504 | -231.0086 | -3505.0751 | 10180.6591 | 0 | 10180.6591 | 567.7796 | 0 | 34249.548 | 10518.704 | 44768.2521 | 0 | 6076.8661 | 0
3201 | Commercial | CcoEgsld315 | Waterside Economizer | 0 | 0 | 0 | 0 | 0 | 0 | 0 | 0 | 0 | 0 | 0 | 0 | 5064.6035 | 0 | 5064.6035 | 365.666 | 0 | 17759.0595 | 10518.704 | 28277.7636 | 0 | 2181965.571 | 0
3202 | Commercial | CcoNgsld315 | Waterside Economizer | 0 | 0 | 0 | 0 | 0 | 0 | 0 | 0 | 0 | 0 | 0 | 0 | 5064.6035 | 0 | 5064.6035 | 365.666 | 0 | 17759.0595 | 10518.704 | 28277.7636 | 0 | 2181965.571 | 0
3203 | Commercial | ChoEgsld315 | Waterside Economizer | 0 | 0 | 0 | 0 | 0 | 0 | 0 | 0 | 0 | 0 | 0 | 0 | 9409.684 | 0 | 9409.684 | 365.666 | 0 | 32995.1079 | 10518.704 | 43513.8119 | 0 | 2181965.571 | 0
3204 | Commercial | ChoNgsld315 | Waterside Economizer | 0 | 0 | 0 | 0 | 0 | 0 | 0 | 0 | 0 | 0 | 0 | 0 | 9409.684 | 0 | 9409.684 | 365.666 | 0 | 32995.1079 | 10518.704 | 43513.8119 | 0 | 2181965.571 | 0
3205 | Commercial | CinEgsld315 | Waterside Economizer | 0 | 0 | 0 | 0 | 0 | 0 | 0 | 0 | 0 | 0 | 0 | 0 | 2465.9381 | 0 | 2465.9381 | 365.666 | 0 | 8646.8252 | 10518.704 | 19165.5293 | 0 | 2181965.571 | 0
3206 | Commercial | CinNgsld315 | Waterside Economizer | 0 | 0 | 0 | 0 | 0 | 0 | 0 | 0 | 0 | 0 | 0 | 0 | 2465.9381 | 0 | 2465.9381 | 365.666 | 0 | 8646.8252 | 10518.704 | 19165.5293 | 0 | 2181965.571 | 0
3207 | Commercial | CasEgsld316 | ECM Motors on Furnaces | 0 | 0 | 0 | 0 | 0 | 0 | 0 | 0 | 0 | 0 | 0 | 0 | 351.2781 | 0 | 351.2781 | 417.2665 | 0 | 1231.7585 | 10518.704 | 11750.4625 | 0 | 2494.9061 | 0
3208 | Commercial | CasNgsld316 | ECM Motors on Furnaces | 0 | 0 | 0 | 0 | 0 | 0 | 0 | 0 | 0 | 0 | 0 | 0 | 351.2781 | 0 | 351.2781 | 417.2665 | 0 | 1231.7585 | 10518.704 | 11750.4625 | 0 | 2494.9061 | 0
3209 | Commercial | CcoEgsld316 | ECM Motors on Furnaces | 18.2354 | 9.2798 | 0.34625 | 56.4637 | 60.3144 | 14.3847 | 9.6261 | 11.2457 | 1.9985 | 2.1784 | 1.0882 | 16.5107 | 351.2781 | 0 | 351.2781 | 417.2665 | 0 | 1231.7585 | 10518.704 | 11750.4625 | 0 | 2494.9061 | 0
3210 | Commercial | CcoNgsld316 | ECM Motors on Furnaces | 18.2354 | 9.2798 | 0.34625 | 56.4637 | 60.3144 | 14.3847 | 9.6261 | 11.2457 | 1.9985 | 2.1784 | 1.0882 | 16.5107 | 351.2781 | 0 | 351.2781 | 417.2665 | 0 | 1231.7585 | 10518.704 | 11750.4625 | 0 | 2494.9061 | 0
3211 | Commercial | CgrEgsld316 | ECM Motors on Furnaces | 23.4646 | 11.9409 | 0.44554 | 72.6553 | 77.6102 | 18.5096 | 12.3864 | 14.4706 | 2.5715 | 2.8031 | 1.4002 | 21.2454 | 604.1983 | 0 | 604.1983 | 417.2665 | 0 | 2118.6246 | 10518.704 | 12637.3287 | 0 | 2494.9061 | 0
3212 | Commercial | CgrNgsld316 | ECM Motors on Furnaces | 23.4646 | 11.9409 | 0.44554 | 72.6553 | 77.6102 | 18.5096 | 12.3864 | 14.4706 | 2.5715 | 2.8031 | 1.4002 | 21.2454 | 604.1983 | 0 | 604.1983 | 417.2665 | 0 | 2118.6246 | 10518.704 | 12637.3287 | 0 | 2494.9061 | 0
3213 | Commercial | CheEgsld316 | ECM Motors on Furnaces | 0 | 0 | 0 | 0 | 0 | 0 | 0 | 0 | 0 | 0 | 0 | 0 | 550.804 | 0 | 550.804 | 417.2665 | 0 | 1931.3973 | 10518.704 | 12450.1013 | 0 | 2494.9061 | 0
3214 | Commercial | CheNgsld316 | ECM Motors on Furnaces | 0 | 0 | 0 | 0 | 0 | 0 | 0 | 0 | 0 | 0 | 0 | 0 | 550.804 | 0 | 550.804 | 417.2665 | 0 | 1931.3973 | 10518.704 | 12450.1013 | 0 | 2494.9061 | 0
3215 | Commercial | ChoEgsld316 | ECM Motors on Furnaces | 32.5319 | 16.5552 | 0.61771 | 100.7312 | 107.6008 | 25.6622 | 17.1729 | 20.0624 | 3.5653 | 3.8862 | 1.9413 | 29.4552 | 626.6801 | 0 | 626.6801 | 417.2665 | 0 | 2197.4571 | 10518.704 | 12716.1612 | 0 | 2494.9061 | 0
3216 | Commercial | ChoNgsld316 | ECM Motors on Furnaces | 32.5319 | 16.5552 | 0.61771 | 100.7312 | 107.6008 | 25.6622 | 17.1729 | 20.0624 | 3.5653 | 3.8862 | 1.9413 | 29.4552 | 626.6801 | 0 | 626.6801 | 417.2665 | 0 | 2197.4571 | 10518.704 | 12716.1612 | 0 | 2494.9061 | 0
3217 | Commercial | CinEgsld316 | ECM Motors on Furnaces | 0 | 0 | 0 | 0 | 0 | 0 | 0 | 0 | 0 | 0 | 0 | 0 | 306.3145 | 0 | 306.3145 | 417.2665 | 0 | 1074.0934 | 10518.704 | 11592.7974 | 0 | 2494.9061 | 0
3218 | Commercial | CinNgsld316 | ECM Motors on Furnaces | 0 | 0 | 0 | 0 | 0 | 0 | 0 | 0 | 0 | 0 | 0 | 0 | 306.3145 | 0 | 306.3145 | 417.2665 | 0 | 1074.0934 | 10518.704 | 11592.7974 | 0 | 2494.9061 | 0
3219 | Commercial | CloEgsld316 | ECM Motors on Furnaces | 14.4061 | 7.3312 | 0.27354 | 44.6069 | 47.649 | 11.364 | 7.6047 | 8.8843 | 1.5788 | 1.7209 | 0.85967 | 13.0437 | 370.9496 | 0 | 370.9496 | 417.2665 | 0 | 1300.7369 | 10518.704 | 11819.4409 | 0 | 2494.9061 | 0
3220 | Commercial | CloNgsld316 | ECM Motors on Furnaces | 14.4061 | 7.3312 | 0.27354 | 44.6069 | 47.649 | 11.364 | 7.6047 | 8.8843 | 1.5788 | 1.7209 | 0.85967 | 13.0437 | 370.9496 | 0 | 370.9496 | 417.2665 | 0 | 1300.7369 | 10518.704 | 11819.4409 | 0 | 2494.9061 | 0
3221 | Commercial | CmiEgsld316 | ECM Motors on Furnaces | 0 | 0 | 0 | 0 | 0 | 0 | 0 | 0 | 0 | 0 | 0 | 0 | 193.9055 | 0 | 193.9055 | 417.2665 | 0 | 679.9307 | 10518.704 | 11198.6347 | 0 | 2494.9061 | 0
3222 | Commercial | CmiNgsld316 | ECM Motors on Furnaces | 0 | 0 | 0 | 0 | 0 | 0 | 0 | 0 | 0 | 0 | 0 | 0 | 193.9055 | 0 | 193.9055 | 417.2665 | 0 | 679.9307 | 10518.704 | 11198.6347 | 0 | 2494.9061 | 0
3223 | Commercial | CofEgsld316 | ECM Motors on Furnaces | 0 | 0 | 0 | 0 | 0 | 0 | 0 | 0 | 0 | 0 | 0 | 0 | 205.1464 | 0 | 205.1464 | 417.2665 | 0 | 719.3469 | 10518.704 | 11238.0509 | 0 | 2494.9061 | 0
3224 | Commercial | CofNgsld316 | ECM Motors on Furnaces | 0 | 0 | 0 | 0 | 0 | 0 | 0 | 0 | 0 | 0 | 0 | 0 | 205.1464 | 0 | 205.1464 | 417.2665 | 0 | 719.3469 | 10518.704 | 11238.0509 | 0 | 2494.9061 | 0
3225 | Commercial | CreEgsld316 | ECM Motors on Furnaces | 50.3124 | 25.6035 | 0.95532 | 155.7864 | 166.4107 | 39.6881 | 26.5588 | 31.0276 | 5.5139 | 6.0103 | 3.0023 | 45.5541 | 1295.5136 | 0 | 1295.5136 | 417.2665 | 0 | 4542.7254 | 10518.704 | 15061.4295 | 0 | 2494.9061 | 0
3226 | Commercial | CreNgsld316 | ECM Motors on Furnaces | 50.3124 | 25.6035 | 0.95532 | 155.7864 | 166.4107 | 39.6881 | 26.5588 | 31.0276 | 5.5139 | 6.0103 | 3.0023 | 45.5541 | 1295.5136 | 0 | 1295.5136 | 417.2665 | 0 | 4542.7254 | 10518.704 | 15061.4295 | 0 | 2494.9061 | 0
3227 | Commercial | CrtEgsld316 | ECM Motors on Furnaces | 31.5407 | 16.0508 | 0.59889 | 97.6622 | 104.3225 | 24.8804 | 16.6497 | 19.4511 | 3.4566 | 3.7678 | 1.8822 | 28.5577 | 812.1549 | 0 | 812.1549 | 417.2665 | 0 | 2847.8256 | 10518.704 | 13366.5296 | 0 | 2494.9061 | 0
3228 | Commercial | CrtNgsld316 | ECM Motors on Furnaces | 31.5407 | 16.0508 | 0.59889 | 97.6622 | 104.3225 | 24.8804 | 16.6497 | 19.4511 | 3.4566 | 3.7678 | 1.8822 | 28.5577 | 812.1549 | 0 | 812.1549 | 417.2665 | 0 | 2847.8256 | 10518.704 | 13366.5296 | 0 | 2494.9061 | 0
3229 | Commercial | CscEgsld316 | ECM Motors on Furnaces | 0 | 0 | 0 | 0 | 0 | 0 | 0 | 0 | 0 | 0 | 0 | 0 | 747.5197 | 0 | 747.5197 | 417.2665 | 0 | 2621.1819 | 10518.704 | 13139.886 | 0 | 2494.9061 | 0
3230 | Commercial | CscNgsld316 | ECM Motors on Furnaces | 0 | 0 | 0 | 0 | 0 | 0 | 0 | 0 | 0 | 0 | 0 | 0 | 747.5197 | 0 | 747.5197 | 417.2665 | 0 | 2621.1819 | 10518.704 | 13139.886 | 0 | 2494.9061 | 0
3231 | Commercial | CwaEgsld316 | ECM Motors on Furnaces | 0 | 0 | 0 | 0 | 0 | 0 | 0 | 0 | 0 | 0 | 0 | 0 | 193.9055 | 0 | 193.9055 | 417.2665 | 0 | 679.9307 | 10518.704 | 11198.6347 | 0 | 2494.9061 | 0
3232 | Commercial | CwaNgsld316 | ECM Motors on Furnaces | 0 | 0 | 0 | 0 | 0 | 0 | 0 | 0 | 0 | 0 | 0 | 0 | 193.9055 | 0 | 193.9055 | 417.2665 | 0 | 679.9307 | 10518.704 | 11198.6347 | 0 | 2494.9061 | 0
3233 | Commercial | CasNgsld317 | Geothermal Heat Pump | 4395.9469 | 2237.0561 | 83.469 | 13611.5319 | 14539.8104 | 3467.6684 | 2320.5251 | 2710.9748 | 481.7629 | 525.1367 | 262.3224 | 3980.1967 | 5132.1437 | 0 | 5132.1437 | 417.2665 | 0 | 16373.5956 | 10518.704 | 26892.2996 | 0 | 281970.5596 | 0
3234 | Commercial | CasTgsld317 | Geothermal Heat Pump | 4395.9469 | 2237.0561 | 83.469 | 13611.5319 | 14539.8104 | 3467.6684 | 2320.5251 | 2710.9748 | 481.7629 | 525.1367 | 262.3224 | 3980.1967 | 5132.1437 | 0 | 5132.1437 | 417.2665 | 0 | 16373.5956 | 10518.704 | 26892.2996 | 0 | 281970.5596 | 0
3235 | Commercial | CcoNgsld317 | Geothermal Heat Pump | 4510.5227 | 2295.3627 | 85.6445 | 13966.3025 | 14918.7756 | 3558.0497 | 2381.0072 | 2781.6336 | 494.3195 | 538.8239 | 269.1595 | 4083.9365 | 11792.2421 | 0 | 11792.2421 | 417.2665 | 0 | 40051.0586 | 10518.704 | 50569.7626 | 0 | 621807.4098 | 0
3236 | Commercial | CcoTgsld317 | Geothermal Heat Pump | 4510.5227 | 2295.3627 | 85.6445 | 13966.3025 | 14918.7756 | 3558.0497 | 2381.0072 | 2781.6336 | 494.3195 | 538.8239 | 269.1595 | 4083.9365 | 11792.2421 | 0 | 11792.2421 | 417.2665 | 0 | 40051.0586 | 10518.704 | 50569.7626 | 0 | 621807.4098 | 0
3237 | Commercial | CgrNgsld317 | Geothermal Heat Pump | 4395.9469 | 2237.0561 | 83.469 | 13611.5319 | 14539.8104 | 3467.6684 | 2320.5251 | 2710.9748 | 481.7629 | 525.1367 | 262.3224 | 3980.1967 | 5132.1437 | 0 | 5132.1437 | 417.2665 | 0 | 16373.5956 | 10518.704 | 26892.2996 | 0 | 508564.9468 | 0
3238 | Commercial | CgrTgsld317 | Geothermal Heat Pump | 4395.9469 | 2237.0561 | 83.469 | 13611.5319 | 14539.8104 | 3467.6684 | 2320.5251 | 2710.9748 | 481.7629 | 525.1367 | 262.3224 | 3980.1967 | 5132.1437 | 0 | 5132.1437 | 417.2665 | 0 | 16373.5956 | 10518.704 | 26892.2996 | 0 | 508564.9468 | 0
3239 | Commercial | CheNgsld317 | Geothermal Heat Pump | 4395.9469 | 2237.0561 | 83.469 | 13611.5319 | 14539.8104 | 3467.6684 | 2320.5251 | 2710.9748 | 481.7629 | 525.1367 | 262.3224 | 3980.1967 | 5132.1437 | 0 | 5132.1437 | 417.2665 | 0 | 16373.5956 | 10518.704 | 26892.2996 | 0 | 129646.6017 | 0
3240 | Commercial | CheTgsld317 | Geothermal Heat Pump | 4395.9469 | 2237.0561 | 83.469 | 13611.5319 | 14539.8104 | 3467.6684 | 2320.5251 | 2710.9748 | 481.7629 | 525.1367 | 262.3224 | 3980.1967 | 5132.1437 | 0 | 5132.1437 | 417.2665 | 0 | 16373.5956 | 10518.704 | 26892.2996 | 0 | 129646.6017 | 0
3241 | Commercial | ChoNgsld317 | Geothermal Heat Pump | 4510.5227 | 2295.3627 | 85.6445 | 13966.3025 | 14918.7756 | 3558.0497 | 2381.0072 | 2781.6336 | 494.3195 | 538.8239 | 269.1595 | 4083.9365 | 11792.2421 | 0 | 11792.2421 | 417.2665 | 0 | 40051.0586 | 10518.704 | 50569.7626 | 0 | 334698.2203 | 0
3242 | Commercial | ChoTgsld317 | Geothermal Heat Pump | 4510.5227 | 2295.3627 | 85.6445 | 13966.3025 | 14918.7756 | 3558.0497 | 2381.0072 | 2781.6336 | 494.3195 | 538.8239 | 269.1595 | 4083.9365 | 11792.2421 | 0 | 11792.2421 | 417.2665 | 0 | 40051.0586 | 10518.704 | 50569.7626 | 0 | 334698.2203 | 0
3243 | Commercial | CinNgsld317 | Geothermal Heat Pump | 4395.9469 | 2237.0561 | 83.469 | 13611.5319 | 14539.8104 | 3467.6684 | 2320.5251 | 2710.9748 | 481.7629 | 525.1367 | 262.3224 | 3980.1967 | 5132.1437 | 0 | 5132.1437 | 417.2665 | 0 | 16373.5956 | 10518.704 | 26892.2996 | 0 | 521447.1002 | 0
3244 | Commercial | CinTgsld317 | Geothermal Heat Pump | 4395.9469 | 2237.0561 | 83.469 | 13611.5319 | 14539.8104 | 3467.6684 | 2320.5251 | 2710.9748 | 481.7629 | 525.1367 | 262.3224 | 3980.1967 | 5132.1437 | 0 | 5132.1437 | 417.2665 | 0 | 16373.5956 | 10518.704 | 26892.2996 | 0 | 521447.1002 | 0
3245 | Commercial | CloNgsld317 | Geothermal Heat Pump | 4395.9469 | 2237.0561 | 83.469 | 13611.5319 | 14539.8104 | 3467.6684 | 2320.5251 | 2710.9748 | 481.7629 | 525.1367 | 262.3224 | 3980.1967 | 5132.1437 | 0 | 5132.1437 | 417.2665 | 0 | 16373.5956 | 10518.704 | 26892.2996 | 0 | 170804.6326 | 0
3246 | Commercial | CloTgsld317 | Geothermal Heat Pump | 4395.9469 | 2237.0561 | 83.469 | 13611.5319 | 14539.8104 | 3467.6684 | 2320.5251 | 2710.9748 | 481.7629 | 525.1367 | 262.3224 | 3980.1967 | 5132.1437 | 0 | 5132.1437 | 417.2665 | 0 | 16373.5956 | 10518.704 | 26892.2996 | 0 | 170804.6326 | 0
3247 | Commercial | CmiNgsld317 | Geothermal Heat Pump | 4395.9469 | 2237.0561 | 83.469 | 13611.5319 | 14539.8104 | 3467.6684 | 2320.5251 | 2710.9748 | 481.7629 | 525.1367 | 262.3224 | 3980.1967 | 5132.1437 | 0 | 5132.1437 | 417.2665 | 0 | 16373.5956 | 10518.704 | 26892.2996 | 0 | 504853.4547 | 0
3248 | Commercial | CmiTgsld317 | Geothermal Heat Pump | 4395.9469 | 2237.0561 | 83.469 | 13611.5319 | 14539.8104 | 3467.6684 | 2320.5251 | 2710.9748 | 481.7629 | 525.1367 | 262.3224 | 3980.1967 | 5132.1437 | 0 | 5132.1437 | 417.2665 | 0 | 16373.5956 | 10518.704 | 26892.2996 | 0 | 504853.4547 | 0
3249 | Commercial | CofNgsld317 | Geothermal Heat Pump | 4395.9469 | 2237.0561 | 83.469 | 13611.5319 | 14539.8104 | 3467.6684 | 2320.5251 | 2710.9748 | 481.7629 | 525.1367 | 262.3224 | 3980.1967 | 5132.1437 | 0 | 5132.1437 | 417.2665 | 0 | 16373.5956 | 10518.704 | 26892.2996 | 0 | 250744.0953 | 0
3250 | Commercial | CofTgsld317 | Geothermal Heat Pump | 4395.9469 | 2237.0561 | 83.469 | 13611.5319 | 14539.8104 | 3467.6684 | 2320.5251 | 2710.9748 | 481.7629 | 525.1367 | 262.3224 | 3980.1967 | 5132.1437 | 0 | 5132.1437 | 417.2665 | 0 | 16373.5956 | 10518.704 | 26892.2996 | 0 | 250744.0953 | 0
3251 | Commercial | CreNgsld317 | Geothermal Heat Pump | 4395.9469 | 2237.0561 | 83.469 | 13611.5319 | 14539.8104 | 3467.6684 | 2320.5251 | 2710.9748 | 481.7629 | 525.1367 | 262.3224 | 3980.1967 | 5132.1437 | 0 | 5132.1437 | 417.2665 | 0 | 16373.5956 | 10518.704 | 26892.2996 | 0 | 173615.8844 | 0
3252 | Commercial | CreTgsld317 | Geothermal Heat Pump | 4395.9469 | 2237.0561 | 83.469 | 13611.5319 | 14539.8104 | 3467.6684 | 2320.5251 | 2710.9748 | 481.7629 | 525.1367 | 262.3224 | 3980.1967 | 5132.1437 | 0 | 5132.1437 | 417.2665 | 0 | 16373.5956 | 10518.704 | 26892.2996 | 0 | 173615.8844 | 0
3253 | Commercial | CrtNgsld317 | Geothermal Heat Pump | 4395.9469 | 2237.0561 | 83.469 | 13611.5319 | 14539.8104 | 3467.6684 | 2320.5251 | 2710.9748 | 481.7629 | 525.1367 | 262.3224 | 3980.1967 | 5132.1437 | 0 | 5132.1437 | 417.2665 | 0 | 16373.5956 | 10518.704 | 26892.2996 | 0 | 221692.609 | 0
3254 | Commercial | CrtTgsld317 | Geothermal Heat Pump | 4395.9469 | 2237.0561 | 83.469 | 13611.5319 | 14539.8104 | 3467.6684 | 2320.5251 | 2710.9748 | 481.7629 | 525.1367 | 262.3224 | 3980.1967 | 5132.1437 | 0 | 5132.1437 | 417.2665 | 0 | 16373.5956 | 10518.704 | 26892.2996 | 0 | 221692.609 | 0
3255 | Commercial | CscNgsld317 | Geothermal Heat Pump | 4395.9469 | 2237.0561 | 83.469 | 13611.5319 | 14539.8104 | 3467.6684 | 2320.5251 | 2710.9748 | 481.7629 | 525.1367 | 262.3224 | 3980.1967 | 5132.1437 | 0 | 5132.1437 | 417.2665 | 0 | 16373.5956 | 10518.704 | 26892.2996 | 0 | 254983.5206 | 0
3256 | Commercial | CscTgsld317 | Geothermal Heat Pump | 4395.9469 | 2237.0561 | 83.469 | 13611.5319 | 14539.8104 | 3467.6684 | 2320.5251 | 2710.9748 | 481.7629 | 525.1367 | 262.3224 | 3980.1967 | 5132.1437 | 0 | 5132.1437 | 417.2665 | 0 | 16373.5956 | 10518.704 | 26892.2996 | 0 | 254983.5206 | 0
3257 | Commercial | CwaNgsld317 | Geothermal Heat Pump | 4395.9469 | 2237.0561 | 83.469 | 13611.5319 | 14539.8104 | 3467.6684 | 2320.5251 | 2710.9748 | 481.7629 | 525.1367 | 262.3224 | 3980.1967 | 5132.1437 | 0 | 5132.1437 | 417.2665 | 0 | 16373.5956 | 10518.704 | 26892.2996 | 0 | 1159994.9867 | 0
3258 | Commercial | CwaTgsld317 | Geothermal Heat Pump | 4395.9469 | 2237.0561 | 83.469 | 13611.5319 | 14539.8104 | 3467.6684 | 2320.5251 | 2710.9748 | 481.7629 | 525.1367 | 262.3224 | 3980.1967 | 5132.1437 | 0 | 5132.1437 | 417.2665 | 0 | 16373.5956 | 10518.704 | 26892.2996 | 0 | 1159994.9867 | 0
3259 | Commercial | CofEgsld318 | Duct Insulation | 5339.4359 | 2717.1888 | 101.3837 | 16532.9347 | 17660.4468 | 4211.9238 | 2818.5725 | 3292.8233 | 585.1622 | 637.8452 | 318.6238 | 4834.4545 | 7886.2719 | 0 | 7886.2719 | 721.5234 | 0 | 25919.2587 | 10518.704 | 36437.9627 | 0 | 145150.6019 | 0
3260 | Commercial | CreEgsld318 | Duct Insulation | 5339.4359 | 2717.1888 | 101.3837 | 16532.9347 | 17660.4468 | 4211.9238 | 2818.5725 | 3292.8233 | 585.1622 | 637.8452 | 318.6238 | 4834.4545 | 7886.2719 | 0 | 7886.2719 | 721.5234 | 0 | 25919.2587 | 10518.704 | 36437.9627 | 0 | 63338.7668 | 0
3261 | Commercial | CrtEgsld318 | Duct Insulation | 5339.4359 | 2717.1888 | 101.3837 | 16532.9347 | 17660.4468 | 4211.9238 | 2818.5725 | 3292.8233 | 585.1622 | 637.8452 | 318.6238 | 4834.4545 | 7886.2719 | 0 | 7886.2719 | 721.5234 | 0 | 25919.2587 | 10518.704 | 36437.9627 | 0 | 326691.2396 | 0
3262 | Commercial | CasEgsld320 | Dedicated Outdoor Air System on VRF unit | 4574.4129 | 2327.8758 | 86.8576 | 14124.8306 | 15088.115 | 3611.1285 | 2414.7334 | 2819.8256 | 501.2893 | 546.2219 | 272.9546 | 4140.2914 | 4626.0861 | 0 | 4626.0861 | 721.5234 | 0 | 14627.9824 | 14872.023 | 29500.0053 | 0 | 18493.2473 | 0
3263 | Commercial | CasNgsld320 | Dedicated Outdoor Air System on VRF unit | 4574.4129 | 2327.8758 | 86.8576 | 14124.8306 | 15088.115 | 3611.1285 | 2414.7334 | 2819.8256 | 501.2893 | 546.2219 | 272.9546 | 4140.2914 | 4626.0861 | 0 | 4626.0861 | 721.5234 | 0 | 14627.9824 | 14872.023 | 29500.0053 | 0 | 18493.2473 | 0
3264 | Commercial | CcoEgsld320 | Dedicated Outdoor Air System on VRF unit | 4385.2962 | 2231.6361 | 83.2668 | 13540.8778 | 14464.3378 | 3461.8362 | 2314.9028 | 2703.2476 | 480.5649 | 523.6398 | 261.67 | 3969.1223 | 6487.0902 | 0 | 6487.0902 | 721.5234 | 0 | 20976.6568 | 14872.023 | 35848.6797 | 0 | 23928.9797 | 0
3265 | Commercial | CcoNgsld320 | Dedicated Outdoor Air System on VRF unit | 4385.2962 | 2231.6361 | 83.2668 | 13540.8778 | 14464.3378 | 3461.8362 | 2314.9028 | 2703.2476 | 480.5649 | 523.6398 | 261.67 | 3969.1223 | 6487.0902 | 0 | 6487.0902 | 721.5234 | 0 | 20976.6568 | 14872.023 | 35848.6797 | 0 | 23928.9797 | 0
3266 | Commercial | CgrEgsld320 | Dedicated Outdoor Air System on VRF unit | 4574.4129 | 2327.8758 | 86.8576 | 14124.8306 | 15088.115 | 3611.1285 | 2414.7334 | 2819.8256 | 501.2893 | 546.2219 | 272.9546 | 4140.2914 | 4639.2541 | 0 | 4639.2541 | 721.5234 | 0 | 14669.6204 | 14872.023 | 29541.6434 | 0 | 32842.5444 | 0
3267 | Commercial | CgrNgsld320 | Dedicated Outdoor Air System on VRF unit | 4574.4129 | 2327.8758 | 86.8576 | 14124.8306 | 15088.115 | 3611.1285 | 2414.7334 | 2819.8256 | 501.2893 | 546.2219 | 272.9546 | 4140.2914 | 4639.2541 | 0 | 4639.2541 | 721.5234 | 0 | 14669.6204 | 14872.023 | 29541.6434 | 0 | 32842.5444 | 0
3268 | Commercial | CinEgsld320 | Dedicated Outdoor Air System on VRF unit | 4574.4129 | 2327.8758 | 86.8576 | 14124.8306 | 15088.115 | 3611.1285 | 2414.7334 | 2819.8256 | 501.2893 | 546.2219 | 272.9546 | 4140.2914 | 4630.0037 | 0 | 4630.0037 | 721.5234 | 0 | 14640.3701 | 14872.023 | 29512.3931 | 0 | 34044.8153 | 0
3269 | Commercial | CinNgsld320 | Dedicated Outdoor Air System on VRF unit | 4574.4129 | 2327.8758 | 86.8576 | 14124.8306 | 15088.115 | 3611.1285 | 2414.7334 | 2819.8256 | 501.2893 | 546.2219 | 272.9546 | 4140.2914 | 4630.0037 | 0 | 4630.0037 | 721.5234 | 0 | 14640.3701 | 14872.023 | 29512.3931 | 0 | 34044.8153 | 0
3270 | Commercial | CmiEgsld320 | Dedicated Outdoor Air System on VRF unit | 4574.4129 | 2327.8758 | 86.8576 | 14124.8306 | 15088.115 | 3611.1285 | 2414.7334 | 2819.8256 | 501.2893 | 546.2219 | 272.9546 | 4140.2914 | 4626.0111 | 0 | 4626.0111 | 721.5234 | 0 | 14627.7451 | 14872.023 | 29499.7681 | 0 | 33114.0538 | 0
3271 | Commercial | CmiNgsld320 | Dedicated Outdoor Air System on VRF unit | 4574.4129 | 2327.8758 | 86.8576 | 14124.8306 | 15088.115 | 3611.1285 | 2414.7334 | 2819.8256 | 501.2893 | 546.2219 | 272.9546 | 4140.2914 | 4626.0111 | 0 | 4626.0111 | 721.5234 | 0 | 14627.7451 | 14872.023 | 29499.7681 | 0 | 33114.0538 | 0
3272 | Commercial | CofEgsld320 | Dedicated Outdoor Air System on VRF unit | 4574.4129 | 2327.8758 | 86.8576 | 14124.8306 | 15088.115 | 3611.1285 | 2414.7334 | 2819.8256 | 501.2893 | 546.2219 | 272.9546 | 4140.2914 | 4622.9644 | 0 | 4622.9644 | 721.5234 | 0 | 14618.1114 | 14872.023 | 29490.1343 | 0 | 16504.0737 | 0
3273 | Commercial | CofNgsld320 | Dedicated Outdoor Air System on VRF unit | 4574.4129 | 2327.8758 | 86.8576 | 14124.8306 | 15088.115 | 3611.1285 | 2414.7334 | 2819.8256 | 501.2893 | 546.2219 | 272.9546 | 4140.2914 | 4622.9644 | 0 | 4622.9644 | 721.5234 | 0 | 14618.1114 | 14872.023 | 29490.1343 | 0 | 16504.0737 | 0
3274 | Commercial | CscEgsld320 | Dedicated Outdoor Air System on VRF unit | 4574.4129 | 2327.8758 | 86.8576 | 14124.8306 | 15088.115 | 3611.1285 | 2414.7334 | 2819.8256 | 501.2893 | 546.2219 | 272.9546 | 4140.2914 | 4631.9713 | 0 | 4631.9713 | 721.5234 | 0 | 14646.5915 | 14872.023 | 29518.6145 | 0 | 16609.4165 | 0
3275 | Commercial | CscNgsld320 | Dedicated Outdoor Air System on VRF unit | 4574.4129 | 2327.8758 | 86.8576 | 14124.8306 | 15088.115 | 3611.1285 | 2414.7334 | 2819.8256 | 501.2893 | 546.2219 | 272.9546 | 4140.2914 | 4631.9713 | 0 | 4631.9713 | 721.5234 | 0 | 14646.5915 | 14872.023 | 29518.6145 | 0 | 16609.4165 | 0
3276 | Commercial | CwaEgsld320 | Dedicated Outdoor Air System on VRF unit | 4574.4129 | 2327.8758 | 86.8576 | 14124.8306 | 15088.115 | 3611.1285 | 2414.7334 | 2819.8256 | 501.2893 | 546.2219 | 272.9546 | 4140.2914 | 4634.1388 | 0 | 4634.1388 | 721.5234 | 0 | 14653.4455 | 14872.023 | 29525.4685 | 0 | 75368.7252 | 0
3277 | Commercial | CwaNgsld320 | Dedicated Outdoor Air System on VRF unit | 4574.4129 | 2327.8758 | 86.8576 | 14124.8306 | 15088.115 | 3611.1285 | 2414.7334 | 2819.8256 | 501.2893 | 546.2219 | 272.9546 | 4140.2914 | 4634.1388 | 0 | 4634.1388 | 721.5234 | 0 | 14653.4455 | 14872.023 | 29525.4685 | 0 | 75368.7252 | 0
3278 | Commercial | CcoNgsld321 | High Efficiency Data Center Cooling | 4291.2661 | 2183.785 | 81.4813 | 13208.5561 | 14109.3525 | 3390.4698 | 2265.2664 | 2643.987 | 470.2261 | 512.1605 | 256.0405 | 3882.4141 | 9217.196 | 0 | 9217.196 | 632.2974 | 0 | 30714.0757 | 11040.5152 | 41754.591 | 0 | 54530.3151 | 0
3279 | Commercial | CcoTgsld321 | High Efficiency Data Center Cooling | 4291.2661 | 2183.785 | 81.4813 | 13208.5561 | 14109.3525 | 3390.4698 | 2265.2664 | 2643.987 | 470.2261 | 512.1605 | 256.0405 | 3882.4141 | 9217.196 | 0 | 9217.196 | 632.2974 | 0 | 30714.0757 | 11040.5152 | 41754.591 | 0 | 54530.3151 | 0
3280 | Commercial | CheNgsld321 | High Efficiency Data Center Cooling | 4291.2661 | 2183.785 | 81.4813 | 13208.5561 | 14109.3525 | 3390.4698 | 2265.2664 | 2643.987 | 470.2261 | 512.1605 | 256.0405 | 3882.4141 | 9217.196 | 0 | 9217.196 | 632.2974 | 0 | 30714.0757 | 11040.5152 | 41754.591 | 0 | 54530.3151 | 0
3281 | Commercial | CheTgsld321 | High Efficiency Data Center Cooling | 4291.2661 | 2183.785 | 81.4813 | 13208.5561 | 14109.3525 | 3390.4698 | 2265.2664 | 2643.987 | 470.2261 | 512.1605 | 256.0405 | 3882.4141 | 9217.196 | 0 | 9217.196 | 632.2974 | 0 | 30714.0757 | 11040.5152 | 41754.591 | 0 | 54530.3151 | 0
3282 | Commercial | ChoNgsld321 | High Efficiency Data Center Cooling | 4291.2661 | 2183.785 | 81.4813 | 13208.5561 | 14109.3525 | 3390.4698 | 2265.2664 | 2643.987 | 470.2261 | 512.1605 | 256.0405 | 3882.4141 | 9217.196 | 0 | 9217.196 | 632.2974 | 0 | 30714.0757 | 11040.5152 | 41754.591 | 0 | 54530.3151 | 0
3283 | Commercial | ChoTgsld321 | High Efficiency Data Center Cooling | 4291.2661 | 2183.785 | 81.4813 | 13208.5561 | 14109.3525 | 3390.4698 | 2265.2664 | 2643.987 | 470.2261 | 512.1605 | 256.0405 | 3882.4141 | 9217.196 | 0 | 9217.196 | 632.2974 | 0 | 30714.0757 | 11040.5152 | 41754.591 | 0 | 54530.3151 | 0
3284 | Commercial | CinNgsld321 | High Efficiency Data Center Cooling | 4291.2661 | 2183.785 | 81.4813 | 13208.5561 | 14109.3525 | 3390.4698 | 2265.2664 | 2643.987 | 470.2261 | 512.1605 | 256.0405 | 3882.4141 | 9217.196 | 0 | 9217.196 | 632.2974 | 0 | 30714.0757 | 11040.5152 | 41754.591 | 0 | 54530.3151 | 0
3285 | Commercial | CinTgsld321 | High Efficiency Data Center Cooling | 4291.2661 | 2183.785 | 81.4813 | 13208.5561 | 14109.3525 | 3390.4698 | 2265.2664 | 2643.987 | 470.2261 | 512.1605 | 256.0405 | 3882.4141 | 9217.196 | 0 | 9217.196 | 632.2974 | 0 | 30714.0757 | 11040.5152 | 41754.591 | 0 | 54530.3151 | 0
3286 | Commercial | CofNgsld321 | High Efficiency Data Center Cooling | 4291.2661 | 2183.785 | 81.4813 | 13208.5561 | 14109.3525 | 3390.4698 | 2265.2664 | 2643.987 | 470.2261 | 512.1605 | 256.0405 | 3882.4141 | 9217.196 | 0 | 9217.196 | 632.2974 | 0 | 30714.0757 | 11040.5152 | 41754.591 | 0 | 54530.3151 | 0
3287 | Commercial | CofTgsld321 | High Efficiency Data Center Cooling | 4291.2661 | 2183.785 | 81.4813 | 13208.5561 | 14109.3525 | 3390.4698 | 2265.2664 | 2643.987 | 470.2261 | 512.1605 | 256.0405 | 3882.4141 | 9217.196 | 0 | 9217.196 | 632.2974 | 0 | 30714.0757 | 11040.5152 | 41754.591 | 0 | 54530.3151 | 0
3288 | Commercial | CscNgsld321 | High Efficiency Data Center Cooling | 4291.2661 | 2183.785 | 81.4813 | 13208.5561 | 14109.3525 | 3390.4698 | 2265.2664 | 2643.987 | 470.2261 | 512.1605 | 256.0405 | 3882.4141 | 9217.196 | 0 | 9217.196 | 632.2974 | 0 | 30714.0757 | 11040.5152 | 41754.591 | 0 | 54530.3151 | 0
3289 | Commercial | CscTgsld321 | High Efficiency Data Center Cooling | 4291.2661 | 2183.785 | 81.4813 | 13208.5561 | 14109.3525 | 3390.4698 | 2265.2664 | 2643.987 | 470.2261 | 512.1605 | 256.0405 | 3882.4141 | 9217.196 | 0 | 9217.196 | 632.2974 | 0 | 30714.0757 | 11040.5152 | 41754.591 | 0 | 54530.3151 | 0
3290 | Commercial | CasNgsld324 | Variable Refrigerant Flow (VRF) HVAC Systems | 4801.978 | 2443.6815 | 91.1786 | 14124.8306 | 15088.115 | 3838.6936 | 2534.8601 | 2937.6159 | 525.6291 | 569.0372 | 286.2077 | 4318.49 | 7101.0201 | 0 | 7101.0201 | 660.672 | 0 | 23140.2665 | 10617.8427 | 33758.1093 | 0 | 28774.5438 | 0
3291 | Commercial | CasTgsld324 | Variable Refrigerant Flow (VRF) HVAC Systems | 4801.978 | 2443.6815 | 91.1786 | 14124.8306 | 15088.115 | 3838.6936 | 2534.8601 | 2937.6159 | 525.6291 | 569.0372 | 286.2077 | 4318.49 | 7101.0201 | 0 | 7101.0201 | 660.672 | 0 | 23140.2665 | 10617.8427 | 33758.1093 | 0 | 28774.5438 | 0
3292 | Commercial | CcoNgsld324 | Variable Refrigerant Flow (VRF) HVAC Systems | 4603.4532 | 2342.6541 | 87.4091 | 13540.8778 | 14464.3378 | 3679.9932 | 2430.0632 | 2816.1682 | 503.8984 | 545.5119 | 274.3752 | 4139.9538 | 9886.1631 | 0 | 9886.1631 | 660.672 | 0 | 33187.9072 | 10617.8427 | 43805.75 | 0 | 37248.288 | 0
3293 | Commercial | CcoTgsld324 | Variable Refrigerant Flow (VRF) HVAC Systems | 4603.4532 | 2342.6541 | 87.4091 | 13540.8778 | 14464.3378 | 3679.9932 | 2430.0632 | 2816.1682 | 503.8984 | 545.5119 | 274.3752 | 4139.9538 | 9886.1631 | 0 | 9886.1631 | 660.672 | 0 | 33187.9072 | 10617.8427 | 43805.75 | 0 | 37248.288 | 0
3294 | Commercial | CgrNgsld324 | Variable Refrigerant Flow (VRF) HVAC Systems | 4801.978 | 2443.6815 | 91.1786 | 14124.8306 | 15088.115 | 3838.6936 | 2534.8601 | 2937.6159 | 525.6291 | 569.0372 | 286.2077 | 4318.49 | 7101.0201 | 0 | 7101.0201 | 660.672 | 0 | 23140.2665 | 10617.8427 | 33758.1093 | 0 | 50643.6668 | 0
3295 | Commercial | CgrTgsld324 | Variable Refrigerant Flow (VRF) HVAC Systems | 4801.978 | 2443.6815 | 91.1786 | 14124.8306 | 15088.115 | 3838.6936 | 2534.8601 | 2937.6159 | 525.6291 | 569.0372 | 286.2077 | 4318.49 | 7101.0201 | 0 | 7101.0201 | 660.672 | 0 | 23140.2665 | 10617.8427 | 33758.1093 | 0 | 50643.6668 | 0
3296 | Commercial | CinNgsld324 | Variable Refrigerant Flow (VRF) HVAC Systems | 4801.978 | 2443.6815 | 91.1786 | 14124.8306 | 15088.115 | 3838.6936 | 2534.8601 | 2937.6159 | 525.6291 | 569.0372 | 286.2077 | 4318.49 | 7101.0201 | 0 | 7101.0201 | 660.672 | 0 | 23140.2665 | 10617.8427 | 33758.1093 | 0 | 52831.3364 | 0
3297 | Commercial | CinTgsld324 | Variable Refrigerant Flow (VRF) HVAC Systems | 4801.978 | 2443.6815 | 91.1786 | 14124.8306 | 15088.115 | 3838.6936 | 2534.8601 | 2937.6159 | 525.6291 | 569.0372 | 286.2077 | 4318.49 | 7101.0201 | 0 | 7101.0201 | 660.672 | 0 | 23140.2665 | 10617.8427 | 33758.1093 | 0 | 52831.3364 | 0
3298 | Commercial | CloNgsld324 | Variable Refrigerant Flow (VRF) HVAC Systems | 4603.4532 | 2342.6541 | 87.4091 | 13540.8778 | 14464.3378 | 3679.9932 | 2430.0632 | 2816.1682 | 503.8984 | 545.5119 | 274.3752 | 4139.9538 | 9886.1631 | 0 | 9886.1631 | 660.672 | 0 | 33187.9072 | 10617.8427 | 43805.75 | 0 | 25105.1926 | 0
3299 | Commercial | CloTgsld324 | Variable Refrigerant Flow (VRF) HVAC Systems | 4603.4532 | 2342.6541 | 87.4091 | 13540.8778 | 14464.3378 | 3679.9932 | 2430.0632 | 2816.1682 | 503.8984 | 545.5119 | 274.3752 | 4139.9538 | 9886.1631 | 0 | 9886.1631 | 660.672 | 0 | 33187.9072 | 10617.8427 | 43805.75 | 0 | 25105.1926 | 0
3300 | Commercial | CmiNgsld324 | Variable Refrigerant Flow (VRF) HVAC Systems | 4801.978 | 2443.6815 | 91.1786 | 14124.8306 | 15088.115 | 3838.6936 | 2534.8601 | 2937.6159 | 525.6291 | 569.0372 | 286.2077 | 4318.49 | 7101.0201 | 0 | 7101.0201 | 660.672 | 0 | 23140.2665 | 10617.8427 | 33758.1093 | 0 | 51526.3937 | 0
3301 | Commercial | CmiTgsld324 | Variable Refrigerant Flow (VRF) HVAC Systems | 4801.978 | 2443.6815 | 91.1786 | 14124.8306 | 15088.115 | 3838.6936 | 2534.8601 | 2937.6159 | 525.6291 | 569.0372 | 286.2077 | 4318.49 | 7101.0201 | 0 | 7101.0201 | 660.672 | 0 | 23140.2665 | 10617.8427 | 33758.1093 | 0 | 51526.3937 | 0
3302 | Commercial | CofNgsld324 | Variable Refrigerant Flow (VRF) HVAC Systems | 4801.978 | 2443.6815 | 91.1786 | 14124.8306 | 15088.115 | 3838.6936 | 2534.8601 | 2937.6159 | 525.6291 | 569.0372 | 286.2077 | 4318.49 | 7101.0201 | 0 | 7101.0201 | 660.672 | 0 | 23140.2665 | 10617.8427 | 33758.1093 | 0 | 25733.6859 | 0
3303 | Commercial | CofTgsld324 | Variable Refrigerant Flow (VRF) HVAC Systems | 4801.978 | 2443.6815 | 91.1786 | 14124.8306 | 15088.115 | 3838.6936 | 2534.8601 | 2937.6159 | 525.6291 | 569.0372 | 286.2077 | 4318.49 | 7101.0201 | 0 | 7101.0201 | 660.672 | 0 | 23140.2665 | 10617.8427 | 33758.1093 | 0 | 25733.6859 | 0
3304 | Commercial | CrtNgsld324 | Variable Refrigerant Flow (VRF) HVAC Systems | 4801.978 | 2443.6815 | 91.1786 | 14124.8306 | 15088.115 | 3838.6936 | 2534.8601 | 2937.6159 | 525.6291 | 569.0372 | 286.2077 | 4318.49 | 7101.0201 | 0 | 7101.0201 | 660.672 | 0 | 23140.2665 | 10617.8427 | 33758.1093 | 0 | 22407.4005 | 0
3305 | Commercial | CrtTgsld324 | Variable Refrigerant Flow (VRF) HVAC Systems | 4801.978 | 2443.6815 | 91.1786 | 14124.8306 | 15088.115 | 3838.6936 | 2534.8601 | 2937.6159 | 525.6291 | 569.0372 | 286.2077 | 4318.49 | 7101.0201 | 0 | 7101.0201 | 660.672 | 0 | 23140.2665 | 10617.8427 | 33758.1093 | 0 | 22407.4005 | 0
3306 | Commercial | CscNgsld324 | Variable Refrigerant Flow (VRF) HVAC Systems | 4801.978 | 2443.6815 | 91.1786 | 14124.8306 | 15088.115 | 3838.6936 | 2534.8601 | 2937.6159 | 525.6291 | 569.0372 | 286.2077 | 4318.49 | 7101.0201 | 0 | 7101.0201 | 660.672 | 0 | 23140.2665 | 10617.8427 | 33758.1093 | 0 | 25740.2375 | 0
3307 | Commercial | CscTgsld324 | Variable Refrigerant Flow (VRF) HVAC Systems | 4801.978 | 2443.6815 | 91.1786 | 14124.8306 | 15088.115 | 3838.6936 | 2534.8601 | 2937.6159 | 525.6291 | 569.0372 | 286.2077 | 4318.49 | 7101.0201 | 0 | 7101.0201 | 660.672 | 0 | 23140.2665 | 10617.8427 | 33758.1093 | 0 | 25740.2375 | 0
3308 | Commercial | CwaNgsld324 | Variable Refrigerant Flow (VRF) HVAC Systems | 4801.978 | 2443.6815 | 91.1786 | 14124.8306 | 15088.115 | 3838.6936 | 2534.8601 | 2937.6159 | 525.6291 | 569.0372 | 286.2077 | 4318.49 | 7101.0201 | 0 | 7101.0201 | 660.672 | 0 | 23140.2665 | 10617.8427 | 33758.1093 | 0 | 116628.8485 | 0
3309 | Commercial | CwaTgsld324 | Variable Refrigerant Flow (VRF) HVAC Systems | 4801.978 | 2443.6815 | 91.1786 | 14124.8306 | 15088.115 | 3838.6936 | 2534.8601 | 2937.6159 | 525.6291 | 569.0372 | 286.2077 | 4318.49 | 7101.0201 | 0 | 7101.0201 | 660.672 | 0 | 23140.2665 | 10617.8427 | 33758.1093 | 0 | 116628.8485 | 0
3310 | Commercial | CasEgsld325 | Air Curtains | 4211.495 | 2143.1902 | 79.9667 | 12569.3806 | 13426.5865 | 3354.2891 | 2223.1569 | 2582.3486 | 461.153 | 500.2198 | 251.1002 | 3794.8216 | 14161.9166 | 0 | 14161.9166 | 1062.9568 | 0 | 48702.9535 | 9217.5845 | 57920.5379 | 0 | 4295189.3654 | 0
3311 | Commercial | CasNgsld325 | Air Curtains | 4211.495 | 2143.1902 | 79.9667 | 12569.3806 | 13426.5865 | 3354.2891 | 2223.1569 | 2582.3486 | 461.153 | 500.2198 | 251.1002 | 3794.8216 | 14161.9166 | 0 | 14161.9166 | 1062.9568 | 0 | 48702.9535 | 9217.5845 | 57920.5379 | 0 | 4295189.3654 | 0
3312 | Commercial | CcoEgsld325 | Air Curtains | 4609.9683 | 2345.9696 | 87.5328 | 13758.6408 | 14696.9518 | 3671.6574 | 2433.5024 | 2826.6792 | 504.7853 | 547.5484 | 274.8582 | 4153.8712 | 15665.2541 | 0 | 15665.2541 | 1062.9568 | 0 | 54308.6151 | 9217.5845 | 63526.1995 | 0 | 4789561.2967 | 0
3313 | Commercial | CcoNgsld325 | Air Curtains | 4609.9683 | 2345.9696 | 87.5328 | 13758.6408 | 14696.9518 | 3671.6574 | 2433.5024 | 2826.6792 | 504.7853 | 547.5484 | 274.8582 | 4153.8712 | 15665.2541 | 0 | 15665.2541 | 1062.9568 | 0 | 54308.6151 | 9217.5845 | 63526.1995 | 0 | 4789561.2967 | 0
3314 | Commercial | CgrEgsld325 | Air Curtains | 4211.495 | 2143.1902 | 79.9667 | 12569.3806 | 13426.5865 | 3354.2891 | 2223.1569 | 2582.3486 | 461.153 | 500.2198 | 251.1002 | 3794.8216 | 14161.9166 | 0 | 14161.9166 | 1062.9568 | 0 | 48702.9535 | 9217.5845 | 57920.5379 | 0 | 4295189.3654 | 0
3315 | Commercial | CgrNgsld325 | Air Curtains | 4211.495 | 2143.1902 | 79.9667 | 12569.3806 | 13426.5865 | 3354.2891 | 2223.1569 | 2582.3486 | 461.153 | 500.2198 | 251.1002 | 3794.8216 | 14161.9166 | 0 | 14161.9166 | 1062.9568 | 0 | 48702.9535 | 9217.5845 | 57920.5379 | 0 | 4295189.3654 | 0
3316 | Commercial | CheEgsld325 | Air Curtains | 4609.9683 | 2345.9696 | 87.5328 | 13758.6408 | 14696.9518 | 3671.6574 | 2433.5024 | 2826.6792 | 504.7853 | 547.5484 | 274.8582 | 4153.8712 | 15665.2541 | 0 | 15665.2541 | 1062.9568 | 0 | 54308.6151 | 9217.5845 | 63526.1995 | 0 | 4789561.2967 | 0
3317 | Commercial | CheNgsld325 | Air Curtains | 4609.9683 | 2345.9696 | 87.5328 | 13758.6408 | 14696.9518 | 3671.6574 | 2433.5024 | 2826.6792 | 504.7853 | 547.5484 | 274.8582 | 4153.8712 | 15665.2541 | 0 | 15665.2541 | 1062.9568 | 0 | 54308.6151 | 9217.5845 | 63526.1995 | 0 | 4789561.2967 | 0
3318 | Commercial | ChoEgsld325 | Air Curtains | 4609.9683 | 2345.9696 | 87.5328 | 13758.6408 | 14696.9518 | 3671.6574 | 2433.5024 | 2826.6792 | 504.7853 | 547.5484 | 274.8582 | 4153.8712 | 15665.2541 | 0 | 15665.2541 | 1062.9568 | 0 | 54308.6151 | 9217.5845 | 63526.1995 | 0 | 4789561.2967 | 0
3319 | Commercial | ChoNgsld325 | Air Curtains | 4609.9683 | 2345.9696 | 87.5328 | 13758.6408 | 14696.9518 | 3671.6574 | 2433.5024 | 2826.6792 | 504.7853 | 547.5484 | 274.8582 | 4153.8712 | 15665.2541 | 0 | 15665.2541 | 1062.9568 | 0 | 54308.6151 | 9217.5845 | 63526.1995 | 0 | 4789561.2967 | 0
3320 | Commercial | CloEgsld325 | Air Curtains | 4609.9683 | 2345.9696 | 87.5328 | 13758.6408 | 14696.9518 | 3671.6574 | 2433.5024 | 2826.6792 | 504.7853 | 547.5484 | 274.8582 | 4153.8712 | 15665.2541 | 0 | 15665.2541 | 1062.9568 | 0 | 54308.6151 | 9217.5845 | 63526.1995 | 0 | 4789561.2967 | 0
3321 | Commercial | CloNgsld325 | Air Curtains | 4609.9683 | 2345.9696 | 87.5328 | 13758.6408 | 14696.9518 | 3671.6574 | 2433.5024 | 2826.6792 | 504.7853 | 547.5484 | 274.8582 | 4153.8712 | 15665.2541 | 0 | 15665.2541 | 1062.9568 | 0 | 54308.6151 | 9217.5845 | 63526.1995 | 0 | 4789561.2967 | 0
3322 | Commercial | CreEgsld325 | Air Curtains | 4609.9683 | 2345.9696 | 87.5328 | 13758.6408 | 14696.9518 | 3671.6574 | 2433.5024 | 2826.6792 | 504.7853 | 547.5484 | 274.8582 | 4153.8712 | 15665.2541 | 0 | 15665.2541 | 1062.9568 | 0 | 54308.6151 | 9217.5845 | 63526.1995 | 0 | 4789561.2967 | 0
3323 | Commercial | CreNgsld325 | Air Curtains | 4609.9683 | 2345.9696 | 87.5328 | 13758.6408 | 14696.9518 | 3671.6574 | 2433.5024 | 2826.6792 | 504.7853 | 547.5484 | 274.8582 | 4153.8712 | 15665.2541 | 0 | 15665.2541 | 1062.9568 | 0 | 54308.6151 | 9217.5845 | 63526.1995 | 0 | 4789561.2967 | 0
3324 | Commercial | CrtEgsld325 | Air Curtains | 4211.495 | 2143.1902 | 79.9667 | 12569.3806 | 13426.5865 | 3354.2891 | 2223.1569 | 2582.3486 | 461.153 | 500.2198 | 251.1002 | 3794.8216 | 14161.9166 | 0 | 14161.9166 | 1062.9568 | 0 | 48702.9535 | 9217.5845 | 57920.5379 | 0 | 4295189.3654 | 0
3325 | Commercial | CrtNgsld325 | Air Curtains | 4211.495 | 2143.1902 | 79.9667 | 12569.3806 | 13426.5865 | 3354.2891 | 2223.1569 | 2582.3486 | 461.153 | 500.2198 | 251.1002 | 3794.8216 | 14161.9166 | 0 | 14161.9166 | 1062.9568 | 0 | 48702.9535 | 9217.5845 | 57920.5379 | 0 | 4295189.3654 | 0
3326 | Commercial | CscEgsld325 | Air Curtains | 4609.9683 | 2345.9696 | 87.5328 | 13758.6408 | 14696.9518 | 3671.6574 | 2433.5024 | 2826.6792 | 504.7853 | 547.5484 | 274.8582 | 4153.8712 | 15665.2541 | 0 | 15665.2541 | 1062.9568 | 0 | 54308.6151 | 9217.5845 | 63526.1995 | 0 | 4789561.2967 | 0
3327 | Commercial | CscNgsld325 | Air Curtains | 4609.9683 | 2345.9696 | 87.5328 | 13758.6408 | 14696.9518 | 3671.6574 | 2433.5024 | 2826.6792 | 504.7853 | 547.5484 | 274.8582 | 4153.8712 | 15665.2541 | 0 | 15665.2541 | 1062.9568 | 0 | 54308.6151 | 9217.5845 | 63526.1995 | 0 | 4789561.2967 | 0
3328 | Commercial | CasEgsld328 | Demand Controlled Ventilation | 7717.4045 | 3927.3147 | 146.5359 | 23896.0342 | 25525.6945 | 6087.7441 | 4073.8505 | 4759.3134 | 845.7698 | 921.9157 | 460.526 | 6987.5248 | 4600.6374 | 0 | 4600.6374 | 981.7856 | 0 | 14547.5118 | 10518.704 | 25066.2158 | 0 | 39176.0141 | 0
3329 | Commercial | CasNgsld328 | Demand Controlled Ventilation | 7717.4045 | 3927.3147 | 146.5359 | 23896.0342 | 25525.6945 | 6087.7441 | 4073.8505 | 4759.3134 | 845.7698 | 921.9157 | 460.526 | 6987.5248 | 4600.6374 | 0 | 4600.6374 | 981.7856 | 0 | 14547.5118 | 10518.704 | 25066.2158 | 0 | 39176.0141 | 0
3330 | Commercial | CgrEgsld328 | Demand Controlled Ventilation | 7717.4045 | 3927.3147 | 146.5359 | 23896.0342 | 25525.6945 | 6087.7441 | 4073.8505 | 4759.3134 | 845.7698 | 921.9157 | 460.526 | 6987.5248 | 4600.6374 | 0 | 4600.6374 | 981.7856 | 0 | 14547.5118 | 10518.704 | 25066.2158 | 0 | 86241.4585 | 0
3331 | Commercial | CgrNgsld328 | Demand Controlled Ventilation | 7717.4045 | 3927.3147 | 146.5359 | 23896.0342 | 25525.6945 | 6087.7441 | 4073.8505 | 4759.3134 | 845.7698 | 921.9157 | 460.526 | 6987.5248 | 4600.6374 | 0 | 4600.6374 | 981.7856 | 0 | 14547.5118 | 10518.704 | 25066.2158 | 0 | 86241.4585 | 0
3332 | Commercial | CloEgsld328 | Demand Controlled Ventilation | 7717.4045 | 3927.3147 | 146.5359 | 23896.0342 | 25525.6945 | 6087.7441 | 4073.8505 | 4759.3134 | 845.7698 | 921.9157 | 460.526 | 6987.5248 | 4600.6374 | 0 | 4600.6374 | 981.7856 | 0 | 14547.5118 | 10518.704 | 25066.2158 | 0 | 24040.2044 | 0
3333 | Commercial | CloNgsld328 | Demand Controlled Ventilation | 7717.4045 | 3927.3147 | 146.5359 | 23896.0342 | 25525.6945 | 6087.7441 | 4073.8505 | 4759.3134 | 845.7698 | 921.9157 | 460.526 | 6987.5248 | 4600.6374 | 0 | 4600.6374 | 981.7856 | 0 | 14547.5118 | 10518.704 | 25066.2158 | 0 | 24040.2044 | 0
3334 | Commercial | CmiEgsld328 | Demand Controlled Ventilation | 7717.4045 | 3927.3147 | 146.5359 | 23896.0342 | 25525.6945 | 6087.7441 | 4073.8505 | 4759.3134 | 845.7698 | 921.9157 | 460.526 | 6987.5248 | 4600.6374 | 0 | 4600.6374 | 981.7856 | 0 | 14547.5118 | 10518.704 | 25066.2158 | 0 | 26500.5004 | 0
3335 | Commercial | CmiNgsld328 | Demand Controlled Ventilation | 7717.4045 | 3927.3147 | 146.5359 | 23896.0342 | 25525.6945 | 6087.7441 | 4073.8505 | 4759.3134 | 845.7698 | 921.9157 | 460.526 | 6987.5248 | 4600.6374 | 0 | 4600.6374 | 981.7856 | 0 | 14547.5118 | 10518.704 | 25066.2158 | 0 | 26500.5004 | 0
3336 | Commercial | CofEgsld328 | Demand Controlled Ventilation | 7717.4045 | 3927.3147 | 146.5359 | 23896.0342 | 25525.6945 | 6087.7441 | 4073.8505 | 4759.3134 | 845.7698 | 921.9157 | 460.526 | 6987.5248 | 4600.6374 | 0 | 4600.6374 | 981.7856 | 0 | 14547.5118 | 10518.704 | 25066.2158 | 0 | 25293.6684 | 0
3337 | Commercial | CofNgsld328 | Demand Controlled Ventilation | 7717.4045 | 3927.3147 | 146.5359 | 23896.0342 | 25525.6945 | 6087.7441 | 4073.8505 | 4759.3134 | 845.7698 | 921.9157 | 460.526 | 6987.5248 | 4600.6374 | 0 | 4600.6374 | 981.7856 | 0 | 14547.5118 | 10518.704 | 25066.2158 | 0 | 25293.6684 | 0
3338 | Commercial | CreEgsld328 | Demand Controlled Ventilation | 7717.4045 | 3927.3147 | 146.5359 | 23896.0342 | 25525.6945 | 6087.7441 | 4073.8505 | 4759.3134 | 845.7698 | 921.9157 | 460.526 | 6987.5248 | 4600.6374 | 0 | 4600.6374 | 981.7856 | 0 | 14547.5118 | 10518.704 | 25066.2158 | 0 | 79992.215 | 0
3339 | Commercial | CreNgsld328 | Demand Controlled Ventilation | 7717.4045 | 3927.3147 | 146.5359 | 23896.0342 | 25525.6945 | 6087.7441 | 4073.8505 | 4759.3134 | 845.7698 | 921.9157 | 460.526 | 6987.5248 | 4600.6374 | 0 | 4600.6374 | 981.7856 | 0 | 14547.5118 | 10518.704 | 25066.2158 | 0 | 79992.215 | 0
3340 | Commercial | CrtEgsld328 | Demand Controlled Ventilation | 7717.4045 | 3927.3147 | 146.5359 | 23896.0342 | 25525.6945 | 6087.7441 | 4073.8505 | 4759.3134 | 845.7698 | 921.9157 | 460.526 | 6987.5248 | 4600.6374 | 0 | 4600.6374 | 981.7856 | 0 | 14547.5118 | 10518.704 | 25066.2158 | 0 | 35752.6127 | 0
3341 | Commercial | CrtNgsld328 | Demand Controlled Ventilation | 7717.4045 | 3927.3147 | 146.5359 | 23896.0342 | 25525.6945 | 6087.7441 | 4073.8505 | 4759.3134 | 845.7698 | 921.9157 | 460.526 | 6987.5248 | 4600.6374 | 0 | 4600.6374 | 981.7856 | 0 | 14547.5118 | 10518.704 | 25066.2158 | 0 | 35752.6127 | 0
3342 | Commercial | CwaEgsld328 | Demand Controlled Ventilation | 7717.4045 | 3927.3147 | 146.5359 | 23896.0342 | 25525.6945 | 6087.7441 | 4073.8505 | 4759.3134 | 845.7698 | 921.9157 | 460.526 | 6987.5248 | 4600.6374 | 0 | 4600.6374 | 981.7856 | 0 | 14547.5118 | 10518.704 | 25066.2158 | 0 | 96304.8128 | 0
3343 | Commercial | CwaNgsld328 | Demand Controlled Ventilation | 7717.4045 | 3927.3147 | 146.5359 | 23896.0342 | 25525.6945 | 6087.7441 | 4073.8505 | 4759.3134 | 845.7698 | 921.9157 | 460.526 | 6987.5248 | 4600.6374 | 0 | 4600.6374 | 981.7856 | 0 | 14547.5118 | 10518.704 | 25066.2158 | 0 | 96304.8128 | 0
3344 | Commercial | CwaEgsld326 | Destratification Fans | 22.9243 | 11.666 | 0.43528 | 70.9823 | 75.8232 | 18.0834 | 12.1012 | 14.1374 | 2.5123 | 2.7385 | 1.368 | 20.7562 | 332.8119 | 0 | 332.8119 | 981.7856 | 0 | 1167.0066 | 10518.704 | 11685.7106 | 0 | 80435.4463 | 0
3345 | Commercial | CwaNgsld326 | Destratification Fans | 22.9243 | 11.666 | 0.43528 | 70.9823 | 75.8232 | 18.0834 | 12.1012 | 14.1374 | 2.5123 | 2.7385 | 1.368 | 20.7562 | 332.8119 | 0 | 332.8119 | 981.7856 | 0 | 1167.0066 | 10518.704 | 11685.7106 | 0 | 80435.4463 | 0
3346 | Commercial | CasEgsld327 | Energy Recovery Ventilation System (ERV) | 5909.7709 | 3007.4269 | 112.213 | 18248.137 | 19492.6223 | 4665.2855 | 3119.64 | 3642.9863 | 647.6252 | 705.6744 | 352.6353 | 5348.9211 | 3427.6369 | 0 | 3427.6369 | 721.5234 | 0 | 10681.7887 | 14872.023 | 25553.8116 | 0 | 194086.7163 | 0
3347 | Commercial | CasNgsld327 | Energy Recovery Ventilation System (ERV) | 5909.7709 | 3007.4269 | 112.213 | 18248.137 | 19492.6223 | 4665.2855 | 3119.64 | 3642.9863 | 647.6252 | 705.6744 | 352.6353 | 5348.9211 | 3427.6369 | 0 | 3427.6369 | 721.5234 | 0 | 10681.7887 | 14872.023 | 25553.8116 | 0 | 194086.7163 | 0
3348 | Commercial | CcoEgsld327 | Energy Recovery Ventilation System (ERV) | 5909.7709 | 3007.4269 | 112.213 | 18248.137 | 19492.6223 | 4665.2855 | 3119.64 | 3642.9863 | 647.6252 | 705.6744 | 352.6353 | 5348.9211 | 3427.6369 | 0 | 3427.6369 | 721.5234 | 0 | 10681.7887 | 14872.023 | 25553.8116 | 0 | 203300.758 | 0
3349 | Commercial | CcoNgsld327 | Energy Recovery Ventilation System (ERV) | 5909.7709 | 3007.4269 | 112.213 | 18248.137 | 19492.6223 | 4665.2855 | 3119.64 | 3642.9863 | 647.6252 | 705.6744 | 352.6353 | 5348.9211 | 3427.6369 | 0 | 3427.6369 | 721.5234 | 0 | 10681.7887 | 14872.023 | 25553.8116 | 0 | 203300.758 | 0
3350 | Commercial | CgrEgsld327 | Energy Recovery Ventilation System (ERV) | 5909.7709 | 3007.4269 | 112.213 | 18248.137 | 19492.6223 | 4665.2855 | 3119.64 | 3642.9863 | 647.6252 | 705.6744 | 352.6353 | 5348.9211 | 3427.6369 | 0 | 3427.6369 | 721.5234 | 0 | 10681.7887 | 14872.023 | 25553.8116 | 0 | 31815.824 | 0
3351 | Commercial | CgrNgsld327 | Energy Recovery Ventilation System (ERV) | 5909.7709 | 3007.4269 | 112.213 | 18248.137 | 19492.6223 | 4665.2855 | 3119.64 | 3642.9863 | 647.6252 | 705.6744 | 352.6353 | 5348.9211 | 3427.6369 | 0 | 3427.6369 | 721.5234 | 0 | 10681.7887 | 14872.023 | 25553.8116 | 0 | 31815.824 | 0
3352 | Commercial | CheEgsld327 | Energy Recovery Ventilation System (ERV) | 5909.7709 | 3007.4269 | 112.213 | 18248.137 | 19492.6223 | 4665.2855 | 3119.64 | 3642.9863 | 647.6252 | 705.6744 | 352.6353 | 5348.9211 | 3427.6369 | 0 | 3427.6369 | 721.5234 | 0 | 10681.7887 | 14872.023 | 25553.8116 | 0 | 77837.5946 | 0
3353 | Commercial | CheNgsld327 | Energy Recovery Ventilation System (ERV) | 5909.7709 | 3007.4269 | 112.213 | 18248.137 | 19492.6223 | 4665.2855 | 3119.64 | 3642.9863 | 647.6252 | 705.6744 | 352.6353 | 5348.9211 | 3427.6369 | 0 | 3427.6369 | 721.5234 | 0 | 10681.7887 | 14872.023 | 25553.8116 | 0 | 77837.5946 | 0
3354 | Commercial | ChoEgsld327 | Energy Recovery Ventilation System (ERV) | 5909.7709 | 3007.4269 | 112.213 | 18248.137 | 19492.6223 | 4665.2855 | 3119.64 | 3642.9863 | 647.6252 | 705.6744 | 352.6353 | 5348.9211 | 3427.6369 | 0 | 3427.6369 | 721.5234 | 0 | 10681.7887 | 14872.023 | 25553.8116 | 0 | 77837.5946 | 0
3355 | Commercial | ChoNgsld327 | Energy Recovery Ventilation System (ERV) | 5909.7709 | 3007.4269 | 112.213 | 18248.137 | 19492.6223 | 4665.2855 | 3119.64 | 3642.9863 | 647.6252 | 705.6744 | 352.6353 | 5348.9211 | 3427.6369 | 0 | 3427.6369 | 721.5234 | 0 | 10681.7887 | 14872.023 | 25553.8116 | 0 | 77837.5946 | 0
3356 | Commercial | CinEgsld327 | Energy Recovery Ventilation System (ERV) | 5909.7709 | 3007.4269 | 112.213 | 18248.137 | 19492.6223 | 4665.2855 | 3119.64 | 3642.9863 | 647.6252 | 705.6744 | 352.6353 | 5348.9211 | 3427.6369 | 0 | 3427.6369 | 721.5234 | 0 | 10681.7887 | 14872.023 | 25553.8116 | 0 | 69038.0222 | 0
3357 | Commercial | CinNgsld327 | Energy Recovery Ventilation System (ERV) | 5909.7709 | 3007.4269 | 112.213 | 18248.137 | 19492.6223 | 4665.2855 | 3119.64 | 3642.9863 | 647.6252 | 705.6744 | 352.6353 | 5348.9211 | 3427.6369 | 0 | 3427.6369 | 721.5234 | 0 | 10681.7887 | 14872.023 | 25553.8116 | 0 | 69038.0222 | 0
3358 | Commercial | CloEgsld327 | Energy Recovery Ventilation System (ERV) | 5909.7709 | 3007.4269 | 112.213 | 18248.137 | 19492.6223 | 4665.2855 | 3119.64 | 3642.9863 | 647.6252 | 705.6744 | 352.6353 | 5348.9211 | 3427.6369 | 0 | 3427.6369 | 721.5234 | 0 | 10681.7887 | 14872.023 | 25553.8116 | 0 | 137905.9356 | 0
3359 | Commercial | CloNgsld327 | Energy Recovery Ventilation System (ERV) | 5909.7709 | 3007.4269 | 112.213 | 18248.137 | 19492.6223 | 4665.2855 | 3119.64 | 3642.9863 | 647.6252 | 705.6744 | 352.6353 | 5348.9211 | 3427.6369 | 0 | 3427.6369 | 721.5234 | 0 | 10681.7887 | 14872.023 | 25553.8116 | 0 | 137905.9356 | 0
3360 | Commercial | CmiEgsld327 | Energy Recovery Ventilation System (ERV) | 5909.7709 | 3007.4269 | 112.213 | 18248.137 | 19492.6223 | 4665.2855 | 3119.64 | 3642.9863 | 647.6252 | 705.6744 | 352.6353 | 5348.9211 | 3427.6369 | 0 | 3427.6369 | 721.5234 | 0 | 10681.7887 | 14872.023 | 25553.8116 | 0 | 101300.8232 | 0
3361 | Commercial | CmiNgsld327 | Energy Recovery Ventilation System (ERV) | 5909.7709 | 3007.4269 | 112.213 | 18248.137 | 19492.6223 | 4665.2855 | 3119.64 | 3642.9863 | 647.6252 | 705.6744 | 352.6353 | 5348.9211 | 3427.6369 | 0 | 3427.6369 | 721.5234 | 0 | 10681.7887 | 14872.023 | 25553.8116 | 0 | 101300.8232 | 0
3362 | Commercial | CofEgsld327 | Energy Recovery Ventilation System (ERV) | 5909.7709 | 3007.4269 | 112.213 | 18248.137 | 19492.6223 | 4665.2855 | 3119.64 | 3642.9863 | 647.6252 | 705.6744 | 352.6353 | 5348.9211 | 3427.6369 | 0 | 3427.6369 | 721.5234 | 0 | 10681.7887 | 14872.023 | 25553.8116 | 0 | 126314.8873 | 0
3363 | Commercial | CofNgsld327 | Energy Recovery Ventilation System (ERV) | 5909.7709 | 3007.4269 | 112.213 | 18248.137 | 19492.6223 | 4665.2855 | 3119.64 | 3642.9863 | 647.6252 | 705.6744 | 352.6353 | 5348.9211 | 3427.6369 | 0 | 3427.6369 | 721.5234 | 0 | 10681.7887 | 14872.023 | 25553.8116 | 0 | 126314.8873 | 0
3364 | Commercial | CreEgsld327 | Energy Recovery Ventilation System (ERV) | 5909.7709 | 3007.4269 | 112.213 | 18248.137 | 19492.6223 | 4665.2855 | 3119.64 | 3642.9863 | 647.6252 | 705.6744 | 352.6353 | 5348.9211 | 3427.6369 | 0 | 3427.6369 | 721.5234 | 0 | 10681.7887 | 14872.023 | 25553.8116 | 0 | 28555.8889 | 0
3365 | Commercial | CreNgsld327 | Energy Recovery Ventilation System (ERV) | 5909.7709 | 3007.4269 | 112.213 | 18248.137 | 19492.6223 | 4665.2855 | 3119.64 | 3642.9863 | 647.6252 | 705.6744 | 352.6353 | 5348.9211 | 3427.6369 | 0 | 3427.6369 | 721.5234 | 0 | 10681.7887 | 14872.023 | 25553.8116 | 0 | 28555.8889 | 0
3366 | Commercial | CrtEgsld327 | Energy Recovery Ventilation System (ERV) | 5909.7709 | 3007.4269 | 112.213 | 18248.137 | 19492.6223 | 4665.2855 | 3119.64 | 3642.9863 | 647.6252 | 705.6744 | 352.6353 | 5348.9211 | 3427.6369 | 0 | 3427.6369 | 721.5234 | 0 | 10681.7887 | 14872.023 | 25553.8116 | 0 | 137666.639 | 0
3367 | Commercial | CrtNgsld327 | Energy Recovery Ventilation System (ERV) | 5909.7709 | 3007.4269 | 112.213 | 18248.137 | 19492.6223 | 4665.2855 | 3119.64 | 3642.9863 | 647.6252 | 705.6744 | 352.6353 | 5348.9211 | 3427.6369 | 0 | 3427.6369 | 721.5234 | 0 | 10681.7887 | 14872.023 | 25553.8116 | 0 | 137666.639 | 0
3368 | Commercial | CscEgsld327 | Energy Recovery Ventilation System (ERV) | 5909.7709 | 3007.4269 | 112.213 | 18248.137 | 19492.6223 | 4665.2855 | 3119.64 | 3642.9863 | 647.6252 | 705.6744 | 352.6353 | 5348.9211 | 3427.6369 | 0 | 3427.6369 | 721.5234 | 0 | 10681.7887 | 14872.023 | 25553.8116 | 0 | 203300.758 | 0
3369 | Commercial | CscNgsld327 | Energy Recovery Ventilation System (ERV) | 5909.7709 | 3007.4269 | 112.213 | 18248.137 | 19492.6223 | 4665.2855 | 3119.64 | 3642.9863 | 647.6252 | 705.6744 | 352.6353 | 5348.9211 | 3427.6369 | 0 | 3427.6369 | 721.5234 | 0 | 10681.7887 | 14872.023 | 25553.8116 | 0 | 203300.758 | 0
3370 | Commercial | CwaEgsld327 | Energy Recovery Ventilation System (ERV) | 5909.7709 | 3007.4269 | 112.213 | 18248.137 | 19492.6223 | 4665.2855 | 3119.64 | 3642.9863 | 647.6252 | 705.6744 | 352.6353 | 5348.9211 | 3427.6369 | 0 | 3427.6369 | 721.5234 | 0 | 10681.7887 | 14872.023 | 25553.8116 | 0 | 641993.8329 | 0
3371 | Commercial | CwaNgsld327 | Energy Recovery Ventilation System (ERV) | 5909.7709 | 3007.4269 | 112.213 | 18248.137 | 19492.6223 | 4665.2855 | 3119.64 | 3642.9863 | 647.6252 | 705.6744 | 352.6353 | 5348.9211 | 3427.6369 | 0 | 3427.6369 | 721.5234 | 0 | 10681.7887 | 14872.023 | 25553.8116 | 0 | 641993.8329 | 0
3372 | Commercial | CasEgsld402 | Bi-Level Lighting Control (Exterior) | 0 | 0 | 0 | 0 | 0 | 0 | 0 | 0 | 0 | 0 | 0 | 0 | 2726.5892 | 0 | 2726.5892 | 605.653 | 0 | 9560.7997 | 10518.704 | 20079.5037 | 0 | 5034.4908 | 0
3373 | Commercial | CasNgsld402 | Bi-Level Lighting Control (Exterior) | 0 | 0 | 0 | 0 | 0 | 0 | 0 | 0 | 0 | 0 | 0 | 0 | 2726.5892 | 0 | 2726.5892 | 605.653 | 0 | 9560.7997 | 10518.704 | 20079.5037 | 0 | 5034.4908 | 0
3374 | Commercial | CcoEgsld402 | Bi-Level Lighting Control (Exterior) | 0 | 0 | 0 | 0 | 0 | 0 | 0 | 0 | 0 | 0 | 0 | 0 | 2726.5892 | 0 | 2726.5892 | 605.653 | 0 | 9560.7997 | 10518.704 | 20079.5037 | 0 | 5034.4908 | 0
3375 | Commercial | CcoNgsld402 | Bi-Level Lighting Control (Exterior) | 0 | 0 | 0 | 0 | 0 | 0 | 0 | 0 | 0 | 0 | 0 | 0 | 2726.5892 | 0 | 2726.5892 | 605.653 | 0 | 9560.7997 | 10518.704 | 20079.5037 | 0 | 5034.4908 | 0
3376 | Commercial | CgrEgsld402 | Bi-Level Lighting Control (Exterior) | 0 | 0 | 0 | 0 | 0 | 0 | 0 | 0 | 0 | 0 | 0 | 0 | 2726.5892 | 0 | 2726.5892 | 605.653 | 0 | 9560.7997 | 10518.704 | 20079.5037 | 0 | 5034.4908 | 0
3377 | Commercial | CgrNgsld402 | Bi-Level Lighting Control (Exterior) | 0 | 0 | 0 | 0 | 0 | 0 | 0 | 0 | 0 | 0 | 0 | 0 | 2726.5892 | 0 | 2726.5892 | 605.653 | 0 | 9560.7997 | 10518.704 | 20079.5037 | 0 | 5034.4908 | 0
3378 | Commercial | CheEgsld402 | Bi-Level Lighting Control (Exterior) | 0 | 0 | 0 | 0 | 0 | 0 | 0 | 0 | 0 | 0 | 0 | 0 | 2726.5892 | 0 | 2726.5892 | 605.653 | 0 | 9560.7997 | 10518.704 | 20079.5037 | 0 | 5034.4908 | 0
3379 | Commercial | CheNgsld402 | Bi-Level Lighting Control (Exterior) | 0 | 0 | 0 | 0 | 0 | 0 | 0 | 0 | 0 | 0 | 0 | 0 | 2726.5892 | 0 | 2726.5892 | 605.653 | 0 | 9560.7997 | 10518.704 | 20079.5037 | 0 | 5034.4908 | 0
3380 | Commercial | ChoEgsld402 | Bi-Level Lighting Control (Exterior) | 0 | 0 | 0 | 0 | 0 | 0 | 0 | 0 | 0 | 0 | 0 | 0 | 2726.5892 | 0 | 2726.5892 | 605.653 | 0 | 9560.7997 | 10518.704 | 20079.5037 | 0 | 5034.4908 | 0
3381 | Commercial | ChoNgsld402 | Bi-Level Lighting Control (Exterior) | 0 | 0 | 0 | 0 | 0 | 0 | 0 | 0 | 0 | 0 | 0 | 0 | 2726.5892 | 0 | 2726.5892 | 605.653 | 0 | 9560.7997 | 10518.704 | 20079.5037 | 0 | 5034.4908 | 0
3382 | Commercial | CinEgsld402 | Bi-Level Lighting Control (Exterior) | 0 | 0 | 0 | 0 | 0 | 0 | 0 | 0 | 0 | 0 | 0 | 0 | 2726.5892 | 0 | 2726.5892 | 605.653 | 0 | 9560.7997 | 10518.704 | 20079.5037 | 0 | 5034.4908 | 0
3383 | Commercial | CinNgsld402 | Bi-Level Lighting Control (Exterior) | 0 | 0 | 0 | 0 | 0 | 0 | 0 | 0 | 0 | 0 | 0 | 0 | 2726.5892 | 0 | 2726.5892 | 605.653 | 0 | 9560.7997 | 10518.704 | 20079.5037 | 0 | 5034.4908 | 0
3384 | Commercial | CloEgsld402 | Bi-Level Lighting Control (Exterior) | 0 | 0 | 0 | 0 | 0 | 0 | 0 | 0 | 0 | 0 | 0 | 0 | 2726.5892 | 0 | 2726.5892 | 605.653 | 0 | 9560.7997 | 10518.704 | 20079.5037 | 0 | 5034.4908 | 0
3385 | Commercial | CloNgsld402 | Bi-Level Lighting Control (Exterior) | 0 | 0 | 0 | 0 | 0 | 0 | 0 | 0 | 0 | 0 | 0 | 0 | 2726.5892 | 0 | 2726.5892 | 605.653 | 0 | 9560.7997 | 10518.704 | 20079.5037 | 0 | 5034.4908 | 0
3386 | Commercial | CmiEgsld402 | Bi-Level Lighting Control (Exterior) | 0 | 0 | 0 | 0 | 0 | 0 | 0 | 0 | 0 | 0 | 0 | 0 | 2726.5892 | 0 | 2726.5892 | 605.653 | 0 | 9560.7997 | 10518.704 | 20079.5037 | 0 | 5034.4908 | 0
3387 | Commercial | CmiNgsld402 | Bi-Level Lighting Control (Exterior) | 0 | 0 | 0 | 0 | 0 | 0 | 0 | 0 | 0 | 0 | 0 | 0 | 2726.5892 | 0 | 2726.5892 | 605.653 | 0 | 9560.7997 | 10518.704 | 20079.5037 | 0 | 5034.4908 | 0
3388 | Commercial | CofEgsld402 | Bi-Level Lighting Control (Exterior) | 0 | 0 | 0 | 0 | 0 | 0 | 0 | 0 | 0 | 0 | 0 | 0 | 2726.5892 | 0 | 2726.5892 | 605.653 | 0 | 9560.7997 | 10518.704 | 20079.5037 | 0 | 5034.4908 | 0
3389 | Commercial | CofNgsld402 | Bi-Level Lighting Control (Exterior) | 0 | 0 | 0 | 0 | 0 | 0 | 0 | 0 | 0 | 0 | 0 | 0 | 2726.5892 | 0 | 2726.5892 | 605.653 | 0 | 9560.7997 | 10518.704 | 20079.5037 | 0 | 5034.4908 | 0
3390 | Commercial | CreEgsld402 | Bi-Level Lighting Control (Exterior) | 0 | 0 | 0 | 0 | 0 | 0 | 0 | 0 | 0 | 0 | 0 | 0 | 2726.5892 | 0 | 2726.5892 | 605.653 | 0 | 9560.7997 | 10518.704 | 20079.5037 | 0 | 5034.4908 | 0
3391 | Commercial | CreNgsld402 | Bi-Level Lighting Control (Exterior) | 0 | 0 | 0 | 0 | 0 | 0 | 0 | 0 | 0 | 0 | 0 | 0 | 2726.5892 | 0 | 2726.5892 | 605.653 | 0 | 9560.7997 | 10518.704 | 20079.5037 | 0 | 5034.4908 | 0
3392 | Commercial | CrtEgsld402 | Bi-Level Lighting Control (Exterior) | 0 | 0 | 0 | 0 | 0 | 0 | 0 | 0 | 0 | 0 | 0 | 0 | 2726.5892 | 0 | 2726.5892 | 605.653 | 0 | 9560.7997 | 10518.704 | 20079.5037 | 0 | 5034.4908 | 0
3393 | Commercial | CrtNgsld402 | Bi-Level Lighting Control (Exterior) | 0 | 0 | 0 | 0 | 0 | 0 | 0 | 0 | 0 | 0 | 0 | 0 | 2726.5892 | 0 | 2726.5892 | 605.653 | 0 | 9560.7997 | 10518.704 | 20079.5037 | 0 | 5034.4908 | 0
3394 | Commercial | CscEgsld402 | Bi-Level Lighting Control (Exterior) | 0 | 0 | 0 | 0 | 0 | 0 | 0 | 0 | 0 | 0 | 0 | 0 | 2726.5892 | 0 | 2726.5892 | 605.653 | 0 | 9560.7997 | 10518.704 | 20079.5037 | 0 | 5034.4908 | 0
3395 | Commercial | CscNgsld402 | Bi-Level Lighting Control (Exterior) | 0 | 0 | 0 | 0 | 0 | 0 | 0 | 0 | 0 | 0 | 0 | 0 | 2726.5892 | 0 | 2726.5892 | 605.653 | 0 | 9560.7997 | 10518.704 | 20079.5037 | 0 | 5034.4908 | 0
3396 | Commercial | CwaEgsld402 | Bi-Level Lighting Control (Exterior) | 0 | 0 | 0 | 0 | 0 | 0 | 0 | 0 | 0 | 0 | 0 | 0 | 2726.5892 | 0 | 2726.5892 | 605.653 | 0 | 9560.7997 | 10518.704 | 20079.5037 | 0 | 5034.4908 | 0
3397 | Commercial | CwaNgsld402 | Bi-Level Lighting Control (Exterior) | 0 | 0 | 0 | 0 | 0 | 0 | 0 | 0 | 0 | 0 | 0 | 0 | 2726.5892 | 0 | 2726.5892 | 605.653 | 0 | 9560.7997 | 10518.704 | 20079.5037 | 0 | 5034.4908 | 0
3398 | Commercial | CasEgsld403 | Outdoor Lighting Controls | 0 | 0 | 0 | 0 | 0 | 0 | 0 | 0 | 0 | 0 | 0 | 0 | 1129.5927 | 0 | 1129.5927 | 1160.8607 | 0 | 3960.9229 | 10617.8427 | 14578.7656 | 0 | 1818.2155 | 0
3399 | Commercial | CasNgsld403 | Outdoor Lighting Controls | 0 | 0 | 0 | 0 | 0 | 0 | 0 | 0 | 0 | 0 | 0 | 0 | 1129.5927 | 0 | 1129.5927 | 1160.8607 | 0 | 3960.9229 | 10617.8427 | 14578.7656 | 0 | 1818.2155 | 0
3400 | Commercial | CcoEgsld403 | Outdoor Lighting Controls | 0 | 0 | 0 | 0 | 0 | 0 | 0 | 0 | 0 | 0 | 0 | 0 | 1129.5927 | 0 | 1129.5927 | 1160.8607 | 0 | 3960.9229 | 10617.8427 | 14578.7656 | 0 | 1818.2155 | 0
3401 | Commercial | CcoNgsld403 | Outdoor Lighting Controls | 0 | 0 | 0 | 0 | 0 | 0 | 0 | 0 | 0 | 0 | 0 | 0 | 1129.5927 | 0 | 1129.5927 | 1160.8607 | 0 | 3960.9229 | 10617.8427 | 14578.7656 | 0 | 1818.2155 | 0
3402 | Commercial | CgrEgsld403 | Outdoor Lighting Controls | 0 | 0 | 0 | 0 | 0 | 0 | 0 | 0 | 0 | 0 | 0 | 0 | 1129.5927 | 0 | 1129.5927 | 1160.8607 | 0 | 3960.9229 | 10617.8427 | 14578.7656 | 0 | 1818.2155 | 0
3403 | Commercial | CgrNgsld403 | Outdoor Lighting Controls | 0 | 0 | 0 | 0 | 0 | 0 | 0 | 0 | 0 | 0 | 0 | 0 | 1129.5927 | 0 | 1129.5927 | 1160.8607 | 0 | 3960.9229 | 10617.8427 | 14578.7656 | 0 | 1818.2155 | 0
3404 | Commercial | CheEgsld403 | Outdoor Lighting Controls | 0 | 0 | 0 | 0 | 0 | 0 | 0 | 0 | 0 | 0 | 0 | 0 | 1129.5927 | 0 | 1129.5927 | 1160.8607 | 0 | 3960.9229 | 10617.8427 | 14578.7656 | 0 | 1818.2155 | 0
3405 | Commercial | CheNgsld403 | Outdoor Lighting Controls | 0 | 0 | 0 | 0 | 0 | 0 | 0 | 0 | 0 | 0 | 0 | 0 | 1129.5927 | 0 | 1129.5927 | 1160.8607 | 0 | 3960.9229 | 10617.8427 | 14578.7656 | 0 | 1818.2155 | 0
3406 | Commercial | ChoEgsld403 | Outdoor Lighting Controls | 0 | 0 | 0 | 0 | 0 | 0 | 0 | 0 | 0 | 0 | 0 | 0 | 1129.5927 | 0 | 1129.5927 | 1160.8607 | 0 | 3960.9229 | 10617.8427 | 14578.7656 | 0 | 1818.2155 | 0
3407 | Commercial | ChoNgsld403 | Outdoor Lighting Controls | 0 | 0 | 0 | 0 | 0 | 0 | 0 | 0 | 0 | 0 | 0 | 0 | 1129.5927 | 0 | 1129.5927 | 1160.8607 | 0 | 3960.9229 | 10617.8427 | 14578.7656 | 0 | 1818.2155 | 0
3408 | Commercial | CinEgsld403 | Outdoor Lighting Controls | 0 | 0 | 0 | 0 | 0 | 0 | 0 | 0 | 0 | 0 | 0 | 0 | 1129.5927 | 0 | 1129.5927 | 1160.8607 | 0 | 3960.9229 | 10617.8427 | 14578.7656 | 0 | 1818.2155 | 0
3409 | Commercial | CinNgsld403 | Outdoor Lighting Controls | 0 | 0 | 0 | 0 | 0 | 0 | 0 | 0 | 0 | 0 | 0 | 0 | 1129.5927 | 0 | 1129.5927 | 1160.8607 | 0 | 3960.9229 | 10617.8427 | 14578.7656 | 0 | 1818.2155 | 0
3410 | Commercial | CloEgsld403 | Outdoor Lighting Controls | 0 | 0 | 0 | 0 | 0 | 0 | 0 | 0 | 0 | 0 | 0 | 0 | 1129.5927 | 0 | 1129.5927 | 1160.8607 | 0 | 3960.9229 | 10617.8427 | 14578.7656 | 0 | 1818.2155 | 0
3411 | Commercial | CloNgsld403 | Outdoor Lighting Controls | 0 | 0 | 0 | 0 | 0 | 0 | 0 | 0 | 0 | 0 | 0 | 0 | 1129.5927 | 0 | 1129.5927 | 1160.8607 | 0 | 3960.9229 | 10617.8427 | 14578.7656 | 0 | 1818.2155 | 0
3412 | Commercial | CmiEgsld403 | Outdoor Lighting Controls | 0 | 0 | 0 | 0 | 0 | 0 | 0 | 0 | 0 | 0 | 0 | 0 | 1129.5927 | 0 | 1129.5927 | 1160.8607 | 0 | 3960.9229 | 10617.8427 | 14578.7656 | 0 | 1818.2155 | 0
3413 | Commercial | CmiNgsld403 | Outdoor Lighting Controls | 0 | 0 | 0 | 0 | 0 | 0 | 0 | 0 | 0 | 0 | 0 | 0 | 1129.5927 | 0 | 1129.5927 | 1160.8607 | 0 | 3960.9229 | 10617.8427 | 14578.7656 | 0 | 1818.2155 | 0
3414 | Commercial | CofEgsld403 | Outdoor Lighting Controls | 0 | 0 | 0 | 0 | 0 | 0 | 0 | 0 | 0 | 0 | 0 | 0 | 1129.5927 | 0 | 1129.5927 | 1160.8607 | 0 | 3960.9229 | 10617.8427 | 14578.7656 | 0 | 1818.2155 | 0
3415 | Commercial | CofNgsld403 | Outdoor Lighting Controls | 0 | 0 | 0 | 0 | 0 | 0 | 0 | 0 | 0 | 0 | 0 | 0 | 1129.5927 | 0 | 1129.5927 | 1160.8607 | 0 | 3960.9229 | 10617.8427 | 14578.7656 | 0 | 1818.2155 | 0
3416 | Commercial | CreEgsld403 | Outdoor Lighting Controls | 0 | 0 | 0 | 0 | 0 | 0 | 0 | 0 | 0 | 0 | 0 | 0 | 1129.5927 | 0 | 1129.5927 | 1160.8607 | 0 | 3960.9229 | 10617.8427 | 14578.7656 | 0 | 1818.2155 | 0
3417 | Commercial | CreNgsld403 | Outdoor Lighting Controls | 0 | 0 | 0 | 0 | 0 | 0 | 0 | 0 | 0 | 0 | 0 | 0 | 1129.5927 | 0 | 1129.5927 | 1160.8607 | 0 | 3960.9229 | 10617.8427 | 14578.7656 | 0 | 1818.2155 | 0
3418 | Commercial | CrtEgsld403 | Outdoor Lighting Controls | 0 | 0 | 0 | 0 | 0 | 0 | 0 | 0 | 0 | 0 | 0 | 0 | 1129.5927 | 0 | 1129.5927 | 1160.8607 | 0 | 3960.9229 | 10617.8427 | 14578.7656 | 0 | 1818.2155 | 0
3419 | Commercial | CrtNgsld403 | Outdoor Lighting Controls | 0 | 0 | 0 | 0 | 0 | 0 | 0 | 0 | 0 | 0 | 0 | 0 | 1129.5927 | 0 | 1129.5927 | 1160.8607 | 0 | 3960.9229 | 10617.8427 | 14578.7656 | 0 | 1818.2155 | 0
3420 | Commercial | CscEgsld403 | Outdoor Lighting Controls | 0 | 0 | 0 | 0 | 0 | 0 | 0 | 0 | 0 | 0 | 0 | 0 | 1129.5927 | 0 | 1129.5927 | 1160.8607 | 0 | 3960.9229 | 10617.8427 | 14578.7656 | 0 | 1818.2155 | 0
3421 | Commercial | CscNgsld403 | Outdoor Lighting Controls | 0 | 0 | 0 | 0 | 0 | 0 | 0 | 0 | 0 | 0 | 0 | 0 | 1129.5927 | 0 | 1129.5927 | 1160.8607 | 0 | 3960.9229 | 10617.8427 | 14578.7656 | 0 | 1818.2155 | 0
3422 | Commercial | CwaEgsld403 | Outdoor Lighting Controls | 0 | 0 | 0 | 0 | 0 | 0 | 0 | 0 | 0 | 0 | 0 | 0 | 1129.5927 | 0 | 1129.5927 | 1160.8607 | 0 | 3960.9229 | 10617.8427 | 14578.7656 | 0 | 1818.2155 | 0
3423 | Commercial | CwaNgsld403 | Outdoor Lighting Controls | 0 | 0 | 0 | 0 | 0 | 0 | 0 | 0 | 0 | 0 | 0 | 0 | 1129.5927 | 0 | 1129.5927 | 1160.8607 | 0 | 3960.9229 | 10617.8427 | 14578.7656 | 0 | 1818.2155 | 0
3424 | Commercial | CasNgsld404 | High Efficiency HID Lighting | 0 | 0 | 0 | 0 | 0 | 0 | 0 | 0 | 0 | 0 | 0 | 0 | 972.2565 | 0 | 972.2565 | 814.9618 | 0 | 3409.2228 | 10617.8427 | 14027.0656 | 0 | 1899.352 | 0
3425 | Commercial | CasTgsld404 | High Efficiency HID Lighting | 0 | 0 | 0 | 0 | 0 | 0 | 0 | 0 | 0 | 0 | 0 | 0 | 972.2565 | 0 | 972.2565 | 814.9618 | 0 | 3409.2228 | 10617.8427 | 14027.0656 | 0 | 1899.352 | 0
3426 | Commercial | CcoNgsld404 | High Efficiency HID Lighting | 0 | 0 | 0 | 0 | 0 | 0 | 0 | 0 | 0 | 0 | 0 | 0 | 972.2565 | 0 | 972.2565 | 814.9618 | 0 | 3409.2228 | 10617.8427 | 14027.0656 | 0 | 1899.352 | 0
3427 | Commercial | CcoTgsld404 | High Efficiency HID Lighting | 0 | 0 | 0 | 0 | 0 | 0 | 0 | 0 | 0 | 0 | 0 | 0 | 972.2565 | 0 | 972.2565 | 814.9618 | 0 | 3409.2228 | 10617.8427 | 14027.0656 | 0 | 1899.352 | 0
3428 | Commercial | CgrNgsld404 | High Efficiency HID Lighting | 0 | 0 | 0 | 0 | 0 | 0 | 0 | 0 | 0 | 0 | 0 | 0 | 972.2565 | 0 | 972.2565 | 814.9618 | 0 | 3409.2228 | 10617.8427 | 14027.0656 | 0 | 1899.352 | 0
3429 | Commercial | CgrTgsld404 | High Efficiency HID Lighting | 0 | 0 | 0 | 0 | 0 | 0 | 0 | 0 | 0 | 0 | 0 | 0 | 972.2565 | 0 | 972.2565 | 814.9618 | 0 | 3409.2228 | 10617.8427 | 14027.0656 | 0 | 1899.352 | 0
3430 | Commercial | CheNgsld404 | High Efficiency HID Lighting | 0 | 0 | 0 | 0 | 0 | 0 | 0 | 0 | 0 | 0 | 0 | 0 | 972.2565 | 0 | 972.2565 | 814.9618 | 0 | 3409.2228 | 10617.8427 | 14027.0656 | 0 | 1899.352 | 0
3431 | Commercial | CheTgsld404 | High Efficiency HID Lighting | 0 | 0 | 0 | 0 | 0 | 0 | 0 | 0 | 0 | 0 | 0 | 0 | 972.2565 | 0 | 972.2565 | 814.9618 | 0 | 3409.2228 | 10617.8427 | 14027.0656 | 0 | 1899.352 | 0
3432 | Commercial | ChoNgsld404 | High Efficiency HID Lighting | 0 | 0 | 0 | 0 | 0 | 0 | 0 | 0 | 0 | 0 | 0 | 0 | 972.2565 | 0 | 972.2565 | 814.9618 | 0 | 3409.2228 | 10617.8427 | 14027.0656 | 0 | 1899.352 | 0
3433 | Commercial | ChoTgsld404 | High Efficiency HID Lighting | 0 | 0 | 0 | 0 | 0 | 0 | 0 | 0 | 0 | 0 | 0 | 0 | 972.2565 | 0 | 972.2565 | 814.9618 | 0 | 3409.2228 | 10617.8427 | 14027.0656 | 0 | 1899.352 | 0
3434 | Commercial | CinNgsld404 | High Efficiency HID Lighting | 0 | 0 | 0 | 0 | 0 | 0 | 0 | 0 | 0 | 0 | 0 | 0 | 972.2565 | 0 | 972.2565 | 814.9618 | 0 | 3409.2228 | 10617.8427 | 14027.0656 | 0 | 1899.352 | 0
3435 | Commercial | CinTgsld404 | High Efficiency HID Lighting | 0 | 0 | 0 | 0 | 0 | 0 | 0 | 0 | 0 | 0 | 0 | 0 | 972.2565 | 0 | 972.2565 | 814.9618 | 0 | 3409.2228 | 10617.8427 | 14027.0656 | 0 | 1899.352 | 0
3436 | Commercial | CloNgsld404 | High Efficiency HID Lighting | 0 | 0 | 0 | 0 | 0 | 0 | 0 | 0 | 0 | 0 | 0 | 0 | 972.2565 | 0 | 972.2565 | 814.9618 | 0 | 3409.2228 | 10617.8427 | 14027.0656 | 0 | 1899.352 | 0
3437 | Commercial | CloTgsld404 | High Efficiency HID Lighting | 0 | 0 | 0 | 0 | 0 | 0 | 0 | 0 | 0 | 0 | 0 | 0 | 972.2565 | 0 | 972.2565 | 814.9618 | 0 | 3409.2228 | 10617.8427 | 14027.0656 | 0 | 1899.352 | 0
3438 | Commercial | CmiNgsld404 | High Efficiency HID Lighting | 0 | 0 | 0 | 0 | 0 | 0 | 0 | 0 | 0 | 0 | 0 | 0 | 972.2565 | 0 | 972.2565 | 814.9618 | 0 | 3409.2228 | 10617.8427 | 14027.0656 | 0 | 1899.352 | 0
3439 | Commercial | CmiTgsld404 | High Efficiency HID Lighting | 0 | 0 | 0 | 0 | 0 | 0 | 0 | 0 | 0 | 0 | 0 | 0 | 972.2565 | 0 | 972.2565 | 814.9618 | 0 | 3409.2228 | 10617.8427 | 14027.0656 | 0 | 1899.352 | 0
3440 | Commercial | CofNgsld404 | High Efficiency HID Lighting | 0 | 0 | 0 | 0 | 0 | 0 | 0 | 0 | 0 | 0 | 0 | 0 | 972.2565 | 0 | 972.2565 | 814.9618 | 0 | 3409.2228 | 10617.8427 | 14027.0656 | 0 | 1899.352 | 0
3441 | Commercial | CofTgsld404 | High Efficiency HID Lighting | 0 | 0 | 0 | 0 | 0 | 0 | 0 | 0 | 0 | 0 | 0 | 0 | 972.2565 | 0 | 972.2565 | 814.9618 | 0 | 3409.2228 | 10617.8427 | 14027.0656 | 0 | 1899.352 | 0
3442 | Commercial | CreNgsld404 | High Efficiency HID Lighting | 0 | 0 | 0 | 0 | 0 | 0 | 0 | 0 | 0 | 0 | 0 | 0 | 972.2565 | 0 | 972.2565 | 814.9618 | 0 | 3409.2228 | 10617.8427 | 14027.0656 | 0 | 1899.352 | 0
3443 | Commercial | CreTgsld404 | High Efficiency HID Lighting | 0 | 0 | 0 | 0 | 0 | 0 | 0 | 0 | 0 | 0 | 0 | 0 | 972.2565 | 0 | 972.2565 | 814.9618 | 0 | 3409.2228 | 10617.8427 | 14027.0656 | 0 | 1899.352 | 0
3444 | Commercial | CrtNgsld404 | High Efficiency HID Lighting | 0 | 0 | 0 | 0 | 0 | 0 | 0 | 0 | 0 | 0 | 0 | 0 | 972.2565 | 0 | 972.2565 | 814.9618 | 0 | 3409.2228 | 10617.8427 | 14027.0656 | 0 | 1899.352 | 0
3445 | Commercial | CrtTgsld404 | High Efficiency HID Lighting | 0 | 0 | 0 | 0 | 0 | 0 | 0 | 0 | 0 | 0 | 0 | 0 | 972.2565 | 0 | 972.2565 | 814.9618 | 0 | 3409.2228 | 10617.8427 | 14027.0656 | 0 | 1899.352 | 0
3446 | Commercial | CscNgsld404 | High Efficiency HID Lighting | 0 | 0 | 0 | 0 | 0 | 0 | 0 | 0 | 0 | 0 | 0 | 0 | 972.2565 | 0 | 972.2565 | 814.9618 | 0 | 3409.2228 | 10617.8427 | 14027.0656 | 0 | 1899.352 | 0
3447 | Commercial | CscTgsld404 | High Efficiency HID Lighting | 0 | 0 | 0 | 0 | 0 | 0 | 0 | 0 | 0 | 0 | 0 | 0 | 972.2565 | 0 | 972.2565 | 814.9618 | 0 | 3409.2228 | 10617.8427 | 14027.0656 | 0 | 1899.352 | 0
3448 | Commercial | CwaNgsld404 | High Efficiency HID Lighting | 0 | 0 | 0 | 0 | 0 | 0 | 0 | 0 | 0 | 0 | 0 | 0 | 972.2565 | 0 | 972.2565 | 814.9618 | 0 | 3409.2228 | 10617.8427 | 14027.0656 | 0 | 1899.352 | 0
3449 | Commercial | CwaTgsld404 | High Efficiency HID Lighting | 0 | 0 | 0 | 0 | 0 | 0 | 0 | 0 | 0 | 0 | 0 | 0 | 972.2565 | 0 | 972.2565 | 814.9618 | 0 | 3409.2228 | 10617.8427 | 14027.0656 | 0 | 1899.352 | 0
3450 | Commercial | CasNgsld407 | LED Exterior Lighting | 0 | 0 | 0 | 0 | 0 | 0 | 0 | 0 | 0 | 0 | 0 | 0 | 1533.0186 | 0 | 1533.0186 | 746.2301 | 0 | 5375.5379 | 10617.8427 | 15993.3806 | 0 | 2818.0006 | 0
3451 | Commercial | CasTgsld407 | LED Exterior Lighting | 0 | 0 | 0 | 0 | 0 | 0 | 0 | 0 | 0 | 0 | 0 | 0 | 1533.0186 | 0 | 1533.0186 | 746.2301 | 0 | 5375.5379 | 10617.8427 | 15993.3806 | 0 | 2818.0006 | 0
3452 | Commercial | CcoNgsld407 | LED Exterior Lighting | 0 | 0 | 0 | 0 | 0 | 0 | 0 | 0 | 0 | 0 | 0 | 0 | 1533.0186 | 0 | 1533.0186 | 746.2301 | 0 | 5375.5379 | 10617.8427 | 15993.3806 | 0 | 2818.0006 | 0
3453 | Commercial | CcoTgsld407 | LED Exterior Lighting | 0 | 0 | 0 | 0 | 0 | 0 | 0 | 0 | 0 | 0 | 0 | 0 | 1533.0186 | 0 | 1533.0186 | 746.2301 | 0 | 5375.5379 | 10617.8427 | 15993.3806 | 0 | 2818.0006 | 0
3454 | Commercial | CgrNgsld407 | LED Exterior Lighting | 0 | 0 | 0 | 0 | 0 | 0 | 0 | 0 | 0 | 0 | 0 | 0 | 1533.0186 | 0 | 1533.0186 | 746.2301 | 0 | 5375.5379 | 10617.8427 | 15993.3806 | 0 | 2818.0006 | 0
3455 | Commercial | CgrTgsld407 | LED Exterior Lighting | 0 | 0 | 0 | 0 | 0 | 0 | 0 | 0 | 0 | 0 | 0 | 0 | 1533.0186 | 0 | 1533.0186 | 746.2301 | 0 | 5375.5379 | 10617.8427 | 15993.3806 | 0 | 2818.0006 | 0
3456 | Commercial | CheNgsld407 | LED Exterior Lighting | 0 | 0 | 0 | 0 | 0 | 0 | 0 | 0 | 0 | 0 | 0 | 0 | 1533.0186 | 0 | 1533.0186 | 746.2301 | 0 | 5375.5379 | 10617.8427 | 15993.3806 | 0 | 2818.0006 | 0
3457 | Commercial | CheTgsld407 | LED Exterior Lighting | 0 | 0 | 0 | 0 | 0 | 0 | 0 | 0 | 0 | 0 | 0 | 0 | 1533.0186 | 0 | 1533.0186 | 746.2301 | 0 | 5375.5379 | 10617.8427 | 15993.3806 | 0 | 2818.0006 | 0
3458 | Commercial | ChoNgsld407 | LED Exterior Lighting | 0 | 0 | 0 | 0 | 0 | 0 | 0 | 0 | 0 | 0 | 0 | 0 | 1533.0186 | 0 | 1533.0186 | 746.2301 | 0 | 5375.5379 | 10617.8427 | 15993.3806 | 0 | 2818.0006 | 0
3459 | Commercial | ChoTgsld407 | LED Exterior Lighting | 0 | 0 | 0 | 0 | 0 | 0 | 0 | 0 | 0 | 0 | 0 | 0 | 1533.0186 | 0 | 1533.0186 | 746.2301 | 0 | 5375.5379 | 10617.8427 | 15993.3806 | 0 | 2818.0006 | 0
3460 | Commercial | CinNgsld407 | LED Exterior Lighting | 0 | 0 | 0 | 0 | 0 | 0 | 0 | 0 | 0 | 0 | 0 | 0 | 1533.0186 | 0 | 1533.0186 | 746.2301 | 0 | 5375.5379 | 10617.8427 | 15993.3806 | 0 | 2818.0006 | 0
3461 | Commercial | CinTgsld407 | LED Exterior Lighting | 0 | 0 | 0 | 0 | 0 | 0 | 0 | 0 | 0 | 0 | 0 | 0 | 1533.0186 | 0 | 1533.0186 | 746.2301 | 0 | 5375.5379 | 10617.8427 | 15993.3806 | 0 | 2818.0006 | 0
3462 | Commercial | CloNgsld407 | LED Exterior Lighting | 0 | 0 | 0 | 0 | 0 | 0 | 0 | 0 | 0 | 0 | 0 | 0 | 1533.0186 | 0 | 1533.0186 | 746.2301 | 0 | 5375.5379 | 10617.8427 | 15993.3806 | 0 | 2818.0006 | 0
3463 | Commercial | CloTgsld407 | LED Exterior Lighting | 0 | 0 | 0 | 0 | 0 | 0 | 0 | 0 | 0 | 0 | 0 | 0 | 1533.0186 | 0 | 1533.0186 | 746.2301 | 0 | 5375.5379 | 10617.8427 | 15993.3806 | 0 | 2818.0006 | 0
3464 | Commercial | CmiNgsld407 | LED Exterior Lighting | 0 | 0 | 0 | 0 | 0 | 0 | 0 | 0 | 0 | 0 | 0 | 0 | 1533.0186 | 0 | 1533.0186 | 746.2301 | 0 | 5375.5379 | 10617.8427 | 15993.3806 | 0 | 2818.0006 | 0
3465 | Commercial | CmiTgsld407 | LED Exterior Lighting | 0 | 0 | 0 | 0 | 0 | 0 | 0 | 0 | 0 | 0 | 0 | 0 | 1533.0186 | 0 | 1533.0186 | 746.2301 | 0 | 5375.5379 | 10617.8427 | 15993.3806 | 0 | 2818.0006 | 0
3466 | Commercial | CofNgsld407 | LED Exterior Lighting | 0 | 0 | 0 | 0 | 0 | 0 | 0 | 0 | 0 | 0 | 0 | 0 | 1533.0186 | 0 | 1533.0186 | 746.2301 | 0 | 5375.5379 | 10617.8427 | 15993.3806 | 0 | 2818.0006 | 0
3467 | Commercial | CofTgsld407 | LED Exterior Lighting | 0 | 0 | 0 | 0 | 0 | 0 | 0 | 0 | 0 | 0 | 0 | 0 | 1533.0186 | 0 | 1533.0186 | 746.2301 | 0 | 5375.5379 | 10617.8427 | 15993.3806 | 0 | 2818.0006 | 0
3468 | Commercial | CreNgsld407 | LED Exterior Lighting | 0 | 0 | 0 | 0 | 0 | 0 | 0 | 0 | 0 | 0 | 0 | 0 | 1533.0186 | 0 | 1533.0186 | 746.2301 | 0 | 5375.5379 | 10617.8427 | 15993.3806 | 0 | 2818.0006 | 0
3469 | Commercial | CreTgsld407 | LED Exterior Lighting | 0 | 0 | 0 | 0 | 0 | 0 | 0 | 0 | 0 | 0 | 0 | 0 | 1533.0186 | 0 | 1533.0186 | 746.2301 | 0 | 5375.5379 | 10617.8427 | 15993.3806 | 0 | 2818.0006 | 0
3470 | Commercial | CrtNgsld407 | LED Exterior Lighting | 0 | 0 | 0 | 0 | 0 | 0 | 0 | 0 | 0 | 0 | 0 | 0 | 1533.0186 | 0 | 1533.0186 | 746.2301 | 0 | 5375.5379 | 10617.8427 | 15993.3806 | 0 | 2818.0006 | 0
3471 | Commercial | CrtTgsld407 | LED Exterior Lighting | 0 | 0 | 0 | 0 | 0 | 0 | 0 | 0 | 0 | 0 | 0 | 0 | 1533.0186 | 0 | 1533.0186 | 746.2301 | 0 | 5375.5379 | 10617.8427 | 15993.3806 | 0 | 2818.0006 | 0
3472 | Commercial | CscNgsld407 | LED Exterior Lighting | 0 | 0 | 0 | 0 | 0 | 0 | 0 | 0 | 0 | 0 | 0 | 0 | 1533.0186 | 0 | 1533.0186 | 746.2301 | 0 | 5375.5379 | 10617.8427 | 15993.3806 | 0 | 2818.0006 | 0
3473 | Commercial | CscTgsld407 | LED Exterior Lighting | 0 | 0 | 0 | 0 | 0 | 0 | 0 | 0 | 0 | 0 | 0 | 0 | 1533.0186 | 0 | 1533.0186 | 746.2301 | 0 | 5375.5379 | 10617.8427 | 15993.3806 | 0 | 2818.0006 | 0
3474 | Commercial | CwaNgsld407 | LED Exterior Lighting | 0 | 0 | 0 | 0 | 0 | 0 | 0 | 0 | 0 | 0 | 0 | 0 | 1533.0186 | 0 | 1533.0186 | 746.2301 | 0 | 5375.5379 | 10617.8427 | 15993.3806 | 0 | 2818.0006 | 0
3475 | Commercial | CwaTgsld407 | LED Exterior Lighting | 0 | 0 | 0 | 0 | 0 | 0 | 0 | 0 | 0 | 0 | 0 | 0 | 1533.0186 | 0 | 1533.0186 | 746.2301 | 0 | 5375.5379 | 10617.8427 | 15993.3806 | 0 | 2818.0006 | 0
3476 | Commercial | CinNgsld410 | LED Traffic and Crosswalk Lighting | 0 | 0 | 0 | 0 | 0 | 0 | 0 | 0 | 0 | 0 | 0 | 0 | 76.2272 | 0 | 76.2272 | 898.9844 | 0 | 267.2912 | 10617.8427 | 10885.1339 | 0 | 839.8407 | 0
3477 | Commercial | CinTgsld410 | LED Traffic and Crosswalk Lighting | 0 | 0 | 0 | 0 | 0 | 0 | 0 | 0 | 0 | 0 | 0 | 0 | 76.2272 | 0 | 76.2272 | 898.9844 | 0 | 267.2912 | 10617.8427 | 10885.1339 | 0 | 839.8407 | 0
3478 | Commercial | CasEgsld502 | Bi-Level Lighting Control (Interior) | 3894.3348 | 1981.7904 | 73.9445 | 11986.7978 | 12804.2727 | 3076.8598 | 2055.7349 | 2399.4248 | 426.7314 | 464.7869 | 232.3574 | 3523.3005 | 730376.4147 | 0 | 730376.4147 | 1160.8607 | 0 | 2561068.8576 | 11040.5152 | 2572109.3729 | 0 | 4256504.6444 | 0
3479 | Commercial | CasNgsld502 | Bi-Level Lighting Control (Interior) | 3894.3348 | 1981.7904 | 73.9445 | 11986.7978 | 12804.2727 | 3076.8598 | 2055.7349 | 2399.4248 | 426.7314 | 464.7869 | 232.3574 | 3523.3005 | 730376.4147 | 0 | 730376.4147 | 1160.8607 | 0 | 2561068.8576 | 11040.5152 | 2572109.3729 | 0 | 4256504.6444 | 0
3480 | Commercial | CcoEgsld502 | Bi-Level Lighting Control (Interior) | 3894.3348 | 1981.7904 | 73.9445 | 11986.7978 | 12804.2727 | 3076.8598 | 2055.7349 | 2399.4248 | 426.7314 | 464.7869 | 232.3574 | 3523.3005 | 730376.4147 | 0 | 730376.4147 | 1160.8607 | 0 | 2561068.8576 | 11040.5152 | 2572109.3729 | 0 | 2777157.0585 | 0
3481 | Commercial | CcoNgsld502 | Bi-Level Lighting Control (Interior) | 3894.3348 | 1981.7904 | 73.9445 | 11986.7978 | 12804.2727 | 3076.8598 | 2055.7349 | 2399.4248 | 426.7314 | 464.7869 | 232.3574 | 3523.3005 | 730376.4147 | 0 | 730376.4147 | 1160.8607 | 0 | 2561068.8576 | 11040.5152 | 2572109.3729 | 0 | 2777157.0585 | 0
3482 | Commercial | CgrEgsld502 | Bi-Level Lighting Control (Interior) | 3894.3348 | 1981.7904 | 73.9445 | 11986.7978 | 12804.2727 | 3076.8598 | 2055.7349 | 2399.4248 | 426.7314 | 464.7869 | 232.3574 | 3523.3005 | 162550.9479 | 0 | 162550.9479 | 1160.8607 | 0 | 569985.7802 | 11040.5152 | 581026.2955 | 0 | 491429.8969 | 0
3483 | Commercial | CgrNgsld502 | Bi-Level Lighting Control (Interior) | 3894.3348 | 1981.7904 | 73.9445 | 11986.7978 | 12804.2727 | 3076.8598 | 2055.7349 | 2399.4248 | 426.7314 | 464.7869 | 232.3574 | 3523.3005 | 162550.9479 | 0 | 162550.9479 | 1160.8607 | 0 | 569985.7802 | 11040.5152 | 581026.2955 | 0 | 491429.8969 | 0
3484 | Commercial | CheEgsld502 | Bi-Level Lighting Control (Interior) | 3894.3348 | 1981.7904 | 73.9445 | 11986.7978 | 12804.2727 | 3076.8598 | 2055.7349 | 2399.4248 | 426.7314 | 464.7869 | 232.3574 | 3523.3005 | 730376.4147 | 0 | 730376.4147 | 1160.8607 | 0 | 2561068.8576 | 11040.5152 | 2572109.3729 | 0 | 2434707.3067 | 0
3485 | Commercial | CheNgsld502 | Bi-Level Lighting Control (Interior) | 3894.3348 | 1981.7904 | 73.9445 | 11986.7978 | 12804.2727 | 3076.8598 | 2055.7349 | 2399.4248 | 426.7314 | 464.7869 | 232.3574 | 3523.3005 | 730376.4147 | 0 | 730376.4147 | 1160.8607 | 0 | 2561068.8576 | 11040.5152 | 2572109.3729 | 0 | 2434707.3067 | 0
3486 | Commercial | ChoEgsld502 | Bi-Level Lighting Control (Interior) | 3894.3348 | 1981.7904 | 73.9445 | 11986.7978 | 12804.2727 | 3076.8598 | 2055.7349 | 2399.4248 | 426.7314 | 464.7869 | 232.3574 | 3523.3005 | 730376.4147 | 0 | 730376.4147 | 1160.8607 | 0 | 2561068.8576 | 11040.5152 | 2572109.3729 | 0 | 1799721.8627 | 0
3487 | Commercial | ChoNgsld502 | Bi-Level Lighting Control (Interior) | 3894.3348 | 1981.7904 | 73.9445 | 11986.7978 | 12804.2727 | 3076.8598 | 2055.7349 | 2399.4248 | 426.7314 | 464.7869 | 232.3574 | 3523.3005 | 730376.4147 | 0 | 730376.4147 | 1160.8607 | 0 | 2561068.8576 | 11040.5152 | 2572109.3729 | 0 | 1799721.8627 | 0
3488 | Commercial | CinEgsld502 | Bi-Level Lighting Control (Interior) | 3894.3348 | 1981.7904 | 73.9445 | 11986.7978 | 12804.2727 | 3076.8598 | 2055.7349 | 2399.4248 | 426.7314 | 464.7869 | 232.3574 | 3523.3005 | 730376.4147 | 0 | 730376.4147 | 1160.8607 | 0 | 2561068.8576 | 11040.5152 | 2572109.3729 | 0 | 3710732.7213 | 0
3489 | Commercial | CinNgsld502 | Bi-Level Lighting Control (Interior) | 3894.3348 | 1981.7904 | 73.9445 | 11986.7978 | 12804.2727 | 3076.8598 | 2055.7349 | 2399.4248 | 426.7314 | 464.7869 | 232.3574 | 3523.3005 | 730376.4147 | 0 | 730376.4147 | 1160.8607 | 0 | 2561068.8576 | 11040.5152 | 2572109.3729 | 0 | 3710732.7213 | 0
3490 | Commercial | CloEgsld502 | Bi-Level Lighting Control (Interior) | 3894.3348 | 1981.7904 | 73.9445 | 11986.7978 | 12804.2727 | 3076.8598 | 2055.7349 | 2399.4248 | 426.7314 | 464.7869 | 232.3574 | 3523.3005 | 162550.9479 | 0 | 162550.9479 | 1160.8607 | 0 | 569985.7802 | 11040.5152 | 581026.2955 | 0 | 725755.8119 | 0
3491 | Commercial | CloNgsld502 | Bi-Level Lighting Control (Interior) | 3894.3348 | 1981.7904 | 73.9445 | 11986.7978 | 12804.2727 | 3076.8598 | 2055.7349 | 2399.4248 | 426.7314 | 464.7869 | 232.3574 | 3523.3005 | 162550.9479 | 0 | 162550.9479 | 1160.8607 | 0 | 569985.7802 | 11040.5152 | 581026.2955 | 0 | 725755.8119 | 0
3492 | Commercial | CmiEgsld502 | Bi-Level Lighting Control (Interior) | 3894.3348 | 1981.7904 | 73.9445 | 11986.7978 | 12804.2727 | 3076.8598 | 2055.7349 | 2399.4248 | 426.7314 | 464.7869 | 232.3574 | 3523.3005 | 730376.4147 | 0 | 730376.4147 | 1160.8607 | 0 | 2561068.8576 | 11040.5152 | 2572109.3729 | 0 | 2777157.0585 | 0
3493 | Commercial | CmiNgsld502 | Bi-Level Lighting Control (Interior) | 3894.3348 | 1981.7904 | 73.9445 | 11986.7978 | 12804.2727 | 3076.8598 | 2055.7349 | 2399.4248 | 426.7314 | 464.7869 | 232.3574 | 3523.3005 | 730376.4147 | 0 | 730376.4147 | 1160.8607 | 0 | 2561068.8576 | 11040.5152 | 2572109.3729 | 0 | 2777157.0585 | 0
3494 | Commercial | CofEgsld502 | Bi-Level Lighting Control (Interior) | 3894.3348 | 1981.7904 | 73.9445 | 11986.7978 | 12804.2727 | 3076.8598 | 2055.7349 | 2399.4248 | 426.7314 | 464.7869 | 232.3574 | 3523.3005 | 730376.4147 | 0 | 730376.4147 | 1160.8607 | 0 | 2561068.8576 | 11040.5152 | 2572109.3729 | 0 | 3763205.7225 | 0
3495 | Commercial | CofNgsld502 | Bi-Level Lighting Control (Interior) | 3894.3348 | 1981.7904 | 73.9445 | 11986.7978 | 12804.2727 | 3076.8598 | 2055.7349 | 2399.4248 | 426.7314 | 464.7869 | 232.3574 | 3523.3005 | 730376.4147 | 0 | 730376.4147 | 1160.8607 | 0 | 2561068.8576 | 11040.5152 | 2572109.3729 | 0 | 3763205.7225 | 0
3496 | Commercial | CreEgsld502 | Bi-Level Lighting Control (Interior) | 3894.3348 | 1981.7904 | 73.9445 | 11986.7978 | 12804.2727 | 3076.8598 | 2055.7349 | 2399.4248 | 426.7314 | 464.7869 | 232.3574 | 3523.3005 | 162550.9479 | 0 | 162550.9479 | 1160.8607 | 0 | 569985.7802 | 11040.5152 | 581026.2955 | 0 | 811583.9444 | 0
3497 | Commercial | CreNgsld502 | Bi-Level Lighting Control (Interior) | 3894.3348 | 1981.7904 | 73.9445 | 11986.7978 | 12804.2727 | 3076.8598 | 2055.7349 | 2399.4248 | 426.7314 | 464.7869 | 232.3574 | 3523.3005 | 162550.9479 | 0 | 162550.9479 | 1160.8607 | 0 | 569985.7802 | 11040.5152 | 581026.2955 | 0 | 811583.9444 | 0
3498 | Commercial | CrtEgsld502 | Bi-Level Lighting Control (Interior) | 3894.3348 | 1981.7904 | 73.9445 | 11986.7978 | 12804.2727 | 3076.8598 | 2055.7349 | 2399.4248 | 426.7314 | 464.7869 | 232.3574 | 3523.3005 | 162550.9479 | 0 | 162550.9479 | 1160.8607 | 0 | 569985.7802 | 11040.5152 | 581026.2955 | 0 | 546646.7208 | 0
3499 | Commercial | CrtNgsld502 | Bi-Level Lighting Control (Interior) | 3894.3348 | 1981.7904 | 73.9445 | 11986.7978 | 12804.2727 | 3076.8598 | 2055.7349 | 2399.4248 | 426.7314 | 464.7869 | 232.3574 | 3523.3005 | 162550.9479 | 0 | 162550.9479 | 1160.8607 | 0 | 569985.7802 | 11040.5152 | 581026.2955 | 0 | 546646.7208 | 0
3500 | Commercial | CscEgsld502 | Bi-Level Lighting Control (Interior) | 3894.3348 | 1981.7904 | 73.9445 | 11986.7978 | 12804.2727 | 3076.8598 | 2055.7349 | 2399.4248 | 426.7314 | 464.7869 | 232.3574 | 3523.3005 | 730376.4147 | 0 | 730376.4147 | 1160.8607 | 0 | 2561068.8576 | 11040.5152 | 2572109.3729 | 0 | 5145736.609 | 0
3501 | Commercial | CscNgsld502 | Bi-Level Lighting Control (Interior) | 3894.3348 | 1981.7904 | 73.9445 | 11986.7978 | 12804.2727 | 3076.8598 | 2055.7349 | 2399.4248 | 426.7314 | 464.7869 | 232.3574 | 3523.3005 | 730376.4147 | 0 | 730376.4147 | 1160.8607 | 0 | 2561068.8576 | 11040.5152 | 2572109.3729 | 0 | 5145736.609 | 0
3502 | Commercial | CwaEgsld502 | Bi-Level Lighting Control (Interior) | 3894.3348 | 1981.7904 | 73.9445 | 11986.7978 | 12804.2727 | 3076.8598 | 2055.7349 | 2399.4248 | 426.7314 | 464.7869 | 232.3574 | 3523.3005 | 730376.4147 | 0 | 730376.4147 | 1160.8607 | 0 | 2561068.8576 | 11040.5152 | 2572109.3729 | 0 | 3201283.3687 | 0
3503 | Commercial | CwaNgsld502 | Bi-Level Lighting Control (Interior) | 3894.3348 | 1981.7904 | 73.9445 | 11986.7978 | 12804.2727 | 3076.8598 | 2055.7349 | 2399.4248 | 426.7314 | 464.7869 | 232.3574 | 3523.3005 | 730376.4147 | 0 | 730376.4147 | 1160.8607 | 0 | 2561068.8576 | 11040.5152 | 2572109.3729 | 0 | 3201283.3687 | 0
3504 | Commercial | CasEgsld503 | Interior Lighting Controls | 0 | 0 | 0 | 0 | 0 | 0 | 0 | 0 | 0 | 0 | 0 | 0 | 808.5387 | 0 | 808.5387 | 1160.8607 | 0 | 2835.1454 | 10518.704 | 13353.8494 | 0 | 2187.1677 | 0
3505 | Commercial | CasNgsld503 | Interior Lighting Controls | 0 | 0 | 0 | 0 | 0 | 0 | 0 | 0 | 0 | 0 | 0 | 0 | 808.5387 | 0 | 808.5387 | 1160.8607 | 0 | 2835.1454 | 10518.704 | 13353.8494 | 0 | 2187.1677 | 0
3506 | Commercial | CcoEgsld503 | Interior Lighting Controls | 0 | 0 | 0 | 0 | 0 | 0 | 0 | 0 | 0 | 0 | 0 | 0 | 1239.2345 | 0 | 1239.2345 | 1160.8607 | 0 | 4345.3826 | 10518.704 | 14864.0866 | 0 | 2187.1677 | 0
3507 | Commercial | CcoNgsld503 | Interior Lighting Controls | 0 | 0 | 0 | 0 | 0 | 0 | 0 | 0 | 0 | 0 | 0 | 0 | 1239.2345 | 0 | 1239.2345 | 1160.8607 | 0 | 4345.3826 | 10518.704 | 14864.0866 | 0 | 2187.1677 | 0
3508 | Commercial | CgrEgsld503 | Interior Lighting Controls | 0 | 0 | 0 | 0 | 0 | 0 | 0 | 0 | 0 | 0 | 0 | 0 | 1558.6016 | 0 | 1558.6016 | 1160.8607 | 0 | 5465.2451 | 10518.704 | 15983.9491 | 0 | 2187.1677 | 0
3509 | Commercial | CgrNgsld503 | Interior Lighting Controls | 0 | 0 | 0 | 0 | 0 | 0 | 0 | 0 | 0 | 0 | 0 | 0 | 1558.6016 | 0 | 1558.6016 | 1160.8607 | 0 | 5465.2451 | 10518.704 | 15983.9491 | 0 | 2187.1677 | 0
3510 | Commercial | CheEgsld503 | Interior Lighting Controls | 0 | 0 | 0 | 0 | 0 | 0 | 0 | 0 | 0 | 0 | 0 | 0 | 1413.537 | 0 | 1413.537 | 1160.8607 | 0 | 4956.5752 | 10518.704 | 15475.2792 | 0 | 2187.1677 | 0
3511 | Commercial | CheNgsld503 | Interior Lighting Controls | 0 | 0 | 0 | 0 | 0 | 0 | 0 | 0 | 0 | 0 | 0 | 0 | 1413.537 | 0 | 1413.537 | 1160.8607 | 0 | 4956.5752 | 10518.704 | 15475.2792 | 0 | 2187.1677 | 0
3512 | Commercial | ChoEgsld503 | Interior Lighting Controls | 0 | 0 | 0 | 0 | 0 | 0 | 0 | 0 | 0 | 0 | 0 | 0 | 1912.2671 | 0 | 1912.2671 | 1160.8607 | 0 | 6705.3751 | 10518.704 | 17224.0791 | 0 | 2187.1677 | 0
3513 | Commercial | ChoNgsld503 | Interior Lighting Controls | 0 | 0 | 0 | 0 | 0 | 0 | 0 | 0 | 0 | 0 | 0 | 0 | 1912.2671 | 0 | 1912.2671 | 1160.8607 | 0 | 6705.3751 | 10518.704 | 17224.0791 | 0 | 2187.1677 | 0
3514 | Commercial | CinEgsld503 | Interior Lighting Controls | 0 | 0 | 0 | 0 | 0 | 0 | 0 | 0 | 0 | 0 | 0 | 0 | 927.4579 | 0 | 927.4579 | 1160.8607 | 0 | 3252.1363 | 10518.704 | 13770.8403 | 0 | 2187.1677 | 0
3515 | Commercial | CinNgsld503 | Interior Lighting Controls | 0 | 0 | 0 | 0 | 0 | 0 | 0 | 0 | 0 | 0 | 0 | 0 | 927.4579 | 0 | 927.4579 | 1160.8607 | 0 | 3252.1363 | 10518.704 | 13770.8403 | 0 | 2187.1677 | 0
3516 | Commercial | CloEgsld503 | Interior Lighting Controls | 0 | 0 | 0 | 0 | 0 | 0 | 0 | 0 | 0 | 0 | 0 | 0 | 1055.3735 | 0 | 1055.3735 | 1160.8607 | 0 | 3700.6729 | 10518.704 | 14219.3769 | 0 | 2187.1677 | 0
3517 | Commercial | CloNgsld503 | Interior Lighting Controls | 0 | 0 | 0 | 0 | 0 | 0 | 0 | 0 | 0 | 0 | 0 | 0 | 1055.3735 | 0 | 1055.3735 | 1160.8607 | 0 | 3700.6729 | 10518.704 | 14219.3769 | 0 | 2187.1677 | 0
3518 | Commercial | CmiEgsld503 | Interior Lighting Controls | 0 | 0 | 0 | 0 | 0 | 0 | 0 | 0 | 0 | 0 | 0 | 0 | 1239.2345 | 0 | 1239.2345 | 1160.8607 | 0 | 4345.3826 | 10518.704 | 14864.0866 | 0 | 2187.1677 | 0
3519 | Commercial | CmiNgsld503 | Interior Lighting Controls | 0 | 0 | 0 | 0 | 0 | 0 | 0 | 0 | 0 | 0 | 0 | 0 | 1239.2345 | 0 | 1239.2345 | 1160.8607 | 0 | 4345.3826 | 10518.704 | 14864.0866 | 0 | 2187.1677 | 0
3520 | Commercial | CofEgsld503 | Interior Lighting Controls | 0 | 0 | 0 | 0 | 0 | 0 | 0 | 0 | 0 | 0 | 0 | 0 | 914.5259 | 0 | 914.5259 | 1160.8607 | 0 | 3206.7899 | 10518.704 | 13725.494 | 0 | 2187.1677 | 0
3521 | Commercial | CofNgsld503 | Interior Lighting Controls | 0 | 0 | 0 | 0 | 0 | 0 | 0 | 0 | 0 | 0 | 0 | 0 | 914.5259 | 0 | 914.5259 | 1160.8607 | 0 | 3206.7899 | 10518.704 | 13725.494 | 0 | 2187.1677 | 0
3522 | Commercial | CreEgsld503 | Interior Lighting Controls | 0 | 0 | 0 | 0 | 0 | 0 | 0 | 0 | 0 | 0 | 0 | 0 | 943.7637 | 0 | 943.7637 | 1160.8607 | 0 | 3309.3126 | 10518.704 | 13828.0166 | 0 | 2187.1677 | 0
3523 | Commercial | CreNgsld503 | Interior Lighting Controls | 0 | 0 | 0 | 0 | 0 | 0 | 0 | 0 | 0 | 0 | 0 | 0 | 943.7637 | 0 | 943.7637 | 1160.8607 | 0 | 3309.3126 | 10518.704 | 13828.0166 | 0 | 2187.1677 | 0
3524 | Commercial | CrtEgsld503 | Interior Lighting Controls | 0 | 0 | 0 | 0 | 0 | 0 | 0 | 0 | 0 | 0 | 0 | 0 | 1401.1672 | 0 | 1401.1672 | 1160.8607 | 0 | 4913.2004 | 10518.704 | 15431.9044 | 0 | 2187.1677 | 0
3525 | Commercial | CrtNgsld503 | Interior Lighting Controls | 0 | 0 | 0 | 0 | 0 | 0 | 0 | 0 | 0 | 0 | 0 | 0 | 1401.1672 | 0 | 1401.1672 | 1160.8607 | 0 | 4913.2004 | 10518.704 | 15431.9044 | 0 | 2187.1677 | 0
3526 | Commercial | CscEgsld503 | Interior Lighting Controls | 0 | 0 | 0 | 0 | 0 | 0 | 0 | 0 | 0 | 0 | 0 | 0 | 668.8155 | 0 | 668.8155 | 1160.8607 | 0 | 2345.2053 | 10518.704 | 12863.9094 | 0 | 2187.1677 | 0
3527 | Commercial | CscNgsld503 | Interior Lighting Controls | 0 | 0 | 0 | 0 | 0 | 0 | 0 | 0 | 0 | 0 | 0 | 0 | 668.8155 | 0 | 668.8155 | 1160.8607 | 0 | 2345.2053 | 10518.704 | 12863.9094 | 0 | 2187.1677 | 0
3528 | Commercial | CwaEgsld503 | Interior Lighting Controls | 0 | 0 | 0 | 0 | 0 | 0 | 0 | 0 | 0 | 0 | 0 | 0 | 1075.0528 | 0 | 1075.0528 | 1160.8607 | 0 | 3769.6785 | 10518.704 | 14288.3825 | 0 | 2187.1677 | 0
3529 | Commercial | CwaNgsld503 | Interior Lighting Controls | 0 | 0 | 0 | 0 | 0 | 0 | 0 | 0 | 0 | 0 | 0 | 0 | 1075.0528 | 0 | 1075.0528 | 1160.8607 | 0 | 3769.6785 | 10518.704 | 14288.3825 | 0 | 2187.1677 | 0
3530 | Commercial | CasNgsld505 | Premium T8 - Fixture Replacement | 4038.7136 | 2055.2634 | 76.6859 | 12470.7032 | 13321.1794 | 3188.2373 | 2131.9494 | 2489.6021 | 442.5845 | 482.255 | 240.9895 | 3655.4311 | 8753.0271 | 0 | 8753.0271 | 1160.8607 | 0 | 29048.1612 | 14872.023 | 43920.1842 | 0 | 37996.1395 | 0
3531 | Commercial | CasTgsld505 | Premium T8 - Fixture Replacement | 4038.7136 | 2055.2634 | 76.6859 | 12470.7032 | 13321.1794 | 3188.2373 | 2131.9494 | 2489.6021 | 442.5845 | 482.255 | 240.9895 | 3655.4311 | 8753.0271 | 0 | 8753.0271 | 1160.8607 | 0 | 29048.1612 | 14872.023 | 43920.1842 | 0 | 37996.1395 | 0
3532 | Commercial | CcoNgsld505 | Premium T8 - Fixture Replacement | 4517.4263 | 2298.8758 | 85.7756 | 13948.8679 | 14900.152 | 3566.1422 | 2384.6514 | 2784.6971 | 495.0444 | 539.4172 | 269.5542 | 4088.713 | 19162.7166 | 0 | 19162.7166 | 1160.8607 | 0 | 67194.1697 | 14872.023 | 82066.1927 | 0 | 57345.5443 | 0
3533 | Commercial | CcoTgsld505 | Premium T8 - Fixture Replacement | 4517.4263 | 2298.8758 | 85.7756 | 13948.8679 | 14900.152 | 3566.1422 | 2384.6514 | 2784.6971 | 495.0444 | 539.4172 | 269.5542 | 4088.713 | 19162.7166 | 0 | 19162.7166 | 1160.8607 | 0 | 67194.1697 | 14872.023 | 82066.1927 | 0 | 57345.5443 | 0
3534 | Commercial | CgrNgsld505 | Premium T8 - Fixture Replacement | 3882.0354 | 1975.5314 | 73.711 | 11986.9137 | 12804.3965 | 3064.5526 | 2049.2423 | 2393.0203 | 425.4148 | 463.5464 | 231.6405 | 3513.622 | 8700.3817 | 0 | 8700.3817 | 1160.8607 | 0 | 28873.4502 | 14872.023 | 43745.4732 | 0 | 19592.2866 | 0
3535 | Commercial | CgrTgsld505 | Premium T8 - Fixture Replacement | 3882.0354 | 1975.5314 | 73.711 | 11986.9137 | 12804.3965 | 3064.5526 | 2049.2423 | 2393.0203 | 425.4148 | 463.5464 | 231.6405 | 3513.622 | 8700.3817 | 0 | 8700.3817 | 1160.8607 | 0 | 28873.4502 | 14872.023 | 43745.4732 | 0 | 19592.2866 | 0
3536 | Commercial | CheNgsld505 | Premium T8 - Fixture Replacement | 4038.7136 | 2055.2634 | 76.6859 | 12470.7032 | 13321.1794 | 3188.2373 | 2131.9494 | 2489.6021 | 442.5845 | 482.255 | 240.9895 | 3655.4311 | 8753.0271 | 0 | 8753.0271 | 1160.8607 | 0 | 29048.1612 | 14872.023 | 43920.1842 | 0 | 21733.6701 | 0
3537 | Commercial | CheTgsld505 | Premium T8 - Fixture Replacement | 4038.7136 | 2055.2634 | 76.6859 | 12470.7032 | 13321.1794 | 3188.2373 | 2131.9494 | 2489.6021 | 442.5845 | 482.255 | 240.9895 | 3655.4311 | 8753.0271 | 0 | 8753.0271 | 1160.8607 | 0 | 29048.1612 | 14872.023 | 43920.1842 | 0 | 21733.6701 | 0
3538 | Commercial | ChoNgsld505 | Premium T8 - Fixture Replacement | 4517.4263 | 2298.8758 | 85.7756 | 13948.8679 | 14900.152 | 3566.1422 | 2384.6514 | 2784.6971 | 495.0444 | 539.4172 | 269.5542 | 4088.713 | 19162.7166 | 0 | 19162.7166 | 1160.8607 | 0 | 67194.1697 | 14872.023 | 82066.1927 | 0 | 37162.4777 | 0
3539 | Commercial | ChoTgsld505 | Premium T8 - Fixture Replacement | 4517.4263 | 2298.8758 | 85.7756 | 13948.8679 | 14900.152 | 3566.1422 | 2384.6514 | 2784.6971 | 495.0444 | 539.4172 | 269.5542 | 4088.713 | 19162.7166 | 0 | 19162.7166 | 1160.8607 | 0 | 67194.1697 | 14872.023 | 82066.1927 | 0 | 37162.4777 | 0
3540 | Commercial | CinNgsld505 | Premium T8 - Fixture Replacement | 4038.7136 | 2055.2634 | 76.6859 | 12470.7032 | 13321.1794 | 3188.2373 | 2131.9494 | 2489.6021 | 442.5845 | 482.255 | 240.9895 | 3655.4311 | 8753.0271 | 0 | 8753.0271 | 1160.8607 | 0 | 29048.1612 | 14872.023 | 43920.1842 | 0 | 33124.2485 | 0
3541 | Commercial | CinTgsld505 | Premium T8 - Fixture Replacement | 4038.7136 | 2055.2634 | 76.6859 | 12470.7032 | 13321.1794 | 3188.2373 | 2131.9494 | 2489.6021 | 442.5845 | 482.255 | 240.9895 | 3655.4311 | 8753.0271 | 0 | 8753.0271 | 1160.8607 | 0 | 29048.1612 | 14872.023 | 43920.1842 | 0 | 33124.2485 | 0
3542 | Commercial | CloNgsld505 | Premium T8 - Fixture Replacement | 3882.0354 | 1975.5314 | 73.711 | 11986.9137 | 12804.3965 | 3064.5526 | 2049.2423 | 2393.0203 | 425.4148 | 463.5464 | 231.6405 | 3513.622 | 8700.3817 | 0 | 8700.3817 | 1160.8607 | 0 | 28873.4502 | 14872.023 | 43745.4732 | 0 | 28934.3728 | 0
3543 | Commercial | CloTgsld505 | Premium T8 - Fixture Replacement | 3882.0354 | 1975.5314 | 73.711 | 11986.9137 | 12804.3965 | 3064.5526 | 2049.2423 | 2393.0203 | 425.4148 | 463.5464 | 231.6405 | 3513.622 | 8700.3817 | 0 | 8700.3817 | 1160.8607 | 0 | 28873.4502 | 14872.023 | 43745.4732 | 0 | 28934.3728 | 0
3544 | Commercial | CmiNgsld505 | Premium T8 - Fixture Replacement | 4038.7136 | 2055.2634 | 76.6859 | 12470.7032 | 13321.1794 | 3188.2373 | 2131.9494 | 2489.6021 | 442.5845 | 482.255 | 240.9895 | 3655.4311 | 8753.0271 | 0 | 8753.0271 | 1160.8607 | 0 | 29048.1612 | 14872.023 | 43920.1842 | 0 | 24790.5842 | 0
3545 | Commercial | CmiTgsld505 | Premium T8 - Fixture Replacement | 4038.7136 | 2055.2634 | 76.6859 | 12470.7032 | 13321.1794 | 3188.2373 | 2131.9494 | 2489.6021 | 442.5845 | 482.255 | 240.9895 | 3655.4311 | 8753.0271 | 0 | 8753.0271 | 1160.8607 | 0 | 29048.1612 | 14872.023 | 43920.1842 | 0 | 24790.5842 | 0
3546 | Commercial | CofNgsld505 | Premium T8 - Fixture Replacement | 4038.7136 | 2055.2634 | 76.6859 | 12470.7032 | 13321.1794 | 3188.2373 | 2131.9494 | 2489.6021 | 442.5845 | 482.255 | 240.9895 | 3655.4311 | 8753.0271 | 0 | 8753.0271 | 1160.8607 | 0 | 29048.1612 | 14872.023 | 43920.1842 | 0 | 33592.6521 | 0
3547 | Commercial | CofTgsld505 | Premium T8 - Fixture Replacement | 4038.7136 | 2055.2634 | 76.6859 | 12470.7032 | 13321.1794 | 3188.2373 | 2131.9494 | 2489.6021 | 442.5845 | 482.255 | 240.9895 | 3655.4311 | 8753.0271 | 0 | 8753.0271 | 1160.8607 | 0 | 29048.1612 | 14872.023 | 43920.1842 | 0 | 33592.6521 | 0
3548 | Commercial | CreNgsld505 | Premium T8 - Fixture Replacement | 3882.0354 | 1975.5314 | 73.711 | 11986.9137 | 12804.3965 | 3064.5526 | 2049.2423 | 2393.0203 | 425.4148 | 463.5464 | 231.6405 | 3513.622 | 8700.3817 | 0 | 8700.3817 | 1160.8607 | 0 | 28873.4502 | 14872.023 | 43745.4732 | 0 | 32356.1645 | 0
3549 | Commercial | CreTgsld505 | Premium T8 - Fixture Replacement | 3882.0354 | 1975.5314 | 73.711 | 11986.9137 | 12804.3965 | 3064.5526 | 2049.2423 | 2393.0203 | 425.4148 | 463.5464 | 231.6405 | 3513.622 | 8700.3817 | 0 | 8700.3817 | 1160.8607 | 0 | 28873.4502 | 14872.023 | 43745.4732 | 0 | 32356.1645 | 0
3550 | Commercial | CrtNgsld505 | Premium T8 - Fixture Replacement | 3882.0354 | 1975.5314 | 73.711 | 11986.9137 | 12804.3965 | 3064.5526 | 2049.2423 | 2393.0203 | 425.4148 | 463.5464 | 231.6405 | 3513.622 | 8700.3817 | 0 | 8700.3817 | 1160.8607 | 0 | 28873.4502 | 14872.023 | 43745.4732 | 0 | 21793.6683 | 0
3551 | Commercial | CrtTgsld505 | Premium T8 - Fixture Replacement | 3882.0354 | 1975.5314 | 73.711 | 11986.9137 | 12804.3965 | 3064.5526 | 2049.2423 | 2393.0203 | 425.4148 | 463.5464 | 231.6405 | 3513.622 | 8700.3817 | 0 | 8700.3817 | 1160.8607 | 0 | 28873.4502 | 14872.023 | 43745.4732 | 0 | 21793.6683 | 0
3552 | Commercial | CscNgsld505 | Premium T8 - Fixture Replacement | 4038.7136 | 2055.2634 | 76.6859 | 12470.7032 | 13321.1794 | 3188.2373 | 2131.9494 | 2489.6021 | 442.5845 | 482.255 | 240.9895 | 3655.4311 | 8753.0271 | 0 | 8753.0271 | 1160.8607 | 0 | 29048.1612 | 14872.023 | 43920.1842 | 0 | 45933.9608 | 0
3553 | Commercial | CscTgsld505 | Premium T8 - Fixture Replacement | 4038.7136 | 2055.2634 | 76.6859 | 12470.7032 | 13321.1794 | 3188.2373 | 2131.9494 | 2489.6021 | 442.5845 | 482.255 | 240.9895 | 3655.4311 | 8753.0271 | 0 | 8753.0271 | 1160.8607 | 0 | 29048.1612 | 14872.023 | 43920.1842 | 0 | 45933.9608 | 0
3554 | Commercial | CwaNgsld505 | Premium T8 - Fixture Replacement | 4038.7136 | 2055.2634 | 76.6859 | 12470.7032 | 13321.1794 | 3188.2373 | 2131.9494 | 2489.6021 | 442.5845 | 482.255 | 240.9895 | 3655.4311 | 8753.0271 | 0 | 8753.0271 | 1160.8607 | 0 | 29048.1612 | 14872.023 | 43920.1842 | 0 | 28576.5926 | 0
3555 | Commercial | CwaTgsld505 | Premium T8 - Fixture Replacement | 4038.7136 | 2055.2634 | 76.6859 | 12470.7032 | 13321.1794 | 3188.2373 | 2131.9494 | 2489.6021 | 442.5845 | 482.255 | 240.9895 | 3655.4311 | 8753.0271 | 0 | 8753.0271 | 1160.8607 | 0 | 29048.1612 | 14872.023 | 43920.1842 | 0 | 28576.5926 | 0
3556 | Commercial | CasEgsld601 | Efficient Motor Belts | 4039.9169 | 2055.8758 | 76.7088 | 12509.1269 | 13362.2236 | 3186.8202 | 2132.5846 | 2491.4115 | 442.7447 | 482.6056 | 241.0767 | 3657.8385 | 14888.2174 | 0 | 14888.2174 | 567.7796 | 0 | 51364.9186 | 10518.704 | 61883.6227 | 0 | 360877.733 | 0
3557 | Commercial | CasNgsld601 | Efficient Motor Belts | 4039.9169 | 2055.8758 | 76.7088 | 12509.1269 | 13362.2236 | 3186.8202 | 2132.5846 | 2491.4115 | 442.7447 | 482.6056 | 241.0767 | 3657.8385 | 14888.2174 | 0 | 14888.2174 | 567.7796 | 0 | 51364.9186 | 10518.704 | 61883.6227 | 0 | 360877.733 | 0
3558 | Commercial | CcoEgsld601 | Efficient Motor Belts | 4443.4568 | 2261.2334 | 84.3711 | 13758.6407 | 14696.9517 | 3505.1458 | 2345.6045 | 2740.2741 | 486.9696 | 530.8122 | 265.1574 | 4023.2133 | 15665.2541 | 0 | 15665.2541 | 567.7796 | 0 | 54308.6151 | 10518.704 | 64827.3191 | 0 | 381559.4338 | 0
3559 | Commercial | CcoNgsld601 | Efficient Motor Belts | 4443.4568 | 2261.2334 | 84.3711 | 13758.6407 | 14696.9517 | 3505.1458 | 2345.6045 | 2740.2741 | 486.9696 | 530.8122 | 265.1574 | 4023.2133 | 15665.2541 | 0 | 15665.2541 | 567.7796 | 0 | 54308.6151 | 10518.704 | 64827.3191 | 0 | 381559.4338 | 0
3560 | Commercial | CgrEgsld601 | Efficient Motor Belts | 4039.9169 | 2055.8758 | 76.7088 | 12509.1269 | 13362.2236 | 3186.8202 | 2132.5846 | 2491.4115 | 442.7447 | 482.6056 | 241.0767 | 3657.8385 | 14888.2174 | 0 | 14888.2174 | 567.7796 | 0 | 51364.9186 | 10518.704 | 61883.6227 | 0 | 360877.733 | 0
3561 | Commercial | CgrNgsld601 | Efficient Motor Belts | 4039.9169 | 2055.8758 | 76.7088 | 12509.1269 | 13362.2236 | 3186.8202 | 2132.5846 | 2491.4115 | 442.7447 | 482.6056 | 241.0767 | 3657.8385 | 14888.2174 | 0 | 14888.2174 | 567.7796 | 0 | 51364.9186 | 10518.704 | 61883.6227 | 0 | 360877.733 | 0
3562 | Commercial | CheEgsld601 | Efficient Motor Belts | 4443.4568 | 2261.2334 | 84.3711 | 13758.6407 | 14696.9517 | 3505.1458 | 2345.6045 | 2740.2741 | 486.9696 | 530.8122 | 265.1574 | 4023.2133 | 15665.2541 | 0 | 15665.2541 | 567.7796 | 0 | 54308.6151 | 10518.704 | 64827.3191 | 0 | 381559.4338 | 0
3563 | Commercial | CheNgsld601 | Efficient Motor Belts | 4443.4568 | 2261.2334 | 84.3711 | 13758.6407 | 14696.9517 | 3505.1458 | 2345.6045 | 2740.2741 | 486.9696 | 530.8122 | 265.1574 | 4023.2133 | 15665.2541 | 0 | 15665.2541 | 567.7796 | 0 | 54308.6151 | 10518.704 | 64827.3191 | 0 | 381559.4338 | 0
3564 | Commercial | ChoEgsld601 | Efficient Motor Belts | 4443.4568 | 2261.2334 | 84.3711 | 13758.6407 | 14696.9517 | 3505.1458 | 2345.6045 | 2740.2741 | 486.9696 | 530.8122 | 265.1574 | 4023.2133 | 15665.2541 | 0 | 15665.2541 | 567.7796 | 0 | 54308.6151 | 10518.704 | 64827.3191 | 0 | 381559.4338 | 0
3565 | Commercial | ChoNgsld601 | Efficient Motor Belts | 4443.4568 | 2261.2334 | 84.3711 | 13758.6407 | 14696.9517 | 3505.1458 | 2345.6045 | 2740.2741 | 486.9696 | 530.8122 | 265.1574 | 4023.2133 | 15665.2541 | 0 | 15665.2541 | 567.7796 | 0 | 54308.6151 | 10518.704 | 64827.3191 | 0 | 381559.4338 | 0
3566 | Commercial | CinEgsld601 | Efficient Motor Belts | 4039.9169 | 2055.8758 | 76.7088 | 12509.1269 | 13362.2236 | 3186.8202 | 2132.5846 | 2491.4115 | 442.7447 | 482.6056 | 241.0767 | 3657.8385 | 14888.2174 | 0 | 14888.2174 | 567.7796 | 0 | 51364.9186 | 10518.704 | 61883.6227 | 0 | 360877.733 | 0
3567 | Commercial | CinNgsld601 | Efficient Motor Belts | 4039.9169 | 2055.8758 | 76.7088 | 12509.1269 | 13362.2236 | 3186.8202 | 2132.5846 | 2491.4115 | 442.7447 | 482.6056 | 241.0767 | 3657.8385 | 14888.2174 | 0 | 14888.2174 | 567.7796 | 0 | 51364.9186 | 10518.704 | 61883.6227 | 0 | 360877.733 | 0
3568 | Commercial | CloEgsld601 | Efficient Motor Belts | 4443.4568 | 2261.2334 | 84.3711 | 13758.6407 | 14696.9517 | 3505.1458 | 2345.6045 | 2740.2741 | 486.9696 | 530.8122 | 265.1574 | 4023.2133 | 15665.2541 | 0 | 15665.2541 | 567.7796 | 0 | 54308.6151 | 10518.704 | 64827.3191 | 0 | 381559.4338 | 0
3569 | Commercial | CloNgsld601 | Efficient Motor Belts | 4443.4568 | 2261.2334 | 84.3711 | 13758.6407 | 14696.9517 | 3505.1458 | 2345.6045 | 2740.2741 | 486.9696 | 530.8122 | 265.1574 | 4023.2133 | 15665.2541 | 0 | 15665.2541 | 567.7796 | 0 | 54308.6151 | 10518.704 | 64827.3191 | 0 | 381559.4338 | 0
3570 | Commercial | CmiEgsld601 | Efficient Motor Belts | 4039.9169 | 2055.8758 | 76.7088 | 12509.1269 | 13362.2236 | 3186.8202 | 2132.5846 | 2491.4115 | 442.7447 | 482.6056 | 241.0767 | 3657.8385 | 14888.2174 | 0 | 14888.2174 | 567.7796 | 0 | 51364.9186 | 10518.704 | 61883.6227 | 0 | 360877.733 | 0
3571 | Commercial | CmiNgsld601 | Efficient Motor Belts | 4039.9169 | 2055.8758 | 76.7088 | 12509.1269 | 13362.2236 | 3186.8202 | 2132.5846 | 2491.4115 | 442.7447 | 482.6056 | 241.0767 | 3657.8385 | 14888.2174 | 0 | 14888.2174 | 567.7796 | 0 | 51364.9186 | 10518.704 | 61883.6227 | 0 | 360877.733 | 0
3572 | Commercial | CofEgsld601 | Efficient Motor Belts | 4039.9169 | 2055.8758 | 76.7088 | 12509.1269 | 13362.2236 | 3186.8202 | 2132.5846 | 2491.4115 | 442.7447 | 482.6056 | 241.0767 | 3657.8385 | 14888.2174 | 0 | 14888.2174 | 567.7796 | 0 | 51364.9186 | 10518.704 | 61883.6227 | 0 | 360877.733 | 0
3573 | Commercial | CofNgsld601 | Efficient Motor Belts | 4039.9169 | 2055.8758 | 76.7088 | 12509.1269 | 13362.2236 | 3186.8202 | 2132.5846 | 2491.4115 | 442.7447 | 482.6056 | 241.0767 | 3657.8385 | 14888.2174 | 0 | 14888.2174 | 567.7796 | 0 | 51364.9186 | 10518.704 | 61883.6227 | 0 | 360877.733 | 0
3574 | Commercial | CreEgsld601 | Efficient Motor Belts | 4443.4568 | 2261.2334 | 84.3711 | 13758.6407 | 14696.9517 | 3505.1458 | 2345.6045 | 2740.2741 | 486.9696 | 530.8122 | 265.1574 | 4023.2133 | 15665.2541 | 0 | 15665.2541 | 567.7796 | 0 | 54308.6151 | 10518.704 | 64827.3191 | 0 | 381559.4338 | 0
3575 | Commercial | CreNgsld601 | Efficient Motor Belts | 4443.4568 | 2261.2334 | 84.3711 | 13758.6407 | 14696.9517 | 3505.1458 | 2345.6045 | 2740.2741 | 486.9696 | 530.8122 | 265.1574 | 4023.2133 | 15665.2541 | 0 | 15665.2541 | 567.7796 | 0 | 54308.6151 | 10518.704 | 64827.3191 | 0 | 381559.4338 | 0
3576 | Commercial | CrtEgsld601 | Efficient Motor Belts | 4039.9169 | 2055.8758 | 76.7088 | 12509.1269 | 13362.2236 | 3186.8202 | 2132.5846 | 2491.4115 | 442.7447 | 482.6056 | 241.0767 | 3657.8385 | 14888.2174 | 0 | 14888.2174 | 567.7796 | 0 | 51364.9186 | 10518.704 | 61883.6227 | 0 | 360877.733 | 0
3577 | Commercial | CrtNgsld601 | Efficient Motor Belts | 4039.9169 | 2055.8758 | 76.7088 | 12509.1269 | 13362.2236 | 3186.8202 | 2132.5846 | 2491.4115 | 442.7447 | 482.6056 | 241.0767 | 3657.8385 | 14888.2174 | 0 | 14888.2174 | 567.7796 | 0 | 51364.9186 | 10518.704 | 61883.6227 | 0 | 360877.733 | 0
3578 | Commercial | CscEgsld601 | Efficient Motor Belts | 4443.4568 | 2261.2334 | 84.3711 | 13758.6407 | 14696.9517 | 3505.1458 | 2345.6045 | 2740.2741 | 486.9696 | 530.8122 | 265.1574 | 4023.2133 | 15665.2541 | 0 | 15665.2541 | 567.7796 | 0 | 54308.6151 | 10518.704 | 64827.3191 | 0 | 381559.4338 | 0
3579 | Commercial | CscNgsld601 | Efficient Motor Belts | 4443.4568 | 2261.2334 | 84.3711 | 13758.6407 | 14696.9517 | 3505.1458 | 2345.6045 | 2740.2741 | 486.9696 | 530.8122 | 265.1574 | 4023.2133 | 15665.2541 | 0 | 15665.2541 | 567.7796 | 0 | 54308.6151 | 10518.704 | 64827.3191 | 0 | 381559.4338 | 0
3580 | Commercial | CwaEgsld601 | Efficient Motor Belts | 4039.9169 | 2055.8758 | 76.7088 | 12509.1269 | 13362.2236 | 3186.8202 | 2132.5846 | 2491.4115 | 442.7447 | 482.6056 | 241.0767 | 3657.8385 | 14888.2174 | 0 | 14888.2174 | 567.7796 | 0 | 51364.9186 | 10518.704 | 61883.6227 | 0 | 360877.733 | 0
3581 | Commercial | CwaNgsld601 | Efficient Motor Belts | 4039.9169 | 2055.8758 | 76.7088 | 12509.1269 | 13362.2236 | 3186.8202 | 2132.5846 | 2491.4115 | 442.7447 | 482.6056 | 241.0767 | 3657.8385 | 14888.2174 | 0 | 14888.2174 | 567.7796 | 0 | 51364.9186 | 10518.704 | 61883.6227 | 0 | 360877.733 | 0
3582 | Commercial | CasNgsld604 | 10HP Open Drip-Proof (ODP) Motor | 4039.9169 | 2055.8758 | 76.7088 | 12509.1269 | 13362.2236 | 3186.8202 | 2132.5846 | 2491.4115 | 442.7447 | 482.6056 | 241.0767 | 3657.8385 | 14888.2174 | 0 | 14888.2174 | 417.2665 | 0 | 51364.9186 | 10518.704 | 61883.6227 | 0 | 211711.9657 | 0
3583 | Commercial | CasTgsld604 | 10HP Open Drip-Proof (ODP) Motor | 4039.9169 | 2055.8758 | 76.7088 | 12509.1269 | 13362.2236 | 3186.8202 | 2132.5846 | 2491.4115 | 442.7447 | 482.6056 | 241.0767 | 3657.8385 | 14888.2174 | 0 | 14888.2174 | 417.2665 | 0 | 51364.9186 | 10518.704 | 61883.6227 | 0 | 211711.9657 | 0
3584 | Commercial | CcoNgsld604 | 10HP Open Drip-Proof (ODP) Motor | 4443.4568 | 2261.2334 | 84.3711 | 13758.6407 | 14696.9517 | 3505.1458 | 2345.6045 | 2740.2741 | 486.9696 | 530.8122 | 265.1574 | 4023.2133 | 15665.2541 | 0 | 15665.2541 | 417.2665 | 0 | 54308.6151 | 10518.704 | 64827.3191 | 0 | 223845.0734 | 0
3585 | Commercial | CcoTgsld604 | 10HP Open Drip-Proof (ODP) Motor | 4443.4568 | 2261.2334 | 84.3711 | 13758.6407 | 14696.9517 | 3505.1458 | 2345.6045 | 2740.2741 | 486.9696 | 530.8122 | 265.1574 | 4023.2133 | 15665.2541 | 0 | 15665.2541 | 417.2665 | 0 | 54308.6151 | 10518.704 | 64827.3191 | 0 | 223845.0734 | 0
3586 | Commercial | CgrNgsld604 | 10HP Open Drip-Proof (ODP) Motor | 4039.9169 | 2055.8758 | 76.7088 | 12509.1269 | 13362.2236 | 3186.8202 | 2132.5846 | 2491.4115 | 442.7447 | 482.6056 | 241.0767 | 3657.8385 | 14888.2174 | 0 | 14888.2174 | 417.2665 | 0 | 51364.9186 | 10518.704 | 61883.6227 | 0 | 211711.9657 | 0
3587 | Commercial | CgrTgsld604 | 10HP Open Drip-Proof (ODP) Motor | 4039.9169 | 2055.8758 | 76.7088 | 12509.1269 | 13362.2236 | 3186.8202 | 2132.5846 | 2491.4115 | 442.7447 | 482.6056 | 241.0767 | 3657.8385 | 14888.2174 | 0 | 14888.2174 | 417.2665 | 0 | 51364.9186 | 10518.704 | 61883.6227 | 0 | 211711.9657 | 0
3588 | Commercial | CheNgsld604 | 10HP Open Drip-Proof (ODP) Motor | 4443.4568 | 2261.2334 | 84.3711 | 13758.6407 | 14696.9517 | 3505.1458 | 2345.6045 | 2740.2741 | 486.9696 | 530.8122 | 265.1574 | 4023.2133 | 15665.2541 | 0 | 15665.2541 | 417.2665 | 0 | 54308.6151 | 10518.704 | 64827.3191 | 0 | 223845.0734 | 0
3589 | Commercial | CheTgsld604 | 10HP Open Drip-Proof (ODP) Motor | 4443.4568 | 2261.2334 | 84.3711 | 13758.6407 | 14696.9517 | 3505.1458 | 2345.6045 | 2740.2741 | 486.9696 | 530.8122 | 265.1574 | 4023.2133 | 15665.2541 | 0 | 15665.2541 | 417.2665 | 0 | 54308.6151 | 10518.704 | 64827.3191 | 0 | 223845.0734 | 0
3590 | Commercial | ChoNgsld604 | 10HP Open Drip-Proof (ODP) Motor | 4443.4568 | 2261.2334 | 84.3711 | 13758.6407 | 14696.9517 | 3505.1458 | 2345.6045 | 2740.2741 | 486.9696 | 530.8122 | 265.1574 | 4023.2133 | 15665.2541 | 0 | 15665.2541 | 417.2665 | 0 | 54308.6151 | 10518.704 | 64827.3191 | 0 | 223845.0734 | 0
3591 | Commercial | ChoTgsld604 | 10HP Open Drip-Proof (ODP) Motor | 4443.4568 | 2261.2334 | 84.3711 | 13758.6407 | 14696.9517 | 3505.1458 | 2345.6045 | 2740.2741 | 486.9696 | 530.8122 | 265.1574 | 4023.2133 | 15665.2541 | 0 | 15665.2541 | 417.2665 | 0 | 54308.6151 | 10518.704 | 64827.3191 | 0 | 223845.0734 | 0
3592 | Commercial | CloNgsld604 | 10HP Open Drip-Proof (ODP) Motor | 4443.4568 | 2261.2334 | 84.3711 | 13758.6407 | 14696.9517 | 3505.1458 | 2345.6045 | 2740.2741 | 486.9696 | 530.8122 | 265.1574 | 4023.2133 | 15665.2541 | 0 | 15665.2541 | 417.2665 | 0 | 54308.6151 | 10518.704 | 64827.3191 | 0 | 223845.0734 | 0
3593 | Commercial | CloTgsld604 | 10HP Open Drip-Proof (ODP) Motor | 4443.4568 | 2261.2334 | 84.3711 | 13758.6407 | 14696.9517 | 3505.1458 | 2345.6045 | 2740.2741 | 486.9696 | 530.8122 | 265.1574 | 4023.2133 | 15665.2541 | 0 | 15665.2541 | 417.2665 | 0 | 54308.6151 | 10518.704 | 64827.3191 | 0 | 223845.0734 | 0
3594 | Commercial | CreNgsld604 | 10HP Open Drip-Proof (ODP) Motor | 4443.4568 | 2261.2334 | 84.3711 | 13758.6407 | 14696.9517 | 3505.1458 | 2345.6045 | 2740.2741 | 486.9696 | 530.8122 | 265.1574 | 4023.2133 | 15665.2541 | 0 | 15665.2541 | 417.2665 | 0 | 54308.6151 | 10518.704 | 64827.3191 | 0 | 223845.0734 | 0
3595 | Commercial | CreTgsld604 | 10HP Open Drip-Proof (ODP) Motor | 4443.4568 | 2261.2334 | 84.3711 | 13758.6407 | 14696.9517 | 3505.1458 | 2345.6045 | 2740.2741 | 486.9696 | 530.8122 | 265.1574 | 4023.2133 | 15665.2541 | 0 | 15665.2541 | 417.2665 | 0 | 54308.6151 | 10518.704 | 64827.3191 | 0 | 223845.0734 | 0
3596 | Commercial | CrtNgsld604 | 10HP Open Drip-Proof (ODP) Motor | 4039.9169 | 2055.8758 | 76.7088 | 12509.1269 | 13362.2236 | 3186.8202 | 2132.5846 | 2491.4115 | 442.7447 | 482.6056 | 241.0767 | 3657.8385 | 14888.2174 | 0 | 14888.2174 | 417.2665 | 0 | 51364.9186 | 10518.704 | 61883.6227 | 0 | 211711.9657 | 0
3597 | Commercial | CrtTgsld604 | 10HP Open Drip-Proof (ODP) Motor | 4039.9169 | 2055.8758 | 76.7088 | 12509.1269 | 13362.2236 | 3186.8202 | 2132.5846 | 2491.4115 | 442.7447 | 482.6056 | 241.0767 | 3657.8385 | 14888.2174 | 0 | 14888.2174 | 417.2665 | 0 | 51364.9186 | 10518.704 | 61883.6227 | 0 | 211711.9657 | 0
3598 | Commercial | CscNgsld604 | 10HP Open Drip-Proof (ODP) Motor | 4443.4568 | 2261.2334 | 84.3711 | 13758.6407 | 14696.9517 | 3505.1458 | 2345.6045 | 2740.2741 | 486.9696 | 530.8122 | 265.1574 | 4023.2133 | 15665.2541 | 0 | 15665.2541 | 417.2665 | 0 | 54308.6151 | 10518.704 | 64827.3191 | 0 | 223845.0734 | 0
3599 | Commercial | CscTgsld604 | 10HP Open Drip-Proof (ODP) Motor | 4443.4568 | 2261.2334 | 84.3711 | 13758.6407 | 14696.9517 | 3505.1458 | 2345.6045 | 2740.2741 | 486.9696 | 530.8122 | 265.1574 | 4023.2133 | 15665.2541 | 0 | 15665.2541 | 417.2665 | 0 | 54308.6151 | 10518.704 | 64827.3191 | 0 | 223845.0734 | 0
3600 | Commercial | CasNgsld605 | High Speed Fans | 3933.8094 | 2001.8787 | 74.6941 | 12180.5776 | 13011.2679 | 3103.1191 | 2076.5727 | 2425.9752 | 431.1161 | 469.9301 | 234.7449 | 3561.7663 | 14679.5726 | 0 | 14679.5726 | 744.1909 | 0 | 50590.8918 | 10518.704 | 61109.5958 | 0 | 32855.2373 | 0
3601 | Commercial | CasTgsld605 | High Speed Fans | 3933.8094 | 2001.8787 | 74.6941 | 12180.5776 | 13011.2679 | 3103.1191 | 2076.5727 | 2425.9752 | 431.1161 | 469.9301 | 234.7449 | 3561.7663 | 14679.5726 | 0 | 14679.5726 | 744.1909 | 0 | 50590.8918 | 10518.704 | 61109.5958 | 0 | 32855.2373 | 0
3602 | Commercial | CcoNgsld605 | High Speed Fans | 4443.4568 | 2261.2335 | 84.3711 | 13758.6408 | 14696.9518 | 3505.1459 | 2345.6045 | 2740.2741 | 486.9696 | 530.8122 | 265.1574 | 4023.2134 | 15665.2521 | 0 | 15665.2521 | 744.1909 | 0 | 54308.6082 | 10518.704 | 64827.3122 | 0 | 35269.6335 | 0
3603 | Commercial | CcoTgsld605 | High Speed Fans | 4443.4568 | 2261.2335 | 84.3711 | 13758.6408 | 14696.9518 | 3505.1459 | 2345.6045 | 2740.2741 | 486.9696 | 530.8122 | 265.1574 | 4023.2134 | 15665.2521 | 0 | 15665.2521 | 744.1909 | 0 | 54308.6082 | 10518.704 | 64827.3122 | 0 | 35269.6335 | 0
3604 | Commercial | CgrNgsld605 | High Speed Fans | 3933.8094 | 2001.8787 | 74.6941 | 12180.5776 | 13011.2679 | 3103.1191 | 2076.5727 | 2425.9752 | 431.1161 | 469.9301 | 234.7449 | 3561.7663 | 14679.5726 | 0 | 14679.5726 | 744.1909 | 0 | 50590.8918 | 10518.704 | 61109.5958 | 0 | 32855.2373 | 0
3605 | Commercial | CgrTgsld605 | High Speed Fans | 3933.8094 | 2001.8787 | 74.6941 | 12180.5776 | 13011.2679 | 3103.1191 | 2076.5727 | 2425.9752 | 431.1161 | 469.9301 | 234.7449 | 3561.7663 | 14679.5726 | 0 | 14679.5726 | 744.1909 | 0 | 50590.8918 | 10518.704 | 61109.5958 | 0 | 32855.2373 | 0
3606 | Commercial | CheNgsld605 | High Speed Fans | 4443.4568 | 2261.2335 | 84.3711 | 13758.6408 | 14696.9518 | 3505.1459 | 2345.6045 | 2740.2741 | 486.9696 | 530.8122 | 265.1574 | 4023.2134 | 15665.2521 | 0 | 15665.2521 | 744.1909 | 0 | 54308.6082 | 10518.704 | 64827.3122 | 0 | 35269.6335 | 0
3607 | Commercial | CheTgsld605 | High Speed Fans | 4443.4568 | 2261.2335 | 84.3711 | 13758.6408 | 14696.9518 | 3505.1459 | 2345.6045 | 2740.2741 | 486.9696 | 530.8122 | 265.1574 | 4023.2134 | 15665.2521 | 0 | 15665.2521 | 744.1909 | 0 | 54308.6082 | 10518.704 | 64827.3122 | 0 | 35269.6335 | 0
3608 | Commercial | ChoNgsld605 | High Speed Fans | 4443.4568 | 2261.2335 | 84.3711 | 13758.6408 | 14696.9518 | 3505.1459 | 2345.6045 | 2740.2741 | 486.9696 | 530.8122 | 265.1574 | 4023.2134 | 15665.2521 | 0 | 15665.2521 | 744.1909 | 0 | 54308.6082 | 10518.704 | 64827.3122 | 0 | 35269.6335 | 0
3609 | Commercial | ChoTgsld605 | High Speed Fans | 4443.4568 | 2261.2335 | 84.3711 | 13758.6408 | 14696.9518 | 3505.1459 | 2345.6045 | 2740.2741 | 486.9696 | 530.8122 | 265.1574 | 4023.2134 | 15665.2521 | 0 | 15665.2521 | 744.1909 | 0 | 54308.6082 | 10518.704 | 64827.3122 | 0 | 35269.6335 | 0
3610 | Commercial | CinNgsld605 | High Speed Fans | 3933.8094 | 2001.8787 | 74.6941 | 12180.5776 | 13011.2679 | 3103.1191 | 2076.5727 | 2425.9752 | 431.1161 | 469.9301 | 234.7449 | 3561.7663 | 14679.5726 | 0 | 14679.5726 | 744.1909 | 0 | 50590.8918 | 10518.704 | 61109.5958 | 0 | 32855.2373 | 0
3611 | Commercial | CinTgsld605 | High Speed Fans | 3933.8094 | 2001.8787 | 74.6941 | 12180.5776 | 13011.2679 | 3103.1191 | 2076.5727 | 2425.9752 | 431.1161 | 469.9301 | 234.7449 | 3561.7663 | 14679.5726 | 0 | 14679.5726 | 744.1909 | 0 | 50590.8918 | 10518.704 | 61109.5958 | 0 | 32855.2373 | 0
3612 | Commercial | CloNgsld605 | High Speed Fans | 4443.4568 | 2261.2335 | 84.3711 | 13758.6408 | 14696.9518 | 3505.1459 | 2345.6045 | 2740.2741 | 486.9696 | 530.8122 | 265.1574 | 4023.2134 | 15665.2521 | 0 | 15665.2521 | 744.1909 | 0 | 54308.6082 | 10518.704 | 64827.3122 | 0 | 35269.6335 | 0
3613 | Commercial | CloTgsld605 | High Speed Fans | 4443.4568 | 2261.2335 | 84.3711 | 13758.6408 | 14696.9518 | 3505.1459 | 2345.6045 | 2740.2741 | 486.9696 | 530.8122 | 265.1574 | 4023.2134 | 15665.2521 | 0 | 15665.2521 | 744.1909 | 0 | 54308.6082 | 10518.704 | 64827.3122 | 0 | 35269.6335 | 0
3614 | Commercial | CmiNgsld605 | High Speed Fans | 3933.8094 | 2001.8787 | 74.6941 | 12180.5776 | 13011.2679 | 3103.1191 | 2076.5727 | 2425.9752 | 431.1161 | 469.9301 | 234.7449 | 3561.7663 | 14679.5726 | 0 | 14679.5726 | 744.1909 | 0 | 50590.8918 | 10518.704 | 61109.5958 | 0 | 32855.2373 | 0
3615 | Commercial | CmiTgsld605 | High Speed Fans | 3933.8094 | 2001.8787 | 74.6941 | 12180.5776 | 13011.2679 | 3103.1191 | 2076.5727 | 2425.9752 | 431.1161 | 469.9301 | 234.7449 | 3561.7663 | 14679.5726 | 0 | 14679.5726 | 744.1909 | 0 | 50590.8918 | 10518.704 | 61109.5958 | 0 | 32855.2373 | 0
3616 | Commercial | CofNgsld605 | High Speed Fans | 3933.8094 | 2001.8787 | 74.6941 | 12180.5776 | 13011.2679 | 3103.1191 | 2076.5727 | 2425.9752 | 431.1161 | 469.9301 | 234.7449 | 3561.7663 | 14679.5726 | 0 | 14679.5726 | 744.1909 | 0 | 50590.8918 | 10518.704 | 61109.5958 | 0 | 32855.2373 | 0
3617 | Commercial | CofTgsld605 | High Speed Fans | 3933.8094 | 2001.8787 | 74.6941 | 12180.5776 | 13011.2679 | 3103.1191 | 2076.5727 | 2425.9752 | 431.1161 | 469.9301 | 234.7449 | 3561.7663 | 14679.5726 | 0 | 14679.5726 | 744.1909 | 0 | 50590.8918 | 10518.704 | 61109.5958 | 0 | 32855.2373 | 0
3618 | Commercial | CreNgsld605 | High Speed Fans | 4443.4568 | 2261.2335 | 84.3711 | 13758.6408 | 14696.9518 | 3505.1459 | 2345.6045 | 2740.2741 | 486.9696 | 530.8122 | 265.1574 | 4023.2134 | 15665.2521 | 0 | 15665.2521 | 744.1909 | 0 | 54308.6082 | 10518.704 | 64827.3122 | 0 | 35269.6335 | 0
3619 | Commercial | CreTgsld605 | High Speed Fans | 4443.4568 | 2261.2335 | 84.3711 | 13758.6408 | 14696.9518 | 3505.1459 | 2345.6045 | 2740.2741 | 486.9696 | 530.8122 | 265.1574 | 4023.2134 | 15665.2521 | 0 | 15665.2521 | 744.1909 | 0 | 54308.6082 | 10518.704 | 64827.3122 | 0 | 35269.6335 | 0
3620 | Commercial | CrtNgsld605 | High Speed Fans | 3933.8094 | 2001.8787 | 74.6941 | 12180.5776 | 13011.2679 | 3103.1191 | 2076.5727 | 2425.9752 | 431.1161 | 469.9301 | 234.7449 | 3561.7663 | 14679.5726 | 0 | 14679.5726 | 744.1909 | 0 | 50590.8918 | 10518.704 | 61109.5958 | 0 | 32855.2373 | 0
3621 | Commercial | CrtTgsld605 | High Speed Fans | 3933.8094 | 2001.8787 | 74.6941 | 12180.5776 | 13011.2679 | 3103.1191 | 2076.5727 | 2425.9752 | 431.1161 | 469.9301 | 234.7449 | 3561.7663 | 14679.5726 | 0 | 14679.5726 | 744.1909 | 0 | 50590.8918 | 10518.704 | 61109.5958 | 0 | 32855.2373 | 0
3622 | Commercial | CscNgsld605 | High Speed Fans | 4443.4568 | 2261.2335 | 84.3711 | 13758.6408 | 14696.9518 | 3505.1459 | 2345.6045 | 2740.2741 | 486.9696 | 530.8122 | 265.1574 | 4023.2134 | 15665.2521 | 0 | 15665.2521 | 744.1909 | 0 | 54308.6082 | 10518.704 | 64827.3122 | 0 | 35269.6335 | 0
3623 | Commercial | CscTgsld605 | High Speed Fans | 4443.4568 | 2261.2335 | 84.3711 | 13758.6408 | 14696.9518 | 3505.1459 | 2345.6045 | 2740.2741 | 486.9696 | 530.8122 | 265.1574 | 4023.2134 | 15665.2521 | 0 | 15665.2521 | 744.1909 | 0 | 54308.6082 | 10518.704 | 64827.3122 | 0 | 35269.6335 | 0
3624 | Commercial | CwaNgsld605 | High Speed Fans | 3933.8094 | 2001.8787 | 74.6941 | 12180.5776 | 13011.2679 | 3103.1191 | 2076.5727 | 2425.9752 | 431.1161 | 469.9301 | 234.7449 | 3561.7663 | 14679.5726 | 0 | 14679.5726 | 744.1909 | 0 | 50590.8918 | 10518.704 | 61109.5958 | 0 | 32855.2373 | 0
3625 | Commercial | CwaTgsld605 | High Speed Fans | 3933.8094 | 2001.8787 | 74.6941 | 12180.5776 | 13011.2679 | 3103.1191 | 2076.5727 | 2425.9752 | 431.1161 | 469.9301 | 234.7449 | 3561.7663 | 14679.5726 | 0 | 14679.5726 | 744.1909 | 0 | 50590.8918 | 10518.704 | 61109.5958 | 0 | 32855.2373 | 0
3626 | Commercial | CasEgsld606 | Regenerative Drive Elevator Motor | 3933.8094 | 2001.8787 | 74.6941 | 12180.5776 | 13011.2679 | 3103.1191 | 2076.5727 | 2425.9752 | 431.1161 | 469.9301 | 234.7449 | 3561.7663 | 14679.5726 | 0 | 14679.5726 | 471.3032 | 0 | 50590.8918 | 10518.704 | 61109.5958 | 0 | 347871.6061 | 0
3627 | Commercial | CasNgsld606 | Regenerative Drive Elevator Motor | 3933.8094 | 2001.8787 | 74.6941 | 12180.5776 | 13011.2679 | 3103.1191 | 2076.5727 | 2425.9752 | 431.1161 | 469.9301 | 234.7449 | 3561.7663 | 14679.5726 | 0 | 14679.5726 | 471.3032 | 0 | 50590.8918 | 10518.704 | 61109.5958 | 0 | 347871.6061 | 0
3628 | Commercial | CcoEgsld606 | Regenerative Drive Elevator Motor | 4443.4568 | 2261.2335 | 84.3711 | 13758.6408 | 14696.9518 | 3505.1459 | 2345.6045 | 2740.2741 | 486.9696 | 530.8122 | 265.1574 | 4023.2134 | 15665.2521 | 0 | 15665.2521 | 471.3032 | 0 | 54308.6082 | 10518.704 | 64827.3122 | 0 | 373435.242 | 0
3629 | Commercial | CcoNgsld606 | Regenerative Drive Elevator Motor | 4443.4568 | 2261.2335 | 84.3711 | 13758.6408 | 14696.9518 | 3505.1459 | 2345.6045 | 2740.2741 | 486.9696 | 530.8122 | 265.1574 | 4023.2134 | 15665.2521 | 0 | 15665.2521 | 471.3032 | 0 | 54308.6082 | 10518.704 | 64827.3122 | 0 | 373435.242 | 0
3630 | Commercial | CheEgsld606 | Regenerative Drive Elevator Motor | 4443.4568 | 2261.2335 | 84.3711 | 13758.6408 | 14696.9518 | 3505.1459 | 2345.6045 | 2740.2741 | 486.9696 | 530.8122 | 265.1574 | 4023.2134 | 15665.2521 | 0 | 15665.2521 | 471.3032 | 0 | 54308.6082 | 10518.704 | 64827.3122 | 0 | 373435.242 | 0
3631 | Commercial | CheNgsld606 | Regenerative Drive Elevator Motor | 4443.4568 | 2261.2335 | 84.3711 | 13758.6408 | 14696.9518 | 3505.1459 | 2345.6045 | 2740.2741 | 486.9696 | 530.8122 | 265.1574 | 4023.2134 | 15665.2521 | 0 | 15665.2521 | 471.3032 | 0 | 54308.6082 | 10518.704 | 64827.3122 | 0 | 373435.242 | 0
3632 | Commercial | ChoEgsld606 | Regenerative Drive Elevator Motor | 4443.4568 | 2261.2335 | 84.3711 | 13758.6408 | 14696.9518 | 3505.1459 | 2345.6045 | 2740.2741 | 486.9696 | 530.8122 | 265.1574 | 4023.2134 | 15665.2521 | 0 | 15665.2521 | 471.3032 | 0 | 54308.6082 | 10518.704 | 64827.3122 | 0 | 373435.242 | 0
3633 | Commercial | ChoNgsld606 | Regenerative Drive Elevator Motor | 4443.4568 | 2261.2335 | 84.3711 | 13758.6408 | 14696.9518 | 3505.1459 | 2345.6045 | 2740.2741 | 486.9696 | 530.8122 | 265.1574 | 4023.2134 | 15665.2521 | 0 | 15665.2521 | 471.3032 | 0 | 54308.6082 | 10518.704 | 64827.3122 | 0 | 373435.242 | 0
3634 | Commercial | CinEgsld606 | Regenerative Drive Elevator Motor | 3933.8094 | 2001.8787 | 74.6941 | 12180.5776 | 13011.2679 | 3103.1191 | 2076.5727 | 2425.9752 | 431.1161 | 469.9301 | 234.7449 | 3561.7663 | 14679.5726 | 0 | 14679.5726 | 471.3032 | 0 | 50590.8918 | 10518.704 | 61109.5958 | 0 | 347871.6061 | 0
3635 | Commercial | CinNgsld606 | Regenerative Drive Elevator Motor | 3933.8094 | 2001.8787 | 74.6941 | 12180.5776 | 13011.2679 | 3103.1191 | 2076.5727 | 2425.9752 | 431.1161 | 469.9301 | 234.7449 | 3561.7663 | 14679.5726 | 0 | 14679.5726 | 471.3032 | 0 | 50590.8918 | 10518.704 | 61109.5958 | 0 | 347871.6061 | 0
3636 | Commercial | CloEgsld606 | Regenerative Drive Elevator Motor | 4443.4568 | 2261.2335 | 84.3711 | 13758.6408 | 14696.9518 | 3505.1459 | 2345.6045 | 2740.2741 | 486.9696 | 530.8122 | 265.1574 | 4023.2134 | 15665.2521 | 0 | 15665.2521 | 471.3032 | 0 | 54308.6082 | 10518.704 | 64827.3122 | 0 | 373435.242 | 0
3637 | Commercial | CloNgsld606 | Regenerative Drive Elevator Motor | 4443.4568 | 2261.2335 | 84.3711 | 13758.6408 | 14696.9518 | 3505.1459 | 2345.6045 | 2740.2741 | 486.9696 | 530.8122 | 265.1574 | 4023.2134 | 15665.2521 | 0 | 15665.2521 | 471.3032 | 0 | 54308.6082 | 10518.704 | 64827.3122 | 0 | 373435.242 | 0
3638 | Commercial | CofEgsld606 | Regenerative Drive Elevator Motor | 3933.8094 | 2001.8787 | 74.6941 | 12180.5776 | 13011.2679 | 3103.1191 | 2076.5727 | 2425.9752 | 431.1161 | 469.9301 | 234.7449 | 3561.7663 | 14679.5726 | 0 | 14679.5726 | 471.3032 | 0 | 50590.8918 | 10518.704 | 61109.5958 | 0 | 347871.6061 | 0
3639 | Commercial | CofNgsld606 | Regenerative Drive Elevator Motor | 3933.8094 | 2001.8787 | 74.6941 | 12180.5776 | 13011.2679 | 3103.1191 | 2076.5727 | 2425.9752 | 431.1161 | 469.9301 | 234.7449 | 3561.7663 | 14679.5726 | 0 | 14679.5726 | 471.3032 | 0 | 50590.8918 | 10518.704 | 61109.5958 | 0 | 347871.6061 | 0
3640 | Commercial | CreEgsld606 | Regenerative Drive Elevator Motor | 4443.4568 | 2261.2335 | 84.3711 | 13758.6408 | 14696.9518 | 3505.1459 | 2345.6045 | 2740.2741 | 486.9696 | 530.8122 | 265.1574 | 4023.2134 | 15665.2521 | 0 | 15665.2521 | 471.3032 | 0 | 54308.6082 | 10518.704 | 64827.3122 | 0 | 373435.242 | 0
3641 | Commercial | CreNgsld606 | Regenerative Drive Elevator Motor | 4443.4568 | 2261.2335 | 84.3711 | 13758.6408 | 14696.9518 | 3505.1459 | 2345.6045 | 2740.2741 | 486.9696 | 530.8122 | 265.1574 | 4023.2134 | 15665.2521 | 0 | 15665.2521 | 471.3032 | 0 | 54308.6082 | 10518.704 | 64827.3122 | 0 | 373435.242 | 0
3642 | Commercial | CrtEgsld606 | Regenerative Drive Elevator Motor | 3933.8094 | 2001.8787 | 74.6941 | 12180.5776 | 13011.2679 | 3103.1191 | 2076.5727 | 2425.9752 | 431.1161 | 469.9301 | 234.7449 | 3561.7663 | 14679.5726 | 0 | 14679.5726 | 471.3032 | 0 | 50590.8918 | 10518.704 | 61109.5958 | 0 | 347871.6061 | 0
3643 | Commercial | CrtNgsld606 | Regenerative Drive Elevator Motor | 3933.8094 | 2001.8787 | 74.6941 | 12180.5776 | 13011.2679 | 3103.1191 | 2076.5727 | 2425.9752 | 431.1161 | 469.9301 | 234.7449 | 3561.7663 | 14679.5726 | 0 | 14679.5726 | 471.3032 | 0 | 50590.8918 | 10518.704 | 61109.5958 | 0 | 347871.6061 | 0
3644 | Commercial | CscEgsld606 | Regenerative Drive Elevator Motor | 4443.4568 | 2261.2335 | 84.3711 | 13758.6408 | 14696.9518 | 3505.1459 | 2345.6045 | 2740.2741 | 486.9696 | 530.8122 | 265.1574 | 4023.2134 | 15665.2521 | 0 | 15665.2521 | 471.3032 | 0 | 54308.6082 | 10518.704 | 64827.3122 | 0 | 373435.242 | 0
3645 | Commercial | CscNgsld606 | Regenerative Drive Elevator Motor | 4443.4568 | 2261.2335 | 84.3711 | 13758.6408 | 14696.9518 | 3505.1459 | 2345.6045 | 2740.2741 | 486.9696 | 530.8122 | 265.1574 | 4023.2134 | 15665.2521 | 0 | 15665.2521 | 471.3032 | 0 | 54308.6082 | 10518.704 | 64827.3122 | 0 | 373435.242 | 0
3646 | Commercial | CwaEgsld606 | Regenerative Drive Elevator Motor | 3933.8094 | 2001.8787 | 74.6941 | 12180.5776 | 13011.2679 | 3103.1191 | 2076.5727 | 2425.9752 | 431.1161 | 469.9301 | 234.7449 | 3561.7663 | 14679.5726 | 0 | 14679.5726 | 471.3032 | 0 | 50590.8918 | 10518.704 | 61109.5958 | 0 | 347871.6061 | 0
3647 | Commercial | CwaNgsld606 | Regenerative Drive Elevator Motor | 3933.8094 | 2001.8787 | 74.6941 | 12180.5776 | 13011.2679 | 3103.1191 | 2076.5727 | 2425.9752 | 431.1161 | 469.9301 | 234.7449 | 3561.7663 | 14679.5726 | 0 | 14679.5726 | 471.3032 | 0 | 50590.8918 | 10518.704 | 61109.5958 | 0 | 347871.6061 | 0
3648 | Commercial | CasNgsld608 | Variable Speed Pool Pump | 4256.4898 | 2166.0877 | 80.821 | 13179.7194 | 14078.5491 | 3357.66 | 2246.9087 | 2624.9718 | 466.4794 | 508.4773 | 254.0004 | 3853.9289 | 10211.2599 | 0 | 10211.2599 | 567.7796 | 0 | 34304.6964 | 10518.704 | 44823.4004 | 0 | 29552.827 | 0
3649 | Commercial | CasTgsld608 | Variable Speed Pool Pump | 4256.4898 | 2166.0877 | 80.821 | 13179.7194 | 14078.5491 | 3357.66 | 2246.9087 | 2624.9718 | 466.4794 | 508.4773 | 254.0004 | 3853.9289 | 10211.2599 | 0 | 10211.2599 | 567.7796 | 0 | 34304.6964 | 10518.704 | 44823.4004 | 0 | 19775.5689 | 0
3650 | Commercial | CcoNgsld608 | Variable Speed Pool Pump | 4256.4898 | 2166.0877 | 80.821 | 13179.7194 | 14078.5491 | 3357.66 | 2246.9087 | 2624.9718 | 466.4794 | 508.4773 | 254.0004 | 3853.9289 | 10211.2599 | 0 | 10211.2599 | 567.7796 | 0 | 34304.6964 | 10518.704 | 44823.4004 | 0 | 29552.827 | 0
3651 | Commercial | CcoTgsld608 | Variable Speed Pool Pump | 4256.4898 | 2166.0877 | 80.821 | 13179.7194 | 14078.5491 | 3357.66 | 2246.9087 | 2624.9718 | 466.4794 | 508.4773 | 254.0004 | 3853.9289 | 10211.2599 | 0 | 10211.2599 | 567.7796 | 0 | 34304.6964 | 10518.704 | 44823.4004 | 0 | 19775.5689 | 0
3652 | Commercial | CloNgsld608 | Variable Speed Pool Pump | 4256.4898 | 2166.0877 | 80.821 | 13179.7194 | 14078.5491 | 3357.66 | 2246.9087 | 2624.9718 | 466.4794 | 508.4773 | 254.0004 | 3853.9289 | 10211.2599 | 0 | 10211.2599 | 567.7796 | 0 | 34304.6964 | 10518.704 | 44823.4004 | 0 | 29552.827 | 0
3653 | Commercial | CloTgsld608 | Variable Speed Pool Pump | 4256.4898 | 2166.0877 | 80.821 | 13179.7194 | 14078.5491 | 3357.66 | 2246.9087 | 2624.9718 | 466.4794 | 508.4773 | 254.0004 | 3853.9289 | 10211.2599 | 0 | 10211.2599 | 567.7796 | 0 | 34304.6964 | 10518.704 | 44823.4004 | 0 | 19775.5689 | 0
3654 | Commercial | CasNgsld609 | Solar Powered Pool Pump | 4218.4558 | 2146.7325 | 80.0988 | 13061.9515 | 13952.7497 | 3327.6576 | 2226.8314 | 2601.5162 | 462.3112 | 503.9337 | 251.7308 | 3819.492 | 7094.2835 | 0 | 7094.2835 | 567.7796 | 0 | 23118.3138 | 10518.704 | 33637.0178 | 0 | 77142.6722 | 0
3655 | Commercial | CasTgsld609 | Solar Powered Pool Pump | 4218.4558 | 2146.7325 | 80.0988 | 13061.9515 | 13952.7497 | 3327.6576 | 2226.8314 | 2601.5162 | 462.3112 | 503.9337 | 251.7308 | 3819.492 | 7094.2835 | 0 | 7094.2835 | 567.7796 | 0 | 23118.3138 | 10518.704 | 33637.0178 | 0 | 40182.5113 | 0
3656 | Commercial | CcoNgsld609 | Solar Powered Pool Pump | 4218.4558 | 2146.7325 | 80.0988 | 13061.9515 | 13952.7497 | 3327.6576 | 2226.8314 | 2601.5162 | 462.3112 | 503.9337 | 251.7308 | 3819.492 | 7094.2835 | 0 | 7094.2835 | 567.7796 | 0 | 23118.3138 | 10518.704 | 33637.0178 | 0 | 77142.6722 | 0
3657 | Commercial | CcoTgsld609 | Solar Powered Pool Pump | 4218.4558 | 2146.7325 | 80.0988 | 13061.9515 | 13952.7497 | 3327.6576 | 2226.8314 | 2601.5162 | 462.3112 | 503.9337 | 251.7308 | 3819.492 | 7094.2835 | 0 | 7094.2835 | 567.7796 | 0 | 23118.3138 | 10518.704 | 33637.0178 | 0 | 40182.5113 | 0
3658 | Commercial | CloNgsld609 | Solar Powered Pool Pump | 4218.4558 | 2146.7325 | 80.0988 | 13061.9515 | 13952.7497 | 3327.6576 | 2226.8314 | 2601.5162 | 462.3112 | 503.9337 | 251.7308 | 3819.492 | 7094.2835 | 0 | 7094.2835 | 567.7796 | 0 | 23118.3138 | 10518.704 | 33637.0178 | 0 | 77142.6722 | 0
3659 | Commercial | CloTgsld609 | Solar Powered Pool Pump | 4218.4558 | 2146.7325 | 80.0988 | 13061.9515 | 13952.7497 | 3327.6576 | 2226.8314 | 2601.5162 | 462.3112 | 503.9337 | 251.7308 | 3819.492 | 7094.2835 | 0 | 7094.2835 | 567.7796 | 0 | 23118.3138 | 10518.704 | 33637.0178 | 0 | 40182.5113 | 0
3660 | Commercial | CcoEgsld702 | Engine block heater timer | 4554.3844 | 2317.6835 | 86.4774 | 14102.1151 | 15063.8503 | 3592.6492 | 2404.1608 | 2808.683 | 499.1264 | 544.0635 | 271.7769 | 4123.6499 | 16260.7444 | 0 | 16260.7444 | 989.4566 | 0 | 56542.7161 | 10518.704 | 67061.4201 | 0 | 50124.8553 | 0
3661 | Commercial | CcoNgsld702 | Engine block heater timer | 4554.3844 | 2317.6835 | 86.4774 | 14102.1151 | 15063.8503 | 3592.6492 | 2404.1608 | 2808.683 | 499.1264 | 544.0635 | 271.7769 | 4123.6499 | 16260.7444 | 0 | 16260.7444 | 989.4566 | 0 | 56542.7161 | 10518.704 | 67061.4201 | 0 | 50124.8553 | 0
3662 | Commercial | ChoEgsld702 | Engine block heater timer | 4554.3844 | 2317.6835 | 86.4774 | 14102.1151 | 15063.8503 | 3592.6492 | 2404.1608 | 2808.683 | 499.1264 | 544.0635 | 271.7769 | 4123.6499 | 16260.7444 | 0 | 16260.7444 | 989.4566 | 0 | 56542.7161 | 10518.704 | 67061.4201 | 0 | 50124.8553 | 0
3663 | Commercial | ChoNgsld702 | Engine block heater timer | 4554.3844 | 2317.6835 | 86.4774 | 14102.1151 | 15063.8503 | 3592.6492 | 2404.1608 | 2808.683 | 499.1264 | 544.0635 | 271.7769 | 4123.6499 | 16260.7444 | 0 | 16260.7444 | 989.4566 | 0 | 56542.7161 | 10518.704 | 67061.4201 | 0 | 50124.8553 | 0
3664 | Commercial | CinEgsld702 | Engine block heater timer | 4588.9008 | 2335.2485 | 87.1327 | 14208.9908 | 15178.0148 | 3619.8768 | 2422.3812 | 2829.9692 | 502.9092 | 548.1868 | 273.8366 | 4154.9018 | 42221.648 | 0 | 42221.648 | 989.4566 | 0 | 148050.4377 | 10518.704 | 158569.1417 | 0 | 131246.0222 | 0
3665 | Commercial | CinNgsld702 | Engine block heater timer | 4588.9008 | 2335.2485 | 87.1327 | 14208.9908 | 15178.0148 | 3619.8768 | 2422.3812 | 2829.9692 | 502.9092 | 548.1868 | 273.8366 | 4154.9018 | 42221.648 | 0 | 42221.648 | 989.4566 | 0 | 148050.4377 | 10518.704 | 158569.1417 | 0 | 131246.0222 | 0
3666 | Commercial | CofEgsld702 | Engine block heater timer | 4588.9008 | 2335.2485 | 87.1327 | 14208.9908 | 15178.0148 | 3619.8768 | 2422.3812 | 2829.9692 | 502.9092 | 548.1868 | 273.8366 | 4154.9018 | 42221.648 | 0 | 42221.648 | 989.4566 | 0 | 148050.4377 | 10518.704 | 158569.1417 | 0 | 131246.0222 | 0
3667 | Commercial | CofNgsld702 | Engine block heater timer | 4588.9008 | 2335.2485 | 87.1327 | 14208.9908 | 15178.0148 | 3619.8768 | 2422.3812 | 2829.9692 | 502.9092 | 548.1868 | 273.8366 | 4154.9018 | 42221.648 | 0 | 42221.648 | 989.4566 | 0 | 148050.4377 | 10518.704 | 158569.1417 | 0 | 131246.0222 | 0
3668 | Commercial | CasEgsld802 | Automatic Door Closer for Walk-in Coolers and Freezers | 4023.5284 | 2047.5358 | 76.3976 | 12458.3819 | 13308.0179 | 3173.8924 | 2123.9334 | 2481.3048 | 440.9486 | 480.6479 | 240.0988 | 3643 | 14704.9852 | 0 | 14704.9852 | 1160.8607 | 0 | 50678.4725 | 10518.704 | 61197.1765 | 0 | 403907.5677 | 0
3669 | Commercial | CasNgsld802 | Automatic Door Closer for Walk-in Coolers and Freezers | 4023.5284 | 2047.5358 | 76.3976 | 12458.3819 | 13308.0179 | 3173.8924 | 2123.9334 | 2481.3048 | 440.9486 | 480.6479 | 240.0988 | 3643 | 14704.9852 | 0 | 14704.9852 | 1160.8607 | 0 | 50678.4725 | 10518.704 | 61197.1765 | 0 | 403907.5677 | 0
3670 | Commercial | CcoEgsld802 | Automatic Door Closer for Walk-in Coolers and Freezers | 4443.4568 | 2261.2334 | 84.3711 | 13758.6407 | 14696.9517 | 3505.1458 | 2345.6045 | 2740.2741 | 486.9696 | 530.8122 | 265.1574 | 4023.2133 | 15665.2541 | 0 | 15665.2541 | 1160.8607 | 0 | 54308.6151 | 10518.704 | 64827.3191 | 0 | 432839.8133 | 0
3671 | Commercial | CcoNgsld802 | Automatic Door Closer for Walk-in Coolers and Freezers | 4443.4568 | 2261.2334 | 84.3711 | 13758.6407 | 14696.9517 | 3505.1458 | 2345.6045 | 2740.2741 | 486.9696 | 530.8122 | 265.1574 | 4023.2133 | 15665.2541 | 0 | 15665.2541 | 1160.8607 | 0 | 54308.6151 | 10518.704 | 64827.3191 | 0 | 432839.8133 | 0
3672 | Commercial | CgrEgsld802 | Automatic Door Closer for Walk-in Coolers and Freezers | 4023.5284 | 2047.5358 | 76.3976 | 12458.3819 | 13308.0179 | 3173.8924 | 2123.9334 | 2481.3048 | 440.9486 | 480.6479 | 240.0988 | 3643 | 14704.9852 | 0 | 14704.9852 | 1160.8607 | 0 | 50678.4725 | 10518.704 | 61197.1765 | 0 | 403907.5677 | 0
3673 | Commercial | CgrNgsld802 | Automatic Door Closer for Walk-in Coolers and Freezers | 4023.5284 | 2047.5358 | 76.3976 | 12458.3819 | 13308.0179 | 3173.8924 | 2123.9334 | 2481.3048 | 440.9486 | 480.6479 | 240.0988 | 3643 | 14704.9852 | 0 | 14704.9852 | 1160.8607 | 0 | 50678.4725 | 10518.704 | 61197.1765 | 0 | 403907.5677 | 0
3674 | Commercial | CheEgsld802 | Automatic Door Closer for Walk-in Coolers and Freezers | 4443.4568 | 2261.2334 | 84.3711 | 13758.6407 | 14696.9517 | 3505.1458 | 2345.6045 | 2740.2741 | 486.9696 | 530.8122 | 265.1574 | 4023.2133 | 15665.2541 | 0 | 15665.2541 | 1160.8607 | 0 | 54308.6151 | 10518.704 | 64827.3191 | 0 | 432839.8133 | 0
3675 | Commercial | CheNgsld802 | Automatic Door Closer for Walk-in Coolers and Freezers | 4443.4568 | 2261.2334 | 84.3711 | 13758.6407 | 14696.9517 | 3505.1458 | 2345.6045 | 2740.2741 | 486.9696 | 530.8122 | 265.1574 | 4023.2133 | 15665.2541 | 0 | 15665.2541 | 1160.8607 | 0 | 54308.6151 | 10518.704 | 64827.3191 | 0 | 432839.8133 | 0
3676 | Commercial | ChoEgsld802 | Automatic Door Closer for Walk-in Coolers and Freezers | 4443.4568 | 2261.2334 | 84.3711 | 13758.6407 | 14696.9517 | 3505.1458 | 2345.6045 | 2740.2741 | 486.9696 | 530.8122 | 265.1574 | 4023.2133 | 15665.2541 | 0 | 15665.2541 | 1160.8607 | 0 | 54308.6151 | 10518.704 | 64827.3191 | 0 | 432839.8133 | 0
3677 | Commercial | ChoNgsld802 | Automatic Door Closer for Walk-in Coolers and Freezers | 4443.4568 | 2261.2334 | 84.3711 | 13758.6407 | 14696.9517 | 3505.1458 | 2345.6045 | 2740.2741 | 486.9696 | 530.8122 | 265.1574 | 4023.2133 | 15665.2541 | 0 | 15665.2541 | 1160.8607 | 0 | 54308.6151 | 10518.704 | 64827.3191 | 0 | 432839.8133 | 0
3678 | Commercial | CloEgsld802 | Automatic Door Closer for Walk-in Coolers and Freezers | 4443.4568 | 2261.2334 | 84.3711 | 13758.6407 | 14696.9517 | 3505.1458 | 2345.6045 | 2740.2741 | 486.9696 | 530.8122 | 265.1574 | 4023.2133 | 15665.2541 | 0 | 15665.2541 | 1160.8607 | 0 | 54308.6151 | 10518.704 | 64827.3191 | 0 | 432839.8133 | 0
3679 | Commercial | CloNgsld802 | Automatic Door Closer for Walk-in Coolers and Freezers | 4443.4568 | 2261.2334 | 84.3711 | 13758.6407 | 14696.9517 | 3505.1458 | 2345.6045 | 2740.2741 | 486.9696 | 530.8122 | 265.1574 | 4023.2133 | 15665.2541 | 0 | 15665.2541 | 1160.8607 | 0 | 54308.6151 | 10518.704 | 64827.3191 | 0 | 432839.8133 | 0
3680 | Commercial | CreEgsld802 | Automatic Door Closer for Walk-in Coolers and Freezers | 4443.4568 | 2261.2334 | 84.3711 | 13758.6407 | 14696.9517 | 3505.1458 | 2345.6045 | 2740.2741 | 486.9696 | 530.8122 | 265.1574 | 4023.2133 | 15665.2541 | 0 | 15665.2541 | 1160.8607 | 0 | 54308.6151 | 10518.704 | 64827.3191 | 0 | 432839.8133 | 0
3681 | Commercial | CreNgsld802 | Automatic Door Closer for Walk-in Coolers and Freezers | 4443.4568 | 2261.2334 | 84.3711 | 13758.6407 | 14696.9517 | 3505.1458 | 2345.6045 | 2740.2741 | 486.9696 | 530.8122 | 265.1574 | 4023.2133 | 15665.2541 | 0 | 15665.2541 | 1160.8607 | 0 | 54308.6151 | 10518.704 | 64827.3191 | 0 | 432839.8133 | 0
3682 | Commercial | CrtEgsld802 | Automatic Door Closer for Walk-in Coolers and Freezers | 4023.5284 | 2047.5358 | 76.3976 | 12458.3819 | 13308.0179 | 3173.8924 | 2123.9334 | 2481.3048 | 440.9486 | 480.6479 | 240.0988 | 3643 | 14704.9852 | 0 | 14704.9852 | 1160.8607 | 0 | 50678.4725 | 10518.704 | 61197.1765 | 0 | 403907.5677 | 0
3683 | Commercial | CrtNgsld802 | Automatic Door Closer for Walk-in Coolers and Freezers | 4023.5284 | 2047.5358 | 76.3976 | 12458.3819 | 13308.0179 | 3173.8924 | 2123.9334 | 2481.3048 | 440.9486 | 480.6479 | 240.0988 | 3643 | 14704.9852 | 0 | 14704.9852 | 1160.8607 | 0 | 50678.4725 | 10518.704 | 61197.1765 | 0 | 403907.5677 | 0
3684 | Commercial | CscEgsld802 | Automatic Door Closer for Walk-in Coolers and Freezers | 4443.4568 | 2261.2334 | 84.3711 | 13758.6407 | 14696.9517 | 3505.1458 | 2345.6045 | 2740.2741 | 486.9696 | 530.8122 | 265.1574 | 4023.2133 | 15665.2541 | 0 | 15665.2541 | 1160.8607 | 0 | 54308.6151 | 10518.704 | 64827.3191 | 0 | 432839.8133 | 0
3685 | Commercial | CscNgsld802 | Automatic Door Closer for Walk-in Coolers and Freezers | 4443.4568 | 2261.2334 | 84.3711 | 13758.6407 | 14696.9517 | 3505.1458 | 2345.6045 | 2740.2741 | 486.9696 | 530.8122 | 265.1574 | 4023.2133 | 15665.2541 | 0 | 15665.2541 | 1160.8607 | 0 | 54308.6151 | 10518.704 | 64827.3191 | 0 | 432839.8133 | 0
3686 | Commercial | CasEgsld803 | Demand Defrost | 4140.9959 | 2107.3139 | 78.6281 | 12180.5776 | 13011.2679 | 3310.3056 | 2185.942 | 2533.2593 | 453.2774 | 490.7105 | 246.8118 | 3724.059 | 14679.5726 | 0 | 14679.5726 | 898.9844 | 0 | 50590.8918 | 10617.8427 | 61208.7345 | 0 | 143633.5737 | 0
3687 | Commercial | CasNgsld803 | Demand Defrost | 4140.9959 | 2107.3139 | 78.6281 | 12180.5776 | 13011.2679 | 3310.3056 | 2185.942 | 2533.2593 | 453.2774 | 490.7105 | 246.8118 | 3724.059 | 14679.5726 | 0 | 14679.5726 | 898.9844 | 0 | 50590.8918 | 10617.8427 | 61208.7345 | 0 | 143633.5737 | 0
3688 | Commercial | CcoEgsld803 | Demand Defrost | 4677.4855 | 2380.3284 | 88.8148 | 13758.6408 | 14696.9518 | 3739.1745 | 2469.1432 | 2861.4575 | 512.002 | 554.2848 | 278.7877 | 4206.5321 | 15665.2521 | 0 | 15665.2521 | 898.9844 | 0 | 54308.6082 | 10617.8427 | 64926.4509 | 0 | 154188.6121 | 0
3689 | Commercial | CgrEgsld803 | Demand Defrost | 4140.9959 | 2107.3139 | 78.6281 | 12180.5776 | 13011.2679 | 3310.3056 | 2185.942 | 2533.2593 | 453.2774 | 490.7105 | 246.8118 | 3724.059 | 14679.5726 | 0 | 14679.5726 | 898.9844 | 0 | 50590.8918 | 10617.8427 | 61208.7345 | 0 | 143633.5737 | 0
3690 | Commercial | CheEgsld803 | Demand Defrost | 4677.4855 | 2380.3284 | 88.8148 | 13758.6408 | 14696.9518 | 3739.1745 | 2469.1432 | 2861.4575 | 512.002 | 554.2848 | 278.7877 | 4206.5321 | 15665.2521 | 0 | 15665.2521 | 898.9844 | 0 | 54308.6082 | 10617.8427 | 64926.4509 | 0 | 154188.6121 | 0
3691 | Commercial | ChoEgsld803 | Demand Defrost | 4677.4855 | 2380.3284 | 88.8148 | 13758.6408 | 14696.9518 | 3739.1745 | 2469.1432 | 2861.4575 | 512.002 | 554.2848 | 278.7877 | 4206.5321 | 15665.2521 | 0 | 15665.2521 | 898.9844 | 0 | 54308.6082 | 10617.8427 | 64926.4509 | 0 | 154188.6121 | 0
3692 | Commercial | CloEgsld803 | Demand Defrost | 4677.4855 | 2380.3284 | 88.8148 | 13758.6408 | 14696.9518 | 3739.1745 | 2469.1432 | 2861.4575 | 512.002 | 554.2848 | 278.7877 | 4206.5321 | 15665.2521 | 0 | 15665.2521 | 898.9844 | 0 | 54308.6082 | 10617.8427 | 64926.4509 | 0 | 154188.6121 | 0
3693 | Commercial | CreEgsld803 | Demand Defrost | 4677.4855 | 2380.3284 | 88.8148 | 13758.6408 | 14696.9518 | 3739.1745 | 2469.1432 | 2861.4575 | 512.002 | 554.2848 | 278.7877 | 4206.5321 | 15665.2521 | 0 | 15665.2521 | 898.9844 | 0 | 54308.6082 | 10617.8427 | 64926.4509 | 0 | 154188.6121 | 0
3694 | Commercial | CrtEgsld803 | Demand Defrost | 4140.9959 | 2107.3139 | 78.6281 | 12180.5776 | 13011.2679 | 3310.3056 | 2185.942 | 2533.2593 | 453.2774 | 490.7105 | 246.8118 | 3724.059 | 14679.5726 | 0 | 14679.5726 | 898.9844 | 0 | 50590.8918 | 10617.8427 | 61208.7345 | 0 | 143633.5737 | 0
3695 | Commercial | CscEgsld803 | Demand Defrost | 4677.4855 | 2380.3284 | 88.8148 | 13758.6408 | 14696.9518 | 3739.1745 | 2469.1432 | 2861.4575 | 512.002 | 554.2848 | 278.7877 | 4206.5321 | 15665.2521 | 0 | 15665.2521 | 898.9844 | 0 | 54308.6082 | 10617.8427 | 64926.4509 | 0 | 154188.6121 | 0
3696 | Commercial | CgrEgsld805 | Refrigerated Display Case Lighting Controls | 4509.5931 | 2294.8896 | 85.6269 | 13963.424 | 14915.7008 | 3557.3163 | 2380.5165 | 2781.0603 | 494.2177 | 538.7128 | 269.104 | 4083.0948 | 14857.9219 | 0 | 14857.9219 | 1160.8607 | 0 | 51260.398 | 10518.704 | 61779.102 | 0 | 172591.679 | 0
3697 | Commercial | CgrNgsld805 | Refrigerated Display Case Lighting Controls | 4509.5931 | 2294.8896 | 85.6269 | 13963.424 | 14915.7008 | 3557.3163 | 2380.5165 | 2781.0603 | 494.2177 | 538.7128 | 269.104 | 4083.0948 | 14857.9219 | 0 | 14857.9219 | 1160.8607 | 0 | 51260.398 | 10518.704 | 61779.102 | 0 | 465089.1548 | 0
3698 | Commercial | CgrEgsld806 | High R-Value Glass Doors | 4106.1973 | 2089.6052 | 77.9673 | 12714.3564 | 13581.4493 | 3239.1044 | 2167.5725 | 2532.2866 | 450.0085 | 490.5234 | 245.0319 | 3717.8504 | 14035.3419 | 0 | 14035.3419 | 490.3706 | 0 | 48215.2547 | 10518.704 | 58733.9587 | 0 | 157495.2484 | 0
3699 | Commercial | CrtEgsld806 | High R-Value Glass Doors | 4106.1973 | 2089.6052 | 77.9673 | 12714.3564 | 13581.4493 | 3239.1044 | 2167.5725 | 2532.2866 | 450.0085 | 490.5234 | 245.0319 | 3717.8504 | 14035.3419 | 0 | 14035.3419 | 490.3706 | 0 | 48215.2547 | 10518.704 | 58733.9587 | 0 | 157495.2484 | 0
3700 | Commercial | CgrTgsld807 | Refrigerated Display Case LED Lighting | 4243.3507 | 2159.4013 | 80.5715 | 13139.0356 | 14035.0908 | 3347.2955 | 2239.9728 | 2616.8689 | 465.0395 | 506.9077 | 253.2164 | 3842.0324 | 13759.2761 | 0 | 13759.2761 | 671.3411 | 0 | 47228.7277 | 10518.704 | 57747.4318 | 0 | 32049.006 | 0
3701 | Commercial | CasEgsld809 | PSC to ECM Evaporator Fan Motor (Walk-In, Refrigerator) | 4140.9959 | 2107.3139 | 78.6281 | 12180.5776 | 13011.2679 | 3310.3056 | 2185.942 | 2533.2593 | 453.2774 | 490.7105 | 246.8118 | 3724.059 | 14679.5726 | 0 | 14679.5726 | 660.672 | 0 | 50590.8918 | 10617.8427 | 61208.7345 | 0 | 33802.0656 | 0
3702 | Commercial | CasNgsld809 | PSC to ECM Evaporator Fan Motor (Walk-In, Refrigerator) | 4140.9959 | 2107.3139 | 78.6281 | 12180.5776 | 13011.2679 | 3310.3056 | 2185.942 | 2533.2593 | 453.2774 | 490.7105 | 246.8118 | 3724.059 | 14679.5726 | 0 | 14679.5726 | 660.672 | 0 | 50590.8918 | 10617.8427 | 61208.7345 | 0 | 33802.0656 | 0
3703 | Commercial | CcoEgsld809 | PSC to ECM Evaporator Fan Motor (Walk-In, Refrigerator) | 4677.4855 | 2380.3284 | 88.8148 | 13758.6408 | 14696.9518 | 3739.1745 | 2469.1432 | 2861.4575 | 512.002 | 554.2848 | 278.7877 | 4206.5321 | 15665.2521 | 0 | 15665.2521 | 660.672 | 0 | 54308.6082 | 10617.8427 | 64926.4509 | 0 | 36286.0375 | 0
3704 | Commercial | CcoNgsld809 | PSC to ECM Evaporator Fan Motor (Walk-In, Refrigerator) | 4677.4855 | 2380.3284 | 88.8148 | 13758.6408 | 14696.9518 | 3739.1745 | 2469.1432 | 2861.4575 | 512.002 | 554.2848 | 278.7877 | 4206.5321 | 15665.2521 | 0 | 15665.2521 | 660.672 | 0 | 54308.6082 | 10617.8427 | 64926.4509 | 0 | 36286.0375 | 0
3705 | Commercial | CgrEgsld809 | PSC to ECM Evaporator Fan Motor (Walk-In, Refrigerator) | 4140.9959 | 2107.3139 | 78.6281 | 12180.5776 | 13011.2679 | 3310.3056 | 2185.942 | 2533.2593 | 453.2774 | 490.7105 | 246.8118 | 3724.059 | 14679.5726 | 0 | 14679.5726 | 660.672 | 0 | 50590.8918 | 10617.8427 | 61208.7345 | 0 | 33802.0656 | 0
3706 | Commercial | CgrNgsld809 | PSC to ECM Evaporator Fan Motor (Walk-In, Refrigerator) | 4140.9959 | 2107.3139 | 78.6281 | 12180.5776 | 13011.2679 | 3310.3056 | 2185.942 | 2533.2593 | 453.2774 | 490.7105 | 246.8118 | 3724.059 | 14679.5726 | 0 | 14679.5726 | 660.672 | 0 | 50590.8918 | 10617.8427 | 61208.7345 | 0 | 33802.0656 | 0
3707 | Commercial | CheEgsld809 | PSC to ECM Evaporator Fan Motor (Walk-In, Refrigerator) | 4677.4855 | 2380.3284 | 88.8148 | 13758.6408 | 14696.9518 | 3739.1745 | 2469.1432 | 2861.4575 | 512.002 | 554.2848 | 278.7877 | 4206.5321 | 15665.2521 | 0 | 15665.2521 | 660.672 | 0 | 54308.6082 | 10617.8427 | 64926.4509 | 0 | 36286.0375 | 0
3708 | Commercial | CheNgsld809 | PSC to ECM Evaporator Fan Motor (Walk-In, Refrigerator) | 4677.4855 | 2380.3284 | 88.8148 | 13758.6408 | 14696.9518 | 3739.1745 | 2469.1432 | 2861.4575 | 512.002 | 554.2848 | 278.7877 | 4206.5321 | 15665.2521 | 0 | 15665.2521 | 660.672 | 0 | 54308.6082 | 10617.8427 | 64926.4509 | 0 | 36286.0375 | 0
3709 | Commercial | ChoEgsld809 | PSC to ECM Evaporator Fan Motor (Walk-In, Refrigerator) | 4677.4855 | 2380.3284 | 88.8148 | 13758.6408 | 14696.9518 | 3739.1745 | 2469.1432 | 2861.4575 | 512.002 | 554.2848 | 278.7877 | 4206.5321 | 15665.2521 | 0 | 15665.2521 | 660.672 | 0 | 54308.6082 | 10617.8427 | 64926.4509 | 0 | 36286.0375 | 0
3710 | Commercial | ChoNgsld809 | PSC to ECM Evaporator Fan Motor (Walk-In, Refrigerator) | 4677.4855 | 2380.3284 | 88.8148 | 13758.6408 | 14696.9518 | 3739.1745 | 2469.1432 | 2861.4575 | 512.002 | 554.2848 | 278.7877 | 4206.5321 | 15665.2521 | 0 | 15665.2521 | 660.672 | 0 | 54308.6082 | 10617.8427 | 64926.4509 | 0 | 36286.0375 | 0
3711 | Commercial | CloEgsld809 | PSC to ECM Evaporator Fan Motor (Walk-In, Refrigerator) | 4677.4855 | 2380.3284 | 88.8148 | 13758.6408 | 14696.9518 | 3739.1745 | 2469.1432 | 2861.4575 | 512.002 | 554.2848 | 278.7877 | 4206.5321 | 15665.2521 | 0 | 15665.2521 | 660.672 | 0 | 54308.6082 | 10617.8427 | 64926.4509 | 0 | 36286.0375 | 0
3712 | Commercial | CloNgsld809 | PSC to ECM Evaporator Fan Motor (Walk-In, Refrigerator) | 4677.4855 | 2380.3284 | 88.8148 | 13758.6408 | 14696.9518 | 3739.1745 | 2469.1432 | 2861.4575 | 512.002 | 554.2848 | 278.7877 | 4206.5321 | 15665.2521 | 0 | 15665.2521 | 660.672 | 0 | 54308.6082 | 10617.8427 | 64926.4509 | 0 | 36286.0375 | 0
3713 | Commercial | CreEgsld809 | PSC to ECM Evaporator Fan Motor (Walk-In, Refrigerator) | 4677.4855 | 2380.3284 | 88.8148 | 13758.6408 | 14696.9518 | 3739.1745 | 2469.1432 | 2861.4575 | 512.002 | 554.2848 | 278.7877 | 4206.5321 | 15665.2521 | 0 | 15665.2521 | 660.672 | 0 | 54308.6082 | 10617.8427 | 64926.4509 | 0 | 36286.0375 | 0
3714 | Commercial | CreNgsld809 | PSC to ECM Evaporator Fan Motor (Walk-In, Refrigerator) | 4677.4855 | 2380.3284 | 88.8148 | 13758.6408 | 14696.9518 | 3739.1745 | 2469.1432 | 2861.4575 | 512.002 | 554.2848 | 278.7877 | 4206.5321 | 15665.2521 | 0 | 15665.2521 | 660.672 | 0 | 54308.6082 | 10617.8427 | 64926.4509 | 0 | 36286.0375 | 0
3715 | Commercial | CrtEgsld809 | PSC to ECM Evaporator Fan Motor (Walk-In, Refrigerator) | 4140.9959 | 2107.3139 | 78.6281 | 12180.5776 | 13011.2679 | 3310.3056 | 2185.942 | 2533.2593 | 453.2774 | 490.7105 | 246.8118 | 3724.059 | 14679.5726 | 0 | 14679.5726 | 660.672 | 0 | 50590.8918 | 10617.8427 | 61208.7345 | 0 | 33802.0656 | 0
3716 | Commercial | CrtNgsld809 | PSC to ECM Evaporator Fan Motor (Walk-In, Refrigerator) | 4140.9959 | 2107.3139 | 78.6281 | 12180.5776 | 13011.2679 | 3310.3056 | 2185.942 | 2533.2593 | 453.2774 | 490.7105 | 246.8118 | 3724.059 | 14679.5726 | 0 | 14679.5726 | 660.672 | 0 | 50590.8918 | 10617.8427 | 61208.7345 | 0 | 33802.0656 | 0
3717 | Commercial | CscEgsld809 | PSC to ECM Evaporator Fan Motor (Walk-In, Refrigerator) | 4677.4855 | 2380.3284 | 88.8148 | 13758.6408 | 14696.9518 | 3739.1745 | 2469.1432 | 2861.4575 | 512.002 | 554.2848 | 278.7877 | 4206.5321 | 15665.2521 | 0 | 15665.2521 | 660.672 | 0 | 54308.6082 | 10617.8427 | 64926.4509 | 0 | 36286.0375 | 0
3718 | Commercial | CscNgsld809 | PSC to ECM Evaporator Fan Motor (Walk-In, Refrigerator) | 4677.4855 | 2380.3284 | 88.8148 | 13758.6408 | 14696.9518 | 3739.1745 | 2469.1432 | 2861.4575 | 512.002 | 554.2848 | 278.7877 | 4206.5321 | 15665.2521 | 0 | 15665.2521 | 660.672 | 0 | 54308.6082 | 10617.8427 | 64926.4509 | 0 | 36286.0375 | 0
3719 | Commercial | CasEgsld810 | Freezer-Cooler Replacement Gaskets | 4118.0876 | 2095.6561 | 78.1931 | 12675.5109 | 13539.9547 | 3253.6438 | 2173.8492 | 2537.2861 | 451.2497 | 491.4917 | 245.7077 | 3725.7352 | 14074.8522 | 0 | 14074.8522 | 2082.374 | 0 | 48350.9837 | 11040.5152 | 59391.4989 | 0 | 106673.4483 | 0
3720 | Commercial | CcoEgsld810 | Freezer-Cooler Replacement Gaskets | 4469.9805 | 2274.7311 | 84.8747 | 13758.6407 | 14696.9517 | 3531.6696 | 2359.6058 | 2754.0987 | 489.8092 | 533.49 | 266.7036 | 4044.1014 | 15665.2541 | 0 | 15665.2541 | 2082.374 | 0 | 54308.6151 | 11040.5152 | 65349.1303 | 0 | 119817.356 | 0
3721 | Commercial | CgrEgsld810 | Freezer-Cooler Replacement Gaskets | 4118.0876 | 2095.6561 | 78.1931 | 12675.5109 | 13539.9547 | 3253.6438 | 2173.8492 | 2537.2861 | 451.2497 | 491.4917 | 245.7077 | 3725.7352 | 14074.8522 | 0 | 14074.8522 | 2082.374 | 0 | 48350.9837 | 11040.5152 | 59391.4989 | 0 | 106673.4483 | 0
3722 | Commercial | CheEgsld810 | Freezer-Cooler Replacement Gaskets | 4469.9805 | 2274.7311 | 84.8747 | 13758.6407 | 14696.9517 | 3531.6696 | 2359.6058 | 2754.0987 | 489.8092 | 533.49 | 266.7036 | 4044.1014 | 15665.2541 | 0 | 15665.2541 | 2082.374 | 0 | 54308.6151 | 11040.5152 | 65349.1303 | 0 | 119817.356 | 0
3723 | Commercial | ChoEgsld810 | Freezer-Cooler Replacement Gaskets | 4469.9805 | 2274.7311 | 84.8747 | 13758.6407 | 14696.9517 | 3531.6696 | 2359.6058 | 2754.0987 | 489.8092 | 533.49 | 266.7036 | 4044.1014 | 15665.2541 | 0 | 15665.2541 | 2082.374 | 0 | 54308.6151 | 11040.5152 | 65349.1303 | 0 | 119817.356 | 0
3724 | Commercial | CloEgsld810 | Freezer-Cooler Replacement Gaskets | 4469.9805 | 2274.7311 | 84.8747 | 13758.6407 | 14696.9517 | 3531.6696 | 2359.6058 | 2754.0987 | 489.8092 | 533.49 | 266.7036 | 4044.1014 | 15665.2541 | 0 | 15665.2541 | 2082.374 | 0 | 54308.6151 | 11040.5152 | 65349.1303 | 0 | 119817.356 | 0
3725 | Commercial | CreEgsld810 | Freezer-Cooler Replacement Gaskets | 4469.9805 | 2274.7311 | 84.8747 | 13758.6407 | 14696.9517 | 3531.6696 | 2359.6058 | 2754.0987 | 489.8092 | 533.49 | 266.7036 | 4044.1014 | 15665.2541 | 0 | 15665.2541 | 2082.374 | 0 | 54308.6151 | 11040.5152 | 65349.1303 | 0 | 119817.356 | 0
3726 | Commercial | CrtEgsld810 | Freezer-Cooler Replacement Gaskets | 4118.0876 | 2095.6561 | 78.1931 | 12675.5109 | 13539.9547 | 3253.6438 | 2173.8492 | 2537.2861 | 451.2497 | 491.4917 | 245.7077 | 3725.7352 | 14074.8522 | 0 | 14074.8522 | 2082.374 | 0 | 48350.9837 | 11040.5152 | 59391.4989 | 0 | 106673.4483 | 0
3727 | Commercial | CscEgsld810 | Freezer-Cooler Replacement Gaskets | 4469.9805 | 2274.7311 | 84.8747 | 13758.6407 | 14696.9517 | 3531.6696 | 2359.6058 | 2754.0987 | 489.8092 | 533.49 | 266.7036 | 4044.1014 | 15665.2541 | 0 | 15665.2541 | 2082.374 | 0 | 54308.6151 | 11040.5152 | 65349.1303 | 0 | 119817.356 | 0
3728 | Commercial | CgrEgsld811 | Night Covers for Display Cases | 4201.4732 | 2138.0903 | 79.7764 | 12932.1727 | 13814.1202 | 3319.5257 | 2217.8666 | 2588.6627 | 460.3868 | 501.4437 | 250.683 | 3801.1762 | 13665.4867 | 0 | 13665.4867 | 1710.9354 | 0 | 46878.1332 | 11040.5152 | 57918.6485 | 0 | 948452.3259 | 0
3729 | Commercial | CgrNgsld811 | Night Covers for Display Cases | 4201.4732 | 2138.0903 | 79.7764 | 12932.1727 | 13814.1202 | 3319.5257 | 2217.8666 | 2588.6627 | 460.3868 | 501.4437 | 250.683 | 3801.1762 | 13665.4867 | 0 | 13665.4867 | 1710.9354 | 0 | 46878.1332 | 11040.5152 | 57918.6485 | 0 | 948452.3259 | 0
3730 | Commercial | CrtEgsld811 | Night Covers for Display Cases | 4201.4732 | 2138.0903 | 79.7764 | 12932.1727 | 13814.1202 | 3319.5257 | 2217.8666 | 2588.6627 | 460.3868 | 501.4437 | 250.683 | 3801.1762 | 13665.4867 | 0 | 13665.4867 | 1710.9354 | 0 | 46878.1332 | 11040.5152 | 57918.6485 | 0 | 948452.3259 | 0
3731 | Commercial | CrtNgsld811 | Night Covers for Display Cases | 4201.4732 | 2138.0903 | 79.7764 | 12932.1727 | 13814.1202 | 3319.5257 | 2217.8666 | 2588.6627 | 460.3868 | 501.4437 | 250.683 | 3801.1762 | 13665.4867 | 0 | 13665.4867 | 1710.9354 | 0 | 46878.1332 | 11040.5152 | 57918.6485 | 0 | 948452.3259 | 0
3732 | Commercial | CasEgsld812 | Strip Curtains for Walk-ins | 4059.3763 | 2065.7785 | 77.0783 | 12569.3806 | 13426.5865 | 3202.1704 | 2142.8567 | 2503.4121 | 444.8773 | 484.9302 | 242.2379 | 3675.4575 | 14161.9166 | 0 | 14161.9166 | 2082.374 | 0 | 48702.9535 | 10518.704 | 59221.6575 | 0 | 88674.433 | 0
3733 | Commercial | CasNgsld812 | Strip Curtains for Walk-ins | 4059.3763 | 2065.7785 | 77.0783 | 12569.3806 | 13426.5865 | 3202.1704 | 2142.8567 | 2503.4121 | 444.8773 | 484.9302 | 242.2379 | 3675.4575 | 14161.9166 | 0 | 14161.9166 | 2082.374 | 0 | 48702.9535 | 10518.704 | 59221.6575 | 0 | 88674.433 | 0
3734 | Commercial | CcoEgsld812 | Strip Curtains for Walk-ins | 4443.4568 | 2261.2335 | 84.3711 | 13758.6408 | 14696.9518 | 3505.1459 | 2345.6045 | 2740.2741 | 486.9696 | 530.8122 | 265.1574 | 4023.2134 | 15665.2521 | 0 | 15665.2521 | 2082.374 | 0 | 54308.6082 | 10518.704 | 64827.3122 | 0 | 98880.7655 | 0
3735 | Commercial | CcoNgsld812 | Strip Curtains for Walk-ins | 4443.4568 | 2261.2335 | 84.3711 | 13758.6408 | 14696.9518 | 3505.1459 | 2345.6045 | 2740.2741 | 486.9696 | 530.8122 | 265.1574 | 4023.2134 | 15665.2521 | 0 | 15665.2521 | 2082.374 | 0 | 54308.6082 | 10518.704 | 64827.3122 | 0 | 98880.7655 | 0
3736 | Commercial | CgrEgsld812 | Strip Curtains for Walk-ins | 4059.3763 | 2065.7785 | 77.0783 | 12569.3806 | 13426.5865 | 3202.1704 | 2142.8567 | 2503.4121 | 444.8773 | 484.9302 | 242.2379 | 3675.4575 | 14161.9166 | 0 | 14161.9166 | 2082.374 | 0 | 48702.9535 | 10518.704 | 59221.6575 | 0 | 88674.433 | 0
3737 | Commercial | CgrNgsld812 | Strip Curtains for Walk-ins | 4059.3763 | 2065.7785 | 77.0783 | 12569.3806 | 13426.5865 | 3202.1704 | 2142.8567 | 2503.4121 | 444.8773 | 484.9302 | 242.2379 | 3675.4575 | 14161.9166 | 0 | 14161.9166 | 2082.374 | 0 | 48702.9535 | 10518.704 | 59221.6575 | 0 | 88674.433 | 0
3738 | Commercial | CheEgsld812 | Strip Curtains for Walk-ins | 4443.4568 | 2261.2335 | 84.3711 | 13758.6408 | 14696.9518 | 3505.1459 | 2345.6045 | 2740.2741 | 486.9696 | 530.8122 | 265.1574 | 4023.2134 | 15665.2521 | 0 | 15665.2521 | 2082.374 | 0 | 54308.6082 | 10518.704 | 64827.3122 | 0 | 98880.7655 | 0
3739 | Commercial | CheNgsld812 | Strip Curtains for Walk-ins | 4443.4568 | 2261.2335 | 84.3711 | 13758.6408 | 14696.9518 | 3505.1459 | 2345.6045 | 2740.2741 | 486.9696 | 530.8122 | 265.1574 | 4023.2134 | 15665.2521 | 0 | 15665.2521 | 2082.374 | 0 | 54308.6082 | 10518.704 | 64827.3122 | 0 | 98880.7655 | 0
3740 | Commercial | ChoEgsld812 | Strip Curtains for Walk-ins | 4443.4568 | 2261.2335 | 84.3711 | 13758.6408 | 14696.9518 | 3505.1459 | 2345.6045 | 2740.2741 | 486.9696 | 530.8122 | 265.1574 | 4023.2134 | 15665.2521 | 0 | 15665.2521 | 2082.374 | 0 | 54308.6082 | 10518.704 | 64827.3122 | 0 | 98880.7655 | 0
3741 | Commercial | ChoNgsld812 | Strip Curtains for Walk-ins | 4443.4568 | 2261.2335 | 84.3711 | 13758.6408 | 14696.9518 | 3505.1459 | 2345.6045 | 2740.2741 | 486.9696 | 530.8122 | 265.1574 | 4023.2134 | 15665.2521 | 0 | 15665.2521 | 2082.374 | 0 | 54308.6082 | 10518.704 | 64827.3122 | 0 | 98880.7655 | 0
3742 | Commercial | CloEgsld812 | Strip Curtains for Walk-ins | 4443.4568 | 2261.2335 | 84.3711 | 13758.6408 | 14696.9518 | 3505.1459 | 2345.6045 | 2740.2741 | 486.9696 | 530.8122 | 265.1574 | 4023.2134 | 15665.2521 | 0 | 15665.2521 | 2082.374 | 0 | 54308.6082 | 10518.704 | 64827.3122 | 0 | 98880.7655 | 0
3743 | Commercial | CloNgsld812 | Strip Curtains for Walk-ins | 4443.4568 | 2261.2335 | 84.3711 | 13758.6408 | 14696.9518 | 3505.1459 | 2345.6045 | 2740.2741 | 486.9696 | 530.8122 | 265.1574 | 4023.2134 | 15665.2521 | 0 | 15665.2521 | 2082.374 | 0 | 54308.6082 | 10518.704 | 64827.3122 | 0 | 98880.7655 | 0
3744 | Commercial | CreEgsld812 | Strip Curtains for Walk-ins | 4443.4568 | 2261.2335 | 84.3711 | 13758.6408 | 14696.9518 | 3505.1459 | 2345.6045 | 2740.2741 | 486.9696 | 530.8122 | 265.1574 | 4023.2134 | 15665.2521 | 0 | 15665.2521 | 2082.374 | 0 | 54308.6082 | 10518.704 | 64827.3122 | 0 | 98880.7655 | 0
3745 | Commercial | CreNgsld812 | Strip Curtains for Walk-ins | 4443.4568 | 2261.2335 | 84.3711 | 13758.6408 | 14696.9518 | 3505.1459 | 2345.6045 | 2740.2741 | 486.9696 | 530.8122 | 265.1574 | 4023.2134 | 15665.2521 | 0 | 15665.2521 | 2082.374 | 0 | 54308.6082 | 10518.704 | 64827.3122 | 0 | 98880.7655 | 0
3746 | Commercial | CrtEgsld812 | Strip Curtains for Walk-ins | 4059.3763 | 2065.7785 | 77.0783 | 12569.3806 | 13426.5865 | 3202.1704 | 2142.8567 | 2503.4121 | 444.8773 | 484.9302 | 242.2379 | 3675.4575 | 14161.9166 | 0 | 14161.9166 | 2082.374 | 0 | 48702.9535 | 10518.704 | 59221.6575 | 0 | 88674.433 | 0
3747 | Commercial | CrtNgsld812 | Strip Curtains for Walk-ins | 4059.3763 | 2065.7785 | 77.0783 | 12569.3806 | 13426.5865 | 3202.1704 | 2142.8567 | 2503.4121 | 444.8773 | 484.9302 | 242.2379 | 3675.4575 | 14161.9166 | 0 | 14161.9166 | 2082.374 | 0 | 48702.9535 | 10518.704 | 59221.6575 | 0 | 88674.433 | 0
3748 | Commercial | CscEgsld812 | Strip Curtains for Walk-ins | 4443.4568 | 2261.2335 | 84.3711 | 13758.6408 | 14696.9518 | 3505.1459 | 2345.6045 | 2740.2741 | 486.9696 | 530.8122 | 265.1574 | 4023.2134 | 15665.2521 | 0 | 15665.2521 | 2082.374 | 0 | 54308.6082 | 10518.704 | 64827.3122 | 0 | 98880.7655 | 0
3749 | Commercial | CscNgsld812 | Strip Curtains for Walk-ins | 4443.4568 | 2261.2335 | 84.3711 | 13758.6408 | 14696.9518 | 3505.1459 | 2345.6045 | 2740.2741 | 486.9696 | 530.8122 | 265.1574 | 4023.2134 | 15665.2521 | 0 | 15665.2521 | 2082.374 | 0 | 54308.6082 | 10518.704 | 64827.3122 | 0 | 98880.7655 | 0
3750 | Commercial | CasNgsld817 | Energy Star Ice Maker | 4302.5723 | 2189.5387 | 81.696 | 13322.4086 | 14230.9694 | 3394.0115 | 2271.2347 | 2653.3908 | 471.5297 | 513.9822 | 256.7503 | 3895.6531 | 13272.8278 | 0 | 13272.8278 | 671.3411 | 0 | 45435.3221 | 10518.704 | 55954.0262 | 0 | 94474.2241 | 0
3751 | Commercial | CasTgsld817 | Energy Star Ice Maker | 4302.5723 | 2189.5387 | 81.696 | 13322.4086 | 14230.9694 | 3394.0115 | 2271.2347 | 2653.3908 | 471.5297 | 513.9822 | 256.7503 | 3895.6531 | 13272.8278 | 0 | 13272.8278 | 671.3411 | 0 | 45435.3221 | 10518.704 | 55954.0262 | 0 | 94474.2241 | 0
3752 | Commercial | CcoNgsld817 | Energy Star Ice Maker | 4443.4568 | 2261.2335 | 84.3711 | 13758.6408 | 14696.9518 | 3505.1459 | 2345.6045 | 2740.2741 | 486.9696 | 530.8122 | 265.1574 | 4023.2134 | 15665.2541 | 0 | 15665.2541 | 671.3411 | 0 | 54308.6151 | 10518.704 | 64827.3191 | 0 | 112924.5704 | 0
3753 | Commercial | CcoTgsld817 | Energy Star Ice Maker | 4443.4568 | 2261.2335 | 84.3711 | 13758.6408 | 14696.9518 | 3505.1459 | 2345.6045 | 2740.2741 | 486.9696 | 530.8122 | 265.1574 | 4023.2134 | 15665.2541 | 0 | 15665.2541 | 671.3411 | 0 | 54308.6151 | 10518.704 | 64827.3191 | 0 | 112924.5704 | 0
3754 | Commercial | CgrNgsld817 | Energy Star Ice Maker | 4302.5723 | 2189.5387 | 81.696 | 13322.4086 | 14230.9694 | 3394.0115 | 2271.2347 | 2653.3908 | 471.5297 | 513.9822 | 256.7503 | 3895.6531 | 13272.8278 | 0 | 13272.8278 | 671.3411 | 0 | 45435.3221 | 10518.704 | 55954.0262 | 0 | 94474.2241 | 0
3755 | Commercial | CgrTgsld817 | Energy Star Ice Maker | 4302.5723 | 2189.5387 | 81.696 | 13322.4086 | 14230.9694 | 3394.0115 | 2271.2347 | 2653.3908 | 471.5297 | 513.9822 | 256.7503 | 3895.6531 | 13272.8278 | 0 | 13272.8278 | 671.3411 | 0 | 45435.3221 | 10518.704 | 55954.0262 | 0 | 94474.2241 | 0
3756 | Commercial | CheNgsld817 | Energy Star Ice Maker | 4443.4568 | 2261.2335 | 84.3711 | 13758.6408 | 14696.9518 | 3505.1459 | 2345.6045 | 2740.2741 | 486.9696 | 530.8122 | 265.1574 | 4023.2134 | 15665.2541 | 0 | 15665.2541 | 671.3411 | 0 | 54308.6151 | 10518.704 | 64827.3191 | 0 | 112924.5704 | 0
3757 | Commercial | CheTgsld817 | Energy Star Ice Maker | 4443.4568 | 2261.2335 | 84.3711 | 13758.6408 | 14696.9518 | 3505.1459 | 2345.6045 | 2740.2741 | 486.9696 | 530.8122 | 265.1574 | 4023.2134 | 15665.2541 | 0 | 15665.2541 | 671.3411 | 0 | 54308.6151 | 10518.704 | 64827.3191 | 0 | 112924.5704 | 0
3758 | Commercial | ChoNgsld817 | Energy Star Ice Maker | 4443.4568 | 2261.2335 | 84.3711 | 13758.6408 | 14696.9518 | 3505.1459 | 2345.6045 | 2740.2741 | 486.9696 | 530.8122 | 265.1574 | 4023.2134 | 15665.2541 | 0 | 15665.2541 | 671.3411 | 0 | 54308.6151 | 10518.704 | 64827.3191 | 0 | 112924.5704 | 0
3759 | Commercial | ChoTgsld817 | Energy Star Ice Maker | 4443.4568 | 2261.2335 | 84.3711 | 13758.6408 | 14696.9518 | 3505.1459 | 2345.6045 | 2740.2741 | 486.9696 | 530.8122 | 265.1574 | 4023.2134 | 15665.2541 | 0 | 15665.2541 | 671.3411 | 0 | 54308.6151 | 10518.704 | 64827.3191 | 0 | 112924.5704 | 0
3760 | Commercial | CloNgsld817 | Energy Star Ice Maker | 4443.4568 | 2261.2335 | 84.3711 | 13758.6408 | 14696.9518 | 3505.1459 | 2345.6045 | 2740.2741 | 486.9696 | 530.8122 | 265.1574 | 4023.2134 | 15665.2541 | 0 | 15665.2541 | 671.3411 | 0 | 54308.6151 | 10518.704 | 64827.3191 | 0 | 112924.5704 | 0
3761 | Commercial | CloTgsld817 | Energy Star Ice Maker | 4443.4568 | 2261.2335 | 84.3711 | 13758.6408 | 14696.9518 | 3505.1459 | 2345.6045 | 2740.2741 | 486.9696 | 530.8122 | 265.1574 | 4023.2134 | 15665.2541 | 0 | 15665.2541 | 671.3411 | 0 | 54308.6151 | 10518.704 | 64827.3191 | 0 | 112924.5704 | 0
3762 | Commercial | CreNgsld817 | Energy Star Ice Maker | 4443.4568 | 2261.2335 | 84.3711 | 13758.6408 | 14696.9518 | 3505.1459 | 2345.6045 | 2740.2741 | 486.9696 | 530.8122 | 265.1574 | 4023.2134 | 15665.2541 | 0 | 15665.2541 | 671.3411 | 0 | 54308.6151 | 10518.704 | 64827.3191 | 0 | 112924.5704 | 0
3763 | Commercial | CreTgsld817 | Energy Star Ice Maker | 4443.4568 | 2261.2335 | 84.3711 | 13758.6408 | 14696.9518 | 3505.1459 | 2345.6045 | 2740.2741 | 486.9696 | 530.8122 | 265.1574 | 4023.2134 | 15665.2541 | 0 | 15665.2541 | 671.3411 | 0 | 54308.6151 | 10518.704 | 64827.3191 | 0 | 112924.5704 | 0
3764 | Commercial | CrtNgsld817 | Energy Star Ice Maker | 4302.5723 | 2189.5387 | 81.696 | 13322.4086 | 14230.9694 | 3394.0115 | 2271.2347 | 2653.3908 | 471.5297 | 513.9822 | 256.7503 | 3895.6531 | 13272.8278 | 0 | 13272.8278 | 671.3411 | 0 | 45435.3221 | 10518.704 | 55954.0262 | 0 | 94474.2241 | 0
3765 | Commercial | CrtTgsld817 | Energy Star Ice Maker | 4302.5723 | 2189.5387 | 81.696 | 13322.4086 | 14230.9694 | 3394.0115 | 2271.2347 | 2653.3908 | 471.5297 | 513.9822 | 256.7503 | 3895.6531 | 13272.8278 | 0 | 13272.8278 | 671.3411 | 0 | 45435.3221 | 10518.704 | 55954.0262 | 0 | 94474.2241 | 0
3766 | Commercial | CscNgsld817 | Energy Star Ice Maker | 4443.4568 | 2261.2335 | 84.3711 | 13758.6408 | 14696.9518 | 3505.1459 | 2345.6045 | 2740.2741 | 486.9696 | 530.8122 | 265.1574 | 4023.2134 | 15665.2541 | 0 | 15665.2541 | 671.3411 | 0 | 54308.6151 | 10518.704 | 64827.3191 | 0 | 112924.5704 | 0
3767 | Commercial | CscTgsld817 | Energy Star Ice Maker | 4443.4568 | 2261.2335 | 84.3711 | 13758.6408 | 14696.9518 | 3505.1459 | 2345.6045 | 2740.2741 | 486.9696 | 530.8122 | 265.1574 | 4023.2134 | 15665.2541 | 0 | 15665.2541 | 671.3411 | 0 | 54308.6151 | 10518.704 | 64827.3191 | 0 | 112924.5704 | 0
3768 | Commercial | CasNgsld818 | Energy Star Refrigerator | 4098.8387 | 2085.8605 | 77.8276 | 12691.5715 | 13557.1106 | 3233.2997 | 2163.6881 | 2527.7486 | 449.2021 | 489.6444 | 244.5928 | 3711.1878 | 19237.6554 | 0 | 19237.6554 | 490.3706 | 0 | 67456.9428 | 10518.704 | 77975.6469 | 0 | 89439.6433 | 0
3769 | Commercial | CasTgsld818 | Energy Star Refrigerator | 4098.8387 | 2085.8605 | 77.8276 | 12691.5715 | 13557.1106 | 3233.2997 | 2163.6881 | 2527.7486 | 449.2021 | 489.6444 | 244.5928 | 3711.1878 | 19237.6554 | 0 | 19237.6554 | 490.3706 | 0 | 67456.9428 | 10518.704 | 77975.6469 | 0 | 89439.6433 | 0
3770 | Commercial | CcoNgsld818 | Energy Star Refrigerator | 4098.8387 | 2085.8605 | 77.8276 | 12691.5715 | 13557.1106 | 3233.2997 | 2163.6881 | 2527.7486 | 449.2021 | 489.6444 | 244.5928 | 3711.1878 | 19237.6554 | 0 | 19237.6554 | 490.3706 | 0 | 67456.9428 | 10518.704 | 77975.6469 | 0 | 89439.6433 | 0
3771 | Commercial | CcoTgsld818 | Energy Star Refrigerator | 4098.8387 | 2085.8605 | 77.8276 | 12691.5715 | 13557.1106 | 3233.2997 | 2163.6881 | 2527.7486 | 449.2021 | 489.6444 | 244.5928 | 3711.1878 | 19237.6554 | 0 | 19237.6554 | 490.3706 | 0 | 67456.9428 | 10518.704 | 77975.6469 | 0 | 89439.6433 | 0
3772 | Commercial | CgrNgsld818 | Energy Star Refrigerator | 4098.8387 | 2085.8605 | 77.8276 | 12691.5715 | 13557.1106 | 3233.2997 | 2163.6881 | 2527.7486 | 449.2021 | 489.6444 | 244.5928 | 3711.1878 | 19237.6554 | 0 | 19237.6554 | 490.3706 | 0 | 67456.9428 | 10518.704 | 77975.6469 | 0 | 89439.6433 | 0
3773 | Commercial | CgrTgsld818 | Energy Star Refrigerator | 4098.8387 | 2085.8605 | 77.8276 | 12691.5715 | 13557.1106 | 3233.2997 | 2163.6881 | 2527.7486 | 449.2021 | 489.6444 | 244.5928 | 3711.1878 | 19237.6554 | 0 | 19237.6554 | 490.3706 | 0 | 67456.9428 | 10518.704 | 77975.6469 | 0 | 89439.6433 | 0
3774 | Commercial | CheNgsld818 | Energy Star Refrigerator | 4098.8387 | 2085.8605 | 77.8276 | 12691.5715 | 13557.1106 | 3233.2997 | 2163.6881 | 2527.7486 | 449.2021 | 489.6444 | 244.5928 | 3711.1878 | 19237.6554 | 0 | 19237.6554 | 490.3706 | 0 | 67456.9428 | 10518.704 | 77975.6469 | 0 | 89439.6433 | 0
3775 | Commercial | CheTgsld818 | Energy Star Refrigerator | 4098.8387 | 2085.8605 | 77.8276 | 12691.5715 | 13557.1106 | 3233.2997 | 2163.6881 | 2527.7486 | 449.2021 | 489.6444 | 244.5928 | 3711.1878 | 19237.6554 | 0 | 19237.6554 | 490.3706 | 0 | 67456.9428 | 10518.704 | 77975.6469 | 0 | 89439.6433 | 0
3776 | Commercial | ChoNgsld818 | Energy Star Refrigerator | 4098.8387 | 2085.8605 | 77.8276 | 12691.5715 | 13557.1106 | 3233.2997 | 2163.6881 | 2527.7486 | 449.2021 | 489.6444 | 244.5928 | 3711.1878 | 19237.6554 | 0 | 19237.6554 | 490.3706 | 0 | 67456.9428 | 10518.704 | 77975.6469 | 0 | 89439.6433 | 0
3777 | Commercial | ChoTgsld818 | Energy Star Refrigerator | 4098.8387 | 2085.8605 | 77.8276 | 12691.5715 | 13557.1106 | 3233.2997 | 2163.6881 | 2527.7486 | 449.2021 | 489.6444 | 244.5928 | 3711.1878 | 19237.6554 | 0 | 19237.6554 | 490.3706 | 0 | 67456.9428 | 10518.704 | 77975.6469 | 0 | 89439.6433 | 0
3778 | Commercial | CinNgsld818 | Energy Star Refrigerator | 4098.8387 | 2085.8605 | 77.8276 | 12691.5715 | 13557.1106 | 3233.2997 | 2163.6881 | 2527.7486 | 449.2021 | 489.6444 | 244.5928 | 3711.1878 | 19237.6554 | 0 | 19237.6554 | 490.3706 | 0 | 67456.9428 | 10518.704 | 77975.6469 | 0 | 89439.6433 | 0
3779 | Commercial | CinTgsld818 | Energy Star Refrigerator | 4098.8387 | 2085.8605 | 77.8276 | 12691.5715 | 13557.1106 | 3233.2997 | 2163.6881 | 2527.7486 | 449.2021 | 489.6444 | 244.5928 | 3711.1878 | 19237.6554 | 0 | 19237.6554 | 490.3706 | 0 | 67456.9428 | 10518.704 | 77975.6469 | 0 | 89439.6433 | 0
3780 | Commercial | CloNgsld818 | Energy Star Refrigerator | 4098.8387 | 2085.8605 | 77.8276 | 12691.5715 | 13557.1106 | 3233.2997 | 2163.6881 | 2527.7486 | 449.2021 | 489.6444 | 244.5928 | 3711.1878 | 19237.6554 | 0 | 19237.6554 | 490.3706 | 0 | 67456.9428 | 10518.704 | 77975.6469 | 0 | 89439.6433 | 0
3781 | Commercial | CloTgsld818 | Energy Star Refrigerator | 4098.8387 | 2085.8605 | 77.8276 | 12691.5715 | 13557.1106 | 3233.2997 | 2163.6881 | 2527.7486 | 449.2021 | 489.6444 | 244.5928 | 3711.1878 | 19237.6554 | 0 | 19237.6554 | 490.3706 | 0 | 67456.9428 | 10518.704 | 77975.6469 | 0 | 89439.6433 | 0
3782 | Commercial | CmiNgsld818 | Energy Star Refrigerator | 4098.8387 | 2085.8605 | 77.8276 | 12691.5715 | 13557.1106 | 3233.2997 | 2163.6881 | 2527.7486 | 449.2021 | 489.6444 | 244.5928 | 3711.1878 | 19237.6554 | 0 | 19237.6554 | 490.3706 | 0 | 67456.9428 | 10518.704 | 77975.6469 | 0 | 89439.6433 | 0
3783 | Commercial | CmiTgsld818 | Energy Star Refrigerator | 4098.8387 | 2085.8605 | 77.8276 | 12691.5715 | 13557.1106 | 3233.2997 | 2163.6881 | 2527.7486 | 449.2021 | 489.6444 | 244.5928 | 3711.1878 | 19237.6554 | 0 | 19237.6554 | 490.3706 | 0 | 67456.9428 | 10518.704 | 77975.6469 | 0 | 89439.6433 | 0
3784 | Commercial | CofNgsld818 | Energy Star Refrigerator | 4098.8387 | 2085.8605 | 77.8276 | 12691.5715 | 13557.1106 | 3233.2997 | 2163.6881 | 2527.7486 | 449.2021 | 489.6444 | 244.5928 | 3711.1878 | 19237.6554 | 0 | 19237.6554 | 490.3706 | 0 | 67456.9428 | 10518.704 | 77975.6469 | 0 | 89439.6433 | 0
3785 | Commercial | CofTgsld818 | Energy Star Refrigerator | 4098.8387 | 2085.8605 | 77.8276 | 12691.5715 | 13557.1106 | 3233.2997 | 2163.6881 | 2527.7486 | 449.2021 | 489.6444 | 244.5928 | 3711.1878 | 19237.6554 | 0 | 19237.6554 | 490.3706 | 0 | 67456.9428 | 10518.704 | 77975.6469 | 0 | 89439.6433 | 0
3786 | Commercial | CreNgsld818 | Energy Star Refrigerator | 4098.8387 | 2085.8605 | 77.8276 | 12691.5715 | 13557.1106 | 3233.2997 | 2163.6881 | 2527.7486 | 449.2021 | 489.6444 | 244.5928 | 3711.1878 | 19237.6554 | 0 | 19237.6554 | 490.3706 | 0 | 67456.9428 | 10518.704 | 77975.6469 | 0 | 89439.6433 | 0
3787 | Commercial | CreTgsld818 | Energy Star Refrigerator | 4098.8387 | 2085.8605 | 77.8276 | 12691.5715 | 13557.1106 | 3233.2997 | 2163.6881 | 2527.7486 | 449.2021 | 489.6444 | 244.5928 | 3711.1878 | 19237.6554 | 0 | 19237.6554 | 490.3706 | 0 | 67456.9428 | 10518.704 | 77975.6469 | 0 | 89439.6433 | 0
3788 | Commercial | CrtNgsld818 | Energy Star Refrigerator | 4098.8387 | 2085.8605 | 77.8276 | 12691.5715 | 13557.1106 | 3233.2997 | 2163.6881 | 2527.7486 | 449.2021 | 489.6444 | 244.5928 | 3711.1878 | 19237.6554 | 0 | 19237.6554 | 490.3706 | 0 | 67456.9428 | 10518.704 | 77975.6469 | 0 | 89439.6433 | 0
3789 | Commercial | CrtTgsld818 | Energy Star Refrigerator | 4098.8387 | 2085.8605 | 77.8276 | 12691.5715 | 13557.1106 | 3233.2997 | 2163.6881 | 2527.7486 | 449.2021 | 489.6444 | 244.5928 | 3711.1878 | 19237.6554 | 0 | 19237.6554 | 490.3706 | 0 | 67456.9428 | 10518.704 | 77975.6469 | 0 | 89439.6433 | 0
3790 | Commercial | CscNgsld818 | Energy Star Refrigerator | 4098.8387 | 2085.8605 | 77.8276 | 12691.5715 | 13557.1106 | 3233.2997 | 2163.6881 | 2527.7486 | 449.2021 | 489.6444 | 244.5928 | 3711.1878 | 19237.6554 | 0 | 19237.6554 | 490.3706 | 0 | 67456.9428 | 10518.704 | 77975.6469 | 0 | 89439.6433 | 0
3791 | Commercial | CscTgsld818 | Energy Star Refrigerator | 4098.8387 | 2085.8605 | 77.8276 | 12691.5715 | 13557.1106 | 3233.2997 | 2163.6881 | 2527.7486 | 449.2021 | 489.6444 | 244.5928 | 3711.1878 | 19237.6554 | 0 | 19237.6554 | 490.3706 | 0 | 67456.9428 | 10518.704 | 77975.6469 | 0 | 89439.6433 | 0
3792 | Commercial | CwaNgsld818 | Energy Star Refrigerator | 4098.8387 | 2085.8605 | 77.8276 | 12691.5715 | 13557.1106 | 3233.2997 | 2163.6881 | 2527.7486 | 449.2021 | 489.6444 | 244.5928 | 3711.1878 | 19237.6554 | 0 | 19237.6554 | 490.3706 | 0 | 67456.9428 | 10518.704 | 77975.6469 | 0 | 89439.6433 | 0
3793 | Commercial | CwaTgsld818 | Energy Star Refrigerator | 4098.8387 | 2085.8605 | 77.8276 | 12691.5715 | 13557.1106 | 3233.2997 | 2163.6881 | 2527.7486 | 449.2021 | 489.6444 | 244.5928 | 3711.1878 | 19237.6554 | 0 | 19237.6554 | 490.3706 | 0 | 67456.9428 | 10518.704 | 77975.6469 | 0 | 89439.6433 | 0
3794 | Commercial | CasEgsld819 | High Efficiency Refrigeration Compressor | 4411.7037 | 2245.0746 | 83.7682 | 12976.8542 | 13861.8489 | 3526.709 | 2328.8428 | 2698.8652 | 482.9093 | 522.7895 | 262.9466 | 3967.5106 | 13613.1222 | 0 | 13613.1222 | 746.2301 | 0 | 46698.5021 | 10617.8427 | 57316.3449 | 0 | 106515.4407 | 0
3795 | Commercial | CasNgsld819 | High Efficiency Refrigeration Compressor | 4411.7037 | 2245.0746 | 83.7682 | 12976.8542 | 13861.8489 | 3526.709 | 2328.8428 | 2698.8652 | 482.9093 | 522.7895 | 262.9466 | 3967.5106 | 13613.1222 | 0 | 13613.1222 | 746.2301 | 0 | 46698.5021 | 10617.8427 | 57316.3449 | 0 | 106515.4407 | 0
3796 | Commercial | CcoEgsld819 | High Efficiency Refrigeration Compressor | 4677.4854 | 2380.3284 | 88.8148 | 13758.6407 | 14696.9517 | 3739.1745 | 2469.1432 | 2861.4575 | 512.002 | 554.2848 | 278.7877 | 4206.532 | 15665.2541 | 0 | 15665.2541 | 746.2301 | 0 | 54308.6151 | 10617.8427 | 64926.4578 | 0 | 123873.4796 | 0
3797 | Commercial | CcoNgsld819 | High Efficiency Refrigeration Compressor | 4677.4854 | 2380.3284 | 88.8148 | 13758.6407 | 14696.9517 | 3739.1745 | 2469.1432 | 2861.4575 | 512.002 | 554.2848 | 278.7877 | 4206.532 | 15665.2541 | 0 | 15665.2541 | 746.2301 | 0 | 54308.6151 | 10617.8427 | 64926.4578 | 0 | 123873.4796 | 0
3798 | Commercial | CgrEgsld819 | High Efficiency Refrigeration Compressor | 4411.7037 | 2245.0746 | 83.7682 | 12976.8542 | 13861.8489 | 3526.709 | 2328.8428 | 2698.8652 | 482.9093 | 522.7895 | 262.9466 | 3967.5106 | 13613.1222 | 0 | 13613.1222 | 746.2301 | 0 | 46698.5021 | 10617.8427 | 57316.3449 | 0 | 106515.4407 | 0
3799 | Commercial | CgrNgsld819 | High Efficiency Refrigeration Compressor | 4411.7037 | 2245.0746 | 83.7682 | 12976.8542 | 13861.8489 | 3526.709 | 2328.8428 | 2698.8652 | 482.9093 | 522.7895 | 262.9466 | 3967.5106 | 13613.1222 | 0 | 13613.1222 | 746.2301 | 0 | 46698.5021 | 10617.8427 | 57316.3449 | 0 | 106515.4407 | 0
3800 | Commercial | CheEgsld819 | High Efficiency Refrigeration Compressor | 4677.4854 | 2380.3284 | 88.8148 | 13758.6407 | 14696.9517 | 3739.1745 | 2469.1432 | 2861.4575 | 512.002 | 554.2848 | 278.7877 | 4206.532 | 15665.2541 | 0 | 15665.2541 | 746.2301 | 0 | 54308.6151 | 10617.8427 | 64926.4578 | 0 | 123873.4796 | 0
3801 | Commercial | CheNgsld819 | High Efficiency Refrigeration Compressor | 4677.4854 | 2380.3284 | 88.8148 | 13758.6407 | 14696.9517 | 3739.1745 | 2469.1432 | 2861.4575 | 512.002 | 554.2848 | 278.7877 | 4206.532 | 15665.2541 | 0 | 15665.2541 | 746.2301 | 0 | 54308.6151 | 10617.8427 | 64926.4578 | 0 | 123873.4796 | 0
3802 | Commercial | ChoEgsld819 | High Efficiency Refrigeration Compressor | 4677.4854 | 2380.3284 | 88.8148 | 13758.6407 | 14696.9517 | 3739.1745 | 2469.1432 | 2861.4575 | 512.002 | 554.2848 | 278.7877 | 4206.532 | 15665.2541 | 0 | 15665.2541 | 746.2301 | 0 | 54308.6151 | 10617.8427 | 64926.4578 | 0 | 123873.4796 | 0
3803 | Commercial | ChoNgsld819 | High Efficiency Refrigeration Compressor | 4677.4854 | 2380.3284 | 88.8148 | 13758.6407 | 14696.9517 | 3739.1745 | 2469.1432 | 2861.4575 | 512.002 | 554.2848 | 278.7877 | 4206.532 | 15665.2541 | 0 | 15665.2541 | 746.2301 | 0 | 54308.6151 | 10617.8427 | 64926.4578 | 0 | 123873.4796 | 0
3804 | Commercial | CloEgsld819 | High Efficiency Refrigeration Compressor | 4677.4854 | 2380.3284 | 88.8148 | 13758.6407 | 14696.9517 | 3739.1745 | 2469.1432 | 2861.4575 | 512.002 | 554.2848 | 278.7877 | 4206.532 | 15665.2541 | 0 | 15665.2541 | 746.2301 | 0 | 54308.6151 | 10617.8427 | 64926.4578 | 0 | 123873.4796 | 0
3805 | Commercial | CloNgsld819 | High Efficiency Refrigeration Compressor | 4677.4854 | 2380.3284 | 88.8148 | 13758.6407 | 14696.9517 | 3739.1745 | 2469.1432 | 2861.4575 | 512.002 | 554.2848 | 278.7877 | 4206.532 | 15665.2541 | 0 | 15665.2541 | 746.2301 | 0 | 54308.6151 | 10617.8427 | 64926.4578 | 0 | 123873.4796 | 0
3806 | Commercial | CreEgsld819 | High Efficiency Refrigeration Compressor | 4677.4854 | 2380.3284 | 88.8148 | 13758.6407 | 14696.9517 | 3739.1745 | 2469.1432 | 2861.4575 | 512.002 | 554.2848 | 278.7877 | 4206.532 | 15665.2541 | 0 | 15665.2541 | 746.2301 | 0 | 54308.6151 | 10617.8427 | 64926.4578 | 0 | 123873.4796 | 0
3807 | Commercial | CreNgsld819 | High Efficiency Refrigeration Compressor | 4677.4854 | 2380.3284 | 88.8148 | 13758.6407 | 14696.9517 | 3739.1745 | 2469.1432 | 2861.4575 | 512.002 | 554.2848 | 278.7877 | 4206.532 | 15665.2541 | 0 | 15665.2541 | 746.2301 | 0 | 54308.6151 | 10617.8427 | 64926.4578 | 0 | 123873.4796 | 0
3808 | Commercial | CrtEgsld819 | High Efficiency Refrigeration Compressor | 4411.7037 | 2245.0746 | 83.7682 | 12976.8542 | 13861.8489 | 3526.709 | 2328.8428 | 2698.8652 | 482.9093 | 522.7895 | 262.9466 | 3967.5106 | 13613.1222 | 0 | 13613.1222 | 746.2301 | 0 | 46698.5021 | 10617.8427 | 57316.3449 | 0 | 106515.4407 | 0
3809 | Commercial | CrtNgsld819 | High Efficiency Refrigeration Compressor | 4411.7037 | 2245.0746 | 83.7682 | 12976.8542 | 13861.8489 | 3526.709 | 2328.8428 | 2698.8652 | 482.9093 | 522.7895 | 262.9466 | 3967.5106 | 13613.1222 | 0 | 13613.1222 | 746.2301 | 0 | 46698.5021 | 10617.8427 | 57316.3449 | 0 | 106515.4407 | 0
3810 | Commercial | CscEgsld819 | High Efficiency Refrigeration Compressor | 4677.4854 | 2380.3284 | 88.8148 | 13758.6407 | 14696.9517 | 3739.1745 | 2469.1432 | 2861.4575 | 512.002 | 554.2848 | 278.7877 | 4206.532 | 15665.2541 | 0 | 15665.2541 | 746.2301 | 0 | 54308.6151 | 10617.8427 | 64926.4578 | 0 | 123873.4796 | 0
3811 | Commercial | CscNgsld819 | High Efficiency Refrigeration Compressor | 4677.4854 | 2380.3284 | 88.8148 | 13758.6407 | 14696.9517 | 3739.1745 | 2469.1432 | 2861.4575 | 512.002 | 554.2848 | 278.7877 | 4206.532 | 15665.2541 | 0 | 15665.2541 | 746.2301 | 0 | 54308.6151 | 10617.8427 | 64926.4578 | 0 | 123873.4796 | 0
3812 | Commercial | CcoEgsld820 | Water Cooled Refrigeration Heat Recovery | 333.2316 | 169.5784 | 6.3273 | 1031.8125 | 1102.18 | 262.8641 | 175.9058 | 205.5035 | 36.5197 | 39.8076 | 19.8852 | 301.716 | 9019.2353 | 0 | 9019.2353 | 632.2974 | 0 | 31625.9976 | 10518.704 | 42144.7016 | 0 | 367323.5895 | 0
3813 | Commercial | CcoNgsld820 | Water Cooled Refrigeration Heat Recovery | 333.2316 | 169.5784 | 6.3273 | 1031.8125 | 1102.18 | 262.8641 | 175.9058 | 205.5035 | 36.5197 | 39.8076 | 19.8852 | 301.716 | 9019.2353 | 0 | 9019.2353 | 632.2974 | 0 | 31625.9976 | 10518.704 | 42144.7016 | 0 | 367323.5895 | 0
3814 | Commercial | ChoEgsld820 | Water Cooled Refrigeration Heat Recovery | 2443.1395 | 1243.2908 | 46.3896 | 7564.8939 | 8080.8041 | 1927.2294 | 1289.6804 | 1506.681 | 267.7498 | 291.8557 | 145.7911 | 2212.0777 | 66125.924 | 0 | 66125.924 | 632.2974 | 0 | 231870.9109 | 10518.704 | 242389.6149 | 0 | 1014197.9288 | 0
3815 | Commercial | ChoNgsld820 | Water Cooled Refrigeration Heat Recovery | 2443.1395 | 1243.2908 | 46.3896 | 7564.8939 | 8080.8041 | 1927.2294 | 1289.6804 | 1506.681 | 267.7498 | 291.8557 | 145.7911 | 2212.0777 | 66125.924 | 0 | 66125.924 | 632.2974 | 0 | 231870.9109 | 10518.704 | 242389.6149 | 0 | 1014197.9288 | 0
3816 | Commercial | CinEgsld820 | Water Cooled Refrigeration Heat Recovery | 166.8495 | 84.9081 | 3.1681 | 516.6299 | 551.863 | 131.6164 | 88.0762 | 102.8959 | 18.2855 | 19.9317 | 9.9565 | 151.0696 | 7336.2213 | 0 | 7336.2213 | 632.2974 | 0 | 25724.4996 | 10518.704 | 36243.2037 | 0 | 99798.1038 | 0
3817 | Commercial | CinNgsld820 | Water Cooled Refrigeration Heat Recovery | 166.8495 | 84.9081 | 3.1681 | 516.6299 | 551.863 | 131.6164 | 88.0762 | 102.8959 | 18.2855 | 19.9317 | 9.9565 | 151.0696 | 7336.2213 | 0 | 7336.2213 | 632.2974 | 0 | 25724.4996 | 10518.704 | 36243.2037 | 0 | 99798.1038 | 0
3818 | Commercial | CofEgsld820 | Water Cooled Refrigeration Heat Recovery | 118.9047 | 60.5095 | 2.2577 | 368.1745 | 393.2832 | 93.796 | 62.7672 | 73.3284 | 13.0311 | 14.2043 | 7.0955 | 107.6592 | 5228.1327 | 0 | 5228.1327 | 632.2974 | 0 | 18332.4756 | 10518.704 | 28851.1796 | 0 | 77713.8932 | 0
3819 | Commercial | CofNgsld820 | Water Cooled Refrigeration Heat Recovery | 118.9047 | 60.5095 | 2.2577 | 368.1745 | 393.2832 | 93.796 | 62.7672 | 73.3284 | 13.0311 | 14.2043 | 7.0955 | 107.6592 | 5228.1327 | 0 | 5228.1327 | 632.2974 | 0 | 18332.4756 | 10518.704 | 28851.1796 | 0 | 77713.8932 | 0
3820 | Commercial | CasEgsld901 | Drain Water Heat Recovery | 4221.1371 | 2148.097 | 80.1497 | 12992.6982 | 13878.7735 | 3335.0618 | 2228.2468 | 2600.7782 | 462.5416 | 503.7906 | 251.8562 | 3818.9666 | 8765.6593 | 0 | 8765.6593 | 721.5234 | 0 | 29090.083 | 11040.5152 | 40130.5982 | 0 | 328349.4733 | 0
3821 | Commercial | CasNgsld901 | Drain Water Heat Recovery | 4221.1371 | 2148.097 | 80.1497 | 12992.6982 | 13878.7735 | 3335.0618 | 2228.2468 | 2600.7782 | 462.5416 | 503.7906 | 251.8562 | 3818.9666 | 8765.6593 | 0 | 8765.6593 | 721.5234 | 0 | 29090.083 | 11040.5152 | 40130.5982 | 0 | 343241.4198 | 0
3822 | Commercial | CcoEgsld901 | Drain Water Heat Recovery | 5419.6625 | 2758.0153 | 102.907 | 16681.7703 | 17819.4327 | 4282.0001 | 2860.9223 | 3339.2282 | 593.873 | 646.834 | 323.3669 | 4903.302 | 19664.6203 | 0 | 19664.6203 | 721.5234 | 0 | 68954.0978 | 11040.5152 | 79994.613 | 0 | 338394.7373 | 0
3823 | Commercial | CcoNgsld901 | Drain Water Heat Recovery | 5419.6625 | 2758.0153 | 102.907 | 16681.7703 | 17819.4327 | 4282.0001 | 2860.9223 | 3339.2282 | 593.873 | 646.834 | 323.3669 | 4903.302 | 19664.6203 | 0 | 19664.6203 | 721.5234 | 0 | 68954.0978 | 11040.5152 | 79994.613 | 0 | 353742.288 | 0
3824 | Commercial | CgrEgsld901 | Drain Water Heat Recovery | 8667.3313 | 4410.7235 | 164.5728 | 26678.1244 | 28497.5175 | 6847.9381 | 4575.2963 | 5340.2213 | 949.7443 | 1034.4417 | 517.1406 | 7841.5479 | 33225.0724 | 0 | 33225.0724 | 721.5234 | 0 | 116503.8964 | 11040.5152 | 127544.4116 | 0 | 657509.1664 | 0
3825 | Commercial | CgrNgsld901 | Drain Water Heat Recovery | 8667.3313 | 4410.7235 | 164.5728 | 26678.1244 | 28497.5175 | 6847.9381 | 4575.2963 | 5340.2213 | 949.7443 | 1034.4417 | 517.1406 | 7841.5479 | 33225.0724 | 0 | 33225.0724 | 721.5234 | 0 | 116503.8964 | 11040.5152 | 127544.4116 | 0 | 687329.8011 | 0
3826 | Commercial | CheEgsld901 | Drain Water Heat Recovery | 4221.1371 | 2148.097 | 80.1497 | 12992.6982 | 13878.7735 | 3335.0618 | 2228.2468 | 2600.7782 | 462.5416 | 503.7906 | 251.8562 | 3818.9666 | 8765.6593 | 0 | 8765.6593 | 721.5234 | 0 | 29090.083 | 11040.5152 | 40130.5982 | 0 | 246262.0965 | 0
3827 | Commercial | CheNgsld901 | Drain Water Heat Recovery | 4221.1371 | 2148.097 | 80.1497 | 12992.6982 | 13878.7735 | 3335.0618 | 2228.2468 | 2600.7782 | 462.5416 | 503.7906 | 251.8562 | 3818.9666 | 8765.6593 | 0 | 8765.6593 | 721.5234 | 0 | 29090.083 | 11040.5152 | 40130.5982 | 0 | 257431.0734 | 0
3828 | Commercial | ChoEgsld901 | Drain Water Heat Recovery | 5419.6625 | 2758.0153 | 102.907 | 16681.7703 | 17819.4327 | 4282.0001 | 2860.9223 | 3339.2282 | 593.873 | 646.834 | 323.3669 | 4903.302 | 19664.6203 | 0 | 19664.6203 | 721.5234 | 0 | 68954.0978 | 11040.5152 | 79994.613 | 0 | 289453.3595 | 0
3829 | Commercial | ChoNgsld901 | Drain Water Heat Recovery | 5419.6625 | 2758.0153 | 102.907 | 16681.7703 | 17819.4327 | 4282.0001 | 2860.9223 | 3339.2282 | 593.873 | 646.834 | 323.3669 | 4903.302 | 19664.6203 | 0 | 19664.6203 | 721.5234 | 0 | 68954.0978 | 11040.5152 | 79994.613 | 0 | 302581.2275 | 0
3830 | Commercial | CinEgsld901 | Drain Water Heat Recovery | 4221.1371 | 2148.097 | 80.1497 | 12992.6982 | 13878.7735 | 3335.0618 | 2228.2468 | 2600.7782 | 462.5416 | 503.7906 | 251.8562 | 3818.9666 | 8765.6593 | 0 | 8765.6593 | 721.5234 | 0 | 29090.083 | 11040.5152 | 40130.5982 | 0 | 102609.2041 | 0
3831 | Commercial | CinNgsld901 | Drain Water Heat Recovery | 4221.1371 | 2148.097 | 80.1497 | 12992.6982 | 13878.7735 | 3335.0618 | 2228.2468 | 2600.7782 | 462.5416 | 503.7906 | 251.8562 | 3818.9666 | 8765.6593 | 0 | 8765.6593 | 721.5234 | 0 | 29090.083 | 11040.5152 | 40130.5982 | 0 | 107262.9416 | 0
3832 | Commercial | CloEgsld901 | Drain Water Heat Recovery | 8667.3313 | 4410.7235 | 164.5728 | 26678.1244 | 28497.5175 | 6847.9381 | 4575.2963 | 5340.2213 | 949.7443 | 1034.4417 | 517.1406 | 7841.5479 | 33225.0724 | 0 | 33225.0724 | 721.5234 | 0 | 116503.8964 | 11040.5152 | 127544.4116 | 0 | 410943.2205 | 0
3833 | Commercial | CloNgsld901 | Drain Water Heat Recovery | 8667.3313 | 4410.7235 | 164.5728 | 26678.1244 | 28497.5175 | 6847.9381 | 4575.2963 | 5340.2213 | 949.7443 | 1034.4417 | 517.1406 | 7841.5479 | 33225.0724 | 0 | 33225.0724 | 721.5234 | 0 | 116503.8964 | 11040.5152 | 127544.4116 | 0 | 429581.1257 | 0
3834 | Commercial | CmiEgsld901 | Drain Water Heat Recovery | 4221.1371 | 2148.097 | 80.1497 | 12992.6982 | 13878.7735 | 3335.0618 | 2228.2468 | 2600.7782 | 462.5416 | 503.7906 | 251.8562 | 3818.9666 | 8765.6593 | 0 | 8765.6593 | 721.5234 | 0 | 29090.083 | 11040.5152 | 40130.5982 | 0 | 109449.8216 | 0
3835 | Commercial | CmiNgsld901 | Drain Water Heat Recovery | 4221.1371 | 2148.097 | 80.1497 | 12992.6982 | 13878.7735 | 3335.0618 | 2228.2468 | 2600.7782 | 462.5416 | 503.7906 | 251.8562 | 3818.9666 | 8765.6593 | 0 | 8765.6593 | 721.5234 | 0 | 29090.083 | 11040.5152 | 40130.5982 | 0 | 114413.8094 | 0
3836 | Commercial | CofEgsld901 | Drain Water Heat Recovery | 4221.1371 | 2148.097 | 80.1497 | 12992.6982 | 13878.7735 | 3335.0618 | 2228.2468 | 2600.7782 | 462.5416 | 503.7906 | 251.8562 | 3818.9666 | 8765.6593 | 0 | 8765.6593 | 721.5234 | 0 | 29090.083 | 11040.5152 | 40130.5982 | 0 | 118205.8057 | 0
3837 | Commercial | CofNgsld901 | Drain Water Heat Recovery | 4221.1371 | 2148.097 | 80.1497 | 12992.6982 | 13878.7735 | 3335.0618 | 2228.2468 | 2600.7782 | 462.5416 | 503.7906 | 251.8562 | 3818.9666 | 8765.6593 | 0 | 8765.6593 | 721.5234 | 0 | 29090.083 | 11040.5152 | 40130.5982 | 0 | 123566.9149 | 0
3838 | Commercial | CreEgsld901 | Drain Water Heat Recovery | 8667.3313 | 4410.7235 | 164.5728 | 26678.1244 | 28497.5175 | 6847.9381 | 4575.2963 | 5340.2213 | 949.7443 | 1034.4417 | 517.1406 | 7841.5479 | 33225.0724 | 0 | 33225.0724 | 721.5234 | 0 | 116503.8964 | 11040.5152 | 127544.4116 | 0 | 789010.9453 | 0
3839 | Commercial | CreNgsld901 | Drain Water Heat Recovery | 8667.3313 | 4410.7235 | 164.5728 | 26678.1244 | 28497.5175 | 6847.9381 | 4575.2963 | 5340.2213 | 949.7443 | 1034.4417 | 517.1406 | 7841.5479 | 33225.0724 | 0 | 33225.0724 | 721.5234 | 0 | 116503.8964 | 11040.5152 | 127544.4116 | 0 | 824795.7613 | 0
3840 | Commercial | CrtEgsld901 | Drain Water Heat Recovery | 8667.3313 | 4410.7235 | 164.5728 | 26678.1244 | 28497.5175 | 6847.9381 | 4575.2963 | 5340.2213 | 949.7443 | 1034.4417 | 517.1406 | 7841.5479 | 33225.0724 | 0 | 33225.0724 | 721.5234 | 0 | 116503.8964 | 11040.5152 | 127544.4116 | 0 | 664150.6587 | 0
3841 | Commercial | CrtNgsld901 | Drain Water Heat Recovery | 8667.3313 | 4410.7235 | 164.5728 | 26678.1244 | 28497.5175 | 6847.9381 | 4575.2963 | 5340.2213 | 949.7443 | 1034.4417 | 517.1406 | 7841.5479 | 33225.0724 | 0 | 33225.0724 | 721.5234 | 0 | 116503.8964 | 11040.5152 | 127544.4116 | 0 | 694272.4941 | 0
3842 | Commercial | CscEgsld901 | Drain Water Heat Recovery | 4221.1371 | 2148.097 | 80.1497 | 12992.6982 | 13878.7735 | 3335.0618 | 2228.2468 | 2600.7782 | 462.5416 | 503.7906 | 251.8562 | 3818.9666 | 8765.6593 | 0 | 8765.6593 | 721.5234 | 0 | 29090.083 | 11040.5152 | 40130.5982 | 0 | 788021.4314 | 0
3843 | Commercial | CscNgsld901 | Drain Water Heat Recovery | 4221.1371 | 2148.097 | 80.1497 | 12992.6982 | 13878.7735 | 3335.0618 | 2228.2468 | 2600.7782 | 462.5416 | 503.7906 | 251.8562 | 3818.9666 | 8765.6593 | 0 | 8765.6593 | 721.5234 | 0 | 29090.083 | 11040.5152 | 40130.5982 | 0 | 823761.3559 | 0
3844 | Commercial | CwaEgsld901 | Drain Water Heat Recovery | 4221.1371 | 2148.097 | 80.1497 | 12992.6982 | 13878.7735 | 3335.0618 | 2228.2468 | 2600.7782 | 462.5416 | 503.7906 | 251.8562 | 3818.9666 | 8765.6593 | 0 | 8765.6593 | 721.5234 | 0 | 29090.083 | 11040.5152 | 40130.5982 | 0 | 164174.7367 | 0
3845 | Commercial | CwaNgsld901 | Drain Water Heat Recovery | 4221.1371 | 2148.097 | 80.1497 | 12992.6982 | 13878.7735 | 3335.0618 | 2228.2468 | 2600.7782 | 462.5416 | 503.7906 | 251.8562 | 3818.9666 | 8765.6593 | 0 | 8765.6593 | 721.5234 | 0 | 29090.083 | 11040.5152 | 40130.5982 | 0 | 171620.7099 | 0
3846 | Commercial | CasEgsld904 | Hot Water Circulation Pump Control | 4588.9008 | 2335.2485 | 87.1327 | 14208.9908 | 15178.0148 | 3619.8768 | 2422.3812 | 2829.9692 | 502.9092 | 548.1868 | 273.8366 | 4154.9018 | 42221.648 | 0 | 42221.648 | 721.5234 | 0 | 148050.4377 | 10518.704 | 158569.1417 | 0 | 128871.0269 | 0
3847 | Commercial | CcoEgsld904 | Hot Water Circulation Pump Control | 4554.3844 | 2317.6835 | 86.4774 | 14102.1151 | 15063.8503 | 3592.6492 | 2404.1608 | 2808.683 | 499.1264 | 544.0635 | 271.7769 | 4123.6499 | 16260.7444 | 0 | 16260.7444 | 721.5234 | 0 | 56542.7161 | 10518.704 | 67061.4201 | 0 | 49217.8109 | 0
3848 | Commercial | CheEgsld904 | Hot Water Circulation Pump Control | 4588.9008 | 2335.2485 | 87.1327 | 14208.9908 | 15178.0148 | 3619.8768 | 2422.3812 | 2829.9692 | 502.9092 | 548.1868 | 273.8366 | 4154.9018 | 42221.648 | 0 | 42221.648 | 721.5234 | 0 | 148050.4377 | 10518.704 | 158569.1417 | 0 | 128871.0269 | 0
3849 | Commercial | ChoEgsld904 | Hot Water Circulation Pump Control | 4554.3844 | 2317.6835 | 86.4774 | 14102.1151 | 15063.8503 | 3592.6492 | 2404.1608 | 2808.683 | 499.1264 | 544.0635 | 271.7769 | 4123.6499 | 16260.7444 | 0 | 16260.7444 | 721.5234 | 0 | 56542.7161 | 10518.704 | 67061.4201 | 0 | 49217.8109 | 0
3850 | Commercial | CinEgsld904 | Hot Water Circulation Pump Control | 4588.9008 | 2335.2485 | 87.1327 | 14208.9908 | 15178.0148 | 3619.8768 | 2422.3812 | 2829.9692 | 502.9092 | 548.1868 | 273.8366 | 4154.9018 | 42221.648 | 0 | 42221.648 | 721.5234 | 0 | 148050.4377 | 10518.704 | 158569.1417 | 0 | 128871.0269 | 0
3851 | Commercial | CinNgsld904 | Hot Water Circulation Pump Control | 4588.9008 | 2335.2485 | 87.1327 | 14208.9908 | 15178.0148 | 3619.8768 | 2422.3812 | 2829.9692 | 502.9092 | 548.1868 | 273.8366 | 4154.9018 | 42221.648 | 0 | 42221.648 | 721.5234 | 0 | 148050.4377 | 10518.704 | 158569.1417 | 0 | 128871.0269 | 0
3852 | Commercial | CmiEgsld904 | Hot Water Circulation Pump Control | 4588.9008 | 2335.2485 | 87.1327 | 14208.9908 | 15178.0148 | 3619.8768 | 2422.3812 | 2829.9692 | 502.9092 | 548.1868 | 273.8366 | 4154.9018 | 42221.648 | 0 | 42221.648 | 721.5234 | 0 | 148050.4377 | 10518.704 | 158569.1417 | 0 | 128871.0269 | 0
3853 | Commercial | CmiNgsld904 | Hot Water Circulation Pump Control | 4588.9008 | 2335.2485 | 87.1327 | 14208.9908 | 15178.0148 | 3619.8768 | 2422.3812 | 2829.9692 | 502.9092 | 548.1868 | 273.8366 | 4154.9018 | 42221.648 | 0 | 42221.648 | 721.5234 | 0 | 148050.4377 | 10518.704 | 158569.1417 | 0 | 128871.0269 | 0
3854 | Commercial | CofEgsld904 | Hot Water Circulation Pump Control | 4588.9008 | 2335.2485 | 87.1327 | 14208.9908 | 15178.0148 | 3619.8768 | 2422.3812 | 2829.9692 | 502.9092 | 548.1868 | 273.8366 | 4154.9018 | 42221.648 | 0 | 42221.648 | 721.5234 | 0 | 148050.4377 | 10518.704 | 158569.1417 | 0 | 128871.0269 | 0
3855 | Commercial | CscEgsld904 | Hot Water Circulation Pump Control | 4588.9008 | 2335.2485 | 87.1327 | 14208.9908 | 15178.0148 | 3619.8768 | 2422.3812 | 2829.9692 | 502.9092 | 548.1868 | 273.8366 | 4154.9018 | 42221.648 | 0 | 42221.648 | 721.5234 | 0 | 148050.4377 | 10518.704 | 158569.1417 | 0 | 128871.0269 | 0
3856 | Commercial | CwaEgsld904 | Hot Water Circulation Pump Control | 4588.9008 | 2335.2485 | 87.1327 | 14208.9908 | 15178.0148 | 3619.8768 | 2422.3812 | 2829.9692 | 502.9092 | 548.1868 | 273.8366 | 4154.9018 | 42221.648 | 0 | 42221.648 | 721.5234 | 0 | 148050.4377 | 10518.704 | 158569.1417 | 0 | 128871.0269 | 0
3857 | Commercial | CasEgsld906 | Tank Wrap on Water Heater | 4808.8413 | 2447.1742 | 91.3089 | 14145.019 | 15109.6802 | 3844.1802 | 2538.4831 | 2941.8146 | 526.3804 | 569.8506 | 286.6168 | 4324.6623 | 20047.066 | 0 | 20047.066 | 1178.3023 | 0 | 70295.1456 | 10617.8427 | 80912.9884 | 0 | 109947.5693 | 0
3858 | Commercial | CasNgsld906 | Tank Wrap on Water Heater | 4808.8413 | 2447.1742 | 91.3089 | 14145.019 | 15109.6802 | 3844.1802 | 2538.4831 | 2941.8146 | 526.3804 | 569.8506 | 286.6168 | 4324.6623 | 20047.066 | 0 | 20047.066 | 1178.3023 | 0 | 70295.1456 | 10617.8427 | 80912.9884 | 0 | 114934.1345 | 0
3859 | Commercial | CcoEgsld906 | Tank Wrap on Water Heater | 4808.8413 | 2447.1742 | 91.3089 | 14145.019 | 15109.6802 | 3844.1802 | 2538.4831 | 2941.8146 | 526.3804 | 569.8506 | 286.6168 | 4324.6623 | 20047.066 | 0 | 20047.066 | 1178.3023 | 0 | 70295.1456 | 10617.8427 | 80912.9884 | 0 | 109947.5693 | 0
3860 | Commercial | CcoNgsld906 | Tank Wrap on Water Heater | 4808.8413 | 2447.1742 | 91.3089 | 14145.019 | 15109.6802 | 3844.1802 | 2538.4831 | 2941.8146 | 526.3804 | 569.8506 | 286.6168 | 4324.6623 | 20047.066 | 0 | 20047.066 | 1178.3023 | 0 | 70295.1456 | 10617.8427 | 80912.9884 | 0 | 114934.1345 | 0
3861 | Commercial | CgrEgsld906 | Tank Wrap on Water Heater | 4808.8413 | 2447.1742 | 91.3089 | 14145.019 | 15109.6802 | 3844.1802 | 2538.4831 | 2941.8146 | 526.3804 | 569.8506 | 286.6168 | 4324.6623 | 20047.066 | 0 | 20047.066 | 1178.3023 | 0 | 70295.1456 | 10617.8427 | 80912.9884 | 0 | 109947.5693 | 0
3862 | Commercial | CgrNgsld906 | Tank Wrap on Water Heater | 4808.8413 | 2447.1742 | 91.3089 | 14145.019 | 15109.6802 | 3844.1802 | 2538.4831 | 2941.8146 | 526.3804 | 569.8506 | 286.6168 | 4324.6623 | 20047.066 | 0 | 20047.066 | 1178.3023 | 0 | 70295.1456 | 10617.8427 | 80912.9884 | 0 | 114934.1345 | 0
3863 | Commercial | CheEgsld906 | Tank Wrap on Water Heater | 4808.8413 | 2447.1742 | 91.3089 | 14145.019 | 15109.6802 | 3844.1802 | 2538.4831 | 2941.8146 | 526.3804 | 569.8506 | 286.6168 | 4324.6623 | 20047.066 | 0 | 20047.066 | 1178.3023 | 0 | 70295.1456 | 10617.8427 | 80912.9884 | 0 | 109947.5693 | 0
3864 | Commercial | CheNgsld906 | Tank Wrap on Water Heater | 4808.8413 | 2447.1742 | 91.3089 | 14145.019 | 15109.6802 | 3844.1802 | 2538.4831 | 2941.8146 | 526.3804 | 569.8506 | 286.6168 | 4324.6623 | 20047.066 | 0 | 20047.066 | 1178.3023 | 0 | 70295.1456 | 10617.8427 | 80912.9884 | 0 | 114934.1345 | 0
3865 | Commercial | ChoEgsld906 | Tank Wrap on Water Heater | 4808.8413 | 2447.1742 | 91.3089 | 14145.019 | 15109.6802 | 3844.1802 | 2538.4831 | 2941.8146 | 526.3804 | 569.8506 | 286.6168 | 4324.6623 | 20047.066 | 0 | 20047.066 | 1178.3023 | 0 | 70295.1456 | 10617.8427 | 80912.9884 | 0 | 109947.5693 | 0
3866 | Commercial | ChoNgsld906 | Tank Wrap on Water Heater | 4808.8413 | 2447.1742 | 91.3089 | 14145.019 | 15109.6802 | 3844.1802 | 2538.4831 | 2941.8146 | 526.3804 | 569.8506 | 286.6168 | 4324.6623 | 20047.066 | 0 | 20047.066 | 1178.3023 | 0 | 70295.1456 | 10617.8427 | 80912.9884 | 0 | 114934.1345 | 0
3867 | Commercial | CinEgsld906 | Tank Wrap on Water Heater | 4808.8413 | 2447.1742 | 91.3089 | 14145.019 | 15109.6802 | 3844.1802 | 2538.4831 | 2941.8146 | 526.3804 | 569.8506 | 286.6168 | 4324.6623 | 20047.066 | 0 | 20047.066 | 1178.3023 | 0 | 70295.1456 | 10617.8427 | 80912.9884 | 0 | 109947.5693 | 0
3868 | Commercial | CinNgsld906 | Tank Wrap on Water Heater | 4808.8413 | 2447.1742 | 91.3089 | 14145.019 | 15109.6802 | 3844.1802 | 2538.4831 | 2941.8146 | 526.3804 | 569.8506 | 286.6168 | 4324.6623 | 20047.066 | 0 | 20047.066 | 1178.3023 | 0 | 70295.1456 | 10617.8427 | 80912.9884 | 0 | 114934.1345 | 0
3869 | Commercial | CloEgsld906 | Tank Wrap on Water Heater | 4808.8413 | 2447.1742 | 91.3089 | 14145.019 | 15109.6802 | 3844.1802 | 2538.4831 | 2941.8146 | 526.3804 | 569.8506 | 286.6168 | 4324.6623 | 20047.066 | 0 | 20047.066 | 1178.3023 | 0 | 70295.1456 | 10617.8427 | 80912.9884 | 0 | 109947.5693 | 0
3870 | Commercial | CloNgsld906 | Tank Wrap on Water Heater | 4808.8413 | 2447.1742 | 91.3089 | 14145.019 | 15109.6802 | 3844.1802 | 2538.4831 | 2941.8146 | 526.3804 | 569.8506 | 286.6168 | 4324.6623 | 20047.066 | 0 | 20047.066 | 1178.3023 | 0 | 70295.1456 | 10617.8427 | 80912.9884 | 0 | 114934.1345 | 0
3871 | Commercial | CmiEgsld906 | Tank Wrap on Water Heater | 4808.8413 | 2447.1742 | 91.3089 | 14145.019 | 15109.6802 | 3844.1802 | 2538.4831 | 2941.8146 | 526.3804 | 569.8506 | 286.6168 | 4324.6623 | 20047.066 | 0 | 20047.066 | 1178.3023 | 0 | 70295.1456 | 10617.8427 | 80912.9884 | 0 | 109947.5693 | 0
3872 | Commercial | CmiNgsld906 | Tank Wrap on Water Heater | 4808.8413 | 2447.1742 | 91.3089 | 14145.019 | 15109.6802 | 3844.1802 | 2538.4831 | 2941.8146 | 526.3804 | 569.8506 | 286.6168 | 4324.6623 | 20047.066 | 0 | 20047.066 | 1178.3023 | 0 | 70295.1456 | 10617.8427 | 80912.9884 | 0 | 114934.1345 | 0
3873 | Commercial | CofEgsld906 | Tank Wrap on Water Heater | 4808.8413 | 2447.1742 | 91.3089 | 14145.019 | 15109.6802 | 3844.1802 | 2538.4831 | 2941.8146 | 526.3804 | 569.8506 | 286.6168 | 4324.6623 | 20047.066 | 0 | 20047.066 | 1178.3023 | 0 | 70295.1456 | 10617.8427 | 80912.9884 | 0 | 109947.5693 | 0
3874 | Commercial | CofNgsld906 | Tank Wrap on Water Heater | 4808.8413 | 2447.1742 | 91.3089 | 14145.019 | 15109.6802 | 3844.1802 | 2538.4831 | 2941.8146 | 526.3804 | 569.8506 | 286.6168 | 4324.6623 | 20047.066 | 0 | 20047.066 | 1178.3023 | 0 | 70295.1456 | 10617.8427 | 80912.9884 | 0 | 114934.1345 | 0
3875 | Commercial | CreEgsld906 | Tank Wrap on Water Heater | 4808.8413 | 2447.1742 | 91.3089 | 14145.019 | 15109.6802 | 3844.1802 | 2538.4831 | 2941.8146 | 526.3804 | 569.8506 | 286.6168 | 4324.6623 | 20047.066 | 0 | 20047.066 | 1178.3023 | 0 | 70295.1456 | 10617.8427 | 80912.9884 | 0 | 109947.5693 | 0
3876 | Commercial | CreNgsld906 | Tank Wrap on Water Heater | 4808.8413 | 2447.1742 | 91.3089 | 14145.019 | 15109.6802 | 3844.1802 | 2538.4831 | 2941.8146 | 526.3804 | 569.8506 | 286.6168 | 4324.6623 | 20047.066 | 0 | 20047.066 | 1178.3023 | 0 | 70295.1456 | 10617.8427 | 80912.9884 | 0 | 114934.1345 | 0
3877 | Commercial | CrtEgsld906 | Tank Wrap on Water Heater | 4808.8413 | 2447.1742 | 91.3089 | 14145.019 | 15109.6802 | 3844.1802 | 2538.4831 | 2941.8146 | 526.3804 | 569.8506 | 286.6168 | 4324.6623 | 20047.066 | 0 | 20047.066 | 1178.3023 | 0 | 70295.1456 | 10617.8427 | 80912.9884 | 0 | 109947.5693 | 0
3878 | Commercial | CrtNgsld906 | Tank Wrap on Water Heater | 4808.8413 | 2447.1742 | 91.3089 | 14145.019 | 15109.6802 | 3844.1802 | 2538.4831 | 2941.8146 | 526.3804 | 569.8506 | 286.6168 | 4324.6623 | 20047.066 | 0 | 20047.066 | 1178.3023 | 0 | 70295.1456 | 10617.8427 | 80912.9884 | 0 | 114934.1345 | 0
3879 | Commercial | CscEgsld906 | Tank Wrap on Water Heater | 4808.8413 | 2447.1742 | 91.3089 | 14145.019 | 15109.6802 | 3844.1802 | 2538.4831 | 2941.8146 | 526.3804 | 569.8506 | 286.6168 | 4324.6623 | 20047.066 | 0 | 20047.066 | 1178.3023 | 0 | 70295.1456 | 10617.8427 | 80912.9884 | 0 | 109947.5693 | 0
3880 | Commercial | CscNgsld906 | Tank Wrap on Water Heater | 4808.8413 | 2447.1742 | 91.3089 | 14145.019 | 15109.6802 | 3844.1802 | 2538.4831 | 2941.8146 | 526.3804 | 569.8506 | 286.6168 | 4324.6623 | 20047.066 | 0 | 20047.066 | 1178.3023 | 0 | 70295.1456 | 10617.8427 | 80912.9884 | 0 | 114934.1345 | 0
3881 | Commercial | CwaEgsld906 | Tank Wrap on Water Heater | 4808.8413 | 2447.1742 | 91.3089 | 14145.019 | 15109.6802 | 3844.1802 | 2538.4831 | 2941.8146 | 526.3804 | 569.8506 | 286.6168 | 4324.6623 | 20047.066 | 0 | 20047.066 | 1178.3023 | 0 | 70295.1456 | 10617.8427 | 80912.9884 | 0 | 109947.5693 | 0
3882 | Commercial | CwaNgsld906 | Tank Wrap on Water Heater | 4808.8413 | 2447.1742 | 91.3089 | 14145.019 | 15109.6802 | 3844.1802 | 2538.4831 | 2941.8146 | 526.3804 | 569.8506 | 286.6168 | 4324.6623 | 20047.066 | 0 | 20047.066 | 1178.3023 | 0 | 70295.1456 | 10617.8427 | 80912.9884 | 0 | 114934.1345 | 0
3883 | Commercial | CasNgsld908 | Solar Pool Heater | 57.2093 | 29.1133 | 1.0863 | 168.2788 | 179.7551 | 45.733 | 30.1995 | 34.9978 | 6.2622 | 6.7793 | 3.4098 | 51.4491 | 4373.1252 | 0 | 4373.1252 | 721.5234 | 0 | 15334.3871 | 10617.8427 | 25952.2299 | 0 | 30225.7445 | 0
3884 | Commercial | CasTgsld908 | Solar Pool Heater | 57.2093 | 29.1133 | 1.0863 | 168.2788 | 179.7551 | 45.733 | 30.1995 | 34.9978 | 6.2622 | 6.7793 | 3.4098 | 51.4491 | 4373.1252 | 0 | 4373.1252 | 721.5234 | 0 | 15334.3871 | 10617.8427 | 25952.2299 | 0 | 30225.7445 | 0
3885 | Commercial | CcoNgsld908 | Solar Pool Heater | 57.2093 | 29.1133 | 1.0863 | 168.2788 | 179.7551 | 45.733 | 30.1995 | 34.9978 | 6.2622 | 6.7793 | 3.4098 | 51.4491 | 4373.1252 | 0 | 4373.1252 | 721.5234 | 0 | 15334.3871 | 10617.8427 | 25952.2299 | 0 | 30225.7445 | 0
3886 | Commercial | CcoTgsld908 | Solar Pool Heater | 57.2093 | 29.1133 | 1.0863 | 168.2788 | 179.7551 | 45.733 | 30.1995 | 34.9978 | 6.2622 | 6.7793 | 3.4098 | 51.4491 | 4373.1252 | 0 | 4373.1252 | 721.5234 | 0 | 15334.3871 | 10617.8427 | 25952.2299 | 0 | 30225.7445 | 0
3887 | Commercial | CloNgsld908 | Solar Pool Heater | 57.2093 | 29.1133 | 1.0863 | 168.2788 | 179.7551 | 45.733 | 30.1995 | 34.9978 | 6.2622 | 6.7793 | 3.4098 | 51.4491 | 4373.1252 | 0 | 4373.1252 | 721.5234 | 0 | 15334.3871 | 10617.8427 | 25952.2299 | 0 | 30225.7445 | 0
3888 | Commercial | CloTgsld908 | Solar Pool Heater | 57.2093 | 29.1133 | 1.0863 | 168.2788 | 179.7551 | 45.733 | 30.1995 | 34.9978 | 6.2622 | 6.7793 | 3.4098 | 51.4491 | 4373.1252 | 0 | 4373.1252 | 721.5234 | 0 | 15334.3871 | 10617.8427 | 25952.2299 | 0 | 30225.7445 | 0
3889 | Commercial | CscNgsld908 | Solar Pool Heater | 57.2093 | 29.1133 | 1.0863 | 168.2788 | 179.7551 | 45.733 | 30.1995 | 34.9978 | 6.2622 | 6.7793 | 3.4098 | 51.4491 | 4373.1252 | 0 | 4373.1252 | 721.5234 | 0 | 15334.3871 | 10617.8427 | 25952.2299 | 0 | 30225.7445 | 0
3890 | Commercial | CscTgsld908 | Solar Pool Heater | 57.2093 | 29.1133 | 1.0863 | 168.2788 | 179.7551 | 45.733 | 30.1995 | 34.9978 | 6.2622 | 6.7793 | 3.4098 | 51.4491 | 4373.1252 | 0 | 4373.1252 | 721.5234 | 0 | 15334.3871 | 10617.8427 | 25952.2299 | 0 | 30225.7445 | 0
3891 | Commercial | CasNgsld909 | Solar Water Heater | 4218.5998 | 2146.8058 | 80.1016 | 13062.3975 | 13953.2261 | 3327.7712 | 2226.9074 | 2601.6051 | 462.327 | 503.9509 | 251.7394 | 3819.6224 | 10161.7612 | 0 | 10161.7612 | 660.672 | 0 | 34138.4055 | 10518.704 | 44657.1095 | 0 | 57474.1312 | 0
3892 | Commercial | CasTgsld909 | Solar Water Heater | 4218.5998 | 2146.8058 | 80.1016 | 13062.3975 | 13953.2261 | 3327.7712 | 2226.9074 | 2601.6051 | 462.327 | 503.9509 | 251.7394 | 3819.6224 | 10161.7612 | 0 | 10161.7612 | 660.672 | 0 | 34138.4055 | 10518.704 | 44657.1095 | 0 | 57474.1312 | 0
3893 | Commercial | CcoNgsld909 | Solar Water Heater | 4218.5998 | 2146.8058 | 80.1016 | 13062.3975 | 13953.2261 | 3327.7712 | 2226.9074 | 2601.6051 | 462.327 | 503.9509 | 251.7394 | 3819.6224 | 10161.7612 | 0 | 10161.7612 | 660.672 | 0 | 34138.4055 | 10518.704 | 44657.1095 | 0 | 24988.7532 | 0
3894 | Commercial | CcoTgsld909 | Solar Water Heater | 4218.5998 | 2146.8058 | 80.1016 | 13062.3975 | 13953.2261 | 3327.7712 | 2226.9074 | 2601.6051 | 462.327 | 503.9509 | 251.7394 | 3819.6224 | 10161.7612 | 0 | 10161.7612 | 660.672 | 0 | 34138.4055 | 10518.704 | 44657.1095 | 0 | 24988.7532 | 0
3895 | Commercial | CgrNgsld909 | Solar Water Heater | 4218.5998 | 2146.8058 | 80.1016 | 13062.3975 | 13953.2261 | 3327.7712 | 2226.9074 | 2601.6051 | 462.327 | 503.9509 | 251.7394 | 3819.6224 | 10161.7612 | 0 | 10161.7612 | 660.672 | 0 | 34138.4055 | 10518.704 | 44657.1095 | 0 | 28737.0656 | 0
3896 | Commercial | CgrTgsld909 | Solar Water Heater | 4218.5998 | 2146.8058 | 80.1016 | 13062.3975 | 13953.2261 | 3327.7712 | 2226.9074 | 2601.6051 | 462.327 | 503.9509 | 251.7394 | 3819.6224 | 10161.7612 | 0 | 10161.7612 | 660.672 | 0 | 34138.4055 | 10518.704 | 44657.1095 | 0 | 28737.0656 | 0
3897 | Commercial | CheNgsld909 | Solar Water Heater | 4218.5998 | 2146.8058 | 80.1016 | 13062.3975 | 13953.2261 | 3327.7712 | 2226.9074 | 2601.6051 | 462.327 | 503.9509 | 251.7394 | 3819.6224 | 10161.7612 | 0 | 10161.7612 | 660.672 | 0 | 34138.4055 | 10518.704 | 44657.1095 | 0 | 43105.5973 | 0
3898 | Commercial | CheTgsld909 | Solar Water Heater | 4218.5998 | 2146.8058 | 80.1016 | 13062.3975 | 13953.2261 | 3327.7712 | 2226.9074 | 2601.6051 | 462.327 | 503.9509 | 251.7394 | 3819.6224 | 10161.7612 | 0 | 10161.7612 | 660.672 | 0 | 34138.4055 | 10518.704 | 44657.1095 | 0 | 43105.5973 | 0
3899 | Commercial | ChoNgsld909 | Solar Water Heater | 5623.9979 | 2861.9997 | 106.7869 | 17414.0472 | 18601.6494 | 4436.3957 | 2968.7866 | 3468.3123 | 616.3481 | 671.8388 | 335.6047 | 5092.1038 | 16646.0774 | 0 | 16646.0774 | 660.672 | 0 | 58008.9584 | 10518.704 | 68527.6624 | 0 | 36320.4659 | 0
3900 | Commercial | ChoTgsld909 | Solar Water Heater | 5623.9979 | 2861.9997 | 106.7869 | 17414.0472 | 18601.6494 | 4436.3957 | 2968.7866 | 3468.3123 | 616.3481 | 671.8388 | 335.6047 | 5092.1038 | 16646.0774 | 0 | 16646.0774 | 660.672 | 0 | 58008.9584 | 10518.704 | 68527.6624 | 0 | 36320.4659 | 0
3901 | Commercial | CloNgsld909 | Solar Water Heater | 6338.4525 | 3225.5789 | 120.3527 | 19626.2717 | 20964.743 | 4999.9811 | 3345.9317 | 3908.9155 | 694.647 | 757.187 | 378.2388 | 5738.9883 | 17998.3343 | 0 | 17998.3343 | 660.672 | 0 | 63111.2568 | 10518.704 | 73629.9609 | 0 | 33203.6648 | 0
3902 | Commercial | CloTgsld909 | Solar Water Heater | 6338.4525 | 3225.5789 | 120.3527 | 19626.2717 | 20964.743 | 4999.9811 | 3345.9317 | 3908.9155 | 694.647 | 757.187 | 378.2388 | 5738.9883 | 17998.3343 | 0 | 17998.3343 | 660.672 | 0 | 63111.2568 | 10518.704 | 73629.9609 | 0 | 33203.6648 | 0
3903 | Commercial | CofNgsld909 | Solar Water Heater | 4218.5998 | 2146.8058 | 80.1016 | 13062.3975 | 13953.2261 | 3327.7712 | 2226.9074 | 2601.6051 | 462.327 | 503.9509 | 251.7394 | 3819.6224 | 10161.7612 | 0 | 10161.7612 | 660.672 | 0 | 34138.4055 | 10518.704 | 44657.1095 | 0 | 20690.6881 | 0
3904 | Commercial | CofTgsld909 | Solar Water Heater | 4218.5998 | 2146.8058 | 80.1016 | 13062.3975 | 13953.2261 | 3327.7712 | 2226.9074 | 2601.6051 | 462.327 | 503.9509 | 251.7394 | 3819.6224 | 10161.7612 | 0 | 10161.7612 | 660.672 | 0 | 34138.4055 | 10518.704 | 44657.1095 | 0 | 20690.6881 | 0
3905 | Commercial | CreNgsld909 | Solar Water Heater | 4218.5998 | 2146.8058 | 80.1016 | 13062.3975 | 13953.2261 | 3327.7712 | 2226.9074 | 2601.6051 | 462.327 | 503.9509 | 251.7394 | 3819.6224 | 10161.7612 | 0 | 10161.7612 | 660.672 | 0 | 34138.4055 | 10518.704 | 44657.1095 | 0 | 34484.4787 | 0
3906 | Commercial | CreTgsld909 | Solar Water Heater | 4218.5998 | 2146.8058 | 80.1016 | 13062.3975 | 13953.2261 | 3327.7712 | 2226.9074 | 2601.6051 | 462.327 | 503.9509 | 251.7394 | 3819.6224 | 10161.7612 | 0 | 10161.7612 | 660.672 | 0 | 34138.4055 | 10518.704 | 44657.1095 | 0 | 34484.4787 | 0
3907 | Commercial | CrtNgsld909 | Solar Water Heater | 4218.5998 | 2146.8058 | 80.1016 | 13062.3975 | 13953.2261 | 3327.7712 | 2226.9074 | 2601.6051 | 462.327 | 503.9509 | 251.7394 | 3819.6224 | 10161.7612 | 0 | 10161.7612 | 660.672 | 0 | 34138.4055 | 10518.704 | 44657.1095 | 0 | 29027.3384 | 0
3908 | Commercial | CrtTgsld909 | Solar Water Heater | 4218.5998 | 2146.8058 | 80.1016 | 13062.3975 | 13953.2261 | 3327.7712 | 2226.9074 | 2601.6051 | 462.327 | 503.9509 | 251.7394 | 3819.6224 | 10161.7612 | 0 | 10161.7612 | 660.672 | 0 | 34138.4055 | 10518.704 | 44657.1095 | 0 | 29027.3384 | 0
3909 | Commercial | CscNgsld909 | Solar Water Heater | 4218.5998 | 2146.8058 | 80.1016 | 13062.3975 | 13953.2261 | 3327.7712 | 2226.9074 | 2601.6051 | 462.327 | 503.9509 | 251.7394 | 3819.6224 | 10161.7612 | 0 | 10161.7612 | 660.672 | 0 | 34138.4055 | 10518.704 | 44657.1095 | 0 | 137934.8927 | 0
3910 | Commercial | CscTgsld909 | Solar Water Heater | 4218.5998 | 2146.8058 | 80.1016 | 13062.3975 | 13953.2261 | 3327.7712 | 2226.9074 | 2601.6051 | 462.327 | 503.9509 | 251.7394 | 3819.6224 | 10161.7612 | 0 | 10161.7612 | 660.672 | 0 | 34138.4055 | 10518.704 | 44657.1095 | 0 | 137934.8927 | 0
3911 | Commercial | CwaNgsld909 | Solar Water Heater | 4218.5998 | 2146.8058 | 80.1016 | 13062.3975 | 13953.2261 | 3327.7712 | 2226.9074 | 2601.6051 | 462.327 | 503.9509 | 251.7394 | 3819.6224 | 10161.7612 | 0 | 10161.7612 | 660.672 | 0 | 34138.4055 | 10518.704 | 44657.1095 | 0 | 28737.0656 | 0
3912 | Commercial | CwaTgsld909 | Solar Water Heater | 4218.5998 | 2146.8058 | 80.1016 | 13062.3975 | 13953.2261 | 3327.7712 | 2226.9074 | 2601.6051 | 462.327 | 503.9509 | 251.7394 | 3819.6224 | 10161.7612 | 0 | 10161.7612 | 660.672 | 0 | 34138.4055 | 10518.704 | 44657.1095 | 0 | 28737.0656 | 0
3913 | Commercial | CasNgsld910 | Heat Pump Pool Heater | 53.1492 | 27.0472 | 1.0092 | 156.3364 | 166.9983 | 42.4874 | 28.0563 | 32.5141 | 5.8178 | 6.2982 | 3.1678 | 47.7979 | 4062.7743 | 0 | 4062.7743 | 660.672 | 0 | 14246.14 | 10617.8427 | 24863.9827 | 0 | 7884.1643 | 0
3914 | Commercial | CasTgsld910 | Heat Pump Pool Heater | 53.1492 | 27.0472 | 1.0092 | 156.3364 | 166.9983 | 42.4874 | 28.0563 | 32.5141 | 5.8178 | 6.2982 | 3.1678 | 47.7979 | 4062.7743 | 0 | 4062.7743 | 660.672 | 0 | 14246.14 | 10617.8427 | 24863.9827 | 0 | 7884.1643 | 0
3915 | Commercial | CcoNgsld910 | Heat Pump Pool Heater | 53.1492 | 27.0472 | 1.0092 | 156.3364 | 166.9983 | 42.4874 | 28.0563 | 32.5141 | 5.8178 | 6.2982 | 3.1678 | 47.7979 | 4062.7743 | 0 | 4062.7743 | 660.672 | 0 | 14246.14 | 10617.8427 | 24863.9827 | 0 | 7884.1643 | 0
3916 | Commercial | CcoTgsld910 | Heat Pump Pool Heater | 53.1492 | 27.0472 | 1.0092 | 156.3364 | 166.9983 | 42.4874 | 28.0563 | 32.5141 | 5.8178 | 6.2982 | 3.1678 | 47.7979 | 4062.7743 | 0 | 4062.7743 | 660.672 | 0 | 14246.14 | 10617.8427 | 24863.9827 | 0 | 7884.1643 | 0
3917 | Commercial | CloNgsld910 | Heat Pump Pool Heater | 53.1492 | 27.0472 | 1.0092 | 156.3364 | 166.9983 | 42.4874 | 28.0563 | 32.5141 | 5.8178 | 6.2982 | 3.1678 | 47.7979 | 4062.7743 | 0 | 4062.7743 | 660.672 | 0 | 14246.14 | 10617.8427 | 24863.9827 | 0 | 7884.1643 | 0
3918 | Commercial | CloTgsld910 | Heat Pump Pool Heater | 53.1492 | 27.0472 | 1.0092 | 156.3364 | 166.9983 | 42.4874 | 28.0563 | 32.5141 | 5.8178 | 6.2982 | 3.1678 | 47.7979 | 4062.7743 | 0 | 4062.7743 | 660.672 | 0 | 14246.14 | 10617.8427 | 24863.9827 | 0 | 7884.1643 | 0
3919 | Commercial | CscNgsld910 | Heat Pump Pool Heater | 53.1492 | 27.0472 | 1.0092 | 156.3364 | 166.9983 | 42.4874 | 28.0563 | 32.5141 | 5.8178 | 6.2982 | 3.1678 | 47.7979 | 4062.7743 | 0 | 4062.7743 | 660.672 | 0 | 14246.14 | 10617.8427 | 24863.9827 | 0 | 7884.1643 | 0
3920 | Commercial | CscTgsld910 | Heat Pump Pool Heater | 53.1492 | 27.0472 | 1.0092 | 156.3364 | 166.9983 | 42.4874 | 28.0563 | 32.5141 | 5.8178 | 6.2982 | 3.1678 | 47.7979 | 4062.7743 | 0 | 4062.7743 | 660.672 | 0 | 14246.14 | 10617.8427 | 24863.9827 | 0 | 7884.1643 | 0
3921 | Commercial | CscNgsld911 | Heat Pump Water Heater | 4519.9449 | 2300.1575 | 85.8234 | 13295.2414 | 14201.9495 | 3613.2368 | 2385.9809 | 2765.0819 | 494.7575 | 535.6162 | 269.398 | 4064.8535 | 9087.4138 | 0 | 9087.4138 | 898.9844 | 0 | 30281.6079 | 10617.8427 | 40899.4506 | 0 | 29048.985 | 0
3922 | Commercial | CscTgsld911 | Heat Pump Water Heater | 4519.9449 | 2300.1575 | 85.8234 | 13295.2414 | 14201.9495 | 3613.2368 | 2385.9809 | 2765.0819 | 494.7575 | 535.6162 | 269.398 | 4064.8535 | 9087.4138 | 0 | 9087.4138 | 898.9844 | 0 | 30281.6079 | 10617.8427 | 40899.4506 | 0 | 29048.985 | 0
3923 | Commercial | CasNgsld912 | Instantaneous Hot Water System | 4686.2213 | 2384.774 | 88.9806 | 14424.2317 | 15407.9346 | 3702.5184 | 2473.7546 | 2887.3315 | 513.5043 | 559.2982 | 279.6057 | 4239.7398 | 18126.6326 | 0 | 18126.6326 | 632.2974 | 0 | 63561.1357 | 11040.5152 | 74601.6509 | 0 | 605842.2894 | 0
3924 | Commercial | CasTgsld912 | Instantaneous Hot Water System | 4686.2213 | 2384.774 | 88.9806 | 14424.2317 | 15407.9346 | 3702.5184 | 2473.7546 | 2887.3315 | 513.5043 | 559.2982 | 279.6057 | 4239.7398 | 18126.6326 | 0 | 18126.6326 | 632.2974 | 0 | 63561.1357 | 11040.5152 | 74601.6509 | 0 | 605842.2894 | 0
3925 | Commercial | CcoNgsld912 | Instantaneous Hot Water System | 5551.9356 | 2825.3279 | 105.4186 | 17088.9081 | 18254.3364 | 4386.5072 | 2930.7464 | 3420.7259 | 608.3671 | 662.6208 | 331.259 | 5022.9728 | 21250.3904 | 0 | 21250.3904 | 632.2974 | 0 | 74514.6092 | 11040.5152 | 85555.1245 | 0 | 308803.0463 | 0
3926 | Commercial | CcoTgsld912 | Instantaneous Hot Water System | 5551.9356 | 2825.3279 | 105.4186 | 17088.9081 | 18254.3364 | 4386.5072 | 2930.7464 | 3420.7259 | 608.3671 | 662.6208 | 331.259 | 5022.9728 | 21250.3904 | 0 | 21250.3904 | 632.2974 | 0 | 74514.6092 | 11040.5152 | 85555.1245 | 0 | 308803.0463 | 0
3927 | Commercial | CgrNgsld912 | Instantaneous Hot Water System | 4611.4208 | 2346.7087 | 87.5603 | 14193.9951 | 15161.9963 | 3643.4195 | 2434.2691 | 2841.2445 | 505.3079 | 550.3708 | 275.1427 | 4172.0659 | 18050.5781 | 0 | 18050.5781 | 632.2974 | 0 | 63294.4499 | 11040.5152 | 74334.9651 | 0 | 301650.1817 | 0
3928 | Commercial | CgrTgsld912 | Instantaneous Hot Water System | 4611.4208 | 2346.7087 | 87.5603 | 14193.9951 | 15161.9963 | 3643.4195 | 2434.2691 | 2841.2445 | 505.3079 | 550.3708 | 275.1427 | 4172.0659 | 18050.5781 | 0 | 18050.5781 | 632.2974 | 0 | 63294.4499 | 11040.5152 | 74334.9651 | 0 | 301650.1817 | 0
3929 | Commercial | CheNgsld912 | Instantaneous Hot Water System | 4686.2213 | 2384.774 | 88.9806 | 14424.2317 | 15407.9346 | 3702.5184 | 2473.7546 | 2887.3315 | 513.5043 | 559.2982 | 279.6057 | 4239.7398 | 18126.6326 | 0 | 18126.6326 | 632.2974 | 0 | 63561.1357 | 11040.5152 | 74601.6509 | 0 | 454381.732 | 0
3930 | Commercial | CheTgsld912 | Instantaneous Hot Water System | 4686.2213 | 2384.774 | 88.9806 | 14424.2317 | 15407.9346 | 3702.5184 | 2473.7546 | 2887.3315 | 513.5043 | 559.2982 | 279.6057 | 4239.7398 | 18126.6326 | 0 | 18126.6326 | 632.2974 | 0 | 63561.1357 | 11040.5152 | 74601.6509 | 0 | 454381.732 | 0
3931 | Commercial | ChoNgsld912 | Instantaneous Hot Water System | 5551.9356 | 2825.3279 | 105.4186 | 17088.9081 | 18254.3364 | 4386.5072 | 2930.7464 | 3420.7259 | 608.3671 | 662.6208 | 331.259 | 5022.9728 | 21250.3904 | 0 | 21250.3904 | 632.2974 | 0 | 74514.6092 | 11040.5152 | 85555.1245 | 0 | 264141.4461 | 0
3932 | Commercial | ChoTgsld912 | Instantaneous Hot Water System | 5551.9356 | 2825.3279 | 105.4186 | 17088.9081 | 18254.3364 | 4386.5072 | 2930.7464 | 3420.7259 | 608.3671 | 662.6208 | 331.259 | 5022.9728 | 21250.3904 | 0 | 21250.3904 | 632.2974 | 0 | 74514.6092 | 11040.5152 | 85555.1245 | 0 | 264141.4461 | 0
3933 | Commercial | CinNgsld912 | Instantaneous Hot Water System | 4686.2213 | 2384.774 | 88.9806 | 14424.2317 | 15407.9346 | 3702.5184 | 2473.7546 | 2887.3315 | 513.5043 | 559.2982 | 279.6057 | 4239.7398 | 18126.6326 | 0 | 18126.6326 | 632.2974 | 0 | 63561.1357 | 11040.5152 | 74601.6509 | 0 | 189325.7192 | 0
3934 | Commercial | CinTgsld912 | Instantaneous Hot Water System | 4686.2213 | 2384.774 | 88.9806 | 14424.2317 | 15407.9346 | 3702.5184 | 2473.7546 | 2887.3315 | 513.5043 | 559.2982 | 279.6057 | 4239.7398 | 18126.6326 | 0 | 18126.6326 | 632.2974 | 0 | 63561.1357 | 11040.5152 | 74601.6509 | 0 | 189325.7192 | 0
3935 | Commercial | CloNgsld912 | Instantaneous Hot Water System | 4611.4208 | 2346.7087 | 87.5603 | 14193.9951 | 15161.9963 | 3643.4195 | 2434.2691 | 2841.2445 | 505.3079 | 550.3708 | 275.1427 | 4172.0659 | 18050.5781 | 0 | 18050.5781 | 632.2974 | 0 | 63294.4499 | 11040.5152 | 74334.9651 | 0 | 188531.3747 | 0
3936 | Commercial | CloTgsld912 | Instantaneous Hot Water System | 4611.4208 | 2346.7087 | 87.5603 | 14193.9951 | 15161.9963 | 3643.4195 | 2434.2691 | 2841.2445 | 505.3079 | 550.3708 | 275.1427 | 4172.0659 | 18050.5781 | 0 | 18050.5781 | 632.2974 | 0 | 63294.4499 | 11040.5152 | 74334.9651 | 0 | 188531.3747 | 0
3937 | Commercial | CmiNgsld912 | Instantaneous Hot Water System | 4686.2213 | 2384.774 | 88.9806 | 14424.2317 | 15407.9346 | 3702.5184 | 2473.7546 | 2887.3315 | 513.5043 | 559.2982 | 279.6057 | 4239.7398 | 18126.6326 | 0 | 18126.6326 | 632.2974 | 0 | 63561.1357 | 11040.5152 | 74601.6509 | 0 | 201947.4298 | 0
3938 | Commercial | CmiTgsld912 | Instantaneous Hot Water System | 4686.2213 | 2384.774 | 88.9806 | 14424.2317 | 15407.9346 | 3702.5184 | 2473.7546 | 2887.3315 | 513.5043 | 559.2982 | 279.6057 | 4239.7398 | 18126.6326 | 0 | 18126.6326 | 632.2974 | 0 | 63561.1357 | 11040.5152 | 74601.6509 | 0 | 201947.4298 | 0
3939 | Commercial | CofNgsld912 | Instantaneous Hot Water System | 4686.2213 | 2384.774 | 88.9806 | 14424.2317 | 15407.9346 | 3702.5184 | 2473.7546 | 2887.3315 | 513.5043 | 559.2982 | 279.6057 | 4239.7398 | 18126.6326 | 0 | 18126.6326 | 632.2974 | 0 | 63561.1357 | 11040.5152 | 74601.6509 | 0 | 218103.2272 | 0
3940 | Commercial | CofTgsld912 | Instantaneous Hot Water System | 4686.2213 | 2384.774 | 88.9806 | 14424.2317 | 15407.9346 | 3702.5184 | 2473.7546 | 2887.3315 | 513.5043 | 559.2982 | 279.6057 | 4239.7398 | 18126.6326 | 0 | 18126.6326 | 632.2974 | 0 | 63561.1357 | 11040.5152 | 74601.6509 | 0 | 218103.2272 | 0
3941 | Commercial | CreNgsld912 | Instantaneous Hot Water System | 4611.4208 | 2346.7087 | 87.5603 | 14193.9951 | 15161.9963 | 3643.4195 | 2434.2691 | 2841.2445 | 505.3079 | 550.3708 | 275.1427 | 4172.0659 | 18050.5781 | 0 | 18050.5781 | 632.2974 | 0 | 63294.4499 | 11040.5152 | 74334.9651 | 0 | 361980.218 | 0
3942 | Commercial | CreTgsld912 | Instantaneous Hot Water System | 4611.4208 | 2346.7087 | 87.5603 | 14193.9951 | 15161.9963 | 3643.4195 | 2434.2691 | 2841.2445 | 505.3079 | 550.3708 | 275.1427 | 4172.0659 | 18050.5781 | 0 | 18050.5781 | 632.2974 | 0 | 63294.4499 | 11040.5152 | 74334.9651 | 0 | 361980.218 | 0
3943 | Commercial | CrtNgsld912 | Instantaneous Hot Water System | 4611.4208 | 2346.7087 | 87.5603 | 14193.9951 | 15161.9963 | 3643.4195 | 2434.2691 | 2841.2445 | 505.3079 | 550.3708 | 275.1427 | 4172.0659 | 18050.5781 | 0 | 18050.5781 | 632.2974 | 0 | 63294.4499 | 11040.5152 | 74334.9651 | 0 | 304697.1601 | 0
3944 | Commercial | CrtTgsld912 | Instantaneous Hot Water System | 4611.4208 | 2346.7087 | 87.5603 | 14193.9951 | 15161.9963 | 3643.4195 | 2434.2691 | 2841.2445 | 505.3079 | 550.3708 | 275.1427 | 4172.0659 | 18050.5781 | 0 | 18050.5781 | 632.2974 | 0 | 63294.4499 | 11040.5152 | 74334.9651 | 0 | 304697.1601 | 0
3945 | Commercial | CscNgsld912 | Instantaneous Hot Water System | 4686.2213 | 2384.774 | 88.9806 | 14424.2317 | 15407.9346 | 3702.5184 | 2473.7546 | 2887.3315 | 513.5043 | 559.2982 | 279.6057 | 4239.7398 | 18126.6326 | 0 | 18126.6326 | 632.2974 | 0 | 63561.1357 | 11040.5152 | 74601.6509 | 0 | 1453989.5941 | 0
3946 | Commercial | CscTgsld912 | Instantaneous Hot Water System | 4686.2213 | 2384.774 | 88.9806 | 14424.2317 | 15407.9346 | 3702.5184 | 2473.7546 | 2887.3315 | 513.5043 | 559.2982 | 279.6057 | 4239.7398 | 18126.6326 | 0 | 18126.6326 | 632.2974 | 0 | 63561.1357 | 11040.5152 | 74601.6509 | 0 | 1453989.5941 | 0
3947 | Commercial | CwaNgsld912 | Instantaneous Hot Water System | 4686.2213 | 2384.774 | 88.9806 | 14424.2317 | 15407.9346 | 3702.5184 | 2473.7546 | 2887.3315 | 513.5043 | 559.2982 | 279.6057 | 4239.7398 | 18126.6326 | 0 | 18126.6326 | 632.2974 | 0 | 63561.1357 | 11040.5152 | 74601.6509 | 0 | 302921.1447 | 0
3948 | Commercial | CwaTgsld912 | Instantaneous Hot Water System | 4686.2213 | 2384.774 | 88.9806 | 14424.2317 | 15407.9346 | 3702.5184 | 2473.7546 | 2887.3315 | 513.5043 | 559.2982 | 279.6057 | 4239.7398 | 18126.6326 | 0 | 18126.6326 | 632.2974 | 0 | 63561.1357 | 11040.5152 | 74601.6509 | 0 | 302921.1447 | 0
3949 | Commercial | CasEgsld921 | Retro-Commissioning | 6304.7296 | 3208.4177 | 119.7124 | 18545.1158 | 19809.8545 | 5039.9909 | 3328.1301 | 3856.9261 | 690.1217 | 747.1142 | 375.7748 | 5669.9368 | 12350.7168 | 0 | 12350.7168 | 1710.9354 | 0 | 42118.1432 | 10617.8427 | 52735.986 | 0 | 36724.9946 | 0
3950 | Commercial | CwaEgsld921 | Retro-Commissioning | 6304.7296 | 3208.4177 | 119.7124 | 18545.1158 | 19809.8545 | 5039.9909 | 3328.1301 | 3856.9261 | 690.1217 | 747.1142 | 375.7748 | 5669.9368 | 12350.6916 | 0 | 12350.6916 | 1710.9354 | 0 | 42118.0573 | 10617.8427 | 52735.9 | 0 | 75270.0473 | 0
3951 | Commercial | CHPgsd101 | 50 kW Micro Turbine | 4048.0061 | 2059.9923 | 76.8624 | 12534.1741 | 13388.979 | 3193.2012 | 2136.8547 | 2496.4001 | 443.6312 | 483.5719 | 241.5594 | 3665.1627 | 9090.1011 | 0 | 9090.1011 | 914.5499 | 0 | 19139.4137 | 10518.704 | 29658.1177 | 0 | 76461.8266 | 0
3952 | Commercial | CHPgsd102 | 100 kW Micro Turbine | 4048.0061 | 2059.9923 | 76.8624 | 12534.1741 | 13388.979 | 3193.2012 | 2136.8547 | 2496.4001 | 443.6312 | 483.5719 | 241.5594 | 3665.1627 | 9090.1011 | 0 | 9090.1011 | 1660.2822 | 0 | 19139.4137 | 10518.704 | 29658.1177 | 0 | 134328.5931 | 0
3953 | Commercial | CHPgsd103 | 100 kW Micro Turbine- Biogas | 4048.0061 | 2059.9923 | 76.8624 | 12534.1741 | 13388.979 | 3193.2012 | 2136.8547 | 2496.4001 | 443.6312 | 483.5719 | 241.5594 | 3665.1627 | 9090.1011 | 0 | 9090.1011 | 1660.2822 | 0 | 19139.4137 | 10518.704 | 29658.1177 | 0 | 138649.3877 | 0
3954 | Commercial | CHPgsd104 | 150 kW Reciprocating Engine | 4048.0061 | 2059.9923 | 76.8624 | 12534.1741 | 13388.979 | 3193.2012 | 2136.8547 | 2496.4001 | 443.6312 | 483.5719 | 241.5594 | 3665.1627 | 7520.2611 | 0 | 7520.2611 | 1660.2822 | 0 | 15624.0115 | 10518.704 | 26142.7155 | 0 | 118206.9879 | 0
3955 | Commercial | CHPgsd105 | 200 kW Micro Turbine | 4048.0061 | 2059.9923 | 76.8624 | 12534.1741 | 13388.979 | 3193.2012 | 2136.8547 | 2496.4001 | 443.6312 | 483.5719 | 241.5594 | 3665.1627 | 9090.1011 | 0 | 9090.1011 | 1069.2683 | 0 | 19139.4137 | 10518.704 | 29658.1177 | 0 | 84454.8107 | 0
3956 | Commercial | CHPgsd106 | 175 kW Fuel Cell | 4048.0061 | 2059.9923 | 76.8624 | 12534.1741 | 13388.979 | 3193.2012 | 2136.8547 | 2496.4001 | 443.6312 | 483.5719 | 241.5594 | 3665.1627 | 12805.1045 | 0 | 12805.1045 | 1069.2683 | 0 | 27732.6209 | 10518.704 | 38251.3249 | 0 | 136911.9734 | 0
3957 | Commercial | CHPgsd107 | 350 kW Reciprocating Engine | 4048.0061 | 2059.9923 | 76.8624 | 12534.1741 | 13388.979 | 3193.2012 | 2136.8547 | 2496.4001 | 443.6312 | 483.5719 | 241.5594 | 3665.1627 | 7520.2611 | 0 | 7520.2611 | 1069.2683 | 0 | 15624.0115 | 10518.704 | 26142.7155 | 0 | 72613.5922 | 0
3958 | Commercial | CHPgsld101 | CHPgsld101 | 4048.0061 | 2059.9923 | 76.8624 | 12534.1741 | 13388.979 | 3193.2012 | 2136.8547 | 2496.4001 | 443.6312 | 483.5719 | 241.5594 | 3665.1627 | 9090.1011 | 0 | 9090.1011 | 914.5499 | 0 | 30224.4619 | 10518.704 | 40743.1659 | 0 | 76461.8266 | 0
3959 | Commercial | CHPgsld102 | CHPgsld102 | 4048.0061 | 2059.9923 | 76.8624 | 12534.1741 | 13388.979 | 3193.2012 | 2136.8547 | 2496.4001 | 443.6312 | 483.5719 | 241.5594 | 3665.1627 | 9090.1011 | 0 | 9090.1011 | 1660.2822 | 0 | 30224.4619 | 10518.704 | 40743.1659 | 0 | 134328.5931 | 0
3960 | Commercial | CHPgsld103 | CHPgsld103 | 4048.0061 | 2059.9923 | 76.8624 | 12534.1741 | 13388.979 | 3193.2012 | 2136.8547 | 2496.4001 | 443.6312 | 483.5719 | 241.5594 | 3665.1627 | 9090.1011 | 0 | 9090.1011 | 1660.2822 | 0 | 30224.4619 | 10518.704 | 40743.1659 | 0 | 138649.3877 | 0
3961 | Commercial | CHPgsld104 | CHPgsld104 | 4048.0061 | 2059.9923 | 76.8624 | 12534.1741 | 13388.979 | 3193.2012 | 2136.8547 | 2496.4001 | 443.6312 | 483.5719 | 241.5594 | 3665.1627 | 7520.2611 | 0 | 7520.2611 | 1660.2822 | 0 | 24673.0307 | 10518.704 | 35191.7347 | 0 | 118206.9879 | 0
3962 | Commercial | CHPgsld105 | CHPgsld105 | 4048.0061 | 2059.9923 | 76.8624 | 12534.1741 | 13388.979 | 3193.2012 | 2136.8547 | 2496.4001 | 443.6312 | 483.5719 | 241.5594 | 3665.1627 | 9090.1011 | 0 | 9090.1011 | 1069.2683 | 0 | 30224.4619 | 10518.704 | 40743.1659 | 0 | 84454.8107 | 0
3963 | Commercial | CHPgsld106 | CHPgsld106 | 4048.0061 | 2059.9923 | 76.8624 | 12534.1741 | 13388.979 | 3193.2012 | 2136.8547 | 2496.4001 | 443.6312 | 483.5719 | 241.5594 | 3665.1627 | 12805.1045 | 0 | 12805.1045 | 1069.2683 | 0 | 43794.6301 | 10518.704 | 54313.3341 | 0 | 136911.9734 | 0
3964 | Commercial | CHPgsld107 | CHPgsld107 | 4048.0061 | 2059.9923 | 76.8624 | 12534.1741 | 13388.979 | 3193.2012 | 2136.8547 | 2496.4001 | 443.6312 | 483.5719 | 241.5594 | 3665.1627 | 7520.2611 | 0 | 7520.2611 | 1069.2683 | 0 | 24673.0307 | 10518.704 | 35191.7347 | 0 | 72613.5922 | 0
3965 | Commercial | CHPgsld108 | 500 kW Fuel Cell | 4048.0061 | 2059.9923 | 76.8624 | 12534.1741 | 13388.979 | 3193.2012 | 2136.8547 | 2496.4001 | 443.6312 | 483.5719 | 241.5594 | 3665.1627 | 12805.1045 | 0 | 12805.1045 | 1660.2822 | 0 | 43794.6301 | 10518.704 | 54313.3341 | 0 | 121067.418 | 0
3966 | Commercial | CHPgsld109 | 800 kW Fuel Cell-Biogas | 4048.0061 | 2059.9923 | 76.8624 | 12534.1741 | 13388.979 | 3193.2012 | 2136.8547 | 2496.4001 | 443.6312 | 483.5719 | 241.5594 | 3665.1627 | 12805.1045 | 0 | 12805.1045 | 1660.2822 | 0 | 43794.6301 | 10518.704 | 54313.3341 | 0 | 105179.6616 | 0
3967 | Commercial | CHPgsld110 | 1125 kW Fuel Cell | 4048.0061 | 2059.9923 | 76.8624 | 12534.1741 | 13388.979 | 3193.2012 | 2136.8547 | 2496.4001 | 443.6312 | 483.5719 | 241.5594 | 3665.1627 | 12805.1045 | 0 | 12805.1045 | 1660.2822 | 0 | 43794.6301 | 10518.704 | 54313.3341 | 0 | 93689.7713 | 0
3968 | Commercial | CHPgsld111 | 1250 kW Reciprocating Engine | 4048.0061 | 2059.9923 | 76.8624 | 12534.1741 | 13388.979 | 3193.2012 | 2136.8547 | 2496.4001 | 443.6312 | 483.5719 | 241.5594 | 3665.1627 | 7520.2611 | 0 | 7520.2611 | 1660.2822 | 0 | 24673.0307 | 10518.704 | 35191.7347 | 0 | 97962.6272 | 0
3969 | Commercial | CHPgsld112 | 1250 kW Reciprocating Engine-Biogas | 4048.0061 | 2059.9923 | 76.8624 | 12534.1741 | 13388.979 | 3193.2012 | 2136.8547 | 2496.4001 | 443.6312 | 483.5719 | 241.5594 | 3665.1627 | 7520.2611 | 0 | 7520.2611 | 1069.2683 | 0 | 24673.0307 | 10518.704 | 35191.7347 | 0 | 65031.2457 | 0
3970 | Commercial | CHPgsld113 | 1500 kW Steam Turbine-Biomass | 4048.0061 | 2059.9923 | 76.8624 | 12534.1741 | 13388.979 | 3193.2012 | 2136.8547 | 2496.4001 | 443.6312 | 483.5719 | 241.5594 | 3665.1627 | 15996.1549 | 0 | 15996.1549 | 1069.2683 | 0 | 55514.319 | 10518.704 | 66033.023 | 0 | 124184.8823 | 0
3971 | Commercial | CHPgsld114 | 2500 kW Gas Turbine | 4048.0061 | 2059.9923 | 76.8624 | 12534.1741 | 13388.979 | 3193.2012 | 2136.8547 | 2496.4001 | 443.6312 | 483.5719 | 241.5594 | 3665.1627 | 14512.2652 | 0 | 14512.2652 | 1069.2683 | 0 | 49962.8878 | 10518.704 | 60481.5918 | 0 | 140992.8182 | 0
3972 | Commercial | CHPgsld115 | 3000 kW Gas Turbine | 4048.0061 | 2059.9923 | 76.8624 | 12534.1741 | 13388.979 | 3193.2012 | 2136.8547 | 2496.4001 | 443.6312 | 483.5719 | 241.5594 | 3665.1627 | 14512.2652 | 0 | 14512.2652 | 1069.2683 | 0 | 49962.8878 | 10518.704 | 60481.5918 | 0 | 138339.3741 | 0
3973 | Commercial | CHPgsld116 | 3000 kW Reciprocating Engine | 4048.0061 | 2059.9923 | 76.8624 | 12534.1741 | 13388.979 | 3193.2012 | 2136.8547 | 2496.4001 | 443.6312 | 483.5719 | 241.5594 | 3665.1627 | 7520.2611 | 0 | 7520.2611 | 1069.2683 | 0 | 24673.0307 | 10518.704 | 35191.7347 | 0 | 55891.3295 | 0
3974 | Commercial | CHPgsld117 | 3500 kW Gas Turbine | 4048.0061 | 2059.9923 | 76.8624 | 12534.1741 | 13388.979 | 3193.2012 | 2136.8547 | 2496.4001 | 443.6312 | 483.5719 | 241.5594 | 3665.1627 | 14512.2652 | 0 | 14512.2652 | 914.5499 | 0 | 49962.8878 | 10518.704 | 60481.5918 | 0 | 116173.5671 | 0
3975 | Commercial | CHPgsld118 | 3500 kW Steam Turbine-Biomass | 4048.0061 | 2059.9923 | 76.8624 | 12534.1741 | 13388.979 | 3193.2012 | 2136.8547 | 2496.4001 | 443.6312 | 483.5719 | 241.5594 | 3665.1627 | 15996.1549 | 0 | 15996.1549 | 1069.2683 | 0 | 55514.319 | 10518.704 | 66033.023 | 0 | 134221.5699 | 0
3976 | Commercial | CHPgsld119 | 4500 kW Reciprocating Engine | 4048.0061 | 2059.9923 | 76.8624 | 12534.1741 | 13388.979 | 3193.2012 | 2136.8547 | 2496.4001 | 443.6312 | 483.5719 | 241.5594 | 3665.1627 | 7520.2611 | 0 | 7520.2611 | 1660.2822 | 0 | 24673.0307 | 10518.704 | 35191.7347 | 0 | 86086.4026 | 0
3977 | Commercial | CHPgsld120 | 5500 kW Steam Turbine-Biomass | 4048.0061 | 2059.9923 | 76.8624 | 12534.1741 | 13388.979 | 3193.2012 | 2136.8547 | 2496.4001 | 443.6312 | 483.5719 | 241.5594 | 3665.1627 | 15996.1549 | 0 | 15996.1549 | 914.5499 | 0 | 55514.319 | 10518.704 | 66033.023 | 0 | 107768.2944 | 0
3978 | Residential | RM0N105 | ENERGY STAR Dishwasher | 20.3593 | 10.3607 | 0.38658 | 63.0401 | 67.3394 | 16.0601 | 10.7472 | 12.5555 | 2.2312 | 2.4321 | 1.2149 | 18.4338 | 80.9322 | 0 | 80.9322 | 343.0335 | 0 | 324.945 | 0 | 324.945 | 0 | 0 | 0
3979 | Residential | RM0E105 | ENERGY STAR Dishwasher | 20.3593 | 10.3607 | 0.38658 | 63.0401 | 67.3394 | 16.0601 | 10.7472 | 12.5555 | 2.2312 | 2.4321 | 1.2149 | 18.4338 | 80.9322 | 0 | 80.9322 | 343.0335 | 0 | 324.945 | 0 | 324.945 | 0 | 0 | 0
3980 | Residential | RMFN105 | ENERGY STAR Dishwasher | 20.3593 | 10.3607 | 0.38658 | 63.0401 | 67.3394 | 16.0601 | 10.7472 | 12.5555 | 2.2312 | 2.4321 | 1.2149 | 18.4338 | 80.9322 | 0 | 80.9322 | 343.0335 | 0 | 324.945 | 0 | 324.945 | 0 | 0 | 0
3981 | Residential | RMFE105 | ENERGY STAR Dishwasher | 20.3593 | 10.3607 | 0.38658 | 63.0401 | 67.3394 | 16.0601 | 10.7472 | 12.5555 | 2.2312 | 2.4321 | 1.2149 | 18.4338 | 80.9322 | 0 | 80.9322 | 343.0335 | 0 | 324.945 | 0 | 324.945 | 0 | 0 | 0
3982 | Residential | RSFN105 | ENERGY STAR Dishwasher | 20.3593 | 10.3607 | 0.38658 | 63.0401 | 67.3394 | 16.0601 | 10.7472 | 12.5555 | 2.2312 | 2.4321 | 1.2149 | 18.4338 | 80.9322 | 0 | 80.9322 | 343.0335 | 0 | 324.945 | 0 | 324.945 | 0 | 0 | 0
3983 | Residential | RSFE105 | ENERGY STAR Dishwasher | 20.3593 | 10.3607 | 0.38658 | 63.0401 | 67.3394 | 16.0601 | 10.7472 | 12.5555 | 2.2312 | 2.4321 | 1.2149 | 18.4338 | 80.9322 | 0 | 80.9322 | 343.0335 | 0 | 324.945 | 0 | 324.945 | 0 | 0 | 0
3984 | Residential | RM0N107 | ENERGY STAR Imaging Equipment | 49.4167 | 25.1477 | 0.93831 | 153.0129 | 163.448 | 38.9815 | 26.086 | 30.4752 | 5.4157 | 5.9033 | 2.9489 | 44.743 | 256.3231 | 0 | 256.3231 | 597.7967 | 0 | 1029.1435 | 0 | 1029.1435 | 0 | 0 | 0
3985 | Residential | RM0E107 | ENERGY STAR Imaging Equipment | 49.4167 | 25.1477 | 0.93831 | 153.0129 | 163.448 | 38.9815 | 26.086 | 30.4752 | 5.4157 | 5.9033 | 2.9489 | 44.743 | 256.3231 | 0 | 256.3231 | 597.7967 | 0 | 1029.1435 | 0 | 1029.1435 | 0 | 0 | 0
3986 | Residential | RMFN107 | ENERGY STAR Imaging Equipment | 49.4167 | 25.1477 | 0.93831 | 153.0129 | 163.448 | 38.9815 | 26.086 | 30.4752 | 5.4157 | 5.9033 | 2.9489 | 44.743 | 256.3231 | 0 | 256.3231 | 597.7967 | 0 | 1029.1435 | 0 | 1029.1435 | 0 | 0 | 0
3987 | Residential | RMFE107 | ENERGY STAR Imaging Equipment | 49.4167 | 25.1477 | 0.93831 | 153.0129 | 163.448 | 38.9815 | 26.086 | 30.4752 | 5.4157 | 5.9033 | 2.9489 | 44.743 | 256.3231 | 0 | 256.3231 | 597.7967 | 0 | 1029.1435 | 0 | 1029.1435 | 0 | 0 | 0
3988 | Residential | RSFN107 | ENERGY STAR Imaging Equipment | 49.4167 | 25.1477 | 0.93831 | 153.0129 | 163.448 | 38.9815 | 26.086 | 30.4752 | 5.4157 | 5.9033 | 2.9489 | 44.743 | 256.3231 | 0 | 256.3231 | 597.7967 | 0 | 1029.1435 | 0 | 1029.1435 | 0 | 0 | 0
3989 | Residential | RSFE107 | ENERGY STAR Imaging Equipment | 49.4167 | 25.1477 | 0.93831 | 153.0129 | 163.448 | 38.9815 | 26.086 | 30.4752 | 5.4157 | 5.9033 | 2.9489 | 44.743 | 256.3231 | 0 | 256.3231 | 597.7967 | 0 | 1029.1435 | 0 | 1029.1435 | 0 | 0 | 0
3990 | Residential | RM0N321 | Programmable Thermostat | 118.8578 | 60.4856 | 2.2568 | 368.0293 | 393.1281 | 93.759 | 62.7425 | 73.2995 | 13.0259 | 14.1987 | 7.0927 | 107.6168 | 170.0822 | 0 | 170.0822 | 206.3755 | 0 | 620.2337 | 0 | 620.2337 | 0 | 358.4417 | 0
3991 | Residential | RMFN321 | Programmable Thermostat | 146.5633 | 74.5847 | 2.7829 | 453.8161 | 484.7655 | 115.614 | 77.3676 | 90.3854 | 16.0622 | 17.5084 | 8.746 | 132.702 | 209.7281 | 0 | 209.7281 | 206.3755 | 0 | 764.8089 | 0 | 764.8089 | 0 | 358.4417 | 0
3992 | Residential | RM0N403 | CFL - 15W Flood (Exterior) | 0 | 0 | 0 | 0 | 0 | 0 | 0 | 0 | 0 | 0 | 0 | 0 | 95.284 | 0 | 95.284 | 405.6019 | 0 | 382.5678 | 0 | 382.5678 | 0 | 54.8262 | 0
3993 | Residential | RM0T403 | CFL - 15W Flood (Exterior) | 0 | 0 | 0 | 0 | 0 | 0 | 0 | 0 | 0 | 0 | 0 | 0 | 95.284 | 0 | 95.284 | 405.6019 | 0 | 382.5678 | 0 | 382.5678 | 0 | 54.8262 | 0
3994 | Residential | RMFN403 | CFL - 15W Flood (Exterior) | 0 | 0 | 0 | 0 | 0 | 0 | 0 | 0 | 0 | 0 | 0 | 0 | 95.284 | 0 | 95.284 | 405.6019 | 0 | 382.5678 | 0 | 382.5678 | 0 | 54.8262 | 0
3995 | Residential | RMFT403 | CFL - 15W Flood (Exterior) | 0 | 0 | 0 | 0 | 0 | 0 | 0 | 0 | 0 | 0 | 0 | 0 | 95.284 | 0 | 95.284 | 405.6019 | 0 | 382.5678 | 0 | 382.5678 | 0 | 54.8262 | 0
3996 | Residential | RSFN403 | CFL - 15W Flood (Exterior) | 0 | 0 | 0 | 0 | 0 | 0 | 0 | 0 | 0 | 0 | 0 | 0 | 95.284 | 0 | 95.284 | 405.6019 | 0 | 382.5678 | 0 | 382.5678 | 0 | 54.8262 | 0
3997 | Residential | RSFT403 | CFL - 15W Flood (Exterior) | 0 | 0 | 0 | 0 | 0 | 0 | 0 | 0 | 0 | 0 | 0 | 0 | 95.284 | 0 | 95.284 | 405.6019 | 0 | 382.5678 | 0 | 382.5678 | 0 | 54.8262 | 0
3998 | Residential | RM0N404 | CFL- 23W | 2.9889 | 1.521 | 0.056752 | 9.2548 | 9.8859 | 2.3577 | 1.5778 | 1.8433 | 0.32756 | 0.35705 | 0.17836 | 2.7062 | 14.8708 | 0 | 14.8708 | 405.6019 | 0 | 59.7065 | 0 | 59.7065 | 0 | 11.8883 | 0
3999 | Residential | RM0T404 | CFL- 23W | 2.9889 | 1.521 | 0.056752 | 9.2548 | 9.8859 | 2.3577 | 1.5778 | 1.8433 | 0.32756 | 0.35705 | 0.17836 | 2.7062 | 14.8708 | 0 | 14.8708 | 405.6019 | 0 | 59.7065 | 0 | 59.7065 | 0 | 11.8883 | 0
4000 | Residential | RMFN404 | CFL- 23W | 2.9889 | 1.521 | 0.056752 | 9.2548 | 9.8859 | 2.3577 | 1.5778 | 1.8433 | 0.32756 | 0.35705 | 0.17836 | 2.7062 | 14.8708 | 0 | 14.8708 | 405.6019 | 0 | 59.7065 | 0 | 59.7065 | 0 | 11.8883 | 0
4001 | Residential | RMFT404 | CFL- 23W | 2.9889 | 1.521 | 0.056752 | 9.2548 | 9.8859 | 2.3577 | 1.5778 | 1.8433 | 0.32756 | 0.35705 | 0.17836 | 2.7062 | 14.8708 | 0 | 14.8708 | 405.6019 | 0 | 59.7065 | 0 | 59.7065 | 0 | 11.8883 | 0
4002 | Residential | RSFN404 | CFL- 23W | 2.9889 | 1.521 | 0.056752 | 9.2548 | 9.8859 | 2.3577 | 1.5778 | 1.8433 | 0.32756 | 0.35705 | 0.17836 | 2.7062 | 14.8708 | 0 | 14.8708 | 405.6019 | 0 | 59.7065 | 0 | 59.7065 | 0 | 11.8883 | 0
4003 | Residential | RSFT404 | CFL- 23W | 2.9889 | 1.521 | 0.056752 | 9.2548 | 9.8859 | 2.3577 | 1.5778 | 1.8433 | 0.32756 | 0.35705 | 0.17836 | 2.7062 | 14.8708 | 0 | 14.8708 | 405.6019 | 0 | 59.7065 | 0 | 59.7065 | 0 | 11.8883 | 0
4004 | Residential | RM0N407 | LED - 14W | 6.8318 | 3.4766 | 0.12972 | 21.1538 | 22.5964 | 5.3891 | 3.6063 | 4.2131 | 0.74871 | 0.81612 | 0.40768 | 6.1857 | 33.9903 | 0 | 33.9903 | 343.0335 | 0 | 136.4721 | 0 | 136.4721 | 0 | 22.238 | 0
4005 | Residential | RM0T407 | LED - 14W | 6.8318 | 3.4766 | 0.12972 | 21.1538 | 22.5964 | 5.3891 | 3.6063 | 4.2131 | 0.74871 | 0.81612 | 0.40768 | 6.1857 | 33.9903 | 0 | 33.9903 | 343.0335 | 0 | 136.4721 | 0 | 136.4721 | 0 | 22.238 | 0
4006 | Residential | RMFN407 | LED - 14W | 6.8318 | 3.4766 | 0.12972 | 21.1538 | 22.5964 | 5.3891 | 3.6063 | 4.2131 | 0.74871 | 0.81612 | 0.40768 | 6.1857 | 33.9903 | 0 | 33.9903 | 343.0335 | 0 | 136.4721 | 0 | 136.4721 | 0 | 22.238 | 0
4007 | Residential | RMFT407 | LED - 14W | 6.8318 | 3.4766 | 0.12972 | 21.1538 | 22.5964 | 5.3891 | 3.6063 | 4.2131 | 0.74871 | 0.81612 | 0.40768 | 6.1857 | 33.9903 | 0 | 33.9903 | 343.0335 | 0 | 136.4721 | 0 | 136.4721 | 0 | 22.238 | 0
4008 | Residential | RSFN407 | LED - 14W | 6.8318 | 3.4766 | 0.12972 | 21.1538 | 22.5964 | 5.3891 | 3.6063 | 4.2131 | 0.74871 | 0.81612 | 0.40768 | 6.1857 | 33.9903 | 0 | 33.9903 | 343.0335 | 0 | 136.4721 | 0 | 136.4721 | 0 | 22.238 | 0
4009 | Residential | RSFT407 | LED - 14W | 6.8318 | 3.4766 | 0.12972 | 21.1538 | 22.5964 | 5.3891 | 3.6063 | 4.2131 | 0.74871 | 0.81612 | 0.40768 | 6.1857 | 33.9903 | 0 | 33.9903 | 343.0335 | 0 | 136.4721 | 0 | 136.4721 | 0 | 22.238 | 0
4010 | Residential | RM0N409 | LED - 9W | 3.8429 | 1.9556 | 0.072967 | 11.899 | 12.7105 | 3.0314 | 2.0286 | 2.3699 | 0.42115 | 0.45907 | 0.22932 | 3.4794 | 19.1196 | 0 | 19.1196 | 343.0335 | 0 | 76.7655 | 0 | 76.7655 | 0 | 14.1945 | 0
4011 | Residential | RM0T409 | LED - 9W | 3.8429 | 1.9556 | 0.072967 | 11.899 | 12.7105 | 3.0314 | 2.0286 | 2.3699 | 0.42115 | 0.45907 | 0.22932 | 3.4794 | 19.1196 | 0 | 19.1196 | 343.0335 | 0 | 76.7655 | 0 | 76.7655 | 0 | 14.1945 | 0
4012 | Residential | RMFN409 | LED - 9W | 3.8429 | 1.9556 | 0.072967 | 11.899 | 12.7105 | 3.0314 | 2.0286 | 2.3699 | 0.42115 | 0.45907 | 0.22932 | 3.4794 | 19.1196 | 0 | 19.1196 | 343.0335 | 0 | 76.7655 | 0 | 76.7655 | 0 | 14.1945 | 0
4013 | Residential | RMFT409 | LED - 9W | 3.8429 | 1.9556 | 0.072967 | 11.899 | 12.7105 | 3.0314 | 2.0286 | 2.3699 | 0.42115 | 0.45907 | 0.22932 | 3.4794 | 19.1196 | 0 | 19.1196 | 343.0335 | 0 | 76.7655 | 0 | 76.7655 | 0 | 14.1945 | 0
4014 | Residential | RSFN409 | LED - 9W | 3.8429 | 1.9556 | 0.072967 | 11.899 | 12.7105 | 3.0314 | 2.0286 | 2.3699 | 0.42115 | 0.45907 | 0.22932 | 3.4794 | 19.1196 | 0 | 19.1196 | 343.0335 | 0 | 76.7655 | 0 | 76.7655 | 0 | 14.1945 | 0
4015 | Residential | RSFT409 | LED - 9W | 3.8429 | 1.9556 | 0.072967 | 11.899 | 12.7105 | 3.0314 | 2.0286 | 2.3699 | 0.42115 | 0.45907 | 0.22932 | 3.4794 | 19.1196 | 0 | 19.1196 | 343.0335 | 0 | 76.7655 | 0 | 76.7655 | 0 | 14.1945 | 0
4016 | Residential | RM0N411 | LED - 9W Flood (Exterior) | 0 | 0 | 0 | 0 | 0 | 0 | 0 | 0 | 0 | 0 | 0 | 0 | 106.7181 | 0 | 106.7181 | 343.0335 | 0 | 428.4759 | 0 | 428.4759 | 0 | 37.1423 | 0
4017 | Residential | RM0T411 | LED - 9W Flood (Exterior) | 0 | 0 | 0 | 0 | 0 | 0 | 0 | 0 | 0 | 0 | 0 | 0 | 106.7181 | 0 | 106.7181 | 343.0335 | 0 | 428.4759 | 0 | 428.4759 | 0 | 37.1423 | 0
4018 | Residential | RMFN411 | LED - 9W Flood (Exterior) | 0 | 0 | 0 | 0 | 0 | 0 | 0 | 0 | 0 | 0 | 0 | 0 | 106.7181 | 0 | 106.7181 | 343.0335 | 0 | 428.4759 | 0 | 428.4759 | 0 | 37.1423 | 0
4019 | Residential | RMFT411 | LED - 9W Flood (Exterior) | 0 | 0 | 0 | 0 | 0 | 0 | 0 | 0 | 0 | 0 | 0 | 0 | 106.7181 | 0 | 106.7181 | 343.0335 | 0 | 428.4759 | 0 | 428.4759 | 0 | 37.1423 | 0
4020 | Residential | RSFN411 | LED - 9W Flood (Exterior) | 0 | 0 | 0 | 0 | 0 | 0 | 0 | 0 | 0 | 0 | 0 | 0 | 106.7181 | 0 | 106.7181 | 343.0335 | 0 | 428.4759 | 0 | 428.4759 | 0 | 37.1423 | 0
4021 | Residential | RSFT411 | LED - 9W Flood (Exterior) | 0 | 0 | 0 | 0 | 0 | 0 | 0 | 0 | 0 | 0 | 0 | 0 | 106.7181 | 0 | 106.7181 | 343.0335 | 0 | 428.4759 | 0 | 428.4759 | 0 | 37.1423 | 0
4022 | Residential | RM0N412 | Linear LED | 5.8937e-07 | 2.9992e-07 | 1.1191e-08 | 1.8249e-06 | 1.9494e-06 | 4.6491e-07 | 3.1112e-07 | 3.6346e-07 | 6.459e-08 | 7.0406e-08 | 3.517e-08 | 5.3363e-07 | 29.7415 | 0 | 29.7415 | 252.0985 | 0 | 119.4131 | 0 | 119.4131 | 0 | 18.6901 | 0
4023 | Residential | RM0T412 | Linear LED | 5.8937e-07 | 2.9992e-07 | 1.1191e-08 | 1.8249e-06 | 1.9494e-06 | 4.6491e-07 | 3.1112e-07 | 3.6346e-07 | 6.459e-08 | 7.0406e-08 | 3.517e-08 | 5.3363e-07 | 29.7415 | 0 | 29.7415 | 252.0985 | 0 | 119.4131 | 0 | 119.4131 | 0 | 18.6901 | 0
4024 | Residential | RMFN412 | Linear LED | 5.8937e-07 | 2.9992e-07 | 1.1191e-08 | 1.8249e-06 | 1.9494e-06 | 4.6491e-07 | 3.1112e-07 | 3.6346e-07 | 6.459e-08 | 7.0406e-08 | 3.517e-08 | 5.3363e-07 | 29.7415 | 0 | 29.7415 | 252.0985 | 0 | 119.4131 | 0 | 119.4131 | 0 | 18.6901 | 0
4025 | Residential | RMFT412 | Linear LED | 5.8937e-07 | 2.9992e-07 | 1.1191e-08 | 1.8249e-06 | 1.9494e-06 | 4.6491e-07 | 3.1112e-07 | 3.6346e-07 | 6.459e-08 | 7.0406e-08 | 3.517e-08 | 5.3363e-07 | 29.7415 | 0 | 29.7415 | 252.0985 | 0 | 119.4131 | 0 | 119.4131 | 0 | 18.6901 | 0
4026 | Residential | RSFN412 | Linear LED | 5.8937e-07 | 2.9992e-07 | 1.1191e-08 | 1.8249e-06 | 1.9494e-06 | 4.6491e-07 | 3.1112e-07 | 3.6346e-07 | 6.459e-08 | 7.0406e-08 | 3.517e-08 | 5.3363e-07 | 29.7415 | 0 | 29.7415 | 252.0985 | 0 | 119.4131 | 0 | 119.4131 | 0 | 18.6901 | 0
4027 | Residential | RSFT412 | Linear LED | 5.8937e-07 | 2.9992e-07 | 1.1191e-08 | 1.8249e-06 | 1.9494e-06 | 4.6491e-07 | 3.1112e-07 | 3.6346e-07 | 6.459e-08 | 7.0406e-08 | 3.517e-08 | 5.3363e-07 | 29.7415 | 0 | 29.7415 | 252.0985 | 0 | 119.4131 | 0 | 119.4131 | 0 | 18.6901 | 0
4028 | Residential | RM0N413 | Low Wattage T8 Fixture (Bulb) | 8.1366e-07 | 4.1407e-07 | 1.545e-08 | 2.5194e-06 | 2.6912e-06 | 6.4184e-07 | 4.2951e-07 | 5.0178e-07 | 8.9171e-08 | 9.72e-08 | 4.8554e-08 | 7.3671e-07 | 12.7464 | 0 | 12.7464 | 252.0985 | 0 | 51.177 | 0 | 51.177 | 0 | 3.8249 | 0
4029 | Residential | RM0T413 | Low Wattage T8 Fixture (Bulb) | 8.1366e-07 | 4.1407e-07 | 1.545e-08 | 2.5194e-06 | 2.6912e-06 | 6.4184e-07 | 4.2951e-07 | 5.0178e-07 | 8.9171e-08 | 9.72e-08 | 4.8554e-08 | 7.3671e-07 | 12.7464 | 0 | 12.7464 | 252.0985 | 0 | 51.177 | 0 | 51.177 | 0 | 3.8249 | 0
4030 | Residential | RMFN413 | Low Wattage T8 Fixture (Bulb) | 8.1366e-07 | 4.1407e-07 | 1.545e-08 | 2.5194e-06 | 2.6912e-06 | 6.4184e-07 | 4.2951e-07 | 5.0178e-07 | 8.9171e-08 | 9.72e-08 | 4.8554e-08 | 7.3671e-07 | 12.7464 | 0 | 12.7464 | 252.0985 | 0 | 51.177 | 0 | 51.177 | 0 | 3.8249 | 0
4031 | Residential | RMFT413 | Low Wattage T8 Fixture (Bulb) | 8.1366e-07 | 4.1407e-07 | 1.545e-08 | 2.5194e-06 | 2.6912e-06 | 6.4184e-07 | 4.2951e-07 | 5.0178e-07 | 8.9171e-08 | 9.72e-08 | 4.8554e-08 | 7.3671e-07 | 12.7464 | 0 | 12.7464 | 252.0985 | 0 | 51.177 | 0 | 51.177 | 0 | 3.8249 | 0
4032 | Residential | RSFN413 | Low Wattage T8 Fixture (Bulb) | 8.1366e-07 | 4.1407e-07 | 1.545e-08 | 2.5194e-06 | 2.6912e-06 | 6.4184e-07 | 4.2951e-07 | 5.0178e-07 | 8.9171e-08 | 9.72e-08 | 4.8554e-08 | 7.3671e-07 | 12.7464 | 0 | 12.7464 | 252.0985 | 0 | 51.177 | 0 | 51.177 | 0 | 3.8249 | 0
4033 | Residential | RSFT413 | Low Wattage T8 Fixture (Bulb) | 8.1366e-07 | 4.1407e-07 | 1.545e-08 | 2.5194e-06 | 2.6912e-06 | 6.4184e-07 | 4.2951e-07 | 5.0178e-07 | 8.9171e-08 | 9.72e-08 | 4.8554e-08 | 7.3671e-07 | 12.7464 | 0 | 12.7464 | 252.0985 | 0 | 51.177 | 0 | 51.177 | 0 | 3.8249 | 0
4034 | Residential | RM0E602 | Faucet Aerator | 11.215 | 5.7072 | 0.21295 | 34.7261 | 37.0943 | 8.8468 | 5.9202 | 6.9163 | 1.2291 | 1.3397 | 0.66924 | 10.1544 | 46.8073 | 0 | 46.8073 | 343.0335 | 0 | 187.9324 | 0 | 187.9324 | 0 | 35.4862 | 0
4035 | Residential | RMFE602 | Faucet Aerator | 19.2174 | 9.7795 | 0.36489 | 59.5044 | 63.5625 | 15.1593 | 10.1444 | 11.8513 | 2.1061 | 2.2957 | 1.1468 | 17.3999 | 80.206 | 0 | 80.206 | 343.0335 | 0 | 322.0292 | 0 | 322.0292 | 0 | 35.4862 | 0
4036 | Residential | RMFN602 | Faucet Aerator | 8.0072 | 4.0748 | 0.15204 | 24.7935 | 26.4844 | 6.3164 | 4.2269 | 4.9381 | 0.87753 | 0.95654 | 0.47782 | 7.25 | 33.4192 | 0 | 33.4192 | 343.0335 | 0 | 134.1788 | 0 | 134.1788 | 0 | 35.4862 | 0
4037 | Residential | RSFE602 | Faucet Aerator | 24.4476 | 12.4411 | 0.4642 | 75.699 | 80.8615 | 19.285 | 12.9053 | 15.0768 | 2.6793 | 2.9205 | 1.4589 | 22.1354 | 102.0347 | 0 | 102.0347 | 343.0335 | 0 | 409.672 | 0 | 409.672 | 0 | 35.4862 | 0
4038 | Residential | RSFN602 | Faucet Aerator | 10.1865 | 5.1838 | 0.19342 | 31.5412 | 33.6923 | 8.0354 | 5.3772 | 6.282 | 1.1164 | 1.2169 | 0.60786 | 9.2231 | 42.5145 | 0 | 42.5145 | 343.0335 | 0 | 170.6967 | 0 | 170.6967 | 0 | 35.4862 | 0
4039 | Residential | RM0E606 | Hot Water Pipe Insulation | 53.0701 | 27.0069 | 1.0077 | 164.3252 | 175.5319 | 41.8634 | 28.0145 | 32.7282 | 5.8161 | 6.3397 | 3.1669 | 48.0509 | 221.4942 | 0 | 221.4942 | 284.7457 | 0 | 889.3046 | 0 | 889.3046 | 0 | 176.7387 | 0
4040 | Residential | RM0N606 | Hot Water Pipe Insulation | 53.0701 | 27.0069 | 1.0077 | 164.3252 | 175.5319 | 41.8634 | 28.0145 | 32.7282 | 5.8161 | 6.3397 | 3.1669 | 48.0509 | 221.4942 | 0 | 221.4942 | 284.7457 | 0 | 889.3046 | 0 | 889.3046 | 0 | 176.7387 | 0
4041 | Residential | RMFE606 | Hot Water Pipe Insulation | 60.9644 | 31.0242 | 1.1576 | 188.7691 | 201.6428 | 48.0907 | 32.1818 | 37.5967 | 6.6812 | 7.2828 | 3.638 | 55.1987 | 254.4421 | 0 | 254.4421 | 284.7457 | 0 | 1021.5915 | 0 | 1021.5915 | 0 | 176.7387 | 0
4042 | Residential | RMFN606 | Hot Water Pipe Insulation | 60.9644 | 31.0242 | 1.1576 | 188.7691 | 201.6428 | 48.0907 | 32.1818 | 37.5967 | 6.6812 | 7.2828 | 3.638 | 55.1987 | 254.4421 | 0 | 254.4421 | 284.7457 | 0 | 1021.5915 | 0 | 1021.5915 | 0 | 176.7387 | 0
4043 | Residential | RSFE606 | Hot Water Pipe Insulation | 71.1523 | 36.2087 | 1.351 | 220.3147 | 235.3397 | 56.1273 | 37.5597 | 43.8795 | 7.7978 | 8.4998 | 4.2459 | 64.423 | 296.9624 | 0 | 296.9624 | 284.7457 | 0 | 1192.3114 | 0 | 1192.3114 | 0 | 176.7387 | 0
4044 | Residential | RSFN606 | Hot Water Pipe Insulation | 71.1523 | 36.2087 | 1.351 | 220.3147 | 235.3397 | 56.1273 | 37.5597 | 43.8795 | 7.7978 | 8.4998 | 4.2459 | 64.423 | 296.9624 | 0 | 296.9624 | 284.7457 | 0 | 1192.3114 | 0 | 1192.3114 | 0 | 176.7387 | 0
4045 | Residential | RM0E608 | Low Flow Showerhead | 54.0093 | 27.4848 | 1.0255 | 167.2335 | 178.6385 | 42.6043 | 28.5104 | 33.3075 | 5.919 | 6.4519 | 3.2229 | 48.9013 | 225.4142 | 0 | 225.4142 | 365.9154 | 0 | 905.0438 | 0 | 905.0438 | 0 | 88.3244 | 0
4046 | Residential | RM0N608 | Low Flow Showerhead | 54.0093 | 27.4848 | 1.0255 | 167.2335 | 178.6385 | 42.6043 | 28.5104 | 33.3075 | 5.919 | 6.4519 | 3.2229 | 48.9013 | 225.4142 | 0 | 225.4142 | 365.9154 | 0 | 905.0438 | 0 | 905.0438 | 0 | 88.3244 | 0
4047 | Residential | RM0E613 | Water Heater Thermostat Setback | 10.3545 | 5.2693 | 0.19661 | 32.0614 | 34.2479 | 8.168 | 5.4659 | 6.3856 | 1.1348 | 1.2369 | 0.61789 | 9.3752 | 43.2156 | 0 | 43.2156 | 727.5764 | 0 | 173.5118 | 0 | 173.5118 | 0 | 41.3966 | 0
4048 | Residential | RM0N613 | Water Heater Thermostat Setback | 10.3545 | 5.2693 | 0.19661 | 32.0614 | 34.2479 | 8.168 | 5.4659 | 6.3856 | 1.1348 | 1.2369 | 0.61789 | 9.3752 | 43.2156 | 0 | 43.2156 | 727.5764 | 0 | 173.5118 | 0 | 173.5118 | 0 | 41.3966 | 0
4049 | Residential | RMFE613 | Water Heater Thermostat Setback | 17.6013 | 8.9572 | 0.33421 | 54.5005 | 58.2173 | 13.8845 | 9.2914 | 10.8547 | 1.929 | 2.1026 | 1.0503 | 15.9367 | 73.4612 | 0 | 73.4612 | 727.5764 | 0 | 294.9487 | 0 | 294.9487 | 0 | 41.3966 | 0
4050 | Residential | RMFN613 | Water Heater Thermostat Setback | 17.6013 | 8.9572 | 0.33421 | 54.5005 | 58.2173 | 13.8845 | 9.2914 | 10.8547 | 1.929 | 2.1026 | 1.0503 | 15.9367 | 73.4612 | 0 | 73.4612 | 727.5764 | 0 | 294.9487 | 0 | 294.9487 | 0 | 41.3966 | 0
4051 | Residential | RSFE613 | Water Heater Thermostat Setback | 17.6013 | 8.9572 | 0.33421 | 54.5005 | 58.2173 | 13.8845 | 9.2914 | 10.8547 | 1.929 | 2.1026 | 1.0503 | 15.9367 | 73.4612 | 0 | 73.4612 | 727.5764 | 0 | 294.9487 | 0 | 294.9487 | 0 | 41.3966 | 0
4052 | Residential | RSFN613 | Water Heater Thermostat Setback | 17.6013 | 8.9572 | 0.33421 | 54.5005 | 58.2173 | 13.8845 | 9.2914 | 10.8547 | 1.929 | 2.1026 | 1.0503 | 15.9367 | 73.4612 | 0 | 73.4612 | 727.5764 | 0 | 294.9487 | 0 | 294.9487 | 0 | 41.3966 | 0
4053 | Commercial | CcoNgs111 | Energy Star PCs | 4794.2554 | 2439.7516 | 91.032 | 14102.1151 | 15063.8503 | 3832.5202 | 2530.7835 | 2932.8917 | 524.7838 | 568.1221 | 285.7475 | 4311.545 | 10860.6033 | 0 | 10860.6033 | 1906.7521 | 0 | 40443.182 | 0 | 40443.182 | 0 | 21169.065 | 0
4054 | Commercial | CcoTgs111 | Energy Star PCs | 4794.2554 | 2439.7516 | 91.032 | 14102.1151 | 15063.8503 | 3832.5202 | 2530.7835 | 2932.8917 | 524.7838 | 568.1221 | 285.7475 | 4311.545 | 10860.6033 | 0 | 10860.6033 | 1906.7521 | 0 | 40443.182 | 0 | 40443.182 | 0 | 21169.065 | 0
4055 | Commercial | ChoNgs111 | Energy Star PCs | 4794.2554 | 2439.7516 | 91.032 | 14102.1151 | 15063.8503 | 3832.5202 | 2530.7835 | 2932.8917 | 524.7838 | 568.1221 | 285.7475 | 4311.545 | 10860.6033 | 0 | 10860.6033 | 1906.7521 | 0 | 40443.182 | 0 | 40443.182 | 0 | 21169.065 | 0
4056 | Commercial | ChoTgs111 | Energy Star PCs | 4794.2554 | 2439.7516 | 91.032 | 14102.1151 | 15063.8503 | 3832.5202 | 2530.7835 | 2932.8917 | 524.7838 | 568.1221 | 285.7475 | 4311.545 | 10860.6033 | 0 | 10860.6033 | 1906.7521 | 0 | 40443.182 | 0 | 40443.182 | 0 | 21169.065 | 0
4057 | Commercial | CcoEgs116 | Smart Strip Plug Outlet | 4346.0113 | 2211.6443 | 82.5208 | 13456.9123 | 14374.646 | 3428.2776 | 2294.1652 | 2680.1796 | 476.2903 | 519.1714 | 259.3425 | 3934.9838 | 13796.0267 | 0 | 13796.0267 | 1906.7521 | 0 | 52196.2671 | 0 | 52196.2671 | 0 | 22971.9014 | 0
4058 | Commercial | CcoNgs116 | Smart Strip Plug Outlet | 4346.0113 | 2211.6443 | 82.5208 | 13456.9123 | 14374.646 | 3428.2776 | 2294.1652 | 2680.1796 | 476.2903 | 519.1714 | 259.3425 | 3934.9838 | 13796.0267 | 0 | 13796.0267 | 1906.7521 | 0 | 52196.2671 | 0 | 52196.2671 | 0 | 22971.9014 | 0
4059 | Commercial | CcoNgs311 | High Efficiency DX, >135k and <240k Btu/h Elect Heat | 3871.2268 | 1970.0309 | 73.5058 | 11986.7978 | 12804.2727 | 3053.7518 | 2043.5367 | 2387.3806 | 424.2575 | 462.454 | 231.0104 | 3505.1024 | 2100.2358 | 0 | 2100.2358 | 417.2665 | 0 | 7018.4228 | 0 | 7018.4228 | 0 | 10579.1216 | 0
4060 | Commercial | CcoTgs311 | High Efficiency DX, >135k and <240k Btu/h Elect Heat | 3871.2268 | 1970.0309 | 73.5058 | 11986.7978 | 12804.2727 | 3053.7518 | 2043.5367 | 2387.3806 | 424.2575 | 462.454 | 231.0104 | 3505.1024 | 2100.2358 | 0 | 2100.2358 | 417.2665 | 0 | 7018.4228 | 0 | 7018.4228 | 0 | 10579.1216 | 0
4061 | Commercial | CofNgs311 | High Efficiency DX, >135k and <240k Btu/h Elect Heat | 3871.2268 | 1970.0309 | 73.5058 | 11986.7978 | 12804.2727 | 3053.7518 | 2043.5367 | 2387.3806 | 424.2575 | 462.454 | 231.0104 | 3505.1024 | 2130.653 | 0 | 2130.653 | 417.2665 | 0 | 7120.0688 | 0 | 7120.0688 | 0 | 10579.1216 | 0
4062 | Commercial | CofTgs311 | High Efficiency DX, >135k and <240k Btu/h Elect Heat | 3871.2268 | 1970.0309 | 73.5058 | 11986.7978 | 12804.2727 | 3053.7518 | 2043.5367 | 2387.3806 | 424.2575 | 462.454 | 231.0104 | 3505.1024 | 2130.653 | 0 | 2130.653 | 417.2665 | 0 | 7120.0688 | 0 | 7120.0688 | 0 | 10579.1216 | 0
4063 | Commercial | CrtNgs311 | High Efficiency DX, >135k and <240k Btu/h Elect Heat | 3871.2268 | 1970.0309 | 73.5058 | 11986.7978 | 12804.2727 | 3053.7518 | 2043.5367 | 2387.3806 | 424.2575 | 462.454 | 231.0104 | 3505.1024 | 2395.2653 | 0 | 2395.2653 | 417.2665 | 0 | 8034.8842 | 0 | 8034.8842 | 0 | 10579.1216 | 0
4064 | Commercial | CrtTgs311 | High Efficiency DX, >135k and <240k Btu/h Elect Heat | 3871.2268 | 1970.0309 | 73.5058 | 11986.7978 | 12804.2727 | 3053.7518 | 2043.5367 | 2387.3806 | 424.2575 | 462.454 | 231.0104 | 3505.1024 | 2395.2653 | 0 | 2395.2653 | 417.2665 | 0 | 8034.8842 | 0 | 8034.8842 | 0 | 10579.1216 | 0
4065 | Commercial | CscNgs311 | High Efficiency DX, >135k and <240k Btu/h Elect Heat | 3871.2268 | 1970.0309 | 73.5058 | 11986.7978 | 12804.2727 | 3053.7518 | 2043.5367 | 2387.3806 | 424.2575 | 462.454 | 231.0104 | 3505.1024 | 2097.9756 | 0 | 2097.9756 | 417.2665 | 0 | 6984.5406 | 0 | 6984.5406 | 0 | 10579.1216 | 0
4066 | Commercial | CscTgs311 | High Efficiency DX, >135k and <240k Btu/h Elect Heat | 3871.2268 | 1970.0309 | 73.5058 | 11986.7978 | 12804.2727 | 3053.7518 | 2043.5367 | 2387.3806 | 424.2575 | 462.454 | 231.0104 | 3505.1024 | 2097.9756 | 0 | 2097.9756 | 417.2665 | 0 | 6984.5406 | 0 | 6984.5406 | 0 | 10579.1216 | 0
4067 | Commercial | CloEgs320 | Dedicated Outdoor Air System on VRF unit | 4385.2962 | 2231.6361 | 83.2668 | 13540.8778 | 14464.3378 | 3461.8362 | 2314.9028 | 2703.2476 | 480.5649 | 523.6398 | 261.67 | 3969.1223 | 6484.7058 | 0 | 6484.7058 | 721.5234 | 0 | 23112.7366 | 0 | 23112.7366 | 0 | 16109.5257 | 0
4068 | Commercial | CloNgs320 | Dedicated Outdoor Air System on VRF unit | 4385.2962 | 2231.6361 | 83.2668 | 13540.8778 | 14464.3378 | 3461.8362 | 2314.9028 | 2703.2476 | 480.5649 | 523.6398 | 261.67 | 3969.1223 | 6484.7058 | 0 | 6484.7058 | 721.5234 | 0 | 23112.7366 | 0 | 23112.7366 | 0 | 16109.5257 | 0
4069 | Commercial | CrtEgs320 | Dedicated Outdoor Air System on VRF unit | 4574.4129 | 2327.8758 | 86.8576 | 14124.8306 | 15088.115 | 3611.1285 | 2414.7334 | 2819.8256 | 501.2893 | 546.2219 | 272.9546 | 4140.2914 | 4631.3009 | 0 | 4631.3009 | 721.5234 | 0 | 16141.6702 | 0 | 16141.6702 | 0 | 14452.2204 | 0
4070 | Commercial | CrtNgs320 | Dedicated Outdoor Air System on VRF unit | 4574.4129 | 2327.8758 | 86.8576 | 14124.8306 | 15088.115 | 3611.1285 | 2414.7334 | 2819.8256 | 501.2893 | 546.2219 | 272.9546 | 4140.2914 | 4631.3009 | 0 | 4631.3009 | 721.5234 | 0 | 16141.6702 | 0 | 16141.6702 | 0 | 14452.2204 | 0
4071 | Commercial | CreNgs324 | Variable Refrigerant Flow (VRF) HVAC Systems | 4801.978 | 2443.6815 | 91.1786 | 14124.8306 | 15088.115 | 3838.6936 | 2534.8601 | 2937.6159 | 525.6291 | 569.0372 | 286.2077 | 4318.49 | 7101.0201 | 0 | 7101.0201 | 660.672 | 0 | 25506.0444 | 0 | 25506.0444 | 0 | 17455.7985 | 0
4072 | Commercial | CreTgs324 | Variable Refrigerant Flow (VRF) HVAC Systems | 4801.978 | 2443.6815 | 91.1786 | 14124.8306 | 15088.115 | 3838.6936 | 2534.8601 | 2937.6159 | 525.6291 | 569.0372 | 286.2077 | 4318.49 | 7101.0201 | 0 | 7101.0201 | 660.672 | 0 | 25506.0444 | 0 | 25506.0444 | 0 | 17455.7985 | 0
4073 | Commercial | CasNgs401 | CFL - 15W Flood | 0 | 0 | 0 | 0 | 0 | 0 | 0 | 0 | 0 | 0 | 0 | 0 | 403.4259 | 0 | 403.4259 | 671.3411 | 0 | 1559.2404 | 0 | 1559.2404 | 0 | 54.8262 | 0
4074 | Commercial | CasTgs401 | CFL - 15W Flood | 0 | 0 | 0 | 0 | 0 | 0 | 0 | 0 | 0 | 0 | 0 | 0 | 403.4259 | 0 | 403.4259 | 671.3411 | 0 | 1559.2404 | 0 | 1559.2404 | 0 | 54.8262 | 0
4075 | Commercial | CcoNgs401 | CFL - 15W Flood | 0 | 0 | 0 | 0 | 0 | 0 | 0 | 0 | 0 | 0 | 0 | 0 | 403.4259 | 0 | 403.4259 | 671.3411 | 0 | 1559.2404 | 0 | 1559.2404 | 0 | 54.8262 | 0
4076 | Commercial | CcoTgs401 | CFL - 15W Flood | 0 | 0 | 0 | 0 | 0 | 0 | 0 | 0 | 0 | 0 | 0 | 0 | 403.4259 | 0 | 403.4259 | 671.3411 | 0 | 1559.2404 | 0 | 1559.2404 | 0 | 54.8262 | 0
4077 | Commercial | CgrNgs401 | CFL - 15W Flood | 0 | 0 | 0 | 0 | 0 | 0 | 0 | 0 | 0 | 0 | 0 | 0 | 403.4259 | 0 | 403.4259 | 671.3411 | 0 | 1559.2404 | 0 | 1559.2404 | 0 | 54.8262 | 0
4078 | Commercial | CgrTgs401 | CFL - 15W Flood | 0 | 0 | 0 | 0 | 0 | 0 | 0 | 0 | 0 | 0 | 0 | 0 | 403.4259 | 0 | 403.4259 | 671.3411 | 0 | 1559.2404 | 0 | 1559.2404 | 0 | 54.8262 | 0
4079 | Commercial | CheNgs401 | CFL - 15W Flood | 0 | 0 | 0 | 0 | 0 | 0 | 0 | 0 | 0 | 0 | 0 | 0 | 403.4259 | 0 | 403.4259 | 671.3411 | 0 | 1559.2404 | 0 | 1559.2404 | 0 | 54.8262 | 0
4080 | Commercial | CheTgs401 | CFL - 15W Flood | 0 | 0 | 0 | 0 | 0 | 0 | 0 | 0 | 0 | 0 | 0 | 0 | 403.4259 | 0 | 403.4259 | 671.3411 | 0 | 1559.2404 | 0 | 1559.2404 | 0 | 54.8262 | 0
4081 | Commercial | ChoNgs401 | CFL - 15W Flood | 0 | 0 | 0 | 0 | 0 | 0 | 0 | 0 | 0 | 0 | 0 | 0 | 403.4259 | 0 | 403.4259 | 671.3411 | 0 | 1559.2404 | 0 | 1559.2404 | 0 | 54.8262 | 0
4082 | Commercial | ChoTgs401 | CFL - 15W Flood | 0 | 0 | 0 | 0 | 0 | 0 | 0 | 0 | 0 | 0 | 0 | 0 | 403.4259 | 0 | 403.4259 | 671.3411 | 0 | 1559.2404 | 0 | 1559.2404 | 0 | 54.8262 | 0
4083 | Commercial | CinNgs401 | CFL - 15W Flood | 0 | 0 | 0 | 0 | 0 | 0 | 0 | 0 | 0 | 0 | 0 | 0 | 403.4259 | 0 | 403.4259 | 671.3411 | 0 | 1559.2404 | 0 | 1559.2404 | 0 | 54.8262 | 0
4084 | Commercial | CinTgs401 | CFL - 15W Flood | 0 | 0 | 0 | 0 | 0 | 0 | 0 | 0 | 0 | 0 | 0 | 0 | 403.4259 | 0 | 403.4259 | 671.3411 | 0 | 1559.2404 | 0 | 1559.2404 | 0 | 54.8262 | 0
4085 | Commercial | CloNgs401 | CFL - 15W Flood | 0 | 0 | 0 | 0 | 0 | 0 | 0 | 0 | 0 | 0 | 0 | 0 | 403.4259 | 0 | 403.4259 | 671.3411 | 0 | 1559.2404 | 0 | 1559.2404 | 0 | 54.8262 | 0
4086 | Commercial | CloTgs401 | CFL - 15W Flood | 0 | 0 | 0 | 0 | 0 | 0 | 0 | 0 | 0 | 0 | 0 | 0 | 403.4259 | 0 | 403.4259 | 671.3411 | 0 | 1559.2404 | 0 | 1559.2404 | 0 | 54.8262 | 0
4087 | Commercial | CmiNgs401 | CFL - 15W Flood | 0 | 0 | 0 | 0 | 0 | 0 | 0 | 0 | 0 | 0 | 0 | 0 | 403.4259 | 0 | 403.4259 | 671.3411 | 0 | 1559.2404 | 0 | 1559.2404 | 0 | 54.8262 | 0
4088 | Commercial | CmiTgs401 | CFL - 15W Flood | 0 | 0 | 0 | 0 | 0 | 0 | 0 | 0 | 0 | 0 | 0 | 0 | 403.4259 | 0 | 403.4259 | 671.3411 | 0 | 1559.2404 | 0 | 1559.2404 | 0 | 54.8262 | 0
4089 | Commercial | CofNgs401 | CFL - 15W Flood | 0 | 0 | 0 | 0 | 0 | 0 | 0 | 0 | 0 | 0 | 0 | 0 | 403.4259 | 0 | 403.4259 | 671.3411 | 0 | 1559.2404 | 0 | 1559.2404 | 0 | 54.8262 | 0
4090 | Commercial | CofTgs401 | CFL - 15W Flood | 0 | 0 | 0 | 0 | 0 | 0 | 0 | 0 | 0 | 0 | 0 | 0 | 403.4259 | 0 | 403.4259 | 671.3411 | 0 | 1559.2404 | 0 | 1559.2404 | 0 | 54.8262 | 0
4091 | Commercial | CreNgs401 | CFL - 15W Flood | 0 | 0 | 0 | 0 | 0 | 0 | 0 | 0 | 0 | 0 | 0 | 0 | 403.4259 | 0 | 403.4259 | 671.3411 | 0 | 1559.2404 | 0 | 1559.2404 | 0 | 54.8262 | 0
4092 | Commercial | CreTgs401 | CFL - 15W Flood | 0 | 0 | 0 | 0 | 0 | 0 | 0 | 0 | 0 | 0 | 0 | 0 | 403.4259 | 0 | 403.4259 | 671.3411 | 0 | 1559.2404 | 0 | 1559.2404 | 0 | 54.8262 | 0
4093 | Commercial | CrtNgs401 | CFL - 15W Flood | 0 | 0 | 0 | 0 | 0 | 0 | 0 | 0 | 0 | 0 | 0 | 0 | 403.4259 | 0 | 403.4259 | 671.3411 | 0 | 1559.2404 | 0 | 1559.2404 | 0 | 54.8262 | 0
4094 | Commercial | CrtTgs401 | CFL - 15W Flood | 0 | 0 | 0 | 0 | 0 | 0 | 0 | 0 | 0 | 0 | 0 | 0 | 403.4259 | 0 | 403.4259 | 671.3411 | 0 | 1559.2404 | 0 | 1559.2404 | 0 | 54.8262 | 0
4095 | Commercial | CscNgs401 | CFL - 15W Flood | 0 | 0 | 0 | 0 | 0 | 0 | 0 | 0 | 0 | 0 | 0 | 0 | 403.4259 | 0 | 403.4259 | 671.3411 | 0 | 1559.2404 | 0 | 1559.2404 | 0 | 54.8262 | 0
4096 | Commercial | CscTgs401 | CFL - 15W Flood | 0 | 0 | 0 | 0 | 0 | 0 | 0 | 0 | 0 | 0 | 0 | 0 | 403.4259 | 0 | 403.4259 | 671.3411 | 0 | 1559.2404 | 0 | 1559.2404 | 0 | 54.8262 | 0
4097 | Commercial | CwaNgs401 | CFL - 15W Flood | 0 | 0 | 0 | 0 | 0 | 0 | 0 | 0 | 0 | 0 | 0 | 0 | 403.4259 | 0 | 403.4259 | 671.3411 | 0 | 1559.2404 | 0 | 1559.2404 | 0 | 54.8262 | 0
4098 | Commercial | CwaTgs401 | CFL - 15W Flood | 0 | 0 | 0 | 0 | 0 | 0 | 0 | 0 | 0 | 0 | 0 | 0 | 403.4259 | 0 | 403.4259 | 671.3411 | 0 | 1559.2404 | 0 | 1559.2404 | 0 | 54.8262 | 0
4099 | Commercial | CasNgs405 | LED - 9W Flood | 0 | 0 | 0 | 0 | 0 | 0 | 0 | 0 | 0 | 0 | 0 | 0 | 451.837 | 0 | 451.837 | 721.5234 | 0 | 1746.3493 | 0 | 1746.3493 | 0 | 27.2962 | 0
4100 | Commercial | CasTgs405 | LED - 9W Flood | 0 | 0 | 0 | 0 | 0 | 0 | 0 | 0 | 0 | 0 | 0 | 0 | 451.837 | 0 | 451.837 | 721.5234 | 0 | 1746.3493 | 0 | 1746.3493 | 0 | 27.2962 | 0
4101 | Commercial | CcoNgs405 | LED - 9W Flood | 0 | 0 | 0 | 0 | 0 | 0 | 0 | 0 | 0 | 0 | 0 | 0 | 451.837 | 0 | 451.837 | 721.5234 | 0 | 1746.3493 | 0 | 1746.3493 | 0 | 27.2962 | 0
4102 | Commercial | CcoTgs405 | LED - 9W Flood | 0 | 0 | 0 | 0 | 0 | 0 | 0 | 0 | 0 | 0 | 0 | 0 | 451.837 | 0 | 451.837 | 721.5234 | 0 | 1746.3493 | 0 | 1746.3493 | 0 | 27.2962 | 0
4103 | Commercial | CgrNgs405 | LED - 9W Flood | 0 | 0 | 0 | 0 | 0 | 0 | 0 | 0 | 0 | 0 | 0 | 0 | 451.837 | 0 | 451.837 | 721.5234 | 0 | 1746.3493 | 0 | 1746.3493 | 0 | 27.2962 | 0
4104 | Commercial | CgrTgs405 | LED - 9W Flood | 0 | 0 | 0 | 0 | 0 | 0 | 0 | 0 | 0 | 0 | 0 | 0 | 451.837 | 0 | 451.837 | 721.5234 | 0 | 1746.3493 | 0 | 1746.3493 | 0 | 27.2962 | 0
4105 | Commercial | CheNgs405 | LED - 9W Flood | 0 | 0 | 0 | 0 | 0 | 0 | 0 | 0 | 0 | 0 | 0 | 0 | 451.837 | 0 | 451.837 | 721.5234 | 0 | 1746.3493 | 0 | 1746.3493 | 0 | 27.2962 | 0
4106 | Commercial | CheTgs405 | LED - 9W Flood | 0 | 0 | 0 | 0 | 0 | 0 | 0 | 0 | 0 | 0 | 0 | 0 | 451.837 | 0 | 451.837 | 721.5234 | 0 | 1746.3493 | 0 | 1746.3493 | 0 | 27.2962 | 0
4107 | Commercial | ChoNgs405 | LED - 9W Flood | 0 | 0 | 0 | 0 | 0 | 0 | 0 | 0 | 0 | 0 | 0 | 0 | 451.837 | 0 | 451.837 | 721.5234 | 0 | 1746.3493 | 0 | 1746.3493 | 0 | 27.2962 | 0
4108 | Commercial | ChoTgs405 | LED - 9W Flood | 0 | 0 | 0 | 0 | 0 | 0 | 0 | 0 | 0 | 0 | 0 | 0 | 451.837 | 0 | 451.837 | 721.5234 | 0 | 1746.3493 | 0 | 1746.3493 | 0 | 27.2962 | 0
4109 | Commercial | CinNgs405 | LED - 9W Flood | 0 | 0 | 0 | 0 | 0 | 0 | 0 | 0 | 0 | 0 | 0 | 0 | 451.837 | 0 | 451.837 | 721.5234 | 0 | 1746.3493 | 0 | 1746.3493 | 0 | 27.2962 | 0
4110 | Commercial | CinTgs405 | LED - 9W Flood | 0 | 0 | 0 | 0 | 0 | 0 | 0 | 0 | 0 | 0 | 0 | 0 | 451.837 | 0 | 451.837 | 721.5234 | 0 | 1746.3493 | 0 | 1746.3493 | 0 | 27.2962 | 0
4111 | Commercial | CloNgs405 | LED - 9W Flood | 0 | 0 | 0 | 0 | 0 | 0 | 0 | 0 | 0 | 0 | 0 | 0 | 451.837 | 0 | 451.837 | 721.5234 | 0 | 1746.3493 | 0 | 1746.3493 | 0 | 27.2962 | 0
4112 | Commercial | CloTgs405 | LED - 9W Flood | 0 | 0 | 0 | 0 | 0 | 0 | 0 | 0 | 0 | 0 | 0 | 0 | 451.837 | 0 | 451.837 | 721.5234 | 0 | 1746.3493 | 0 | 1746.3493 | 0 | 27.2962 | 0
4113 | Commercial | CmiNgs405 | LED - 9W Flood | 0 | 0 | 0 | 0 | 0 | 0 | 0 | 0 | 0 | 0 | 0 | 0 | 451.837 | 0 | 451.837 | 721.5234 | 0 | 1746.3493 | 0 | 1746.3493 | 0 | 27.2962 | 0
4114 | Commercial | CmiTgs405 | LED - 9W Flood | 0 | 0 | 0 | 0 | 0 | 0 | 0 | 0 | 0 | 0 | 0 | 0 | 451.837 | 0 | 451.837 | 721.5234 | 0 | 1746.3493 | 0 | 1746.3493 | 0 | 27.2962 | 0
4115 | Commercial | CofNgs405 | LED - 9W Flood | 0 | 0 | 0 | 0 | 0 | 0 | 0 | 0 | 0 | 0 | 0 | 0 | 451.837 | 0 | 451.837 | 721.5234 | 0 | 1746.3493 | 0 | 1746.3493 | 0 | 27.2962 | 0
4116 | Commercial | CofTgs405 | LED - 9W Flood | 0 | 0 | 0 | 0 | 0 | 0 | 0 | 0 | 0 | 0 | 0 | 0 | 451.837 | 0 | 451.837 | 721.5234 | 0 | 1746.3493 | 0 | 1746.3493 | 0 | 27.2962 | 0
4117 | Commercial | CreNgs405 | LED - 9W Flood | 0 | 0 | 0 | 0 | 0 | 0 | 0 | 0 | 0 | 0 | 0 | 0 | 451.837 | 0 | 451.837 | 721.5234 | 0 | 1746.3493 | 0 | 1746.3493 | 0 | 27.2962 | 0
4118 | Commercial | CreTgs405 | LED - 9W Flood | 0 | 0 | 0 | 0 | 0 | 0 | 0 | 0 | 0 | 0 | 0 | 0 | 451.837 | 0 | 451.837 | 721.5234 | 0 | 1746.3493 | 0 | 1746.3493 | 0 | 27.2962 | 0
4119 | Commercial | CrtNgs405 | LED - 9W Flood | 0 | 0 | 0 | 0 | 0 | 0 | 0 | 0 | 0 | 0 | 0 | 0 | 451.837 | 0 | 451.837 | 721.5234 | 0 | 1746.3493 | 0 | 1746.3493 | 0 | 27.2962 | 0
4120 | Commercial | CrtTgs405 | LED - 9W Flood | 0 | 0 | 0 | 0 | 0 | 0 | 0 | 0 | 0 | 0 | 0 | 0 | 451.837 | 0 | 451.837 | 721.5234 | 0 | 1746.3493 | 0 | 1746.3493 | 0 | 27.2962 | 0
4121 | Commercial | CscNgs405 | LED - 9W Flood | 0 | 0 | 0 | 0 | 0 | 0 | 0 | 0 | 0 | 0 | 0 | 0 | 451.837 | 0 | 451.837 | 721.5234 | 0 | 1746.3493 | 0 | 1746.3493 | 0 | 27.2962 | 0
4122 | Commercial | CscTgs405 | LED - 9W Flood | 0 | 0 | 0 | 0 | 0 | 0 | 0 | 0 | 0 | 0 | 0 | 0 | 451.837 | 0 | 451.837 | 721.5234 | 0 | 1746.3493 | 0 | 1746.3493 | 0 | 27.2962 | 0
4123 | Commercial | CwaNgs405 | LED - 9W Flood | 0 | 0 | 0 | 0 | 0 | 0 | 0 | 0 | 0 | 0 | 0 | 0 | 451.837 | 0 | 451.837 | 721.5234 | 0 | 1746.3493 | 0 | 1746.3493 | 0 | 27.2962 | 0
4124 | Commercial | CwaTgs405 | LED - 9W Flood | 0 | 0 | 0 | 0 | 0 | 0 | 0 | 0 | 0 | 0 | 0 | 0 | 451.837 | 0 | 451.837 | 721.5234 | 0 | 1746.3493 | 0 | 1746.3493 | 0 | 27.2962 | 0
4125 | Commercial | CasNgs406 | LED Display Lighting (Exterior) | 0 | 0 | 0 | 0 | 0 | 0 | 0 | 0 | 0 | 0 | 0 | 0 | 758.4407 | 0 | 758.4407 | 660.672 | 0 | 2931.3719 | 0 | 2931.3719 | 0 | 304.2568 | 0
4126 | Commercial | CasTgs406 | LED Display Lighting (Exterior) | 0 | 0 | 0 | 0 | 0 | 0 | 0 | 0 | 0 | 0 | 0 | 0 | 758.4407 | 0 | 758.4407 | 660.672 | 0 | 2931.3719 | 0 | 2931.3719 | 0 | 304.2568 | 0
4127 | Commercial | CcoNgs406 | LED Display Lighting (Exterior) | 0 | 0 | 0 | 0 | 0 | 0 | 0 | 0 | 0 | 0 | 0 | 0 | 758.4407 | 0 | 758.4407 | 660.672 | 0 | 2931.3719 | 0 | 2931.3719 | 0 | 304.2568 | 0
4128 | Commercial | CcoTgs406 | LED Display Lighting (Exterior) | 0 | 0 | 0 | 0 | 0 | 0 | 0 | 0 | 0 | 0 | 0 | 0 | 758.4407 | 0 | 758.4407 | 660.672 | 0 | 2931.3719 | 0 | 2931.3719 | 0 | 304.2568 | 0
4129 | Commercial | CgrNgs406 | LED Display Lighting (Exterior) | 0 | 0 | 0 | 0 | 0 | 0 | 0 | 0 | 0 | 0 | 0 | 0 | 758.4407 | 0 | 758.4407 | 660.672 | 0 | 2931.3719 | 0 | 2931.3719 | 0 | 304.2568 | 0
4130 | Commercial | CgrTgs406 | LED Display Lighting (Exterior) | 0 | 0 | 0 | 0 | 0 | 0 | 0 | 0 | 0 | 0 | 0 | 0 | 758.4407 | 0 | 758.4407 | 660.672 | 0 | 2931.3719 | 0 | 2931.3719 | 0 | 304.2568 | 0
4131 | Commercial | CheNgs406 | LED Display Lighting (Exterior) | 0 | 0 | 0 | 0 | 0 | 0 | 0 | 0 | 0 | 0 | 0 | 0 | 758.4407 | 0 | 758.4407 | 660.672 | 0 | 2931.3719 | 0 | 2931.3719 | 0 | 304.2568 | 0
4132 | Commercial | CheTgs406 | LED Display Lighting (Exterior) | 0 | 0 | 0 | 0 | 0 | 0 | 0 | 0 | 0 | 0 | 0 | 0 | 758.4407 | 0 | 758.4407 | 660.672 | 0 | 2931.3719 | 0 | 2931.3719 | 0 | 304.2568 | 0
4133 | Commercial | ChoNgs406 | LED Display Lighting (Exterior) | 0 | 0 | 0 | 0 | 0 | 0 | 0 | 0 | 0 | 0 | 0 | 0 | 758.4407 | 0 | 758.4407 | 660.672 | 0 | 2931.3719 | 0 | 2931.3719 | 0 | 304.2568 | 0
4134 | Commercial | ChoTgs406 | LED Display Lighting (Exterior) | 0 | 0 | 0 | 0 | 0 | 0 | 0 | 0 | 0 | 0 | 0 | 0 | 758.4407 | 0 | 758.4407 | 660.672 | 0 | 2931.3719 | 0 | 2931.3719 | 0 | 304.2568 | 0
4135 | Commercial | CinNgs406 | LED Display Lighting (Exterior) | 0 | 0 | 0 | 0 | 0 | 0 | 0 | 0 | 0 | 0 | 0 | 0 | 758.4407 | 0 | 758.4407 | 660.672 | 0 | 2931.3719 | 0 | 2931.3719 | 0 | 304.2568 | 0
4136 | Commercial | CinTgs406 | LED Display Lighting (Exterior) | 0 | 0 | 0 | 0 | 0 | 0 | 0 | 0 | 0 | 0 | 0 | 0 | 758.4407 | 0 | 758.4407 | 660.672 | 0 | 2931.3719 | 0 | 2931.3719 | 0 | 304.2568 | 0
4137 | Commercial | CloNgs406 | LED Display Lighting (Exterior) | 0 | 0 | 0 | 0 | 0 | 0 | 0 | 0 | 0 | 0 | 0 | 0 | 758.4407 | 0 | 758.4407 | 660.672 | 0 | 2931.3719 | 0 | 2931.3719 | 0 | 304.2568 | 0
4138 | Commercial | CloTgs406 | LED Display Lighting (Exterior) | 0 | 0 | 0 | 0 | 0 | 0 | 0 | 0 | 0 | 0 | 0 | 0 | 758.4407 | 0 | 758.4407 | 660.672 | 0 | 2931.3719 | 0 | 2931.3719 | 0 | 304.2568 | 0
4139 | Commercial | CmiNgs406 | LED Display Lighting (Exterior) | 0 | 0 | 0 | 0 | 0 | 0 | 0 | 0 | 0 | 0 | 0 | 0 | 758.4407 | 0 | 758.4407 | 660.672 | 0 | 2931.3719 | 0 | 2931.3719 | 0 | 304.2568 | 0
4140 | Commercial | CmiTgs406 | LED Display Lighting (Exterior) | 0 | 0 | 0 | 0 | 0 | 0 | 0 | 0 | 0 | 0 | 0 | 0 | 758.4407 | 0 | 758.4407 | 660.672 | 0 | 2931.3719 | 0 | 2931.3719 | 0 | 304.2568 | 0
4141 | Commercial | CofNgs406 | LED Display Lighting (Exterior) | 0 | 0 | 0 | 0 | 0 | 0 | 0 | 0 | 0 | 0 | 0 | 0 | 758.4407 | 0 | 758.4407 | 660.672 | 0 | 2931.3719 | 0 | 2931.3719 | 0 | 304.2568 | 0
4142 | Commercial | CofTgs406 | LED Display Lighting (Exterior) | 0 | 0 | 0 | 0 | 0 | 0 | 0 | 0 | 0 | 0 | 0 | 0 | 758.4407 | 0 | 758.4407 | 660.672 | 0 | 2931.3719 | 0 | 2931.3719 | 0 | 304.2568 | 0
4143 | Commercial | CreNgs406 | LED Display Lighting (Exterior) | 0 | 0 | 0 | 0 | 0 | 0 | 0 | 0 | 0 | 0 | 0 | 0 | 758.4407 | 0 | 758.4407 | 660.672 | 0 | 2931.3719 | 0 | 2931.3719 | 0 | 304.2568 | 0
4144 | Commercial | CreTgs406 | LED Display Lighting (Exterior) | 0 | 0 | 0 | 0 | 0 | 0 | 0 | 0 | 0 | 0 | 0 | 0 | 758.4407 | 0 | 758.4407 | 660.672 | 0 | 2931.3719 | 0 | 2931.3719 | 0 | 304.2568 | 0
4145 | Commercial | CrtNgs406 | LED Display Lighting (Exterior) | 0 | 0 | 0 | 0 | 0 | 0 | 0 | 0 | 0 | 0 | 0 | 0 | 758.4407 | 0 | 758.4407 | 660.672 | 0 | 2931.3719 | 0 | 2931.3719 | 0 | 304.2568 | 0
4146 | Commercial | CrtTgs406 | LED Display Lighting (Exterior) | 0 | 0 | 0 | 0 | 0 | 0 | 0 | 0 | 0 | 0 | 0 | 0 | 758.4407 | 0 | 758.4407 | 660.672 | 0 | 2931.3719 | 0 | 2931.3719 | 0 | 304.2568 | 0
4147 | Commercial | CscNgs406 | LED Display Lighting (Exterior) | 0 | 0 | 0 | 0 | 0 | 0 | 0 | 0 | 0 | 0 | 0 | 0 | 758.4407 | 0 | 758.4407 | 660.672 | 0 | 2931.3719 | 0 | 2931.3719 | 0 | 304.2568 | 0
4148 | Commercial | CscTgs406 | LED Display Lighting (Exterior) | 0 | 0 | 0 | 0 | 0 | 0 | 0 | 0 | 0 | 0 | 0 | 0 | 758.4407 | 0 | 758.4407 | 660.672 | 0 | 2931.3719 | 0 | 2931.3719 | 0 | 304.2568 | 0
4149 | Commercial | CwaNgs406 | LED Display Lighting (Exterior) | 0 | 0 | 0 | 0 | 0 | 0 | 0 | 0 | 0 | 0 | 0 | 0 | 758.4407 | 0 | 758.4407 | 660.672 | 0 | 2931.3719 | 0 | 2931.3719 | 0 | 304.2568 | 0
4150 | Commercial | CwaTgs406 | LED Display Lighting (Exterior) | 0 | 0 | 0 | 0 | 0 | 0 | 0 | 0 | 0 | 0 | 0 | 0 | 758.4407 | 0 | 758.4407 | 660.672 | 0 | 2931.3719 | 0 | 2931.3719 | 0 | 304.2568 | 0
4151 | Commercial | CmiNgs909 | Solar Water Heater | 4218.5998 | 2146.8058 | 80.1016 | 13062.3975 | 13953.2261 | 3327.7712 | 2226.9074 | 2601.6051 | 462.327 | 503.9509 | 251.7394 | 3819.6224 | 10161.7612 | 0 | 10161.7612 | 660.672 | 0 | 37628.5937 | 0 | 37628.5937 | 0 | 19158.043 | 0
4152 | Commercial | CmiTgs909 | Solar Water Heater | 4218.5998 | 2146.8058 | 80.1016 | 13062.3975 | 13953.2261 | 3327.7712 | 2226.9074 | 2601.6051 | 462.327 | 503.9509 | 251.7394 | 3819.6224 | 10161.7612 | 0 | 10161.7612 | 660.672 | 0 | 37628.5937 | 0 | 37628.5937 | 0 | 19158.043 | 0
4153 | Commercial | CcoNgsd111 | Energy Star PCs | 4794.2554 | 2439.7516 | 91.032 | 14102.1151 | 15063.8503 | 3832.5202 | 2530.7835 | 2932.8917 | 524.7838 | 568.1221 | 285.7475 | 4311.545 | 10860.6033 | 0 | 10860.6033 | 1906.7521 | 0 | 23234.8897 | 10617.8427 | 33852.7324 | 0 | 21169.065 | 0
4154 | Commercial | CcoTgsd111 | Energy Star PCs | 4794.2554 | 2439.7516 | 91.032 | 14102.1151 | 15063.8503 | 3832.5202 | 2530.7835 | 2932.8917 | 524.7838 | 568.1221 | 285.7475 | 4311.545 | 10860.6033 | 0 | 10860.6033 | 1906.7521 | 0 | 23234.8897 | 10617.8427 | 33852.7324 | 0 | 21169.065 | 0
4155 | Commercial | ChoNgsd111 | Energy Star PCs | 4794.2554 | 2439.7516 | 91.032 | 14102.1151 | 15063.8503 | 3832.5202 | 2530.7835 | 2932.8917 | 524.7838 | 568.1221 | 285.7475 | 4311.545 | 10860.6033 | 0 | 10860.6033 | 1906.7521 | 0 | 23234.8897 | 10617.8427 | 33852.7324 | 0 | 21169.065 | 0
4156 | Commercial | ChoTgsd111 | Energy Star PCs | 4794.2554 | 2439.7516 | 91.032 | 14102.1151 | 15063.8503 | 3832.5202 | 2530.7835 | 2932.8917 | 524.7838 | 568.1221 | 285.7475 | 4311.545 | 10860.6033 | 0 | 10860.6033 | 1906.7521 | 0 | 23234.8897 | 10617.8427 | 33852.7324 | 0 | 21169.065 | 0
4157 | Commercial | CcoEgsd116 | Smart Strip Plug Outlet | 4346.0113 | 2211.6443 | 82.5208 | 13456.9123 | 14374.646 | 3428.2776 | 2294.1652 | 2680.1796 | 476.2903 | 519.1714 | 259.3425 | 3934.9838 | 13796.0267 | 0 | 13796.0267 | 1906.7521 | 0 | 29987.119 | 10518.704 | 40505.823 | 0 | 22971.9014 | 0
4158 | Commercial | CcoNgsd116 | Smart Strip Plug Outlet | 4346.0113 | 2211.6443 | 82.5208 | 13456.9123 | 14374.646 | 3428.2776 | 2294.1652 | 2680.1796 | 476.2903 | 519.1714 | 259.3425 | 3934.9838 | 13796.0267 | 0 | 13796.0267 | 1906.7521 | 0 | 29987.119 | 10518.704 | 40505.823 | 0 | 22971.9014 | 0
4159 | Commercial | CwaNgsd304 | High Efficiency Chiller (Water cooled-centrifugal, 200 tons) | 4042.0904 | 2056.9819 | 76.7501 | 12441.591 | 13290.0819 | 3193.5995 | 2133.7319 | 2490.4618 | 442.9221 | 482.4215 | 241.1733 | 3656.9787 | 1526.2415 | 0 | 1526.2415 | 632.2974 | 0 | 2876.6427 | 11040.5152 | 13917.158 | 0 | 10086.8511 | 0
4160 | Commercial | CwaTgsd304 | High Efficiency Chiller (Water cooled-centrifugal, 200 tons) | 4042.0904 | 2056.9819 | 76.7501 | 12441.591 | 13290.0819 | 3193.5995 | 2133.7319 | 2490.4618 | 442.9221 | 482.4215 | 241.1733 | 3656.9787 | 1526.2415 | 0 | 1526.2415 | 632.2974 | 0 | 2876.6427 | 11040.5152 | 13917.158 | 0 | 10086.8511 | 0
4161 | Commercial | CcoNgsd311 | High Efficiency DX, >135k and <240k Btu/h Elect Heat | 3871.2268 | 1970.0309 | 73.5058 | 11986.7978 | 12804.2727 | 3053.7518 | 2043.5367 | 2387.3806 | 424.2575 | 462.454 | 231.0104 | 3505.1024 | 2100.2358 | 0 | 2100.2358 | 417.2665 | 0 | 4032.1328 | 10518.704 | 14550.8368 | 0 | 10579.1216 | 0
4162 | Commercial | CcoTgsd311 | High Efficiency DX, >135k and <240k Btu/h Elect Heat | 3871.2268 | 1970.0309 | 73.5058 | 11986.7978 | 12804.2727 | 3053.7518 | 2043.5367 | 2387.3806 | 424.2575 | 462.454 | 231.0104 | 3505.1024 | 2100.2358 | 0 | 2100.2358 | 417.2665 | 0 | 4032.1328 | 10518.704 | 14550.8368 | 0 | 10579.1216 | 0
4163 | Commercial | CofNgsd311 | High Efficiency DX, >135k and <240k Btu/h Elect Heat | 3871.2268 | 1970.0309 | 73.5058 | 11986.7978 | 12804.2727 | 3053.7518 | 2043.5367 | 2387.3806 | 424.2575 | 462.454 | 231.0104 | 3505.1024 | 2130.653 | 0 | 2130.653 | 417.2665 | 0 | 4090.5291 | 10518.704 | 14609.2331 | 0 | 10579.1216 | 0
4164 | Commercial | CofTgsd311 | High Efficiency DX, >135k and <240k Btu/h Elect Heat | 3871.2268 | 1970.0309 | 73.5058 | 11986.7978 | 12804.2727 | 3053.7518 | 2043.5367 | 2387.3806 | 424.2575 | 462.454 | 231.0104 | 3505.1024 | 2130.653 | 0 | 2130.653 | 417.2665 | 0 | 4090.5291 | 10518.704 | 14609.2331 | 0 | 10579.1216 | 0
4165 | Commercial | CrtNgsd311 | High Efficiency DX, >135k and <240k Btu/h Elect Heat | 3871.2268 | 1970.0309 | 73.5058 | 11986.7978 | 12804.2727 | 3053.7518 | 2043.5367 | 2387.3806 | 424.2575 | 462.454 | 231.0104 | 3505.1024 | 2395.2653 | 0 | 2395.2653 | 417.2665 | 0 | 4616.097 | 10518.704 | 15134.801 | 0 | 10579.1216 | 0
4166 | Commercial | CrtTgsd311 | High Efficiency DX, >135k and <240k Btu/h Elect Heat | 3871.2268 | 1970.0309 | 73.5058 | 11986.7978 | 12804.2727 | 3053.7518 | 2043.5367 | 2387.3806 | 424.2575 | 462.454 | 231.0104 | 3505.1024 | 2395.2653 | 0 | 2395.2653 | 417.2665 | 0 | 4616.097 | 10518.704 | 15134.801 | 0 | 10579.1216 | 0
4167 | Commercial | CscNgsd311 | High Efficiency DX, >135k and <240k Btu/h Elect Heat | 3871.2268 | 1970.0309 | 73.5058 | 11986.7978 | 12804.2727 | 3053.7518 | 2043.5367 | 2387.3806 | 424.2575 | 462.454 | 231.0104 | 3505.1024 | 2097.9756 | 0 | 2097.9756 | 417.2665 | 0 | 4012.6672 | 10518.704 | 14531.3712 | 0 | 10579.1216 | 0
4168 | Commercial | CscTgsd311 | High Efficiency DX, >135k and <240k Btu/h Elect Heat | 3871.2268 | 1970.0309 | 73.5058 | 11986.7978 | 12804.2727 | 3053.7518 | 2043.5367 | 2387.3806 | 424.2575 | 462.454 | 231.0104 | 3505.1024 | 2097.9756 | 0 | 2097.9756 | 417.2665 | 0 | 4012.6672 | 10518.704 | 14531.3712 | 0 | 10579.1216 | 0
4169 | Commercial | CloEgsd320 | Dedicated Outdoor Air System on VRF unit | 4385.2962 | 2231.6361 | 83.2668 | 13540.8778 | 14464.3378 | 3461.8362 | 2314.9028 | 2703.2476 | 480.5649 | 523.6398 | 261.67 | 3969.1223 | 6484.7058 | 0 | 6484.7058 | 721.5234 | 0 | 13278.4281 | 14872.023 | 28150.4511 | 0 | 16109.5257 | 0
4170 | Commercial | CloNgsd320 | Dedicated Outdoor Air System on VRF unit | 4385.2962 | 2231.6361 | 83.2668 | 13540.8778 | 14464.3378 | 3461.8362 | 2314.9028 | 2703.2476 | 480.5649 | 523.6398 | 261.67 | 3969.1223 | 6484.7058 | 0 | 6484.7058 | 721.5234 | 0 | 13278.4281 | 14872.023 | 28150.4511 | 0 | 16109.5257 | 0
4171 | Commercial | CrtEgsd320 | Dedicated Outdoor Air System on VRF unit | 4574.4129 | 2327.8758 | 86.8576 | 14124.8306 | 15088.115 | 3611.1285 | 2414.7334 | 2819.8256 | 501.2893 | 546.2219 | 272.9546 | 4140.2914 | 4631.3009 | 0 | 4631.3009 | 721.5234 | 0 | 9273.5019 | 14872.023 | 24145.5249 | 0 | 14452.2204 | 0
4172 | Commercial | CrtNgsd320 | Dedicated Outdoor Air System on VRF unit | 4574.4129 | 2327.8758 | 86.8576 | 14124.8306 | 15088.115 | 3611.1285 | 2414.7334 | 2819.8256 | 501.2893 | 546.2219 | 272.9546 | 4140.2914 | 4631.3009 | 0 | 4631.3009 | 721.5234 | 0 | 9273.5019 | 14872.023 | 24145.5249 | 0 | 14452.2204 | 0
4173 | Commercial | CreNgsd324 | Variable Refrigerant Flow (VRF) HVAC Systems | 4801.978 | 2443.6815 | 91.1786 | 14124.8306 | 15088.115 | 3838.6936 | 2534.8601 | 2937.6159 | 525.6291 | 569.0372 | 286.2077 | 4318.49 | 7101.0201 | 0 | 7101.0201 | 660.672 | 0 | 14653.4001 | 10617.8427 | 25271.2429 | 0 | 17455.7985 | 0
4174 | Commercial | CreTgsd324 | Variable Refrigerant Flow (VRF) HVAC Systems | 4801.978 | 2443.6815 | 91.1786 | 14124.8306 | 15088.115 | 3838.6936 | 2534.8601 | 2937.6159 | 525.6291 | 569.0372 | 286.2077 | 4318.49 | 7101.0201 | 0 | 7101.0201 | 660.672 | 0 | 14653.4001 | 10617.8427 | 25271.2429 | 0 | 17455.7985 | 0
4175 | Commercial | CasNgsd401 | CFL - 15W Flood | 0 | 0 | 0 | 0 | 0 | 0 | 0 | 0 | 0 | 0 | 0 | 0 | 403.4259 | 0 | 403.4259 | 671.3411 | 0 | 895.7945 | 10518.704 | 11414.4985 | 0 | 54.8262 | 0
4176 | Commercial | CasTgsd401 | CFL - 15W Flood | 0 | 0 | 0 | 0 | 0 | 0 | 0 | 0 | 0 | 0 | 0 | 0 | 403.4259 | 0 | 403.4259 | 671.3411 | 0 | 895.7945 | 10518.704 | 11414.4985 | 0 | 54.8262 | 0
4177 | Commercial | CcoNgsd401 | CFL - 15W Flood | 0 | 0 | 0 | 0 | 0 | 0 | 0 | 0 | 0 | 0 | 0 | 0 | 403.4259 | 0 | 403.4259 | 671.3411 | 0 | 895.7945 | 10518.704 | 11414.4985 | 0 | 54.8262 | 0
4178 | Commercial | CcoTgsd401 | CFL - 15W Flood | 0 | 0 | 0 | 0 | 0 | 0 | 0 | 0 | 0 | 0 | 0 | 0 | 403.4259 | 0 | 403.4259 | 671.3411 | 0 | 895.7945 | 10518.704 | 11414.4985 | 0 | 54.8262 | 0
4179 | Commercial | CgrNgsd401 | CFL - 15W Flood | 0 | 0 | 0 | 0 | 0 | 0 | 0 | 0 | 0 | 0 | 0 | 0 | 403.4259 | 0 | 403.4259 | 671.3411 | 0 | 895.7945 | 10518.704 | 11414.4985 | 0 | 54.8262 | 0
4180 | Commercial | CgrTgsd401 | CFL - 15W Flood | 0 | 0 | 0 | 0 | 0 | 0 | 0 | 0 | 0 | 0 | 0 | 0 | 403.4259 | 0 | 403.4259 | 671.3411 | 0 | 895.7945 | 10518.704 | 11414.4985 | 0 | 54.8262 | 0
4181 | Commercial | CheNgsd401 | CFL - 15W Flood | 0 | 0 | 0 | 0 | 0 | 0 | 0 | 0 | 0 | 0 | 0 | 0 | 403.4259 | 0 | 403.4259 | 671.3411 | 0 | 895.7945 | 10518.704 | 11414.4985 | 0 | 54.8262 | 0
4182 | Commercial | CheTgsd401 | CFL - 15W Flood | 0 | 0 | 0 | 0 | 0 | 0 | 0 | 0 | 0 | 0 | 0 | 0 | 403.4259 | 0 | 403.4259 | 671.3411 | 0 | 895.7945 | 10518.704 | 11414.4985 | 0 | 54.8262 | 0
4183 | Commercial | ChoNgsd401 | CFL - 15W Flood | 0 | 0 | 0 | 0 | 0 | 0 | 0 | 0 | 0 | 0 | 0 | 0 | 403.4259 | 0 | 403.4259 | 671.3411 | 0 | 895.7945 | 10518.704 | 11414.4985 | 0 | 54.8262 | 0
4184 | Commercial | ChoTgsd401 | CFL - 15W Flood | 0 | 0 | 0 | 0 | 0 | 0 | 0 | 0 | 0 | 0 | 0 | 0 | 403.4259 | 0 | 403.4259 | 671.3411 | 0 | 895.7945 | 10518.704 | 11414.4985 | 0 | 54.8262 | 0
4185 | Commercial | CinNgsd401 | CFL - 15W Flood | 0 | 0 | 0 | 0 | 0 | 0 | 0 | 0 | 0 | 0 | 0 | 0 | 403.4259 | 0 | 403.4259 | 671.3411 | 0 | 895.7945 | 10518.704 | 11414.4985 | 0 | 54.8262 | 0
4186 | Commercial | CinTgsd401 | CFL - 15W Flood | 0 | 0 | 0 | 0 | 0 | 0 | 0 | 0 | 0 | 0 | 0 | 0 | 403.4259 | 0 | 403.4259 | 671.3411 | 0 | 895.7945 | 10518.704 | 11414.4985 | 0 | 54.8262 | 0
4187 | Commercial | CloNgsd401 | CFL - 15W Flood | 0 | 0 | 0 | 0 | 0 | 0 | 0 | 0 | 0 | 0 | 0 | 0 | 403.4259 | 0 | 403.4259 | 671.3411 | 0 | 895.7945 | 10518.704 | 11414.4985 | 0 | 54.8262 | 0
4188 | Commercial | CloTgsd401 | CFL - 15W Flood | 0 | 0 | 0 | 0 | 0 | 0 | 0 | 0 | 0 | 0 | 0 | 0 | 403.4259 | 0 | 403.4259 | 671.3411 | 0 | 895.7945 | 10518.704 | 11414.4985 | 0 | 54.8262 | 0
4189 | Commercial | CmiNgsd401 | CFL - 15W Flood | 0 | 0 | 0 | 0 | 0 | 0 | 0 | 0 | 0 | 0 | 0 | 0 | 403.4259 | 0 | 403.4259 | 671.3411 | 0 | 895.7945 | 10518.704 | 11414.4985 | 0 | 54.8262 | 0
4190 | Commercial | CmiTgsd401 | CFL - 15W Flood | 0 | 0 | 0 | 0 | 0 | 0 | 0 | 0 | 0 | 0 | 0 | 0 | 403.4259 | 0 | 403.4259 | 671.3411 | 0 | 895.7945 | 10518.704 | 11414.4985 | 0 | 54.8262 | 0
4191 | Commercial | CofNgsd401 | CFL - 15W Flood | 0 | 0 | 0 | 0 | 0 | 0 | 0 | 0 | 0 | 0 | 0 | 0 | 403.4259 | 0 | 403.4259 | 671.3411 | 0 | 895.7945 | 10518.704 | 11414.4985 | 0 | 54.8262 | 0
4192 | Commercial | CofTgsd401 | CFL - 15W Flood | 0 | 0 | 0 | 0 | 0 | 0 | 0 | 0 | 0 | 0 | 0 | 0 | 403.4259 | 0 | 403.4259 | 671.3411 | 0 | 895.7945 | 10518.704 | 11414.4985 | 0 | 54.8262 | 0
4193 | Commercial | CreNgsd401 | CFL - 15W Flood | 0 | 0 | 0 | 0 | 0 | 0 | 0 | 0 | 0 | 0 | 0 | 0 | 403.4259 | 0 | 403.4259 | 671.3411 | 0 | 895.7945 | 10518.704 | 11414.4985 | 0 | 54.8262 | 0
4194 | Commercial | CreTgsd401 | CFL - 15W Flood | 0 | 0 | 0 | 0 | 0 | 0 | 0 | 0 | 0 | 0 | 0 | 0 | 403.4259 | 0 | 403.4259 | 671.3411 | 0 | 895.7945 | 10518.704 | 11414.4985 | 0 | 54.8262 | 0
4195 | Commercial | CrtNgsd401 | CFL - 15W Flood | 0 | 0 | 0 | 0 | 0 | 0 | 0 | 0 | 0 | 0 | 0 | 0 | 403.4259 | 0 | 403.4259 | 671.3411 | 0 | 895.7945 | 10518.704 | 11414.4985 | 0 | 54.8262 | 0
4196 | Commercial | CrtTgsd401 | CFL - 15W Flood | 0 | 0 | 0 | 0 | 0 | 0 | 0 | 0 | 0 | 0 | 0 | 0 | 403.4259 | 0 | 403.4259 | 671.3411 | 0 | 895.7945 | 10518.704 | 11414.4985 | 0 | 54.8262 | 0
4197 | Commercial | CscNgsd401 | CFL - 15W Flood | 0 | 0 | 0 | 0 | 0 | 0 | 0 | 0 | 0 | 0 | 0 | 0 | 403.4259 | 0 | 403.4259 | 671.3411 | 0 | 895.7945 | 10518.704 | 11414.4985 | 0 | 54.8262 | 0
4198 | Commercial | CscTgsd401 | CFL - 15W Flood | 0 | 0 | 0 | 0 | 0 | 0 | 0 | 0 | 0 | 0 | 0 | 0 | 403.4259 | 0 | 403.4259 | 671.3411 | 0 | 895.7945 | 10518.704 | 11414.4985 | 0 | 54.8262 | 0
4199 | Commercial | CwaNgsd401 | CFL - 15W Flood | 0 | 0 | 0 | 0 | 0 | 0 | 0 | 0 | 0 | 0 | 0 | 0 | 403.4259 | 0 | 403.4259 | 671.3411 | 0 | 895.7945 | 10518.704 | 11414.4985 | 0 | 54.8262 | 0
4200 | Commercial | CwaTgsd401 | CFL - 15W Flood | 0 | 0 | 0 | 0 | 0 | 0 | 0 | 0 | 0 | 0 | 0 | 0 | 403.4259 | 0 | 403.4259 | 671.3411 | 0 | 895.7945 | 10518.704 | 11414.4985 | 0 | 54.8262 | 0
4201 | Commercial | CasNgsd405 | LED - 9W Flood | 0 | 0 | 0 | 0 | 0 | 0 | 0 | 0 | 0 | 0 | 0 | 0 | 451.837 | 0 | 451.837 | 721.5234 | 0 | 1003.2898 | 10617.8427 | 11621.1326 | 0 | 27.2962 | 0
4202 | Commercial | CasTgsd405 | LED - 9W Flood | 0 | 0 | 0 | 0 | 0 | 0 | 0 | 0 | 0 | 0 | 0 | 0 | 451.837 | 0 | 451.837 | 721.5234 | 0 | 1003.2898 | 10617.8427 | 11621.1326 | 0 | 27.2962 | 0
4203 | Commercial | CcoNgsd405 | LED - 9W Flood | 0 | 0 | 0 | 0 | 0 | 0 | 0 | 0 | 0 | 0 | 0 | 0 | 451.837 | 0 | 451.837 | 721.5234 | 0 | 1003.2898 | 10617.8427 | 11621.1326 | 0 | 27.2962 | 0
4204 | Commercial | CcoTgsd405 | LED - 9W Flood | 0 | 0 | 0 | 0 | 0 | 0 | 0 | 0 | 0 | 0 | 0 | 0 | 451.837 | 0 | 451.837 | 721.5234 | 0 | 1003.2898 | 10617.8427 | 11621.1326 | 0 | 27.2962 | 0
4205 | Commercial | CgrNgsd405 | LED - 9W Flood | 0 | 0 | 0 | 0 | 0 | 0 | 0 | 0 | 0 | 0 | 0 | 0 | 451.837 | 0 | 451.837 | 721.5234 | 0 | 1003.2898 | 10617.8427 | 11621.1326 | 0 | 27.2962 | 0
4206 | Commercial | CgrTgsd405 | LED - 9W Flood | 0 | 0 | 0 | 0 | 0 | 0 | 0 | 0 | 0 | 0 | 0 | 0 | 451.837 | 0 | 451.837 | 721.5234 | 0 | 1003.2898 | 10617.8427 | 11621.1326 | 0 | 27.2962 | 0
4207 | Commercial | CheNgsd405 | LED - 9W Flood | 0 | 0 | 0 | 0 | 0 | 0 | 0 | 0 | 0 | 0 | 0 | 0 | 451.837 | 0 | 451.837 | 721.5234 | 0 | 1003.2898 | 10617.8427 | 11621.1326 | 0 | 27.2962 | 0
4208 | Commercial | CheTgsd405 | LED - 9W Flood | 0 | 0 | 0 | 0 | 0 | 0 | 0 | 0 | 0 | 0 | 0 | 0 | 451.837 | 0 | 451.837 | 721.5234 | 0 | 1003.2898 | 10617.8427 | 11621.1326 | 0 | 27.2962 | 0
4209 | Commercial | ChoNgsd405 | LED - 9W Flood | 0 | 0 | 0 | 0 | 0 | 0 | 0 | 0 | 0 | 0 | 0 | 0 | 451.837 | 0 | 451.837 | 721.5234 | 0 | 1003.2898 | 10617.8427 | 11621.1326 | 0 | 27.2962 | 0
4210 | Commercial | ChoTgsd405 | LED - 9W Flood | 0 | 0 | 0 | 0 | 0 | 0 | 0 | 0 | 0 | 0 | 0 | 0 | 451.837 | 0 | 451.837 | 721.5234 | 0 | 1003.2898 | 10617.8427 | 11621.1326 | 0 | 27.2962 | 0
4211 | Commercial | CinNgsd405 | LED - 9W Flood | 0 | 0 | 0 | 0 | 0 | 0 | 0 | 0 | 0 | 0 | 0 | 0 | 451.837 | 0 | 451.837 | 721.5234 | 0 | 1003.2898 | 10617.8427 | 11621.1326 | 0 | 27.2962 | 0
4212 | Commercial | CinTgsd405 | LED - 9W Flood | 0 | 0 | 0 | 0 | 0 | 0 | 0 | 0 | 0 | 0 | 0 | 0 | 451.837 | 0 | 451.837 | 721.5234 | 0 | 1003.2898 | 10617.8427 | 11621.1326 | 0 | 27.2962 | 0
4213 | Commercial | CloNgsd405 | LED - 9W Flood | 0 | 0 | 0 | 0 | 0 | 0 | 0 | 0 | 0 | 0 | 0 | 0 | 451.837 | 0 | 451.837 | 721.5234 | 0 | 1003.2898 | 10617.8427 | 11621.1326 | 0 | 27.2962 | 0
4214 | Commercial | CloTgsd405 | LED - 9W Flood | 0 | 0 | 0 | 0 | 0 | 0 | 0 | 0 | 0 | 0 | 0 | 0 | 451.837 | 0 | 451.837 | 721.5234 | 0 | 1003.2898 | 10617.8427 | 11621.1326 | 0 | 27.2962 | 0
4215 | Commercial | CmiNgsd405 | LED - 9W Flood | 0 | 0 | 0 | 0 | 0 | 0 | 0 | 0 | 0 | 0 | 0 | 0 | 451.837 | 0 | 451.837 | 721.5234 | 0 | 1003.2898 | 10617.8427 | 11621.1326 | 0 | 27.2962 | 0
4216 | Commercial | CmiTgsd405 | LED - 9W Flood | 0 | 0 | 0 | 0 | 0 | 0 | 0 | 0 | 0 | 0 | 0 | 0 | 451.837 | 0 | 451.837 | 721.5234 | 0 | 1003.2898 | 10617.8427 | 11621.1326 | 0 | 27.2962 | 0
4217 | Commercial | CofNgsd405 | LED - 9W Flood | 0 | 0 | 0 | 0 | 0 | 0 | 0 | 0 | 0 | 0 | 0 | 0 | 451.837 | 0 | 451.837 | 721.5234 | 0 | 1003.2898 | 10617.8427 | 11621.1326 | 0 | 27.2962 | 0
4218 | Commercial | CofTgsd405 | LED - 9W Flood | 0 | 0 | 0 | 0 | 0 | 0 | 0 | 0 | 0 | 0 | 0 | 0 | 451.837 | 0 | 451.837 | 721.5234 | 0 | 1003.2898 | 10617.8427 | 11621.1326 | 0 | 27.2962 | 0
4219 | Commercial | CreNgsd405 | LED - 9W Flood | 0 | 0 | 0 | 0 | 0 | 0 | 0 | 0 | 0 | 0 | 0 | 0 | 451.837 | 0 | 451.837 | 721.5234 | 0 | 1003.2898 | 10617.8427 | 11621.1326 | 0 | 27.2962 | 0
4220 | Commercial | CreTgsd405 | LED - 9W Flood | 0 | 0 | 0 | 0 | 0 | 0 | 0 | 0 | 0 | 0 | 0 | 0 | 451.837 | 0 | 451.837 | 721.5234 | 0 | 1003.2898 | 10617.8427 | 11621.1326 | 0 | 27.2962 | 0
4221 | Commercial | CrtNgsd405 | LED - 9W Flood | 0 | 0 | 0 | 0 | 0 | 0 | 0 | 0 | 0 | 0 | 0 | 0 | 451.837 | 0 | 451.837 | 721.5234 | 0 | 1003.2898 | 10617.8427 | 11621.1326 | 0 | 27.2962 | 0
4222 | Commercial | CrtTgsd405 | LED - 9W Flood | 0 | 0 | 0 | 0 | 0 | 0 | 0 | 0 | 0 | 0 | 0 | 0 | 451.837 | 0 | 451.837 | 721.5234 | 0 | 1003.2898 | 10617.8427 | 11621.1326 | 0 | 27.2962 | 0
4223 | Commercial | CscNgsd405 | LED - 9W Flood | 0 | 0 | 0 | 0 | 0 | 0 | 0 | 0 | 0 | 0 | 0 | 0 | 451.837 | 0 | 451.837 | 721.5234 | 0 | 1003.2898 | 10617.8427 | 11621.1326 | 0 | 27.2962 | 0
4224 | Commercial | CscTgsd405 | LED - 9W Flood | 0 | 0 | 0 | 0 | 0 | 0 | 0 | 0 | 0 | 0 | 0 | 0 | 451.837 | 0 | 451.837 | 721.5234 | 0 | 1003.2898 | 10617.8427 | 11621.1326 | 0 | 27.2962 | 0
4225 | Commercial | CwaNgsd405 | LED - 9W Flood | 0 | 0 | 0 | 0 | 0 | 0 | 0 | 0 | 0 | 0 | 0 | 0 | 451.837 | 0 | 451.837 | 721.5234 | 0 | 1003.2898 | 10617.8427 | 11621.1326 | 0 | 27.2962 | 0
4226 | Commercial | CwaTgsd405 | LED - 9W Flood | 0 | 0 | 0 | 0 | 0 | 0 | 0 | 0 | 0 | 0 | 0 | 0 | 451.837 | 0 | 451.837 | 721.5234 | 0 | 1003.2898 | 10617.8427 | 11621.1326 | 0 | 27.2962 | 0
4227 | Commercial | CasNgsd406 | LED Display Lighting (Exterior) | 0 | 0 | 0 | 0 | 0 | 0 | 0 | 0 | 0 | 0 | 0 | 0 | 758.4407 | 0 | 758.4407 | 660.672 | 0 | 1684.0936 | 10617.8427 | 12301.9363 | 0 | 304.2568 | 0
4228 | Commercial | CasTgsd406 | LED Display Lighting (Exterior) | 0 | 0 | 0 | 0 | 0 | 0 | 0 | 0 | 0 | 0 | 0 | 0 | 758.4407 | 0 | 758.4407 | 660.672 | 0 | 1684.0936 | 10617.8427 | 12301.9363 | 0 | 304.2568 | 0
4229 | Commercial | CcoNgsd406 | LED Display Lighting (Exterior) | 0 | 0 | 0 | 0 | 0 | 0 | 0 | 0 | 0 | 0 | 0 | 0 | 758.4407 | 0 | 758.4407 | 660.672 | 0 | 1684.0936 | 10617.8427 | 12301.9363 | 0 | 304.2568 | 0
4230 | Commercial | CcoTgsd406 | LED Display Lighting (Exterior) | 0 | 0 | 0 | 0 | 0 | 0 | 0 | 0 | 0 | 0 | 0 | 0 | 758.4407 | 0 | 758.4407 | 660.672 | 0 | 1684.0936 | 10617.8427 | 12301.9363 | 0 | 304.2568 | 0
4231 | Commercial | CgrNgsd406 | LED Display Lighting (Exterior) | 0 | 0 | 0 | 0 | 0 | 0 | 0 | 0 | 0 | 0 | 0 | 0 | 758.4407 | 0 | 758.4407 | 660.672 | 0 | 1684.0936 | 10617.8427 | 12301.9363 | 0 | 304.2568 | 0
4232 | Commercial | CgrTgsd406 | LED Display Lighting (Exterior) | 0 | 0 | 0 | 0 | 0 | 0 | 0 | 0 | 0 | 0 | 0 | 0 | 758.4407 | 0 | 758.4407 | 660.672 | 0 | 1684.0936 | 10617.8427 | 12301.9363 | 0 | 304.2568 | 0
4233 | Commercial | CheNgsd406 | LED Display Lighting (Exterior) | 0 | 0 | 0 | 0 | 0 | 0 | 0 | 0 | 0 | 0 | 0 | 0 | 758.4407 | 0 | 758.4407 | 660.672 | 0 | 1684.0936 | 10617.8427 | 12301.9363 | 0 | 304.2568 | 0
4234 | Commercial | CheTgsd406 | LED Display Lighting (Exterior) | 0 | 0 | 0 | 0 | 0 | 0 | 0 | 0 | 0 | 0 | 0 | 0 | 758.4407 | 0 | 758.4407 | 660.672 | 0 | 1684.0936 | 10617.8427 | 12301.9363 | 0 | 304.2568 | 0
4235 | Commercial | ChoNgsd406 | LED Display Lighting (Exterior) | 0 | 0 | 0 | 0 | 0 | 0 | 0 | 0 | 0 | 0 | 0 | 0 | 758.4407 | 0 | 758.4407 | 660.672 | 0 | 1684.0936 | 10617.8427 | 12301.9363 | 0 | 304.2568 | 0
4236 | Commercial | ChoTgsd406 | LED Display Lighting (Exterior) | 0 | 0 | 0 | 0 | 0 | 0 | 0 | 0 | 0 | 0 | 0 | 0 | 758.4407 | 0 | 758.4407 | 660.672 | 0 | 1684.0936 | 10617.8427 | 12301.9363 | 0 | 304.2568 | 0
4237 | Commercial | CinNgsd406 | LED Display Lighting (Exterior) | 0 | 0 | 0 | 0 | 0 | 0 | 0 | 0 | 0 | 0 | 0 | 0 | 758.4407 | 0 | 758.4407 | 660.672 | 0 | 1684.0936 | 10617.8427 | 12301.9363 | 0 | 304.2568 | 0
4238 | Commercial | CinTgsd406 | LED Display Lighting (Exterior) | 0 | 0 | 0 | 0 | 0 | 0 | 0 | 0 | 0 | 0 | 0 | 0 | 758.4407 | 0 | 758.4407 | 660.672 | 0 | 1684.0936 | 10617.8427 | 12301.9363 | 0 | 304.2568 | 0
4239 | Commercial | CloNgsd406 | LED Display Lighting (Exterior) | 0 | 0 | 0 | 0 | 0 | 0 | 0 | 0 | 0 | 0 | 0 | 0 | 758.4407 | 0 | 758.4407 | 660.672 | 0 | 1684.0936 | 10617.8427 | 12301.9363 | 0 | 304.2568 | 0
4240 | Commercial | CloTgsd406 | LED Display Lighting (Exterior) | 0 | 0 | 0 | 0 | 0 | 0 | 0 | 0 | 0 | 0 | 0 | 0 | 758.4407 | 0 | 758.4407 | 660.672 | 0 | 1684.0936 | 10617.8427 | 12301.9363 | 0 | 304.2568 | 0
4241 | Commercial | CmiNgsd406 | LED Display Lighting (Exterior) | 0 | 0 | 0 | 0 | 0 | 0 | 0 | 0 | 0 | 0 | 0 | 0 | 758.4407 | 0 | 758.4407 | 660.672 | 0 | 1684.0936 | 10617.8427 | 12301.9363 | 0 | 304.2568 | 0
4242 | Commercial | CmiTgsd406 | LED Display Lighting (Exterior) | 0 | 0 | 0 | 0 | 0 | 0 | 0 | 0 | 0 | 0 | 0 | 0 | 758.4407 | 0 | 758.4407 | 660.672 | 0 | 1684.0936 | 10617.8427 | 12301.9363 | 0 | 304.2568 | 0
4243 | Commercial | CofNgsd406 | LED Display Lighting (Exterior) | 0 | 0 | 0 | 0 | 0 | 0 | 0 | 0 | 0 | 0 | 0 | 0 | 758.4407 | 0 | 758.4407 | 660.672 | 0 | 1684.0936 | 10617.8427 | 12301.9363 | 0 | 304.2568 | 0
4244 | Commercial | CofTgsd406 | LED Display Lighting (Exterior) | 0 | 0 | 0 | 0 | 0 | 0 | 0 | 0 | 0 | 0 | 0 | 0 | 758.4407 | 0 | 758.4407 | 660.672 | 0 | 1684.0936 | 10617.8427 | 12301.9363 | 0 | 304.2568 | 0
4245 | Commercial | CreNgsd406 | LED Display Lighting (Exterior) | 0 | 0 | 0 | 0 | 0 | 0 | 0 | 0 | 0 | 0 | 0 | 0 | 758.4407 | 0 | 758.4407 | 660.672 | 0 | 1684.0936 | 10617.8427 | 12301.9363 | 0 | 304.2568 | 0
4246 | Commercial | CreTgsd406 | LED Display Lighting (Exterior) | 0 | 0 | 0 | 0 | 0 | 0 | 0 | 0 | 0 | 0 | 0 | 0 | 758.4407 | 0 | 758.4407 | 660.672 | 0 | 1684.0936 | 10617.8427 | 12301.9363 | 0 | 304.2568 | 0
4247 | Commercial | CrtNgsd406 | LED Display Lighting (Exterior) | 0 | 0 | 0 | 0 | 0 | 0 | 0 | 0 | 0 | 0 | 0 | 0 | 758.4407 | 0 | 758.4407 | 660.672 | 0 | 1684.0936 | 10617.8427 | 12301.9363 | 0 | 304.2568 | 0
4248 | Commercial | CrtTgsd406 | LED Display Lighting (Exterior) | 0 | 0 | 0 | 0 | 0 | 0 | 0 | 0 | 0 | 0 | 0 | 0 | 758.4407 | 0 | 758.4407 | 660.672 | 0 | 1684.0936 | 10617.8427 | 12301.9363 | 0 | 304.2568 | 0
4249 | Commercial | CscNgsd406 | LED Display Lighting (Exterior) | 0 | 0 | 0 | 0 | 0 | 0 | 0 | 0 | 0 | 0 | 0 | 0 | 758.4407 | 0 | 758.4407 | 660.672 | 0 | 1684.0936 | 10617.8427 | 12301.9363 | 0 | 304.2568 | 0
4250 | Commercial | CscTgsd406 | LED Display Lighting (Exterior) | 0 | 0 | 0 | 0 | 0 | 0 | 0 | 0 | 0 | 0 | 0 | 0 | 758.4407 | 0 | 758.4407 | 660.672 | 0 | 1684.0936 | 10617.8427 | 12301.9363 | 0 | 304.2568 | 0
4251 | Commercial | CwaNgsd406 | LED Display Lighting (Exterior) | 0 | 0 | 0 | 0 | 0 | 0 | 0 | 0 | 0 | 0 | 0 | 0 | 758.4407 | 0 | 758.4407 | 660.672 | 0 | 1684.0936 | 10617.8427 | 12301.9363 | 0 | 304.2568 | 0
4252 | Commercial | CwaTgsd406 | LED Display Lighting (Exterior) | 0 | 0 | 0 | 0 | 0 | 0 | 0 | 0 | 0 | 0 | 0 | 0 | 758.4407 | 0 | 758.4407 | 660.672 | 0 | 1684.0936 | 10617.8427 | 12301.9363 | 0 | 304.2568 | 0
4253 | Commercial | CmiNgsd909 | Solar Water Heater | 4218.5998 | 2146.8058 | 80.1016 | 13062.3975 | 13953.2261 | 3327.7712 | 2226.9074 | 2601.6051 | 462.327 | 503.9509 | 251.7394 | 3819.6224 | 10161.7612 | 0 | 10161.7612 | 660.672 | 0 | 21617.8891 | 10518.704 | 32136.5931 | 0 | 19158.043 | 0
4254 | Commercial | CmiTgsd909 | Solar Water Heater | 4218.5998 | 2146.8058 | 80.1016 | 13062.3975 | 13953.2261 | 3327.7712 | 2226.9074 | 2601.6051 | 462.327 | 503.9509 | 251.7394 | 3819.6224 | 10161.7612 | 0 | 10161.7612 | 660.672 | 0 | 21617.8891 | 10518.704 | 32136.5931 | 0 | 19158.043 | 0
4255 | Commercial | CcoNgsld111 | Energy Star PCs | 4794.2554 | 2439.7516 | 91.032 | 14102.1151 | 15063.8503 | 3832.5202 | 2530.7835 | 2932.8917 | 524.7838 | 568.1221 | 285.7475 | 4311.545 | 10860.6033 | 0 | 10860.6033 | 1906.7521 | 0 | 36691.9305 | 10617.8427 | 47309.7732 | 0 | 21169.065 | 0
4256 | Commercial | CcoTgsld111 | Energy Star PCs | 4794.2554 | 2439.7516 | 91.032 | 14102.1151 | 15063.8503 | 3832.5202 | 2530.7835 | 2932.8917 | 524.7838 | 568.1221 | 285.7475 | 4311.545 | 10860.6033 | 0 | 10860.6033 | 1906.7521 | 0 | 36691.9305 | 10617.8427 | 47309.7732 | 0 | 21169.065 | 0
4257 | Commercial | ChoNgsld111 | Energy Star PCs | 4794.2554 | 2439.7516 | 91.032 | 14102.1151 | 15063.8503 | 3832.5202 | 2530.7835 | 2932.8917 | 524.7838 | 568.1221 | 285.7475 | 4311.545 | 10860.6033 | 0 | 10860.6033 | 1906.7521 | 0 | 36691.9305 | 10617.8427 | 47309.7732 | 0 | 21169.065 | 0
4258 | Commercial | ChoTgsld111 | Energy Star PCs | 4794.2554 | 2439.7516 | 91.032 | 14102.1151 | 15063.8503 | 3832.5202 | 2530.7835 | 2932.8917 | 524.7838 | 568.1221 | 285.7475 | 4311.545 | 10860.6033 | 0 | 10860.6033 | 1906.7521 | 0 | 36691.9305 | 10617.8427 | 47309.7732 | 0 | 21169.065 | 0
4259 | Commercial | CcoEgsld116 | Smart Strip Plug Outlet | 4346.0113 | 2211.6443 | 82.5208 | 13456.9123 | 14374.646 | 3428.2776 | 2294.1652 | 2680.1796 | 476.2903 | 519.1714 | 259.3425 | 3934.9838 | 13796.0267 | 0 | 13796.0267 | 1906.7521 | 0 | 47354.8745 | 10518.704 | 57873.5785 | 0 | 22971.9014 | 0
4260 | Commercial | CcoNgsld116 | Smart Strip Plug Outlet | 4346.0113 | 2211.6443 | 82.5208 | 13456.9123 | 14374.646 | 3428.2776 | 2294.1652 | 2680.1796 | 476.2903 | 519.1714 | 259.3425 | 3934.9838 | 13796.0267 | 0 | 13796.0267 | 1906.7521 | 0 | 47354.8745 | 10518.704 | 57873.5785 | 0 | 22971.9014 | 0
4261 | Commercial | CwaNgsld304 | High Efficiency Chiller (Water cooled-centrifugal, 200 tons) | 4042.0904 | 2056.9819 | 76.7501 | 12441.591 | 13290.0819 | 3193.5995 | 2133.7319 | 2490.4618 | 442.9221 | 482.4215 | 241.1733 | 3656.9787 | 1526.2415 | 0 | 1526.2415 | 632.2974 | 0 | 4542.719 | 11040.5152 | 15583.2342 | 0 | 10086.8511 | 0
4262 | Commercial | CwaTgsld304 | High Efficiency Chiller (Water cooled-centrifugal, 200 tons) | 4042.0904 | 2056.9819 | 76.7501 | 12441.591 | 13290.0819 | 3193.5995 | 2133.7319 | 2490.4618 | 442.9221 | 482.4215 | 241.1733 | 3656.9787 | 1526.2415 | 0 | 1526.2415 | 632.2974 | 0 | 4542.719 | 11040.5152 | 15583.2342 | 0 | 10086.8511 | 0
4263 | Commercial | CcoNgsld311 | High Efficiency DX, >135k and <240k Btu/h Elect Heat | 3871.2268 | 1970.0309 | 73.5058 | 11986.7978 | 12804.2727 | 3053.7518 | 2043.5367 | 2387.3806 | 424.2575 | 462.454 | 231.0104 | 3505.1024 | 2100.2358 | 0 | 2100.2358 | 417.2665 | 0 | 6367.4387 | 10518.704 | 16886.1427 | 0 | 10579.1216 | 0
4264 | Commercial | CcoTgsld311 | High Efficiency DX, >135k and <240k Btu/h Elect Heat | 3871.2268 | 1970.0309 | 73.5058 | 11986.7978 | 12804.2727 | 3053.7518 | 2043.5367 | 2387.3806 | 424.2575 | 462.454 | 231.0104 | 3505.1024 | 2100.2358 | 0 | 2100.2358 | 417.2665 | 0 | 6367.4387 | 10518.704 | 16886.1427 | 0 | 10579.1216 | 0
4265 | Commercial | CofNgsld311 | High Efficiency DX, >135k and <240k Btu/h Elect Heat | 3871.2268 | 1970.0309 | 73.5058 | 11986.7978 | 12804.2727 | 3053.7518 | 2043.5367 | 2387.3806 | 424.2575 | 462.454 | 231.0104 | 3505.1024 | 2130.653 | 0 | 2130.653 | 417.2665 | 0 | 6459.6566 | 10518.704 | 16978.3607 | 0 | 10579.1216 | 0
4266 | Commercial | CofTgsld311 | High Efficiency DX, >135k and <240k Btu/h Elect Heat | 3871.2268 | 1970.0309 | 73.5058 | 11986.7978 | 12804.2727 | 3053.7518 | 2043.5367 | 2387.3806 | 424.2575 | 462.454 | 231.0104 | 3505.1024 | 2130.653 | 0 | 2130.653 | 417.2665 | 0 | 6459.6566 | 10518.704 | 16978.3607 | 0 | 10579.1216 | 0
4267 | Commercial | CrtNgsld311 | High Efficiency DX, >135k and <240k Btu/h Elect Heat | 3871.2268 | 1970.0309 | 73.5058 | 11986.7978 | 12804.2727 | 3053.7518 | 2043.5367 | 2387.3806 | 424.2575 | 462.454 | 231.0104 | 3505.1024 | 2395.2653 | 0 | 2395.2653 | 417.2665 | 0 | 7289.6197 | 10518.704 | 17808.3237 | 0 | 10579.1216 | 0
4268 | Commercial | CrtTgsld311 | High Efficiency DX, >135k and <240k Btu/h Elect Heat | 3871.2268 | 1970.0309 | 73.5058 | 11986.7978 | 12804.2727 | 3053.7518 | 2043.5367 | 2387.3806 | 424.2575 | 462.454 | 231.0104 | 3505.1024 | 2395.2653 | 0 | 2395.2653 | 417.2665 | 0 | 7289.6197 | 10518.704 | 17808.3237 | 0 | 10579.1216 | 0
4269 | Commercial | CscNgsld311 | High Efficiency DX, >135k and <240k Btu/h Elect Heat | 3871.2268 | 1970.0309 | 73.5058 | 11986.7978 | 12804.2727 | 3053.7518 | 2043.5367 | 2387.3806 | 424.2575 | 462.454 | 231.0104 | 3505.1024 | 2097.9756 | 0 | 2097.9756 | 417.2665 | 0 | 6336.6992 | 10518.704 | 16855.4032 | 0 | 10579.1216 | 0
4270 | Commercial | CscTgsld311 | High Efficiency DX, >135k and <240k Btu/h Elect Heat | 3871.2268 | 1970.0309 | 73.5058 | 11986.7978 | 12804.2727 | 3053.7518 | 2043.5367 | 2387.3806 | 424.2575 | 462.454 | 231.0104 | 3505.1024 | 2097.9756 | 0 | 2097.9756 | 417.2665 | 0 | 6336.6992 | 10518.704 | 16855.4032 | 0 | 10579.1216 | 0
4271 | Commercial | CloEgsld320 | Dedicated Outdoor Air System on VRF unit | 4385.2962 | 2231.6361 | 83.2668 | 13540.8778 | 14464.3378 | 3461.8362 | 2314.9028 | 2703.2476 | 480.5649 | 523.6398 | 261.67 | 3969.1223 | 6484.7058 | 0 | 6484.7058 | 721.5234 | 0 | 20968.9466 | 14872.023 | 35840.9696 | 0 | 16109.5257 | 0
4272 | Commercial | CloNgsld320 | Dedicated Outdoor Air System on VRF unit | 4385.2962 | 2231.6361 | 83.2668 | 13540.8778 | 14464.3378 | 3461.8362 | 2314.9028 | 2703.2476 | 480.5649 | 523.6398 | 261.67 | 3969.1223 | 6484.7058 | 0 | 6484.7058 | 721.5234 | 0 | 20968.9466 | 14872.023 | 35840.9696 | 0 | 16109.5257 | 0
4273 | Commercial | CrtEgsld320 | Dedicated Outdoor Air System on VRF unit | 4574.4129 | 2327.8758 | 86.8576 | 14124.8306 | 15088.115 | 3611.1285 | 2414.7334 | 2819.8256 | 501.2893 | 546.2219 | 272.9546 | 4140.2914 | 4631.3009 | 0 | 4631.3009 | 721.5234 | 0 | 14644.4719 | 14872.023 | 29516.4949 | 0 | 14452.2204 | 0
4274 | Commercial | CrtNgsld320 | Dedicated Outdoor Air System on VRF unit | 4574.4129 | 2327.8758 | 86.8576 | 14124.8306 | 15088.115 | 3611.1285 | 2414.7334 | 2819.8256 | 501.2893 | 546.2219 | 272.9546 | 4140.2914 | 4631.3009 | 0 | 4631.3009 | 721.5234 | 0 | 14644.4719 | 14872.023 | 29516.4949 | 0 | 14452.2204 | 0
4275 | Commercial | CreNgsld324 | Variable Refrigerant Flow (VRF) HVAC Systems | 4801.978 | 2443.6815 | 91.1786 | 14124.8306 | 15088.115 | 3838.6936 | 2534.8601 | 2937.6159 | 525.6291 | 569.0372 | 286.2077 | 4318.49 | 7101.0201 | 0 | 7101.0201 | 660.672 | 0 | 23140.2665 | 10617.8427 | 33758.1093 | 0 | 17455.7985 | 0
4276 | Commercial | CreTgsld324 | Variable Refrigerant Flow (VRF) HVAC Systems | 4801.978 | 2443.6815 | 91.1786 | 14124.8306 | 15088.115 | 3838.6936 | 2534.8601 | 2937.6159 | 525.6291 | 569.0372 | 286.2077 | 4318.49 | 7101.0201 | 0 | 7101.0201 | 660.672 | 0 | 23140.2665 | 10617.8427 | 33758.1093 | 0 | 17455.7985 | 0
4277 | Commercial | CasNgsld401 | CFL - 15W Flood | 0 | 0 | 0 | 0 | 0 | 0 | 0 | 0 | 0 | 0 | 0 | 0 | 403.4259 | 0 | 403.4259 | 671.3411 | 0 | 1414.6152 | 10518.704 | 11933.3192 | 0 | 54.8262 | 0
4278 | Commercial | CasTgsld401 | CFL - 15W Flood | 0 | 0 | 0 | 0 | 0 | 0 | 0 | 0 | 0 | 0 | 0 | 0 | 403.4259 | 0 | 403.4259 | 671.3411 | 0 | 1414.6152 | 10518.704 | 11933.3192 | 0 | 54.8262 | 0
4279 | Commercial | CcoNgsld401 | CFL - 15W Flood | 0 | 0 | 0 | 0 | 0 | 0 | 0 | 0 | 0 | 0 | 0 | 0 | 403.4259 | 0 | 403.4259 | 671.3411 | 0 | 1414.6152 | 10518.704 | 11933.3192 | 0 | 54.8262 | 0
4280 | Commercial | CcoTgsld401 | CFL - 15W Flood | 0 | 0 | 0 | 0 | 0 | 0 | 0 | 0 | 0 | 0 | 0 | 0 | 403.4259 | 0 | 403.4259 | 671.3411 | 0 | 1414.6152 | 10518.704 | 11933.3192 | 0 | 54.8262 | 0
4281 | Commercial | CgrNgsld401 | CFL - 15W Flood | 0 | 0 | 0 | 0 | 0 | 0 | 0 | 0 | 0 | 0 | 0 | 0 | 403.4259 | 0 | 403.4259 | 671.3411 | 0 | 1414.6152 | 10518.704 | 11933.3192 | 0 | 54.8262 | 0
4282 | Commercial | CgrTgsld401 | CFL - 15W Flood | 0 | 0 | 0 | 0 | 0 | 0 | 0 | 0 | 0 | 0 | 0 | 0 | 403.4259 | 0 | 403.4259 | 671.3411 | 0 | 1414.6152 | 10518.704 | 11933.3192 | 0 | 54.8262 | 0
4283 | Commercial | CheNgsld401 | CFL - 15W Flood | 0 | 0 | 0 | 0 | 0 | 0 | 0 | 0 | 0 | 0 | 0 | 0 | 403.4259 | 0 | 403.4259 | 671.3411 | 0 | 1414.6152 | 10518.704 | 11933.3192 | 0 | 54.8262 | 0
4284 | Commercial | CheTgsld401 | CFL - 15W Flood | 0 | 0 | 0 | 0 | 0 | 0 | 0 | 0 | 0 | 0 | 0 | 0 | 403.4259 | 0 | 403.4259 | 671.3411 | 0 | 1414.6152 | 10518.704 | 11933.3192 | 0 | 54.8262 | 0
4285 | Commercial | ChoNgsld401 | CFL - 15W Flood | 0 | 0 | 0 | 0 | 0 | 0 | 0 | 0 | 0 | 0 | 0 | 0 | 403.4259 | 0 | 403.4259 | 671.3411 | 0 | 1414.6152 | 10518.704 | 11933.3192 | 0 | 54.8262 | 0
4286 | Commercial | ChoTgsld401 | CFL - 15W Flood | 0 | 0 | 0 | 0 | 0 | 0 | 0 | 0 | 0 | 0 | 0 | 0 | 403.4259 | 0 | 403.4259 | 671.3411 | 0 | 1414.6152 | 10518.704 | 11933.3192 | 0 | 54.8262 | 0
4287 | Commercial | CinNgsld401 | CFL - 15W Flood | 0 | 0 | 0 | 0 | 0 | 0 | 0 | 0 | 0 | 0 | 0 | 0 | 403.4259 | 0 | 403.4259 | 671.3411 | 0 | 1414.6152 | 10518.704 | 11933.3192 | 0 | 54.8262 | 0
4288 | Commercial | CinTgsld401 | CFL - 15W Flood | 0 | 0 | 0 | 0 | 0 | 0 | 0 | 0 | 0 | 0 | 0 | 0 | 403.4259 | 0 | 403.4259 | 671.3411 | 0 | 1414.6152 | 10518.704 | 11933.3192 | 0 | 54.8262 | 0
4289 | Commercial | CloNgsld401 | CFL - 15W Flood | 0 | 0 | 0 | 0 | 0 | 0 | 0 | 0 | 0 | 0 | 0 | 0 | 403.4259 | 0 | 403.4259 | 671.3411 | 0 | 1414.6152 | 10518.704 | 11933.3192 | 0 | 54.8262 | 0
4290 | Commercial | CloTgsld401 | CFL - 15W Flood | 0 | 0 | 0 | 0 | 0 | 0 | 0 | 0 | 0 | 0 | 0 | 0 | 403.4259 | 0 | 403.4259 | 671.3411 | 0 | 1414.6152 | 10518.704 | 11933.3192 | 0 | 54.8262 | 0
4291 | Commercial | CmiNgsld401 | CFL - 15W Flood | 0 | 0 | 0 | 0 | 0 | 0 | 0 | 0 | 0 | 0 | 0 | 0 | 403.4259 | 0 | 403.4259 | 671.3411 | 0 | 1414.6152 | 10518.704 | 11933.3192 | 0 | 54.8262 | 0
4292 | Commercial | CmiTgsld401 | CFL - 15W Flood | 0 | 0 | 0 | 0 | 0 | 0 | 0 | 0 | 0 | 0 | 0 | 0 | 403.4259 | 0 | 403.4259 | 671.3411 | 0 | 1414.6152 | 10518.704 | 11933.3192 | 0 | 54.8262 | 0
4293 | Commercial | CofNgsld401 | CFL - 15W Flood | 0 | 0 | 0 | 0 | 0 | 0 | 0 | 0 | 0 | 0 | 0 | 0 | 403.4259 | 0 | 403.4259 | 671.3411 | 0 | 1414.6152 | 10518.704 | 11933.3192 | 0 | 54.8262 | 0
4294 | Commercial | CofTgsld401 | CFL - 15W Flood | 0 | 0 | 0 | 0 | 0 | 0 | 0 | 0 | 0 | 0 | 0 | 0 | 403.4259 | 0 | 403.4259 | 671.3411 | 0 | 1414.6152 | 10518.704 | 11933.3192 | 0 | 54.8262 | 0
4295 | Commercial | CreNgsld401 | CFL - 15W Flood | 0 | 0 | 0 | 0 | 0 | 0 | 0 | 0 | 0 | 0 | 0 | 0 | 403.4259 | 0 | 403.4259 | 671.3411 | 0 | 1414.6152 | 10518.704 | 11933.3192 | 0 | 54.8262 | 0
4296 | Commercial | CreTgsld401 | CFL - 15W Flood | 0 | 0 | 0 | 0 | 0 | 0 | 0 | 0 | 0 | 0 | 0 | 0 | 403.4259 | 0 | 403.4259 | 671.3411 | 0 | 1414.6152 | 10518.704 | 11933.3192 | 0 | 54.8262 | 0
4297 | Commercial | CrtNgsld401 | CFL - 15W Flood | 0 | 0 | 0 | 0 | 0 | 0 | 0 | 0 | 0 | 0 | 0 | 0 | 403.4259 | 0 | 403.4259 | 671.3411 | 0 | 1414.6152 | 10518.704 | 11933.3192 | 0 | 54.8262 | 0
4298 | Commercial | CrtTgsld401 | CFL - 15W Flood | 0 | 0 | 0 | 0 | 0 | 0 | 0 | 0 | 0 | 0 | 0 | 0 | 403.4259 | 0 | 403.4259 | 671.3411 | 0 | 1414.6152 | 10518.704 | 11933.3192 | 0 | 54.8262 | 0
4299 | Commercial | CscNgsld401 | CFL - 15W Flood | 0 | 0 | 0 | 0 | 0 | 0 | 0 | 0 | 0 | 0 | 0 | 0 | 403.4259 | 0 | 403.4259 | 671.3411 | 0 | 1414.6152 | 10518.704 | 11933.3192 | 0 | 54.8262 | 0
4300 | Commercial | CscTgsld401 | CFL - 15W Flood | 0 | 0 | 0 | 0 | 0 | 0 | 0 | 0 | 0 | 0 | 0 | 0 | 403.4259 | 0 | 403.4259 | 671.3411 | 0 | 1414.6152 | 10518.704 | 11933.3192 | 0 | 54.8262 | 0
4301 | Commercial | CwaNgsld401 | CFL - 15W Flood | 0 | 0 | 0 | 0 | 0 | 0 | 0 | 0 | 0 | 0 | 0 | 0 | 403.4259 | 0 | 403.4259 | 671.3411 | 0 | 1414.6152 | 10518.704 | 11933.3192 | 0 | 54.8262 | 0
4302 | Commercial | CwaTgsld401 | CFL - 15W Flood | 0 | 0 | 0 | 0 | 0 | 0 | 0 | 0 | 0 | 0 | 0 | 0 | 403.4259 | 0 | 403.4259 | 671.3411 | 0 | 1414.6152 | 10518.704 | 11933.3192 | 0 | 54.8262 | 0
4303 | Commercial | CasNgsld405 | LED - 9W Flood | 0 | 0 | 0 | 0 | 0 | 0 | 0 | 0 | 0 | 0 | 0 | 0 | 451.837 | 0 | 451.837 | 721.5234 | 0 | 1584.3691 | 10617.8427 | 12202.2118 | 0 | 27.2962 | 0
4304 | Commercial | CasTgsld405 | LED - 9W Flood | 0 | 0 | 0 | 0 | 0 | 0 | 0 | 0 | 0 | 0 | 0 | 0 | 451.837 | 0 | 451.837 | 721.5234 | 0 | 1584.3691 | 10617.8427 | 12202.2118 | 0 | 27.2962 | 0
4305 | Commercial | CcoNgsld405 | LED - 9W Flood | 0 | 0 | 0 | 0 | 0 | 0 | 0 | 0 | 0 | 0 | 0 | 0 | 451.837 | 0 | 451.837 | 721.5234 | 0 | 1584.3691 | 10617.8427 | 12202.2118 | 0 | 27.2962 | 0
4306 | Commercial | CcoTgsld405 | LED - 9W Flood | 0 | 0 | 0 | 0 | 0 | 0 | 0 | 0 | 0 | 0 | 0 | 0 | 451.837 | 0 | 451.837 | 721.5234 | 0 | 1584.3691 | 10617.8427 | 12202.2118 | 0 | 27.2962 | 0
4307 | Commercial | CgrNgsld405 | LED - 9W Flood | 0 | 0 | 0 | 0 | 0 | 0 | 0 | 0 | 0 | 0 | 0 | 0 | 451.837 | 0 | 451.837 | 721.5234 | 0 | 1584.3691 | 10617.8427 | 12202.2118 | 0 | 27.2962 | 0
4308 | Commercial | CgrTgsld405 | LED - 9W Flood | 0 | 0 | 0 | 0 | 0 | 0 | 0 | 0 | 0 | 0 | 0 | 0 | 451.837 | 0 | 451.837 | 721.5234 | 0 | 1584.3691 | 10617.8427 | 12202.2118 | 0 | 27.2962 | 0
4309 | Commercial | CheNgsld405 | LED - 9W Flood | 0 | 0 | 0 | 0 | 0 | 0 | 0 | 0 | 0 | 0 | 0 | 0 | 451.837 | 0 | 451.837 | 721.5234 | 0 | 1584.3691 | 10617.8427 | 12202.2118 | 0 | 27.2962 | 0
4310 | Commercial | CheTgsld405 | LED - 9W Flood | 0 | 0 | 0 | 0 | 0 | 0 | 0 | 0 | 0 | 0 | 0 | 0 | 451.837 | 0 | 451.837 | 721.5234 | 0 | 1584.3691 | 10617.8427 | 12202.2118 | 0 | 27.2962 | 0
4311 | Commercial | ChoNgsld405 | LED - 9W Flood | 0 | 0 | 0 | 0 | 0 | 0 | 0 | 0 | 0 | 0 | 0 | 0 | 451.837 | 0 | 451.837 | 721.5234 | 0 | 1584.3691 | 10617.8427 | 12202.2118 | 0 | 27.2962 | 0
4312 | Commercial | ChoTgsld405 | LED - 9W Flood | 0 | 0 | 0 | 0 | 0 | 0 | 0 | 0 | 0 | 0 | 0 | 0 | 451.837 | 0 | 451.837 | 721.5234 | 0 | 1584.3691 | 10617.8427 | 12202.2118 | 0 | 27.2962 | 0
4313 | Commercial | CinNgsld405 | LED - 9W Flood | 0 | 0 | 0 | 0 | 0 | 0 | 0 | 0 | 0 | 0 | 0 | 0 | 451.837 | 0 | 451.837 | 721.5234 | 0 | 1584.3691 | 10617.8427 | 12202.2118 | 0 | 27.2962 | 0
4314 | Commercial | CinTgsld405 | LED - 9W Flood | 0 | 0 | 0 | 0 | 0 | 0 | 0 | 0 | 0 | 0 | 0 | 0 | 451.837 | 0 | 451.837 | 721.5234 | 0 | 1584.3691 | 10617.8427 | 12202.2118 | 0 | 27.2962 | 0
4315 | Commercial | CloNgsld405 | LED - 9W Flood | 0 | 0 | 0 | 0 | 0 | 0 | 0 | 0 | 0 | 0 | 0 | 0 | 451.837 | 0 | 451.837 | 721.5234 | 0 | 1584.3691 | 10617.8427 | 12202.2118 | 0 | 27.2962 | 0
4316 | Commercial | CloTgsld405 | LED - 9W Flood | 0 | 0 | 0 | 0 | 0 | 0 | 0 | 0 | 0 | 0 | 0 | 0 | 451.837 | 0 | 451.837 | 721.5234 | 0 | 1584.3691 | 10617.8427 | 12202.2118 | 0 | 27.2962 | 0
4317 | Commercial | CmiNgsld405 | LED - 9W Flood | 0 | 0 | 0 | 0 | 0 | 0 | 0 | 0 | 0 | 0 | 0 | 0 | 451.837 | 0 | 451.837 | 721.5234 | 0 | 1584.3691 | 10617.8427 | 12202.2118 | 0 | 27.2962 | 0
4318 | Commercial | CmiTgsld405 | LED - 9W Flood | 0 | 0 | 0 | 0 | 0 | 0 | 0 | 0 | 0 | 0 | 0 | 0 | 451.837 | 0 | 451.837 | 721.5234 | 0 | 1584.3691 | 10617.8427 | 12202.2118 | 0 | 27.2962 | 0
4319 | Commercial | CofNgsld405 | LED - 9W Flood | 0 | 0 | 0 | 0 | 0 | 0 | 0 | 0 | 0 | 0 | 0 | 0 | 451.837 | 0 | 451.837 | 721.5234 | 0 | 1584.3691 | 10617.8427 | 12202.2118 | 0 | 27.2962 | 0
4320 | Commercial | CofTgsld405 | LED - 9W Flood | 0 | 0 | 0 | 0 | 0 | 0 | 0 | 0 | 0 | 0 | 0 | 0 | 451.837 | 0 | 451.837 | 721.5234 | 0 | 1584.3691 | 10617.8427 | 12202.2118 | 0 | 27.2962 | 0
4321 | Commercial | CreNgsld405 | LED - 9W Flood | 0 | 0 | 0 | 0 | 0 | 0 | 0 | 0 | 0 | 0 | 0 | 0 | 451.837 | 0 | 451.837 | 721.5234 | 0 | 1584.3691 | 10617.8427 | 12202.2118 | 0 | 27.2962 | 0
4322 | Commercial | CreTgsld405 | LED - 9W Flood | 0 | 0 | 0 | 0 | 0 | 0 | 0 | 0 | 0 | 0 | 0 | 0 | 451.837 | 0 | 451.837 | 721.5234 | 0 | 1584.3691 | 10617.8427 | 12202.2118 | 0 | 27.2962 | 0
4323 | Commercial | CrtNgsld405 | LED - 9W Flood | 0 | 0 | 0 | 0 | 0 | 0 | 0 | 0 | 0 | 0 | 0 | 0 | 451.837 | 0 | 451.837 | 721.5234 | 0 | 1584.3691 | 10617.8427 | 12202.2118 | 0 | 27.2962 | 0
4324 | Commercial | CrtTgsld405 | LED - 9W Flood | 0 | 0 | 0 | 0 | 0 | 0 | 0 | 0 | 0 | 0 | 0 | 0 | 451.837 | 0 | 451.837 | 721.5234 | 0 | 1584.3691 | 10617.8427 | 12202.2118 | 0 | 27.2962 | 0
4325 | Commercial | CscNgsld405 | LED - 9W Flood | 0 | 0 | 0 | 0 | 0 | 0 | 0 | 0 | 0 | 0 | 0 | 0 | 451.837 | 0 | 451.837 | 721.5234 | 0 | 1584.3691 | 10617.8427 | 12202.2118 | 0 | 27.2962 | 0
4326 | Commercial | CscTgsld405 | LED - 9W Flood | 0 | 0 | 0 | 0 | 0 | 0 | 0 | 0 | 0 | 0 | 0 | 0 | 451.837 | 0 | 451.837 | 721.5234 | 0 | 1584.3691 | 10617.8427 | 12202.2118 | 0 | 27.2962 | 0
4327 | Commercial | CwaNgsld405 | LED - 9W Flood | 0 | 0 | 0 | 0 | 0 | 0 | 0 | 0 | 0 | 0 | 0 | 0 | 451.837 | 0 | 451.837 | 721.5234 | 0 | 1584.3691 | 10617.8427 | 12202.2118 | 0 | 27.2962 | 0
4328 | Commercial | CwaTgsld405 | LED - 9W Flood | 0 | 0 | 0 | 0 | 0 | 0 | 0 | 0 | 0 | 0 | 0 | 0 | 451.837 | 0 | 451.837 | 721.5234 | 0 | 1584.3691 | 10617.8427 | 12202.2118 | 0 | 27.2962 | 0
4329 | Commercial | CasNgsld406 | LED Display Lighting (Exterior) | 0 | 0 | 0 | 0 | 0 | 0 | 0 | 0 | 0 | 0 | 0 | 0 | 758.4407 | 0 | 758.4407 | 660.672 | 0 | 2659.4766 | 10617.8427 | 13277.3193 | 0 | 304.2568 | 0
4330 | Commercial | CasTgsld406 | LED Display Lighting (Exterior) | 0 | 0 | 0 | 0 | 0 | 0 | 0 | 0 | 0 | 0 | 0 | 0 | 758.4407 | 0 | 758.4407 | 660.672 | 0 | 2659.4766 | 10617.8427 | 13277.3193 | 0 | 304.2568 | 0
4331 | Commercial | CcoNgsld406 | LED Display Lighting (Exterior) | 0 | 0 | 0 | 0 | 0 | 0 | 0 | 0 | 0 | 0 | 0 | 0 | 758.4407 | 0 | 758.4407 | 660.672 | 0 | 2659.4766 | 10617.8427 | 13277.3193 | 0 | 304.2568 | 0
4332 | Commercial | CcoTgsld406 | LED Display Lighting (Exterior) | 0 | 0 | 0 | 0 | 0 | 0 | 0 | 0 | 0 | 0 | 0 | 0 | 758.4407 | 0 | 758.4407 | 660.672 | 0 | 2659.4766 | 10617.8427 | 13277.3193 | 0 | 304.2568 | 0
4333 | Commercial | CgrNgsld406 | LED Display Lighting (Exterior) | 0 | 0 | 0 | 0 | 0 | 0 | 0 | 0 | 0 | 0 | 0 | 0 | 758.4407 | 0 | 758.4407 | 660.672 | 0 | 2659.4766 | 10617.8427 | 13277.3193 | 0 | 304.2568 | 0
4334 | Commercial | CgrTgsld406 | LED Display Lighting (Exterior) | 0 | 0 | 0 | 0 | 0 | 0 | 0 | 0 | 0 | 0 | 0 | 0 | 758.4407 | 0 | 758.4407 | 660.672 | 0 | 2659.4766 | 10617.8427 | 13277.3193 | 0 | 304.2568 | 0
4335 | Commercial | CheNgsld406 | LED Display Lighting (Exterior) | 0 | 0 | 0 | 0 | 0 | 0 | 0 | 0 | 0 | 0 | 0 | 0 | 758.4407 | 0 | 758.4407 | 660.672 | 0 | 2659.4766 | 10617.8427 | 13277.3193 | 0 | 304.2568 | 0
4336 | Commercial | CheTgsld406 | LED Display Lighting (Exterior) | 0 | 0 | 0 | 0 | 0 | 0 | 0 | 0 | 0 | 0 | 0 | 0 | 758.4407 | 0 | 758.4407 | 660.672 | 0 | 2659.4766 | 10617.8427 | 13277.3193 | 0 | 304.2568 | 0
4337 | Commercial | ChoNgsld406 | LED Display Lighting (Exterior) | 0 | 0 | 0 | 0 | 0 | 0 | 0 | 0 | 0 | 0 | 0 | 0 | 758.4407 | 0 | 758.4407 | 660.672 | 0 | 2659.4766 | 10617.8427 | 13277.3193 | 0 | 304.2568 | 0
4338 | Commercial | ChoTgsld406 | LED Display Lighting (Exterior) | 0 | 0 | 0 | 0 | 0 | 0 | 0 | 0 | 0 | 0 | 0 | 0 | 758.4407 | 0 | 758.4407 | 660.672 | 0 | 2659.4766 | 10617.8427 | 13277.3193 | 0 | 304.2568 | 0
4339 | Commercial | CinNgsld406 | LED Display Lighting (Exterior) | 0 | 0 | 0 | 0 | 0 | 0 | 0 | 0 | 0 | 0 | 0 | 0 | 758.4407 | 0 | 758.4407 | 660.672 | 0 | 2659.4766 | 10617.8427 | 13277.3193 | 0 | 304.2568 | 0
4340 | Commercial | CinTgsld406 | LED Display Lighting (Exterior) | 0 | 0 | 0 | 0 | 0 | 0 | 0 | 0 | 0 | 0 | 0 | 0 | 758.4407 | 0 | 758.4407 | 660.672 | 0 | 2659.4766 | 10617.8427 | 13277.3193 | 0 | 304.2568 | 0
4341 | Commercial | CloNgsld406 | LED Display Lighting (Exterior) | 0 | 0 | 0 | 0 | 0 | 0 | 0 | 0 | 0 | 0 | 0 | 0 | 758.4407 | 0 | 758.4407 | 660.672 | 0 | 2659.4766 | 10617.8427 | 13277.3193 | 0 | 304.2568 | 0
4342 | Commercial | CloTgsld406 | LED Display Lighting (Exterior) | 0 | 0 | 0 | 0 | 0 | 0 | 0 | 0 | 0 | 0 | 0 | 0 | 758.4407 | 0 | 758.4407 | 660.672 | 0 | 2659.4766 | 10617.8427 | 13277.3193 | 0 | 304.2568 | 0
4343 | Commercial | CmiNgsld406 | LED Display Lighting (Exterior) | 0 | 0 | 0 | 0 | 0 | 0 | 0 | 0 | 0 | 0 | 0 | 0 | 758.4407 | 0 | 758.4407 | 660.672 | 0 | 2659.4766 | 10617.8427 | 13277.3193 | 0 | 304.2568 | 0
4344 | Commercial | CmiTgsld406 | LED Display Lighting (Exterior) | 0 | 0 | 0 | 0 | 0 | 0 | 0 | 0 | 0 | 0 | 0 | 0 | 758.4407 | 0 | 758.4407 | 660.672 | 0 | 2659.4766 | 10617.8427 | 13277.3193 | 0 | 304.2568 | 0
4345 | Commercial | CofNgsld406 | LED Display Lighting (Exterior) | 0 | 0 | 0 | 0 | 0 | 0 | 0 | 0 | 0 | 0 | 0 | 0 | 758.4407 | 0 | 758.4407 | 660.672 | 0 | 2659.4766 | 10617.8427 | 13277.3193 | 0 | 304.2568 | 0
4346 | Commercial | CofTgsld406 | LED Display Lighting (Exterior) | 0 | 0 | 0 | 0 | 0 | 0 | 0 | 0 | 0 | 0 | 0 | 0 | 758.4407 | 0 | 758.4407 | 660.672 | 0 | 2659.4766 | 10617.8427 | 13277.3193 | 0 | 304.2568 | 0
4347 | Commercial | CreNgsld406 | LED Display Lighting (Exterior) | 0 | 0 | 0 | 0 | 0 | 0 | 0 | 0 | 0 | 0 | 0 | 0 | 758.4407 | 0 | 758.4407 | 660.672 | 0 | 2659.4766 | 10617.8427 | 13277.3193 | 0 | 304.2568 | 0
4348 | Commercial | CreTgsld406 | LED Display Lighting (Exterior) | 0 | 0 | 0 | 0 | 0 | 0 | 0 | 0 | 0 | 0 | 0 | 0 | 758.4407 | 0 | 758.4407 | 660.672 | 0 | 2659.4766 | 10617.8427 | 13277.3193 | 0 | 304.2568 | 0
4349 | Commercial | CrtNgsld406 | LED Display Lighting (Exterior) | 0 | 0 | 0 | 0 | 0 | 0 | 0 | 0 | 0 | 0 | 0 | 0 | 758.4407 | 0 | 758.4407 | 660.672 | 0 | 2659.4766 | 10617.8427 | 13277.3193 | 0 | 304.2568 | 0
4350 | Commercial | CrtTgsld406 | LED Display Lighting (Exterior) | 0 | 0 | 0 | 0 | 0 | 0 | 0 | 0 | 0 | 0 | 0 | 0 | 758.4407 | 0 | 758.4407 | 660.672 | 0 | 2659.4766 | 10617.8427 | 13277.3193 | 0 | 304.2568 | 0
4351 | Commercial | CscNgsld406 | LED Display Lighting (Exterior) | 0 | 0 | 0 | 0 | 0 | 0 | 0 | 0 | 0 | 0 | 0 | 0 | 758.4407 | 0 | 758.4407 | 660.672 | 0 | 2659.4766 | 10617.8427 | 13277.3193 | 0 | 304.2568 | 0
4352 | Commercial | CscTgsld406 | LED Display Lighting (Exterior) | 0 | 0 | 0 | 0 | 0 | 0 | 0 | 0 | 0 | 0 | 0 | 0 | 758.4407 | 0 | 758.4407 | 660.672 | 0 | 2659.4766 | 10617.8427 | 13277.3193 | 0 | 304.2568 | 0
4353 | Commercial | CwaNgsld406 | LED Display Lighting (Exterior) | 0 | 0 | 0 | 0 | 0 | 0 | 0 | 0 | 0 | 0 | 0 | 0 | 758.4407 | 0 | 758.4407 | 660.672 | 0 | 2659.4766 | 10617.8427 | 13277.3193 | 0 | 304.2568 | 0
4354 | Commercial | CwaTgsld406 | LED Display Lighting (Exterior) | 0 | 0 | 0 | 0 | 0 | 0 | 0 | 0 | 0 | 0 | 0 | 0 | 758.4407 | 0 | 758.4407 | 660.672 | 0 | 2659.4766 | 10617.8427 | 13277.3193 | 0 | 304.2568 | 0
4355 | Commercial | CmiNgsld909 | Solar Water Heater | 4218.5998 | 2146.8058 | 80.1016 | 13062.3975 | 13953.2261 | 3327.7712 | 2226.9074 | 2601.6051 | 462.327 | 503.9509 | 251.7394 | 3819.6224 | 10161.7612 | 0 | 10161.7612 | 660.672 | 0 | 34138.4055 | 10518.704 | 44657.1095 | 0 | 19158.043 | 0
4356 | Commercial | CmiTgsld909 | Solar Water Heater | 4218.5998 | 2146.8058 | 80.1016 | 13062.3975 | 13953.2261 | 3327.7712 | 2226.9074 | 2601.6051 | 462.327 | 503.9509 | 251.7394 | 3819.6224 | 10161.7612 | 0 | 10161.7612 | 660.672 | 0 | 34138.4055 | 10518.704 | 44657.1095 | 0 | 19158.043 | 0
4357 | Residential | RM0N101 | ENERGY STAR Air Purifier | 371.2581 | 188.9298 | 7.0493 | 1149.5571 | 1227.9545 | 292.8607 | 195.9791 | 228.9544 | 40.6871 | 44.3502 | 22.1543 | 336.1461 | 1307.9576 | 0 | 1307.9576 | 365.9154 | 0 | 5175.8605 | 0 | 5175.8605 | 0 | 0 | 0
4358 | Residential | RM0E101 | ENERGY STAR Air Purifier | 371.2581 | 188.9298 | 7.0493 | 1149.5571 | 1227.9545 | 292.8607 | 195.9791 | 228.9544 | 40.6871 | 44.3502 | 22.1543 | 336.1461 | 1307.9576 | 0 | 1307.9576 | 365.9154 | 0 | 5175.8605 | 0 | 5175.8605 | 0 | 0 | 0
4359 | Residential | RMFN101 | ENERGY STAR Air Purifier | 371.2581 | 188.9298 | 7.0493 | 1149.5571 | 1227.9545 | 292.8607 | 195.9791 | 228.9544 | 40.6871 | 44.3502 | 22.1543 | 336.1461 | 1307.9576 | 0 | 1307.9576 | 365.9154 | 0 | 5175.8605 | 0 | 5175.8605 | 0 | 0 | 0
4360 | Residential | RMFE101 | ENERGY STAR Air Purifier | 371.2581 | 188.9298 | 7.0493 | 1149.5571 | 1227.9545 | 292.8607 | 195.9791 | 228.9544 | 40.6871 | 44.3502 | 22.1543 | 336.1461 | 1307.9576 | 0 | 1307.9576 | 365.9154 | 0 | 5175.8605 | 0 | 5175.8605 | 0 | 0 | 0
4361 | Residential | RSFN101 | ENERGY STAR Air Purifier | 371.2581 | 188.9298 | 7.0493 | 1149.5571 | 1227.9545 | 292.8607 | 195.9791 | 228.9544 | 40.6871 | 44.3502 | 22.1543 | 336.1461 | 1307.9576 | 0 | 1307.9576 | 365.9154 | 0 | 5175.8605 | 0 | 5175.8605 | 0 | 0 | 0
4362 | Residential | RSFE101 | ENERGY STAR Air Purifier | 371.2581 | 188.9298 | 7.0493 | 1149.5571 | 1227.9545 | 292.8607 | 195.9791 | 228.9544 | 40.6871 | 44.3502 | 22.1543 | 336.1461 | 1307.9576 | 0 | 1307.9576 | 365.9154 | 0 | 5175.8605 | 0 | 5175.8605 | 0 | 0 | 0
4363 | Residential | RM0N104 | ENERGY STAR Clothes Washer | 365.4917 | 185.9953 | 6.9399 | 1131.7019 | 1208.8816 | 288.3119 | 192.9351 | 225.3982 | 40.0551 | 43.6614 | 21.8102 | 330.925 | 1121.9821 | 0 | 1121.9821 | 314.9942 | 0 | 4390.3701 | 0 | 4390.3701 | 0 | 633.6815 | 0
4364 | Residential | RM0E104 | ENERGY STAR Clothes Washer | 365.4917 | 185.9953 | 6.9399 | 1131.7019 | 1208.8816 | 288.3119 | 192.9351 | 225.3982 | 40.0551 | 43.6614 | 21.8102 | 330.925 | 1121.9821 | 0 | 1121.9821 | 314.9942 | 0 | 4390.3701 | 0 | 4390.3701 | 0 | 633.6815 | 0
4365 | Residential | RMFN104 | ENERGY STAR Clothes Washer | 365.4917 | 185.9953 | 6.9399 | 1131.7019 | 1208.8816 | 288.3119 | 192.9351 | 225.3982 | 40.0551 | 43.6614 | 21.8102 | 330.925 | 1121.9821 | 0 | 1121.9821 | 314.9942 | 0 | 4390.3701 | 0 | 4390.3701 | 0 | 633.6815 | 0
4366 | Residential | RMFE104 | ENERGY STAR Clothes Washer | 365.4917 | 185.9953 | 6.9399 | 1131.7019 | 1208.8816 | 288.3119 | 192.9351 | 225.3982 | 40.0551 | 43.6614 | 21.8102 | 330.925 | 1121.9821 | 0 | 1121.9821 | 314.9942 | 0 | 4390.3701 | 0 | 4390.3701 | 0 | 633.6815 | 0
4367 | Residential | RSFN104 | ENERGY STAR Clothes Washer | 365.4917 | 185.9953 | 6.9399 | 1131.7019 | 1208.8816 | 288.3119 | 192.9351 | 225.3982 | 40.0551 | 43.6614 | 21.8102 | 330.925 | 1121.9821 | 0 | 1121.9821 | 314.9942 | 0 | 4390.3701 | 0 | 4390.3701 | 0 | 633.6815 | 0
4368 | Residential | RSFE104 | ENERGY STAR Clothes Washer | 365.4917 | 185.9953 | 6.9399 | 1131.7019 | 1208.8816 | 288.3119 | 192.9351 | 225.3982 | 40.0551 | 43.6614 | 21.8102 | 330.925 | 1121.9821 | 0 | 1121.9821 | 314.9942 | 0 | 4390.3701 | 0 | 4390.3701 | 0 | 633.6815 | 0
4369 | Residential | RM0E114 | Removal of 2nd Refrigerator/Freezer | 450.3476 | 229.1777 | 8.5511 | 1394.4484 | 1489.5469 | 355.2491 | 237.7288 | 277.7288 | 49.3547 | 53.7982 | 26.8739 | 407.7556 | 2113.6797 | 0 | 2113.6797 | 597.7967 | 0 | 8486.477 | 0 | 8486.477 | 0 | 1030.684 | 0
4370 | Residential | RM0N114 | Removal of 2nd Refrigerator/Freezer | 450.3476 | 229.1777 | 8.5511 | 1394.4484 | 1489.5469 | 355.2491 | 237.7288 | 277.7288 | 49.3547 | 53.7982 | 26.8739 | 407.7556 | 2113.6797 | 0 | 2113.6797 | 597.7967 | 0 | 8486.477 | 0 | 8486.477 | 0 | 1030.684 | 0
4371 | Residential | RMFE114 | Removal of 2nd Refrigerator/Freezer | 450.3476 | 229.1777 | 8.5511 | 1394.4484 | 1489.5469 | 355.2491 | 237.7288 | 277.7288 | 49.3547 | 53.7982 | 26.8739 | 407.7556 | 2113.6797 | 0 | 2113.6797 | 597.7967 | 0 | 8486.477 | 0 | 8486.477 | 0 | 1030.684 | 0
4372 | Residential | RMFN114 | Removal of 2nd Refrigerator/Freezer | 450.3476 | 229.1777 | 8.5511 | 1394.4484 | 1489.5469 | 355.2491 | 237.7288 | 277.7288 | 49.3547 | 53.7982 | 26.8739 | 407.7556 | 2113.6797 | 0 | 2113.6797 | 597.7967 | 0 | 8486.477 | 0 | 8486.477 | 0 | 1030.684 | 0
4373 | Residential | RSFE114 | Removal of 2nd Refrigerator/Freezer | 450.3476 | 229.1777 | 8.5511 | 1394.4484 | 1489.5469 | 355.2491 | 237.7288 | 277.7288 | 49.3547 | 53.7982 | 26.8739 | 407.7556 | 2113.6797 | 0 | 2113.6797 | 597.7967 | 0 | 8486.477 | 0 | 8486.477 | 0 | 1030.684 | 0
4374 | Residential | RSFN114 | Removal of 2nd Refrigerator/Freezer | 450.3476 | 229.1777 | 8.5511 | 1394.4484 | 1489.5469 | 355.2491 | 237.7288 | 277.7288 | 49.3547 | 53.7982 | 26.8739 | 407.7556 | 2113.6797 | 0 | 2113.6797 | 597.7967 | 0 | 8486.477 | 0 | 8486.477 | 0 | 1030.684 | 0
4375 | Residential | RSFE314 | Duct Repair | 2103.4873 | 1070.4449 | 39.9404 | 6513.2007 | 6957.3875 | 1659.3004 | 1110.3853 | 1297.2179 | 230.5265 | 251.2811 | 125.5228 | 1904.5483 | 2019.7573 | 0 | 2019.7573 | 206.3755 | 0 | 7162.8625 | 0 | 7162.8625 | 0 | 1757.1944 | 0
4376 | Residential | RM0N316 | ENERGY STAR Dehumidifier | 140.695 | 71.5984 | 2.6715 | 435.6456 | 465.3557 | 110.9849 | 74.2699 | 86.7664 | 15.4191 | 16.8073 | 8.3958 | 127.3887 | 443.4045 | 0 | 443.4045 | 194.105 | 0 | 1728.8246 | 0 | 1728.8246 | 0 | 204.3211 | 0
4377 | Residential | RM0T316 | ENERGY STAR Dehumidifier | 140.695 | 71.5984 | 2.6715 | 435.6456 | 465.3557 | 110.9849 | 74.2699 | 86.7664 | 15.4191 | 16.8073 | 8.3958 | 127.3887 | 443.4045 | 0 | 443.4045 | 194.105 | 0 | 1728.8246 | 0 | 1728.8246 | 0 | 204.3211 | 0
4378 | Residential | RMFN316 | ENERGY STAR Dehumidifier | 140.695 | 71.5984 | 2.6715 | 435.6456 | 465.3557 | 110.9849 | 74.2699 | 86.7664 | 15.4191 | 16.8073 | 8.3958 | 127.3887 | 443.4045 | 0 | 443.4045 | 194.105 | 0 | 1728.8246 | 0 | 1728.8246 | 0 | 204.3211 | 0
4379 | Residential | RMFT316 | ENERGY STAR Dehumidifier | 140.695 | 71.5984 | 2.6715 | 435.6456 | 465.3557 | 110.9849 | 74.2699 | 86.7664 | 15.4191 | 16.8073 | 8.3958 | 127.3887 | 443.4045 | 0 | 443.4045 | 194.105 | 0 | 1728.8246 | 0 | 1728.8246 | 0 | 204.3211 | 0
4380 | Residential | RSFN316 | ENERGY STAR Dehumidifier | 140.695 | 71.5984 | 2.6715 | 435.6456 | 465.3557 | 110.9849 | 74.2699 | 86.7664 | 15.4191 | 16.8073 | 8.3958 | 127.3887 | 443.4045 | 0 | 443.4045 | 194.105 | 0 | 1728.8246 | 0 | 1728.8246 | 0 | 204.3211 | 0
4381 | Residential | RSFT316 | ENERGY STAR Dehumidifier | 140.695 | 71.5984 | 2.6715 | 435.6456 | 465.3557 | 110.9849 | 74.2699 | 86.7664 | 15.4191 | 16.8073 | 8.3958 | 127.3887 | 443.4045 | 0 | 443.4045 | 194.105 | 0 | 1728.8246 | 0 | 1728.8246 | 0 | 204.3211 | 0
4382 | Residential | RM0N317 | ENERGY STAR Room AC | 449.1817 | 228.5844 | 8.5289 | 1390.8383 | 1485.6906 | 354.3294 | 237.1133 | 277.0098 | 49.227 | 53.6589 | 26.8043 | 406.7 | 554.4327 | 0 | 554.4327 | 239.7377 | 0 | 1995.3557 | 0 | 1995.3557 | 0 | 235.5738 | 0
4383 | Residential | RM0T317 | ENERGY STAR Room AC | 449.1817 | 228.5844 | 8.5289 | 1390.8383 | 1485.6906 | 354.3294 | 237.1133 | 277.0098 | 49.227 | 53.6589 | 26.8043 | 406.7 | 554.4327 | 0 | 554.4327 | 239.7377 | 0 | 1995.3557 | 0 | 1995.3557 | 0 | 235.5738 | 0
4384 | Residential | RMFN317 | ENERGY STAR Room AC | 397.9164 | 202.4959 | 7.5555 | 1232.1014 | 1316.1282 | 313.8897 | 210.0515 | 245.3946 | 43.6087 | 47.5348 | 23.7451 | 360.2832 | 548.9502 | 0 | 548.9502 | 239.7377 | 0 | 1995.3557 | 0 | 1995.3557 | 0 | 235.5738 | 0
4385 | Residential | RMFT317 | ENERGY STAR Room AC | 397.9164 | 202.4959 | 7.5555 | 1232.1014 | 1316.1282 | 313.8897 | 210.0515 | 245.3946 | 43.6087 | 47.5348 | 23.7451 | 360.2832 | 548.9502 | 0 | 548.9502 | 239.7377 | 0 | 1995.3557 | 0 | 1995.3557 | 0 | 235.5738 | 0
4386 | Residential | RSFN317 | ENERGY STAR Room AC | 479.8337 | 244.1829 | 9.1109 | 1485.7485 | 1587.0735 | 378.5087 | 253.2938 | 295.9128 | 52.5862 | 57.3206 | 28.6334 | 434.453 | 557.9103 | 0 | 557.9103 | 239.7377 | 0 | 1995.3557 | 0 | 1995.3557 | 0 | 235.5738 | 0
4387 | Residential | RSFT317 | ENERGY STAR Room AC | 479.8337 | 244.1829 | 9.1109 | 1485.7485 | 1587.0735 | 378.5087 | 253.2938 | 295.9128 | 52.5862 | 57.3206 | 28.6334 | 434.453 | 557.9103 | 0 | 557.9103 | 239.7377 | 0 | 1995.3557 | 0 | 1995.3557 | 0 | 235.5738 | 0
4388 | Residential | RSFN321 | Programmable Thermostat | 299.6329 | 152.4804 | 5.6893 | 927.7781 | 991.0507 | 236.3604 | 158.1697 | 184.7833 | 32.8375 | 35.7939 | 17.8802 | 271.2949 | 428.7664 | 0 | 428.7664 | 206.3755 | 0 | 1563.5693 | 0 | 1563.5693 | 0 | 358.4417 | 0
4389 | Residential | RM0N603 | Heat Pump Pool Heater | 0 | 0 | 0 | 0 | 0 | 0 | 0 | 0 | 0 | 0 | 0 | 0 | 20317.084 | 0 | 20317.084 | 252.0985 | 0 | 81573.6005 | 0 | 81573.6005 | 0 | 7884.1643 | 0
4390 | Residential | RM0T603 | Heat Pump Pool Heater | 0 | 0 | 0 | 0 | 0 | 0 | 0 | 0 | 0 | 0 | 0 | 0 | 20317.084 | 0 | 20317.084 | 252.0985 | 0 | 81573.6005 | 0 | 81573.6005 | 0 | 7884.1643 | 0
4391 | Residential | RMFN603 | Heat Pump Pool Heater | 0 | 0 | 0 | 0 | 0 | 0 | 0 | 0 | 0 | 0 | 0 | 0 | 20317.084 | 0 | 20317.084 | 252.0985 | 0 | 81573.6005 | 0 | 81573.6005 | 0 | 7884.1643 | 0
4392 | Residential | RMFT603 | Heat Pump Pool Heater | 0 | 0 | 0 | 0 | 0 | 0 | 0 | 0 | 0 | 0 | 0 | 0 | 20317.084 | 0 | 20317.084 | 252.0985 | 0 | 81573.6005 | 0 | 81573.6005 | 0 | 7884.1643 | 0
4393 | Residential | RSFN603 | Heat Pump Pool Heater | 0 | 0 | 0 | 0 | 0 | 0 | 0 | 0 | 0 | 0 | 0 | 0 | 20317.084 | 0 | 20317.084 | 252.0985 | 0 | 81573.6005 | 0 | 81573.6005 | 0 | 7884.1643 | 0
4394 | Residential | RSFT603 | Heat Pump Pool Heater | 0 | 0 | 0 | 0 | 0 | 0 | 0 | 0 | 0 | 0 | 0 | 0 | 20317.084 | 0 | 20317.084 | 252.0985 | 0 | 81573.6005 | 0 | 81573.6005 | 0 | 7884.1643 | 0
4395 | Residential | RMFE608 | Low Flow Showerhead | 92.547 | 47.0963 | 1.7573 | 286.5608 | 306.1037 | 73.0041 | 48.8535 | 57.0736 | 10.1425 | 11.0556 | 5.5226 | 83.7943 | 386.2557 | 0 | 386.2557 | 365.9154 | 0 | 1550.8262 | 0 | 1550.8262 | 0 | 88.3244 | 0
4396 | Residential | RMFN608 | Low Flow Showerhead | 92.547 | 47.0963 | 1.7573 | 286.5608 | 306.1037 | 73.0041 | 48.8535 | 57.0736 | 10.1425 | 11.0556 | 5.5226 | 83.7943 | 386.2557 | 0 | 386.2557 | 365.9154 | 0 | 1550.8262 | 0 | 1550.8262 | 0 | 88.3244 | 0
4397 | Residential | RSFE608 | Low Flow Showerhead | 117.7344 | 59.9139 | 2.2355 | 364.5506 | 389.4122 | 92.8728 | 62.1494 | 72.6066 | 12.9028 | 14.0645 | 7.0256 | 106.5995 | 491.3781 | 0 | 491.3781 | 365.9154 | 0 | 1972.8955 | 0 | 1972.8955 | 0 | 88.3244 | 0
4398 | Residential | RSFN608 | Low Flow Showerhead | 117.7344 | 59.9139 | 2.2355 | 364.5506 | 389.4122 | 92.8728 | 62.1494 | 72.6066 | 12.9028 | 14.0645 | 7.0256 | 106.5995 | 491.3781 | 0 | 491.3781 | 365.9154 | 0 | 1972.8955 | 0 | 1972.8955 | 0 | 88.3244 | 0
4399 | Industrial | IGSLD101 | Compressed Air Controls | 4525.6921 | 2303.0822 | 85.9326 | 14046.245 | 15004.17 | 3567.7671 | 2389.0148 | 2791.9987 | 496.0088 | 540.8317 | 270.0793 | 4098.9186 | 15126.8499 | 0 | 15126.8499 | 847.9325 | 0 | 52289.72 | 11201.5746 | 63491.2945 | 0 | 7810.1906 | 0
4400 | Industrial | IGSD101 | Compressed Air Controls | 4546.9894 | 2313.9202 | 86.3369 | 14046.245 | 15004.17 | 3589.0644 | 2400.2572 | 2803.1086 | 498.2891 | 542.9837 | 271.321 | 4115.7024 | 15126.8499 | 0 | 15126.8499 | 847.9325 | 0 | 33112.0728 | 11203.2649 | 44315.3377 | 0 | 7810.1906 | 0
4401 | Industrial | IGSLD102 | Compressed Air Equipment | 4546.9894 | 2313.9202 | 86.3369 | 14046.245 | 15004.17 | 3589.0644 | 2400.2572 | 2803.1086 | 498.2891 | 542.9837 | 271.321 | 4115.7024 | 15126.8499 | 0 | 15126.8499 | 721.5234 | 0 | 52289.72 | 11203.2649 | 63492.9849 | 0 | 8328.4996 | 0
4402 | Industrial | IGSD102 | Compressed Air Equipment | 4546.9894 | 2313.9202 | 86.3369 | 14046.245 | 15004.17 | 3589.0644 | 2400.2572 | 2803.1086 | 498.2891 | 542.9837 | 271.321 | 4115.7024 | 15126.8499 | 0 | 15126.8499 | 721.5234 | 0 | 33112.0728 | 11203.2649 | 44315.3377 | 0 | 8328.4996 | 0
4403 | Industrial | IGSLD103 | Compressed Air System Optimization | 4546.9894 | 2313.9202 | 86.3369 | 14046.245 | 15004.17 | 3589.0644 | 2400.2572 | 2803.1086 | 498.2891 | 542.9837 | 271.321 | 4115.7024 | 15126.8499 | 0 | 15126.8499 | 981.7856 | 0 | 52289.72 | 11203.2649 | 63492.9849 | 0 | 4864.8557 | 0
4404 | Industrial | IGSD103 | Compressed Air System Optimization | 4546.9894 | 2313.9202 | 86.3369 | 14046.245 | 15004.17 | 3589.0644 | 2400.2572 | 2803.1086 | 498.2891 | 542.9837 | 271.321 | 4115.7024 | 15126.8499 | 0 | 15126.8499 | 981.7856 | 0 | 33112.0728 | 11203.2649 | 44315.3377 | 0 | 4864.8557 | 0
4405 | Industrial | IGSLD203 | HVAC Improved Controls | 4548.0766 | 2314.4734 | 86.3576 | 14050.7943 | 15009.0296 | 3589.8413 | 2400.831 | 2803.8155 | 498.4092 | 543.1206 | 271.3864 | 4116.7317 | 14357.2877 | 0 | 14357.2877 | 721.5234 | 0 | 49429.3306 | 11624.0132 | 61053.3438 | 0 | 2398.9398 | 0
4406 | Industrial | IGSD203 | HVAC Improved Controls | 4548.0766 | 2314.4734 | 86.3576 | 14050.7943 | 15009.0296 | 3589.8413 | 2400.831 | 2803.8155 | 498.4092 | 543.1206 | 271.3864 | 4116.7317 | 14357.2877 | 0 | 14357.2877 | 721.5234 | 0 | 31300.7527 | 11624.0132 | 42924.7659 | 0 | 2398.9398 | 0
4407 | Industrial | IGSLD302 | Lighting Controls - Exterior | 0 | 0 | 0 | 0 | 0 | 0 | 0 | 0 | 0 | 0 | 0 | 0 | 1129.5525 | 0 | 1129.5525 | 567.7796 | 0 | 3960.7819 | 10518.704 | 14479.4859 | 0 | 335.2266 | 0
4408 | Industrial | IGSD302 | Lighting Controls - Exterior | 0 | 0 | 0 | 0 | 0 | 0 | 0 | 0 | 0 | 0 | 0 | 0 | 1129.5525 | 0 | 1129.5525 | 567.7796 | 0 | 2508.1354 | 10518.704 | 13026.8394 | 0 | 335.2266 | 0
4409 | Industrial | IGSLD305 | Lighting Controls | 4545.5352 | 2313.1802 | 86.3093 | 14042.9432 | 15000.643 | 3587.8354 | 2399.4895 | 2802.2488 | 498.1307 | 542.8171 | 271.2347 | 4114.4313 | 14328.7641 | 0 | 14328.7641 | 567.7796 | 0 | 49331.1293 | 11624.0132 | 60955.1425 | 0 | 11662.6726 | 0
4410 | Industrial | IGSD305 | Lighting Controls | 4545.5352 | 2313.1802 | 86.3093 | 14042.9432 | 15000.643 | 3587.8354 | 2399.4895 | 2802.2488 | 498.1307 | 542.8171 | 271.2347 | 4114.4313 | 14328.7641 | 0 | 14328.7641 | 567.7796 | 0 | 31238.5675 | 11624.0132 | 42862.5807 | 0 | 11662.6726 | 0
4411 | Industrial | IGSLD402 | Fan Improved Controls | 4546.9894 | 2313.9202 | 86.3369 | 14046.245 | 15004.17 | 3589.0644 | 2400.2572 | 2803.1086 | 498.2891 | 542.9837 | 271.321 | 4115.7024 | 15126.8499 | 0 | 15126.8499 | 721.5234 | 0 | 52289.72 | 11203.2649 | 63492.9849 | 0 | 1751.483 | 0
4412 | Industrial | IGSD402 | Fan Improved Controls | 4546.9894 | 2313.9202 | 86.3369 | 14046.245 | 15004.17 | 3589.0644 | 2400.2572 | 2803.1086 | 498.2891 | 542.9837 | 271.321 | 4115.7024 | 15126.8499 | 0 | 15126.8499 | 721.5234 | 0 | 33112.0728 | 11203.2649 | 44315.3377 | 0 | 1751.483 | 0
4413 | Industrial | IGSLD403 | Fan System Optimization | 4546.9894 | 2313.9202 | 86.3369 | 14046.245 | 15004.17 | 3589.0644 | 2400.2572 | 2803.1086 | 498.2891 | 542.9837 | 271.321 | 4115.7024 | 15126.8499 | 0 | 15126.8499 | 981.7856 | 0 | 52289.72 | 11203.2649 | 63492.9849 | 0 | 3573.7529 | 0
4414 | Industrial | IGSD403 | Fan System Optimization | 4546.9894 | 2313.9202 | 86.3369 | 14046.245 | 15004.17 | 3589.0644 | 2400.2572 | 2803.1086 | 498.2891 | 542.9837 | 271.321 | 4115.7024 | 15126.8499 | 0 | 15126.8499 | 981.7856 | 0 | 33112.0728 | 11203.2649 | 44315.3377 | 0 | 3573.7529 | 0
4415 | Industrial | IGSLD501 | Motor Equipment Upgrades | 4546.9894 | 2313.9202 | 86.3369 | 14046.245 | 15004.17 | 3589.0644 | 2400.2572 | 2803.1086 | 498.2891 | 542.9837 | 271.321 | 4115.7024 | 15126.8499 | 0 | 15126.8499 | 981.7856 | 0 | 52289.72 | 11203.2649 | 63492.9849 | 0 | 11793.1057 | 0
4416 | Industrial | IGSD501 | Motor Equipment Upgrades | 4546.9894 | 2313.9202 | 86.3369 | 14046.245 | 15004.17 | 3589.0644 | 2400.2572 | 2803.1086 | 498.2891 | 542.9837 | 271.321 | 4115.7024 | 15126.8499 | 0 | 15126.8499 | 981.7856 | 0 | 33112.0728 | 11203.2649 | 44315.3377 | 0 | 11793.1057 | 0
4417 | Industrial | IGSLD502 | Motor Improved Controls | 4546.9894 | 2313.9202 | 86.3369 | 14046.245 | 15004.17 | 3589.0644 | 2400.2572 | 2803.1086 | 498.2891 | 542.9837 | 271.321 | 4115.7024 | 15126.8499 | 0 | 15126.8499 | 721.5234 | 0 | 52289.72 | 11203.2649 | 63492.9849 | 0 | 4699.0784 | 0
4418 | Industrial | IGSD502 | Motor Improved Controls | 4546.9894 | 2313.9202 | 86.3369 | 14046.245 | 15004.17 | 3589.0644 | 2400.2572 | 2803.1086 | 498.2891 | 542.9837 | 271.321 | 4115.7024 | 15126.8499 | 0 | 15126.8499 | 721.5234 | 0 | 33112.0728 | 11203.2649 | 44315.3377 | 0 | 4699.0784 | 0
4419 | Industrial | IGSLD505 | Pump Improved Controls | 4546.9894 | 2313.9202 | 86.3369 | 14046.245 | 15004.17 | 3589.0644 | 2400.2572 | 2803.1086 | 498.2891 | 542.9837 | 271.321 | 4115.7024 | 15126.8499 | 0 | 15126.8499 | 721.5234 | 0 | 52289.72 | 11203.2649 | 63492.9849 | 0 | 4118.8826 | 0
4420 | Industrial | IGSD505 | Pump Improved Controls | 4546.9894 | 2313.9202 | 86.3369 | 14046.245 | 15004.17 | 3589.0644 | 2400.2572 | 2803.1086 | 498.2891 | 542.9837 | 271.321 | 4115.7024 | 15126.8499 | 0 | 15126.8499 | 721.5234 | 0 | 33112.0728 | 11203.2649 | 44315.3377 | 0 | 4118.8826 | 0
4421 | Industrial | IGSLD506 | Pump System Optimization | 4546.9894 | 2313.9202 | 86.3369 | 14046.245 | 15004.17 | 3589.0644 | 2400.2572 | 2803.1086 | 498.2891 | 542.9837 | 271.321 | 4115.7024 | 15126.8499 | 0 | 15126.8499 | 981.7856 | 0 | 52289.72 | 11203.2649 | 63492.9849 | 0 | 12140.8494 | 0
4422 | Industrial | IGSD506 | Pump System Optimization | 4546.9894 | 2313.9202 | 86.3369 | 14046.245 | 15004.17 | 3589.0644 | 2400.2572 | 2803.1086 | 498.2891 | 542.9837 | 271.321 | 4115.7024 | 15126.8499 | 0 | 15126.8499 | 981.7856 | 0 | 33112.0728 | 11203.2649 | 44315.3377 | 0 | 12140.8494 | 0
4423 | Industrial | IGSLD603 | Process Refrig System Optimization | 4548.0924 | 2314.4815 | 86.3579 | 14049.9584 | 15008.1366 | 3589.9142 | 2400.8394 | 2803.798 | 498.4102 | 543.1172 | 271.3869 | 4116.7124 | 14824.7803 | 0 | 14824.7803 | 1422.3439 | 0 | 51146.0579 | 11308.452 | 62454.5099 | 0 | 20837.1001 | 0
4424 | Industrial | IGSD603 | Process Refrig System Optimization | 4548.0924 | 2314.4815 | 86.3579 | 14049.9584 | 15008.1366 | 3589.9142 | 2400.8394 | 2803.798 | 498.4102 | 543.1172 | 271.3869 | 4116.7124 | 14824.7803 | 0 | 14824.7803 | 1422.3439 | 0 | 32387.8574 | 11308.452 | 43696.3094 | 0 | 20837.1001 | 0
4425 | Industrial | IGSLD801 | Process Other Equipment Upgrades | 4548.0924 | 2314.4815 | 86.3579 | 14049.9584 | 15008.1366 | 3589.9142 | 2400.8394 | 2803.798 | 498.4102 | 543.1172 | 271.3869 | 4116.7124 | 14824.7803 | 0 | 14824.7803 | 816.1832 | 0 | 51146.0579 | 11308.452 | 62454.5099 | 0 | 7516.0559 | 0
4426 | Industrial | IGSD801 | Process Other Equipment Upgrades | 4548.0924 | 2314.4815 | 86.3579 | 14049.9584 | 15008.1366 | 3589.9142 | 2400.8394 | 2803.798 | 498.4102 | 543.1172 | 271.3869 | 4116.7124 | 14824.7803 | 0 | 14824.7803 | 816.1832 | 0 | 32387.8574 | 11308.452 | 43696.3094 | 0 | 7516.0559 | 0
4427 | Industrial | IGSLD802 | Process Other Systems Optimization | 4548.0924 | 2314.4815 | 86.3579 | 14049.9584 | 15008.1366 | 3589.9142 | 2400.8394 | 2803.798 | 498.4102 | 543.1172 | 271.3869 | 4116.7124 | 14824.7803 | 0 | 14824.7803 | 1422.3439 | 0 | 51146.0579 | 11308.452 | 62454.5099 | 0 | 5745.8211 | 0
4428 | Industrial | IGSD802 | Process Other Systems Optimization | 4548.0924 | 2314.4815 | 86.3579 | 14049.9584 | 15008.1366 | 3589.9142 | 2400.8394 | 2803.798 | 498.4102 | 543.1172 | 271.3869 | 4116.7124 | 14824.7803 | 0 | 14824.7803 | 1422.3439 | 0 | 32387.8574 | 11308.452 | 43696.3094 | 0 | 5745.8211 | 0
4429 | Industrial | IGSLD901 | Plant Energy Management | 4546.9397 | 2313.8949 | 86.336 | 14046.245 | 15004.17 | 3589.0147 | 2400.2309 | 2803.0827 | 498.2838 | 542.9786 | 271.3181 | 4115.6631 | 15126.8499 | 0 | 15126.8499 | 816.1832 | 0 | 52289.72 | 11255.8585 | 63545.5784 | 0 | 4516.032 | 0
4430 | Industrial | IGSD901 | Plant Energy Management | 4546.9397 | 2313.8949 | 86.336 | 14046.245 | 15004.17 | 3589.0147 | 2400.2309 | 2803.0827 | 498.2838 | 542.9786 | 271.3181 | 4115.6631 | 15126.8499 | 0 | 15126.8499 | 816.1832 | 0 | 33112.0728 | 11255.8585 | 44367.9313 | 0 | 3573.7529 | 0
4431 | Commercial | CcoNgs102 | Energy Star Commercial Dishwasher | 4075.0406 | 2073.7499 | 77.3757 | 11986.5727 | 12804.0323 | 3257.581 | 2151.1256 | 2492.9111 | 446.0578 | 482.8947 | 242.8808 | 3664.7445 | 27674.3927 | 0 | 27674.3927 | 660.672 | 0 | 106961.4713 | 0 | 106961.4713 | 0 | 4768.4997 | 0
4432 | Commercial | CcoTgs102 | Energy Star Commercial Dishwasher | 4075.0406 | 2073.7499 | 77.3757 | 11986.5727 | 12804.0323 | 3257.581 | 2151.1256 | 2492.9111 | 446.0578 | 482.8947 | 242.8808 | 3664.7445 | 27674.3927 | 0 | 27674.3927 | 660.672 | 0 | 106961.4713 | 0 | 106961.4713 | 0 | 4768.4997 | 0
4433 | Commercial | CheNgs102 | Energy Star Commercial Dishwasher | 4075.0406 | 2073.7499 | 77.3757 | 11986.5727 | 12804.0323 | 3257.581 | 2151.1256 | 2492.9111 | 446.0578 | 482.8947 | 242.8808 | 3664.7445 | 27674.3927 | 0 | 27674.3927 | 660.672 | 0 | 106961.4713 | 0 | 106961.4713 | 0 | 4768.4997 | 0
4434 | Commercial | CheTgs102 | Energy Star Commercial Dishwasher | 4075.0406 | 2073.7499 | 77.3757 | 11986.5727 | 12804.0323 | 3257.581 | 2151.1256 | 2492.9111 | 446.0578 | 482.8947 | 242.8808 | 3664.7445 | 27674.3927 | 0 | 27674.3927 | 660.672 | 0 | 106961.4713 | 0 | 106961.4713 | 0 | 4768.4997 | 0
4435 | Commercial | ChoNgs102 | Energy Star Commercial Dishwasher | 4075.0406 | 2073.7499 | 77.3757 | 11986.5727 | 12804.0323 | 3257.581 | 2151.1256 | 2492.9111 | 446.0578 | 482.8947 | 242.8808 | 3664.7445 | 27674.3927 | 0 | 27674.3927 | 660.672 | 0 | 106961.4713 | 0 | 106961.4713 | 0 | 4768.4997 | 0
4436 | Commercial | ChoTgs102 | Energy Star Commercial Dishwasher | 4075.0406 | 2073.7499 | 77.3757 | 11986.5727 | 12804.0323 | 3257.581 | 2151.1256 | 2492.9111 | 446.0578 | 482.8947 | 242.8808 | 3664.7445 | 27674.3927 | 0 | 27674.3927 | 660.672 | 0 | 106961.4713 | 0 | 106961.4713 | 0 | 4768.4997 | 0
4437 | Commercial | CloNgs102 | Energy Star Commercial Dishwasher | 4075.0406 | 2073.7499 | 77.3757 | 11986.5727 | 12804.0323 | 3257.581 | 2151.1256 | 2492.9111 | 446.0578 | 482.8947 | 242.8808 | 3664.7445 | 27674.3927 | 0 | 27674.3927 | 660.672 | 0 | 106961.4713 | 0 | 106961.4713 | 0 | 4768.4997 | 0
4438 | Commercial | CloTgs102 | Energy Star Commercial Dishwasher | 4075.0406 | 2073.7499 | 77.3757 | 11986.5727 | 12804.0323 | 3257.581 | 2151.1256 | 2492.9111 | 446.0578 | 482.8947 | 242.8808 | 3664.7445 | 27674.3927 | 0 | 27674.3927 | 660.672 | 0 | 106961.4713 | 0 | 106961.4713 | 0 | 4768.4997 | 0
4439 | Commercial | CreNgs102 | Energy Star Commercial Dishwasher | 4075.0406 | 2073.7499 | 77.3757 | 11986.5727 | 12804.0323 | 3257.581 | 2151.1256 | 2492.9111 | 446.0578 | 482.8947 | 242.8808 | 3664.7445 | 27674.3927 | 0 | 27674.3927 | 660.672 | 0 | 106961.4713 | 0 | 106961.4713 | 0 | 4768.4997 | 0
4440 | Commercial | CreTgs102 | Energy Star Commercial Dishwasher | 4075.0406 | 2073.7499 | 77.3757 | 11986.5727 | 12804.0323 | 3257.581 | 2151.1256 | 2492.9111 | 446.0578 | 482.8947 | 242.8808 | 3664.7445 | 27674.3927 | 0 | 27674.3927 | 660.672 | 0 | 106961.4713 | 0 | 106961.4713 | 0 | 4768.4997 | 0
4441 | Commercial | CscNgs102 | Energy Star Commercial Dishwasher | 4075.0406 | 2073.7499 | 77.3757 | 11986.5727 | 12804.0323 | 3257.581 | 2151.1256 | 2492.9111 | 446.0578 | 482.8947 | 242.8808 | 3664.7445 | 27674.3927 | 0 | 27674.3927 | 660.672 | 0 | 106961.4713 | 0 | 106961.4713 | 0 | 4768.4997 | 0
4442 | Commercial | CscTgs102 | Energy Star Commercial Dishwasher | 4075.0406 | 2073.7499 | 77.3757 | 11986.5727 | 12804.0323 | 3257.581 | 2151.1256 | 2492.9111 | 446.0578 | 482.8947 | 242.8808 | 3664.7445 | 27674.3927 | 0 | 27674.3927 | 660.672 | 0 | 106961.4713 | 0 | 106961.4713 | 0 | 4768.4997 | 0
4443 | Commercial | CcoNgs105 | Energy Star Griddle | 4070.2161 | 2071.2948 | 77.2841 | 12528.1622 | 13382.5571 | 3215.8213 | 2148.5789 | 2507.7909 | 446.004 | 485.7783 | 242.8515 | 3682.4247 | 12484.0418 | 0 | 12484.0418 | 847.9325 | 0 | 46970.6921 | 0 | 46970.6921 | 0 | 0 | 0
4444 | Commercial | CcoTgs105 | Energy Star Griddle | 4070.2161 | 2071.2948 | 77.2841 | 12528.1622 | 13382.5571 | 3215.8213 | 2148.5789 | 2507.7909 | 446.004 | 485.7783 | 242.8515 | 3682.4247 | 12484.0418 | 0 | 12484.0418 | 847.9325 | 0 | 46970.6921 | 0 | 46970.6921 | 0 | 0 | 0
4445 | Commercial | CheNgs105 | Energy Star Griddle | 4070.2161 | 2071.2948 | 77.2841 | 12528.1622 | 13382.5571 | 3215.8213 | 2148.5789 | 2507.7909 | 446.004 | 485.7783 | 242.8515 | 3682.4247 | 12484.0418 | 0 | 12484.0418 | 847.9325 | 0 | 46970.6921 | 0 | 46970.6921 | 0 | 0 | 0
4446 | Commercial | CheTgs105 | Energy Star Griddle | 4070.2161 | 2071.2948 | 77.2841 | 12528.1622 | 13382.5571 | 3215.8213 | 2148.5789 | 2507.7909 | 446.004 | 485.7783 | 242.8515 | 3682.4247 | 12484.0418 | 0 | 12484.0418 | 847.9325 | 0 | 46970.6921 | 0 | 46970.6921 | 0 | 0 | 0
4447 | Commercial | ChoNgs105 | Energy Star Griddle | 4070.2161 | 2071.2948 | 77.2841 | 12528.1622 | 13382.5571 | 3215.8213 | 2148.5789 | 2507.7909 | 446.004 | 485.7783 | 242.8515 | 3682.4247 | 12484.0418 | 0 | 12484.0418 | 847.9325 | 0 | 46970.6921 | 0 | 46970.6921 | 0 | 0 | 0
4448 | Commercial | ChoTgs105 | Energy Star Griddle | 4070.2161 | 2071.2948 | 77.2841 | 12528.1622 | 13382.5571 | 3215.8213 | 2148.5789 | 2507.7909 | 446.004 | 485.7783 | 242.8515 | 3682.4247 | 12484.0418 | 0 | 12484.0418 | 847.9325 | 0 | 46970.6921 | 0 | 46970.6921 | 0 | 0 | 0
4449 | Commercial | CloNgs105 | Energy Star Griddle | 4070.2161 | 2071.2948 | 77.2841 | 12528.1622 | 13382.5571 | 3215.8213 | 2148.5789 | 2507.7909 | 446.004 | 485.7783 | 242.8515 | 3682.4247 | 12484.0418 | 0 | 12484.0418 | 847.9325 | 0 | 46970.6921 | 0 | 46970.6921 | 0 | 0 | 0
4450 | Commercial | CloTgs105 | Energy Star Griddle | 4070.2161 | 2071.2948 | 77.2841 | 12528.1622 | 13382.5571 | 3215.8213 | 2148.5789 | 2507.7909 | 446.004 | 485.7783 | 242.8515 | 3682.4247 | 12484.0418 | 0 | 12484.0418 | 847.9325 | 0 | 46970.6921 | 0 | 46970.6921 | 0 | 0 | 0
4451 | Commercial | CreNgs105 | Energy Star Griddle | 4070.2161 | 2071.2948 | 77.2841 | 12528.1622 | 13382.5571 | 3215.8213 | 2148.5789 | 2507.7909 | 446.004 | 485.7783 | 242.8515 | 3682.4247 | 12484.0418 | 0 | 12484.0418 | 847.9325 | 0 | 46970.6921 | 0 | 46970.6921 | 0 | 0 | 0
4452 | Commercial | CreTgs105 | Energy Star Griddle | 4070.2161 | 2071.2948 | 77.2841 | 12528.1622 | 13382.5571 | 3215.8213 | 2148.5789 | 2507.7909 | 446.004 | 485.7783 | 242.8515 | 3682.4247 | 12484.0418 | 0 | 12484.0418 | 847.9325 | 0 | 46970.6921 | 0 | 46970.6921 | 0 | 0 | 0
4453 | Commercial | CscNgs105 | Energy Star Griddle | 4070.2161 | 2071.2948 | 77.2841 | 12528.1622 | 13382.5571 | 3215.8213 | 2148.5789 | 2507.7909 | 446.004 | 485.7783 | 242.8515 | 3682.4247 | 12484.0418 | 0 | 12484.0418 | 847.9325 | 0 | 46970.6921 | 0 | 46970.6921 | 0 | 0 | 0
4454 | Commercial | CscTgs105 | Energy Star Griddle | 4070.2161 | 2071.2948 | 77.2841 | 12528.1622 | 13382.5571 | 3215.8213 | 2148.5789 | 2507.7909 | 446.004 | 485.7783 | 242.8515 | 3682.4247 | 12484.0418 | 0 | 12484.0418 | 847.9325 | 0 | 46970.6921 | 0 | 46970.6921 | 0 | 0 | 0
4455 | Commercial | CcoNgs107 | Energy Star Steamer | 4267.8989 | 2171.8937 | 81.0376 | 13215.0465 | 14116.2855 | 3366.66 | 2252.9313 | 2632.0078 | 467.7298 | 509.8402 | 254.6813 | 3864.259 | 13949.6515 | 0 | 13949.6515 | 490.3706 | 0 | 52820.1442 | 0 | 52820.1442 | 0 | 5759.94 | 0
4456 | Commercial | CcoTgs107 | Energy Star Steamer | 4267.8989 | 2171.8937 | 81.0376 | 13215.0465 | 14116.2855 | 3366.66 | 2252.9313 | 2632.0078 | 467.7298 | 509.8402 | 254.6813 | 3864.259 | 13949.6515 | 0 | 13949.6515 | 490.3706 | 0 | 52820.1442 | 0 | 52820.1442 | 0 | 5759.94 | 0
4457 | Commercial | CheNgs107 | Energy Star Steamer | 4267.8989 | 2171.8937 | 81.0376 | 13215.0465 | 14116.2855 | 3366.66 | 2252.9313 | 2632.0078 | 467.7298 | 509.8402 | 254.6813 | 3864.259 | 13949.6515 | 0 | 13949.6515 | 490.3706 | 0 | 52820.1442 | 0 | 52820.1442 | 0 | 5759.94 | 0
4458 | Commercial | CheTgs107 | Energy Star Steamer | 4267.8989 | 2171.8937 | 81.0376 | 13215.0465 | 14116.2855 | 3366.66 | 2252.9313 | 2632.0078 | 467.7298 | 509.8402 | 254.6813 | 3864.259 | 13949.6515 | 0 | 13949.6515 | 490.3706 | 0 | 52820.1442 | 0 | 52820.1442 | 0 | 5759.94 | 0
4459 | Commercial | ChoNgs107 | Energy Star Steamer | 4267.8989 | 2171.8937 | 81.0376 | 13215.0465 | 14116.2855 | 3366.66 | 2252.9313 | 2632.0078 | 467.7298 | 509.8402 | 254.6813 | 3864.259 | 13949.6515 | 0 | 13949.6515 | 490.3706 | 0 | 52820.1442 | 0 | 52820.1442 | 0 | 5759.94 | 0
4460 | Commercial | ChoTgs107 | Energy Star Steamer | 4267.8989 | 2171.8937 | 81.0376 | 13215.0465 | 14116.2855 | 3366.66 | 2252.9313 | 2632.0078 | 467.7298 | 509.8402 | 254.6813 | 3864.259 | 13949.6515 | 0 | 13949.6515 | 490.3706 | 0 | 52820.1442 | 0 | 52820.1442 | 0 | 5759.94 | 0
4461 | Commercial | CloNgs107 | Energy Star Steamer | 4267.8989 | 2171.8937 | 81.0376 | 13215.0465 | 14116.2855 | 3366.66 | 2252.9313 | 2632.0078 | 467.7298 | 509.8402 | 254.6813 | 3864.259 | 13949.6515 | 0 | 13949.6515 | 490.3706 | 0 | 52820.1442 | 0 | 52820.1442 | 0 | 5759.94 | 0
4462 | Commercial | CloTgs107 | Energy Star Steamer | 4267.8989 | 2171.8937 | 81.0376 | 13215.0465 | 14116.2855 | 3366.66 | 2252.9313 | 2632.0078 | 467.7298 | 509.8402 | 254.6813 | 3864.259 | 13949.6515 | 0 | 13949.6515 | 490.3706 | 0 | 52820.1442 | 0 | 52820.1442 | 0 | 5759.94 | 0
4463 | Commercial | CreNgs107 | Energy Star Steamer | 4267.8989 | 2171.8937 | 81.0376 | 13215.0465 | 14116.2855 | 3366.66 | 2252.9313 | 2632.0078 | 467.7298 | 509.8402 | 254.6813 | 3864.259 | 13949.6515 | 0 | 13949.6515 | 490.3706 | 0 | 52820.1442 | 0 | 52820.1442 | 0 | 5759.94 | 0
4464 | Commercial | CreTgs107 | Energy Star Steamer | 4267.8989 | 2171.8937 | 81.0376 | 13215.0465 | 14116.2855 | 3366.66 | 2252.9313 | 2632.0078 | 467.7298 | 509.8402 | 254.6813 | 3864.259 | 13949.6515 | 0 | 13949.6515 | 490.3706 | 0 | 52820.1442 | 0 | 52820.1442 | 0 | 5759.94 | 0
4465 | Commercial | CscNgs107 | Energy Star Steamer | 4267.8989 | 2171.8937 | 81.0376 | 13215.0465 | 14116.2855 | 3366.66 | 2252.9313 | 2632.0078 | 467.7298 | 509.8402 | 254.6813 | 3864.259 | 13949.6515 | 0 | 13949.6515 | 490.3706 | 0 | 52820.1442 | 0 | 52820.1442 | 0 | 5759.94 | 0
4466 | Commercial | CscTgs107 | Energy Star Steamer | 4267.8989 | 2171.8937 | 81.0376 | 13215.0465 | 14116.2855 | 3366.66 | 2252.9313 | 2632.0078 | 467.7298 | 509.8402 | 254.6813 | 3864.259 | 13949.6515 | 0 | 13949.6515 | 490.3706 | 0 | 52820.1442 | 0 | 52820.1442 | 0 | 5759.94 | 0
4467 | Commercial | CcoEgs109 | Low Flow Pre-Rinse Sprayers | 5955.0111 | 3030.4492 | 113.0721 | 17516.4325 | 18711.0171 | 4760.4264 | 3143.5213 | 3642.9854 | 651.8412 | 705.6724 | 354.9309 | 5355.4298 | 21781.9351 | 0 | 21781.9351 | 1566.6397 | 0 | 84187.1348 | 0 | 84187.1348 | 0 | 18366.4919 | 0
4468 | Commercial | CcoNgs109 | Low Flow Pre-Rinse Sprayers | 5955.0111 | 3030.4492 | 113.0721 | 17516.4325 | 18711.0171 | 4760.4264 | 3143.5213 | 3642.9854 | 651.8412 | 705.6724 | 354.9309 | 5355.4298 | 21781.9351 | 0 | 21781.9351 | 1566.6397 | 0 | 84187.1348 | 0 | 84187.1348 | 0 | 18366.4919 | 0
4469 | Commercial | CgrEgs109 | Low Flow Pre-Rinse Sprayers | 5955.0111 | 3030.4492 | 113.0721 | 17516.4325 | 18711.0171 | 4760.4264 | 3143.5213 | 3642.9854 | 651.8412 | 705.6724 | 354.9309 | 5355.4298 | 21781.9351 | 0 | 21781.9351 | 1566.6397 | 0 | 84187.1348 | 0 | 84187.1348 | 0 | 18366.4919 | 0
4470 | Commercial | CgrNgs109 | Low Flow Pre-Rinse Sprayers | 5955.0111 | 3030.4492 | 113.0721 | 17516.4325 | 18711.0171 | 4760.4264 | 3143.5213 | 3642.9854 | 651.8412 | 705.6724 | 354.9309 | 5355.4298 | 21781.9351 | 0 | 21781.9351 | 1566.6397 | 0 | 84187.1348 | 0 | 84187.1348 | 0 | 18366.4919 | 0
4471 | Commercial | ChoEgs109 | Low Flow Pre-Rinse Sprayers | 5955.0111 | 3030.4492 | 113.0721 | 17516.4325 | 18711.0171 | 4760.4264 | 3143.5213 | 3642.9854 | 651.8412 | 705.6724 | 354.9309 | 5355.4298 | 21781.9351 | 0 | 21781.9351 | 1566.6397 | 0 | 84187.1348 | 0 | 84187.1348 | 0 | 18366.4919 | 0
4472 | Commercial | ChoNgs109 | Low Flow Pre-Rinse Sprayers | 5955.0111 | 3030.4492 | 113.0721 | 17516.4325 | 18711.0171 | 4760.4264 | 3143.5213 | 3642.9854 | 651.8412 | 705.6724 | 354.9309 | 5355.4298 | 21781.9351 | 0 | 21781.9351 | 1566.6397 | 0 | 84187.1348 | 0 | 84187.1348 | 0 | 18366.4919 | 0
4473 | Commercial | CloEgs109 | Low Flow Pre-Rinse Sprayers | 10211.5874 | 5196.5809 | 193.8947 | 30036.9855 | 32085.4461 | 8163.1268 | 5390.4757 | 6246.9512 | 1117.7701 | 1210.0792 | 608.6315 | 9183.432 | 37837.3607 | 0 | 37837.3607 | 1566.6397 | 0 | 146241.3221 | 0 | 146241.3221 | 0 | 31904.3979 | 0
4474 | Commercial | CloNgs109 | Low Flow Pre-Rinse Sprayers | 10211.5874 | 5196.5809 | 193.8947 | 30036.9855 | 32085.4461 | 8163.1268 | 5390.4757 | 6246.9512 | 1117.7701 | 1210.0792 | 608.6315 | 9183.432 | 37837.3607 | 0 | 37837.3607 | 1566.6397 | 0 | 146241.3221 | 0 | 146241.3221 | 0 | 31904.3979 | 0
4475 | Commercial | CreEgs109 | Low Flow Pre-Rinse Sprayers | 4474.4101 | 2276.9853 | 84.9588 | 13161.3025 | 14058.8762 | 3576.8363 | 2361.9441 | 2737.2259 | 489.7732 | 530.2203 | 266.684 | 4023.9034 | 13062.4315 | 0 | 13062.4315 | 1566.6397 | 0 | 49309.6066 | 0 | 49309.6066 | 0 | 10757.5164 | 0
4476 | Commercial | CreNgs109 | Low Flow Pre-Rinse Sprayers | 4474.4101 | 2276.9853 | 84.9588 | 13161.3025 | 14058.8762 | 3576.8363 | 2361.9441 | 2737.2259 | 489.7732 | 530.2203 | 266.684 | 4023.9034 | 13062.4315 | 0 | 13062.4315 | 1566.6397 | 0 | 49309.6066 | 0 | 49309.6066 | 0 | 10757.5164 | 0
4477 | Commercial | CcoNgs112 | Energy Star Servers | 4346.3793 | 2211.8316 | 82.5278 | 13458.0518 | 14375.8632 | 3428.5679 | 2294.3594 | 2680.4065 | 476.3306 | 519.2154 | 259.3645 | 3935.3171 | 13782.5605 | 0 | 13782.5605 | 1204.2645 | 0 | 52145.3186 | 0 | 52145.3186 | 0 | 10380.4238 | 0
4478 | Commercial | CcoTgs112 | Energy Star Servers | 4346.3793 | 2211.8316 | 82.5278 | 13458.0518 | 14375.8632 | 3428.5679 | 2294.3594 | 2680.4065 | 476.3306 | 519.2154 | 259.3645 | 3935.3171 | 13782.5605 | 0 | 13782.5605 | 1204.2645 | 0 | 52145.3186 | 0 | 52145.3186 | 0 | 10380.4238 | 0
4479 | Commercial | CheNgs112 | Energy Star Servers | 4346.3793 | 2211.8316 | 82.5278 | 13458.0518 | 14375.8632 | 3428.5679 | 2294.3594 | 2680.4065 | 476.3306 | 519.2154 | 259.3645 | 3935.3171 | 13782.5605 | 0 | 13782.5605 | 1204.2645 | 0 | 52145.3186 | 0 | 52145.3186 | 0 | 10380.4238 | 0
4480 | Commercial | CheTgs112 | Energy Star Servers | 4346.3793 | 2211.8316 | 82.5278 | 13458.0518 | 14375.8632 | 3428.5679 | 2294.3594 | 2680.4065 | 476.3306 | 519.2154 | 259.3645 | 3935.3171 | 13782.5605 | 0 | 13782.5605 | 1204.2645 | 0 | 52145.3186 | 0 | 52145.3186 | 0 | 10380.4238 | 0
4481 | Commercial | ChoNgs112 | Energy Star Servers | 4346.3793 | 2211.8316 | 82.5278 | 13458.0518 | 14375.8632 | 3428.5679 | 2294.3594 | 2680.4065 | 476.3306 | 519.2154 | 259.3645 | 3935.3171 | 13782.5605 | 0 | 13782.5605 | 1204.2645 | 0 | 52145.3186 | 0 | 52145.3186 | 0 | 10380.4238 | 0
4482 | Commercial | ChoTgs112 | Energy Star Servers | 4346.3793 | 2211.8316 | 82.5278 | 13458.0518 | 14375.8632 | 3428.5679 | 2294.3594 | 2680.4065 | 476.3306 | 519.2154 | 259.3645 | 3935.3171 | 13782.5605 | 0 | 13782.5605 | 1204.2645 | 0 | 52145.3186 | 0 | 52145.3186 | 0 | 10380.4238 | 0
4483 | Commercial | CinNgs112 | Energy Star Servers | 4346.3793 | 2211.8316 | 82.5278 | 13458.0518 | 14375.8632 | 3428.5679 | 2294.3594 | 2680.4065 | 476.3306 | 519.2154 | 259.3645 | 3935.3171 | 13782.5605 | 0 | 13782.5605 | 1204.2645 | 0 | 52145.3186 | 0 | 52145.3186 | 0 | 10380.4238 | 0
4484 | Commercial | CinTgs112 | Energy Star Servers | 4346.3793 | 2211.8316 | 82.5278 | 13458.0518 | 14375.8632 | 3428.5679 | 2294.3594 | 2680.4065 | 476.3306 | 519.2154 | 259.3645 | 3935.3171 | 13782.5605 | 0 | 13782.5605 | 1204.2645 | 0 | 52145.3186 | 0 | 52145.3186 | 0 | 10380.4238 | 0
4485 | Commercial | CloNgs112 | Energy Star Servers | 4346.3793 | 2211.8316 | 82.5278 | 13458.0518 | 14375.8632 | 3428.5679 | 2294.3594 | 2680.4065 | 476.3306 | 519.2154 | 259.3645 | 3935.3171 | 13782.5605 | 0 | 13782.5605 | 1204.2645 | 0 | 52145.3186 | 0 | 52145.3186 | 0 | 10380.4238 | 0
4486 | Commercial | CloTgs112 | Energy Star Servers | 4346.3793 | 2211.8316 | 82.5278 | 13458.0518 | 14375.8632 | 3428.5679 | 2294.3594 | 2680.4065 | 476.3306 | 519.2154 | 259.3645 | 3935.3171 | 13782.5605 | 0 | 13782.5605 | 1204.2645 | 0 | 52145.3186 | 0 | 52145.3186 | 0 | 10380.4238 | 0
4487 | Commercial | CmiNgs112 | Energy Star Servers | 4346.3793 | 2211.8316 | 82.5278 | 13458.0518 | 14375.8632 | 3428.5679 | 2294.3594 | 2680.4065 | 476.3306 | 519.2154 | 259.3645 | 3935.3171 | 13782.5605 | 0 | 13782.5605 | 1204.2645 | 0 | 52145.3186 | 0 | 52145.3186 | 0 | 10380.4238 | 0
4488 | Commercial | CmiTgs112 | Energy Star Servers | 4346.3793 | 2211.8316 | 82.5278 | 13458.0518 | 14375.8632 | 3428.5679 | 2294.3594 | 2680.4065 | 476.3306 | 519.2154 | 259.3645 | 3935.3171 | 13782.5605 | 0 | 13782.5605 | 1204.2645 | 0 | 52145.3186 | 0 | 52145.3186 | 0 | 10380.4238 | 0
4489 | Commercial | CofNgs112 | Energy Star Servers | 4346.3793 | 2211.8316 | 82.5278 | 13458.0518 | 14375.8632 | 3428.5679 | 2294.3594 | 2680.4065 | 476.3306 | 519.2154 | 259.3645 | 3935.3171 | 13782.5605 | 0 | 13782.5605 | 1204.2645 | 0 | 52145.3186 | 0 | 52145.3186 | 0 | 10380.4238 | 0
4490 | Commercial | CofTgs112 | Energy Star Servers | 4346.3793 | 2211.8316 | 82.5278 | 13458.0518 | 14375.8632 | 3428.5679 | 2294.3594 | 2680.4065 | 476.3306 | 519.2154 | 259.3645 | 3935.3171 | 13782.5605 | 0 | 13782.5605 | 1204.2645 | 0 | 52145.3186 | 0 | 52145.3186 | 0 | 10380.4238 | 0
4491 | Commercial | CrtNgs112 | Energy Star Servers | 4346.3793 | 2211.8316 | 82.5278 | 13458.0518 | 14375.8632 | 3428.5679 | 2294.3594 | 2680.4065 | 476.3306 | 519.2154 | 259.3645 | 3935.3171 | 13782.5605 | 0 | 13782.5605 | 1204.2645 | 0 | 52145.3186 | 0 | 52145.3186 | 0 | 10380.4238 | 0
4492 | Commercial | CrtTgs112 | Energy Star Servers | 4346.3793 | 2211.8316 | 82.5278 | 13458.0518 | 14375.8632 | 3428.5679 | 2294.3594 | 2680.4065 | 476.3306 | 519.2154 | 259.3645 | 3935.3171 | 13782.5605 | 0 | 13782.5605 | 1204.2645 | 0 | 52145.3186 | 0 | 52145.3186 | 0 | 10380.4238 | 0
4493 | Commercial | CscNgs112 | Energy Star Servers | 4346.3793 | 2211.8316 | 82.5278 | 13458.0518 | 14375.8632 | 3428.5679 | 2294.3594 | 2680.4065 | 476.3306 | 519.2154 | 259.3645 | 3935.3171 | 13782.5605 | 0 | 13782.5605 | 1204.2645 | 0 | 52145.3186 | 0 | 52145.3186 | 0 | 10380.4238 | 0
4494 | Commercial | CscTgs112 | Energy Star Servers | 4346.3793 | 2211.8316 | 82.5278 | 13458.0518 | 14375.8632 | 3428.5679 | 2294.3594 | 2680.4065 | 476.3306 | 519.2154 | 259.3645 | 3935.3171 | 13782.5605 | 0 | 13782.5605 | 1204.2645 | 0 | 52145.3186 | 0 | 52145.3186 | 0 | 10380.4238 | 0
4495 | Commercial | CheEgs116 | Smart Strip Plug Outlet | 4346.0113 | 2211.6443 | 82.5208 | 13456.9123 | 14374.646 | 3428.2776 | 2294.1652 | 2680.1796 | 476.2903 | 519.1714 | 259.3425 | 3934.9838 | 13796.0267 | 0 | 13796.0267 | 1906.7521 | 0 | 52196.2671 | 0 | 52196.2671 | 0 | 16876.2681 | 0
4496 | Commercial | CheNgs116 | Smart Strip Plug Outlet | 4346.0113 | 2211.6443 | 82.5208 | 13456.9123 | 14374.646 | 3428.2776 | 2294.1652 | 2680.1796 | 476.2903 | 519.1714 | 259.3425 | 3934.9838 | 13796.0267 | 0 | 13796.0267 | 1906.7521 | 0 | 52196.2671 | 0 | 52196.2671 | 0 | 16876.2681 | 0
4497 | Commercial | ChoEgs116 | Smart Strip Plug Outlet | 4346.0113 | 2211.6443 | 82.5208 | 13456.9123 | 14374.646 | 3428.2776 | 2294.1652 | 2680.1796 | 476.2903 | 519.1714 | 259.3425 | 3934.9838 | 13796.0267 | 0 | 13796.0267 | 1906.7521 | 0 | 52196.2671 | 0 | 52196.2671 | 0 | 15392.0343 | 0
4498 | Commercial | ChoNgs116 | Smart Strip Plug Outlet | 4346.0113 | 2211.6443 | 82.5208 | 13456.9123 | 14374.646 | 3428.2776 | 2294.1652 | 2680.1796 | 476.2903 | 519.1714 | 259.3425 | 3934.9838 | 13796.0267 | 0 | 13796.0267 | 1906.7521 | 0 | 52196.2671 | 0 | 52196.2671 | 0 | 15392.0343 | 0
4499 | Commercial | CinEgs116 | Smart Strip Plug Outlet | 3871.2268 | 1970.0309 | 73.5058 | 11986.7978 | 12804.2727 | 3053.7518 | 2043.5367 | 2387.3806 | 424.2575 | 462.454 | 231.0104 | 3505.1024 | 13796.0267 | 0 | 13796.0267 | 1906.7521 | 0 | 52196.2671 | 0 | 52196.2671 | 0 | 18486.9339 | 0
4500 | Commercial | CinNgs116 | Smart Strip Plug Outlet | 3871.2268 | 1970.0309 | 73.5058 | 11986.7978 | 12804.2727 | 3053.7518 | 2043.5367 | 2387.3806 | 424.2575 | 462.454 | 231.0104 | 3505.1024 | 13796.0267 | 0 | 13796.0267 | 1906.7521 | 0 | 52196.2671 | 0 | 52196.2671 | 0 | 18486.9339 | 0
4501 | Commercial | CloEgs116 | Smart Strip Plug Outlet | 4346.0113 | 2211.6443 | 82.5208 | 13456.9123 | 14374.646 | 3428.2776 | 2294.1652 | 2680.1796 | 476.2903 | 519.1714 | 259.3425 | 3934.9838 | 13796.0267 | 0 | 13796.0267 | 1906.7521 | 0 | 52196.2671 | 0 | 52196.2671 | 0 | 20553.4022 | 0
4502 | Commercial | CloNgs116 | Smart Strip Plug Outlet | 4346.0113 | 2211.6443 | 82.5208 | 13456.9123 | 14374.646 | 3428.2776 | 2294.1652 | 2680.1796 | 476.2903 | 519.1714 | 259.3425 | 3934.9838 | 13796.0267 | 0 | 13796.0267 | 1906.7521 | 0 | 52196.2671 | 0 | 52196.2671 | 0 | 20553.4022 | 0
4503 | Commercial | CmiEgs116 | Smart Strip Plug Outlet | 3871.2268 | 1970.0309 | 73.5058 | 11986.7978 | 12804.2727 | 3053.7518 | 2043.5367 | 2387.3806 | 424.2575 | 462.454 | 231.0104 | 3505.1024 | 13796.0267 | 0 | 13796.0267 | 1906.7521 | 0 | 52196.2671 | 0 | 52196.2671 | 0 | 15145.4902 | 0
4504 | Commercial | CmiNgs116 | Smart Strip Plug Outlet | 3871.2268 | 1970.0309 | 73.5058 | 11986.7978 | 12804.2727 | 3053.7518 | 2043.5367 | 2387.3806 | 424.2575 | 462.454 | 231.0104 | 3505.1024 | 13796.0267 | 0 | 13796.0267 | 1906.7521 | 0 | 52196.2671 | 0 | 52196.2671 | 0 | 15145.4902 | 0
4505 | Commercial | CscEgs116 | Smart Strip Plug Outlet | 4346.0113 | 2211.6443 | 82.5208 | 13456.9123 | 14374.646 | 3428.2776 | 2294.1652 | 2680.1796 | 476.2903 | 519.1714 | 259.3425 | 3934.9838 | 13796.0267 | 0 | 13796.0267 | 1906.7521 | 0 | 52196.2671 | 0 | 52196.2671 | 0 | 16752.6829 | 0
4506 | Commercial | CscNgs116 | Smart Strip Plug Outlet | 4346.0113 | 2211.6443 | 82.5208 | 13456.9123 | 14374.646 | 3428.2776 | 2294.1652 | 2680.1796 | 476.2903 | 519.1714 | 259.3425 | 3934.9838 | 13796.0267 | 0 | 13796.0267 | 1906.7521 | 0 | 52196.2671 | 0 | 52196.2671 | 0 | 16752.6829 | 0
4507 | Commercial | CinNgs119 | ENERGY STAR Water Cooler | 4794.2554 | 2439.7516 | 91.032 | 14102.1151 | 15063.8503 | 3832.5202 | 2530.7835 | 2932.8917 | 524.7838 | 568.1221 | 285.7475 | 4311.545 | 11904.6691 | 0 | 11904.6691 | 3808.855 | 0 | 44626.7677 | 0 | 44626.7677 | 0 | 10559.3125 | 0
4508 | Commercial | CinTgs119 | ENERGY STAR Water Cooler | 4794.2554 | 2439.7516 | 91.032 | 14102.1151 | 15063.8503 | 3832.5202 | 2530.7835 | 2932.8917 | 524.7838 | 568.1221 | 285.7475 | 4311.545 | 11904.6691 | 0 | 11904.6691 | 3808.855 | 0 | 44626.7677 | 0 | 44626.7677 | 0 | 10559.3125 | 0
4509 | Commercial | CofNgs119 | ENERGY STAR Water Cooler | 4794.2554 | 2439.7516 | 91.032 | 14102.1151 | 15063.8503 | 3832.5202 | 2530.7835 | 2932.8917 | 524.7838 | 568.1221 | 285.7475 | 4311.545 | 11904.6691 | 0 | 11904.6691 | 3808.855 | 0 | 44626.7677 | 0 | 44626.7677 | 0 | 10559.3125 | 0
4510 | Commercial | CofTgs119 | ENERGY STAR Water Cooler | 4794.2554 | 2439.7516 | 91.032 | 14102.1151 | 15063.8503 | 3832.5202 | 2530.7835 | 2932.8917 | 524.7838 | 568.1221 | 285.7475 | 4311.545 | 11904.6691 | 0 | 11904.6691 | 3808.855 | 0 | 44626.7677 | 0 | 44626.7677 | 0 | 10559.3125 | 0
4511 | Commercial | CgrEgs307 | Facility Energy Management System | 4185.3359 | 2129.8781 | 79.47 | 12959.3998 | 13843.2042 | 3301.5315 | 2209.3481 | 2581.0913 | 458.6815 | 499.9773 | 249.7544 | 3789.5045 | 8175.9495 | 0 | 8175.9495 | 417.2665 | 0 | 29741.2305 | 0 | 29741.2305 | 0 | 2657.4942 | 0
4512 | Commercial | CgrNgs307 | Facility Energy Management System | 4185.3359 | 2129.8781 | 79.47 | 12959.3998 | 13843.2042 | 3301.5315 | 2209.3481 | 2581.0913 | 458.6815 | 499.9773 | 249.7544 | 3789.5045 | 8175.9495 | 0 | 8175.9495 | 417.2665 | 0 | 29741.2305 | 0 | 29741.2305 | 0 | 2657.4942 | 0
4513 | Commercial | CinEgs307 | Facility Energy Management System | 3929.9725 | 1999.9261 | 74.6212 | 12168.697 | 12998.5771 | 3100.0924 | 2074.5473 | 2423.609 | 430.6956 | 469.4717 | 234.5159 | 3558.2922 | 10007.5571 | 0 | 10007.5571 | 417.2665 | 0 | 37030.1038 | 0 | 37030.1038 | 0 | 7179.8185 | 0
4514 | Commercial | CinNgs307 | Facility Energy Management System | 3929.9725 | 1999.9261 | 74.6212 | 12168.697 | 12998.5771 | 3100.0924 | 2074.5473 | 2423.609 | 430.6956 | 469.4717 | 234.5159 | 3558.2922 | 10007.5571 | 0 | 10007.5571 | 417.2665 | 0 | 37030.1038 | 0 | 37030.1038 | 0 | 7179.8185 | 0
4515 | Commercial | CreEgs307 | Facility Energy Management System | 4185.3359 | 2129.8781 | 79.47 | 12959.3998 | 13843.2042 | 3301.5315 | 2209.3481 | 2581.0913 | 458.6815 | 499.9773 | 249.7544 | 3789.5045 | 8175.9495 | 0 | 8175.9495 | 417.2665 | 0 | 29741.2305 | 0 | 29741.2305 | 0 | 2749.6059 | 0
4516 | Commercial | CreNgs307 | Facility Energy Management System | 4185.3359 | 2129.8781 | 79.47 | 12959.3998 | 13843.2042 | 3301.5315 | 2209.3481 | 2581.0913 | 458.6815 | 499.9773 | 249.7544 | 3789.5045 | 8175.9495 | 0 | 8175.9495 | 417.2665 | 0 | 29741.2305 | 0 | 29741.2305 | 0 | 2749.6059 | 0
4517 | Commercial | CgrEgs309 | Programmable Thermostat | 5395.4642 | 2745.7011 | 102.4475 | 16706.4195 | 17845.7629 | 4256.1208 | 2848.1486 | 3327.3758 | 591.3025 | 644.5383 | 321.9672 | 4885.1839 | 5496.7553 | 0 | 5496.7553 | 901.5352 | 0 | 19446.3103 | 0 | 19446.3103 | 0 | 4571.3776 | 0
4518 | Commercial | CgrNgs309 | Programmable Thermostat | 5395.4642 | 2745.7011 | 102.4475 | 16706.4195 | 17845.7629 | 4256.1208 | 2848.1486 | 3327.3758 | 591.3025 | 644.5383 | 321.9672 | 4885.1839 | 5496.7553 | 0 | 5496.7553 | 901.5352 | 0 | 19446.3103 | 0 | 19446.3103 | 0 | 4571.3776 | 0
4519 | Commercial | CgrEgs310 | Smart Thermostat | 5395.4642 | 2745.7011 | 102.4475 | 16706.4195 | 17845.7629 | 4256.1208 | 2848.1486 | 3327.3758 | 591.3025 | 644.5383 | 321.9672 | 4885.1839 | 5496.7553 | 0 | 5496.7553 | 521.3698 | 0 | 19446.3103 | 0 | 19446.3103 | 0 | 2576.8369 | 0
4520 | Commercial | CgrNgs310 | Smart Thermostat | 5395.4642 | 2745.7011 | 102.4475 | 16706.4195 | 17845.7629 | 4256.1208 | 2848.1486 | 3327.3758 | 591.3025 | 644.5383 | 321.9672 | 4885.1839 | 5496.7553 | 0 | 5496.7553 | 521.3698 | 0 | 19446.3103 | 0 | 19446.3103 | 0 | 2576.8369 | 0
4521 | Commercial | CreEgs310 | Smart Thermostat | 5395.4642 | 2745.7011 | 102.4475 | 16706.4195 | 17845.7629 | 4256.1208 | 2848.1486 | 3327.3758 | 591.3025 | 644.5383 | 321.9672 | 4885.1839 | 5496.7553 | 0 | 5496.7553 | 521.3698 | 0 | 19446.3103 | 0 | 19446.3103 | 0 | 3091.1969 | 0
4522 | Commercial | CreNgs310 | Smart Thermostat | 5395.4642 | 2745.7011 | 102.4475 | 16706.4195 | 17845.7629 | 4256.1208 | 2848.1486 | 3327.3758 | 591.3025 | 644.5383 | 321.9672 | 4885.1839 | 5496.7553 | 0 | 5496.7553 | 521.3698 | 0 | 19446.3103 | 0 | 19446.3103 | 0 | 3091.1969 | 0
4523 | Commercial | CheEgs312 | HVAC tune-up | 3977.7776 | 2024.2537 | 75.5289 | 12243.6357 | 13078.6265 | 3142.7869 | 2099.7826 | 2450.8366 | 435.8749 | 474.7458 | 237.3361 | 3598.7934 | 6217.1675 | 0 | 6217.1675 | 1710.9354 | 0 | 22097.5139 | 0 | 22097.5139 | 0 | 7176.8677 | 0
4524 | Commercial | CheNgs312 | HVAC tune-up | 3977.7776 | 2024.2537 | 75.5289 | 12243.6357 | 13078.6265 | 3142.7869 | 2099.7826 | 2450.8366 | 435.8749 | 474.7458 | 237.3361 | 3598.7934 | 6217.1675 | 0 | 6217.1675 | 1710.9354 | 0 | 22097.5139 | 0 | 22097.5139 | 0 | 7176.8677 | 0
4525 | Commercial | ChoEgs312 | HVAC tune-up | 4126.6239 | 2100.0002 | 78.3552 | 12701.786 | 13568.0216 | 3260.3883 | 2178.3553 | 2542.5456 | 452.1851 | 492.5105 | 246.2171 | 3733.4583 | 5796.3833 | 0 | 5796.3833 | 1710.9354 | 0 | 20535.862 | 0 | 20535.862 | 0 | 7041.0337 | 0
4526 | Commercial | ChoNgs312 | HVAC tune-up | 4126.6239 | 2100.0002 | 78.3552 | 12701.786 | 13568.0216 | 3260.3883 | 2178.3553 | 2542.5456 | 452.1851 | 492.5105 | 246.2171 | 3733.4583 | 5796.3833 | 0 | 5796.3833 | 1710.9354 | 0 | 20535.862 | 0 | 20535.862 | 0 | 7041.0337 | 0
4527 | Commercial | CloEgs312 | HVAC tune-up | 3977.7776 | 2024.2537 | 75.5289 | 12243.6357 | 13078.6265 | 3142.7869 | 2099.7826 | 2450.8366 | 435.8749 | 474.7458 | 237.3361 | 3598.7934 | 6217.1675 | 0 | 6217.1675 | 1710.9354 | 0 | 22097.5139 | 0 | 22097.5139 | 0 | 9453.9188 | 0
4528 | Commercial | CloNgs312 | HVAC tune-up | 3977.7776 | 2024.2537 | 75.5289 | 12243.6357 | 13078.6265 | 3142.7869 | 2099.7826 | 2450.8366 | 435.8749 | 474.7458 | 237.3361 | 3598.7934 | 6217.1675 | 0 | 6217.1675 | 1710.9354 | 0 | 22097.5139 | 0 | 22097.5139 | 0 | 9453.9188 | 0
4529 | Commercial | CreEgs312 | HVAC tune-up | 4019.4401 | 2045.4553 | 76.32 | 12371.8732 | 13215.6095 | 3175.7038 | 2121.7753 | 2476.5062 | 440.4401 | 479.7182 | 239.8219 | 3636.4864 | 10524.2353 | 0 | 10524.2353 | 1710.9354 | 0 | 39093.0079 | 0 | 39093.0079 | 0 | 17048.8155 | 0
4530 | Commercial | CreNgs312 | HVAC tune-up | 4019.4401 | 2045.4553 | 76.32 | 12371.8732 | 13215.6095 | 3175.7038 | 2121.7753 | 2476.5062 | 440.4401 | 479.7182 | 239.8219 | 3636.4864 | 10524.2353 | 0 | 10524.2353 | 1710.9354 | 0 | 39093.0079 | 0 | 39093.0079 | 0 | 17048.8155 | 0
4531 | Commercial | CheEgs313 | HVAC tune-up_RTU | 3954.1745 | 2012.2423 | 75.0807 | 12243.6357 | 13078.6265 | 3119.1838 | 2087.323 | 2438.5343 | 433.3479 | 472.3629 | 235.9602 | 3580.2053 | 6217.1675 | 0 | 6217.1675 | 989.4566 | 0 | 22097.5139 | 0 | 22097.5139 | 0 | 9569.1567 | 0
4532 | Commercial | CheNgs313 | HVAC tune-up_RTU | 3954.1745 | 2012.2423 | 75.0807 | 12243.6357 | 13078.6265 | 3119.1838 | 2087.323 | 2438.5343 | 433.3479 | 472.3629 | 235.9602 | 3580.2053 | 6217.1675 | 0 | 6217.1675 | 989.4566 | 0 | 22097.5139 | 0 | 22097.5139 | 0 | 9569.1567 | 0
4533 | Commercial | ChoEgs313 | HVAC tune-up_RTU | 4102.1376 | 2087.5393 | 77.8902 | 12701.786 | 13568.0216 | 3235.9019 | 2165.4295 | 2529.783 | 449.5636 | 490.0385 | 244.7897 | 3714.1747 | 5796.3833 | 0 | 5796.3833 | 989.4566 | 0 | 20535.862 | 0 | 20535.862 | 0 | 9388.0453 | 0
4534 | Commercial | ChoNgs313 | HVAC tune-up_RTU | 4102.1376 | 2087.5393 | 77.8902 | 12701.786 | 13568.0216 | 3235.9019 | 2165.4295 | 2529.783 | 449.5636 | 490.0385 | 244.7897 | 3714.1747 | 5796.3833 | 0 | 5796.3833 | 989.4566 | 0 | 20535.862 | 0 | 20535.862 | 0 | 9388.0453 | 0
4535 | Commercial | CofEgs319 | Duct Sealing Repair | 6622.1029 | 3369.926 | 125.7386 | 19478.657 | 20807.0613 | 5293.6986 | 3495.6646 | 4051.0796 | 724.8617 | 784.7231 | 394.6909 | 5955.3554 | 10605.0236 | 0 | 10605.0236 | 721.5234 | 0 | 39393.1017 | 0 | 39393.1017 | 0 | 3903.5802 | 0
4536 | Commercial | CreEgs319 | Duct Sealing Repair | 6622.1029 | 3369.926 | 125.7386 | 19478.657 | 20807.0613 | 5293.6986 | 3495.6646 | 4051.0796 | 724.8617 | 784.7231 | 394.6909 | 5955.3554 | 10605.0236 | 0 | 10605.0236 | 721.5234 | 0 | 39393.1017 | 0 | 39393.1017 | 0 | 1703.3892 | 0
4537 | Commercial | CasNgs322 | High Efficiency PTAC | 4075.1171 | 2073.7888 | 77.3772 | 11986.7978 | 12804.2727 | 3257.6422 | 2151.166 | 2492.9579 | 446.0662 | 482.9038 | 242.8853 | 3664.8133 | 4475.9214 | 0 | 4475.9214 | 660.672 | 0 | 15600.1194 | 0 | 15600.1194 | 0 | 2360.4283 | 0
4538 | Commercial | CasTgs322 | High Efficiency PTAC | 4075.1171 | 2073.7888 | 77.3772 | 11986.7978 | 12804.2727 | 3257.6422 | 2151.166 | 2492.9579 | 446.0662 | 482.9038 | 242.8853 | 3664.8133 | 4475.9214 | 0 | 4475.9214 | 660.672 | 0 | 15600.1194 | 0 | 15600.1194 | 0 | 2360.4283 | 0
4539 | Commercial | CcoNgs322 | High Efficiency PTAC | 4075.1171 | 2073.7888 | 77.3772 | 11986.7978 | 12804.2727 | 3257.6422 | 2151.166 | 2492.9579 | 446.0662 | 482.9038 | 242.8853 | 3664.8133 | 7514.0017 | 0 | 7514.0017 | 660.672 | 0 | 27172.8771 | 0 | 27172.8771 | 0 | 3706.0056 | 0
4540 | Commercial | CcoTgs322 | High Efficiency PTAC | 4075.1171 | 2073.7888 | 77.3772 | 11986.7978 | 12804.2727 | 3257.6422 | 2151.166 | 2492.9579 | 446.0662 | 482.9038 | 242.8853 | 3664.8133 | 7514.0017 | 0 | 7514.0017 | 660.672 | 0 | 27172.8771 | 0 | 27172.8771 | 0 | 3706.0056 | 0
4541 | Commercial | CheNgs322 | High Efficiency PTAC | 4075.1171 | 2073.7888 | 77.3772 | 11986.7978 | 12804.2727 | 3257.6422 | 2151.166 | 2492.9579 | 446.0662 | 482.9038 | 242.8853 | 3664.8133 | 4475.9214 | 0 | 4475.9214 | 660.672 | 0 | 15600.1194 | 0 | 15600.1194 | 0 | 1084.7679 | 0
4542 | Commercial | CheTgs322 | High Efficiency PTAC | 4075.1171 | 2073.7888 | 77.3772 | 11986.7978 | 12804.2727 | 3257.6422 | 2151.166 | 2492.9579 | 446.0662 | 482.9038 | 242.8853 | 3664.8133 | 4475.9214 | 0 | 4475.9214 | 660.672 | 0 | 15600.1194 | 0 | 15600.1194 | 0 | 1084.7679 | 0
4543 | Commercial | ChoNgs322 | High Efficiency PTAC | 4075.1171 | 2073.7888 | 77.3772 | 11986.7978 | 12804.2727 | 3257.6422 | 2151.166 | 2492.9579 | 446.0662 | 482.9038 | 242.8853 | 3664.8133 | 7514.0017 | 0 | 7514.0017 | 660.672 | 0 | 27172.8771 | 0 | 27172.8771 | 0 | 1994.695 | 0
4544 | Commercial | ChoTgs322 | High Efficiency PTAC | 4075.1171 | 2073.7888 | 77.3772 | 11986.7978 | 12804.2727 | 3257.6422 | 2151.166 | 2492.9579 | 446.0662 | 482.9038 | 242.8853 | 3664.8133 | 7514.0017 | 0 | 7514.0017 | 660.672 | 0 | 27172.8771 | 0 | 27172.8771 | 0 | 1994.695 | 0
4545 | Commercial | CloNgs322 | High Efficiency PTAC | 4075.1171 | 2073.7888 | 77.3772 | 11986.7978 | 12804.2727 | 3257.6422 | 2151.166 | 2492.9579 | 446.0662 | 482.9038 | 242.8853 | 3664.8133 | 4475.9214 | 0 | 4475.9214 | 660.672 | 0 | 15600.1194 | 0 | 15600.1194 | 0 | 1428.9393 | 0
4546 | Commercial | CloTgs322 | High Efficiency PTAC | 4075.1171 | 2073.7888 | 77.3772 | 11986.7978 | 12804.2727 | 3257.6422 | 2151.166 | 2492.9579 | 446.0662 | 482.9038 | 242.8853 | 3664.8133 | 4475.9214 | 0 | 4475.9214 | 660.672 | 0 | 15600.1194 | 0 | 15600.1194 | 0 | 1428.9393 | 0
4547 | Commercial | CofNgs322 | High Efficiency PTAC | 4075.1171 | 2073.7888 | 77.3772 | 11986.7978 | 12804.2727 | 3257.6422 | 2151.166 | 2492.9579 | 446.0662 | 482.9038 | 242.8853 | 3664.8133 | 5315.137 | 0 | 5315.137 | 660.672 | 0 | 18747.5662 | 0 | 18747.5662 | 0 | 2520.407 | 0
4548 | Commercial | CofTgs322 | High Efficiency PTAC | 4075.1171 | 2073.7888 | 77.3772 | 11986.7978 | 12804.2727 | 3257.6422 | 2151.166 | 2492.9579 | 446.0662 | 482.9038 | 242.8853 | 3664.8133 | 5315.137 | 0 | 5315.137 | 660.672 | 0 | 18747.5662 | 0 | 18747.5662 | 0 | 2520.407 | 0
4549 | Commercial | CreNgs322 | High Efficiency PTAC | 4075.1171 | 2073.7888 | 77.3772 | 11986.7978 | 12804.2727 | 3257.6422 | 2151.166 | 2492.9579 | 446.0662 | 482.9038 | 242.8853 | 3664.8133 | 4475.9214 | 0 | 4475.9214 | 660.672 | 0 | 15600.1194 | 0 | 15600.1194 | 0 | 1456.6005 | 0
4550 | Commercial | CreTgs322 | High Efficiency PTAC | 4075.1171 | 2073.7888 | 77.3772 | 11986.7978 | 12804.2727 | 3257.6422 | 2151.166 | 2492.9579 | 446.0662 | 482.9038 | 242.8853 | 3664.8133 | 4475.9214 | 0 | 4475.9214 | 660.672 | 0 | 15600.1194 | 0 | 15600.1194 | 0 | 1456.6005 | 0
4551 | Commercial | CrtNgs322 | High Efficiency PTAC | 4075.1171 | 2073.7888 | 77.3772 | 11986.7978 | 12804.2727 | 3257.6422 | 2151.166 | 2492.9579 | 446.0662 | 482.9038 | 242.8853 | 3664.8133 | 4475.9214 | 0 | 4475.9214 | 660.672 | 0 | 15600.1194 | 0 | 15600.1194 | 0 | 1858.4817 | 0
4552 | Commercial | CrtTgs322 | High Efficiency PTAC | 4075.1171 | 2073.7888 | 77.3772 | 11986.7978 | 12804.2727 | 3257.6422 | 2151.166 | 2492.9579 | 446.0662 | 482.9038 | 242.8853 | 3664.8133 | 4475.9214 | 0 | 4475.9214 | 660.672 | 0 | 15600.1194 | 0 | 15600.1194 | 0 | 1858.4817 | 0
4553 | Commercial | CscNgs322 | High Efficiency PTAC | 4075.1171 | 2073.7888 | 77.3772 | 11986.7978 | 12804.2727 | 3257.6422 | 2151.166 | 2492.9579 | 446.0662 | 482.9038 | 242.8853 | 3664.8133 | 4475.9214 | 0 | 4475.9214 | 660.672 | 0 | 15600.1194 | 0 | 15600.1194 | 0 | 2137.9624 | 0
4554 | Commercial | CscTgs322 | High Efficiency PTAC | 4075.1171 | 2073.7888 | 77.3772 | 11986.7978 | 12804.2727 | 3257.6422 | 2151.166 | 2492.9579 | 446.0662 | 482.9038 | 242.8853 | 3664.8133 | 4475.9214 | 0 | 4475.9214 | 660.672 | 0 | 15600.1194 | 0 | 15600.1194 | 0 | 2137.9624 | 0
4555 | Commercial | CasNgs323 | High Efficiency PTHP | 3894.5864 | 1981.9184 | 73.9493 | 11987.5723 | 12805.1 | 3077.0586 | 2055.8677 | 2399.5798 | 426.759 | 464.817 | 232.3724 | 3523.5282 | 4477.2289 | 0 | 4477.2289 | 721.5234 | 0 | 15604.6765 | 0 | 15604.6765 | 0 | 2352.7561 | 0
4556 | Commercial | CasTgs323 | High Efficiency PTHP | 3894.5864 | 1981.9184 | 73.9493 | 11987.5723 | 12805.1 | 3077.0586 | 2055.8677 | 2399.5798 | 426.759 | 464.817 | 232.3724 | 3523.5282 | 4477.2289 | 0 | 4477.2289 | 721.5234 | 0 | 15604.6765 | 0 | 15604.6765 | 0 | 2352.7561 | 0
4557 | Commercial | CcoNgs323 | High Efficiency PTHP | 4102.1335 | 2087.5372 | 77.8901 | 12626.4042 | 13487.4989 | 3241.0387 | 2165.4274 | 2527.4563 | 449.5015 | 489.5876 | 244.7558 | 3711.3012 | 7543.6628 | 0 | 7543.6628 | 721.5234 | 0 | 27280.1404 | 0 | 27280.1404 | 0 | 3708.754 | 0
4558 | Commercial | CcoTgs323 | High Efficiency PTHP | 4102.1335 | 2087.5372 | 77.8901 | 12626.4042 | 13487.4989 | 3241.0387 | 2165.4274 | 2527.4563 | 449.5015 | 489.5876 | 244.7558 | 3711.3012 | 7543.6628 | 0 | 7543.6628 | 721.5234 | 0 | 27280.1404 | 0 | 27280.1404 | 0 | 3708.754 | 0
4559 | Commercial | CheNgs323 | High Efficiency PTHP | 3894.5864 | 1981.9184 | 73.9493 | 11987.5723 | 12805.1 | 3077.0586 | 2055.8677 | 2399.5798 | 426.759 | 464.817 | 232.3724 | 3523.5282 | 4477.2289 | 0 | 4477.2289 | 721.5234 | 0 | 15604.6765 | 0 | 15604.6765 | 0 | 1082.3129 | 0
4560 | Commercial | CheTgs323 | High Efficiency PTHP | 3894.5864 | 1981.9184 | 73.9493 | 11987.5723 | 12805.1 | 3077.0586 | 2055.8677 | 2399.5798 | 426.759 | 464.817 | 232.3724 | 3523.5282 | 4477.2289 | 0 | 4477.2289 | 721.5234 | 0 | 15604.6765 | 0 | 15604.6765 | 0 | 1082.3129 | 0
4561 | Commercial | ChoNgs323 | High Efficiency PTHP | 4102.1335 | 2087.5372 | 77.8901 | 12626.4042 | 13487.4989 | 3241.0387 | 2165.4274 | 2527.4563 | 449.5015 | 489.5876 | 244.7558 | 3711.3012 | 7543.6628 | 0 | 7543.6628 | 721.5234 | 0 | 27280.1404 | 0 | 27280.1404 | 0 | 1996.428 | 0
4562 | Commercial | ChoTgs323 | High Efficiency PTHP | 4102.1335 | 2087.5372 | 77.8901 | 12626.4042 | 13487.4989 | 3241.0387 | 2165.4274 | 2527.4563 | 449.5015 | 489.5876 | 244.7558 | 3711.3012 | 7543.6628 | 0 | 7543.6628 | 721.5234 | 0 | 27280.1404 | 0 | 27280.1404 | 0 | 1996.428 | 0
4563 | Commercial | CloNgs323 | High Efficiency PTHP | 3894.5864 | 1981.9184 | 73.9493 | 11987.5723 | 12805.1 | 3077.0586 | 2055.8677 | 2399.5798 | 426.759 | 464.817 | 232.3724 | 3523.5282 | 4477.2289 | 0 | 4477.2289 | 721.5234 | 0 | 15604.6765 | 0 | 15604.6765 | 0 | 1426.1166 | 0
4564 | Commercial | CloTgs323 | High Efficiency PTHP | 3894.5864 | 1981.9184 | 73.9493 | 11987.5723 | 12805.1 | 3077.0586 | 2055.8677 | 2399.5798 | 426.759 | 464.817 | 232.3724 | 3523.5282 | 4477.2289 | 0 | 4477.2289 | 721.5234 | 0 | 15604.6765 | 0 | 15604.6765 | 0 | 1426.1166 | 0
4565 | Commercial | CofNgs323 | High Efficiency PTHP | 3894.5864 | 1981.9184 | 73.9493 | 11987.5723 | 12805.1 | 3077.0586 | 2055.8677 | 2399.5798 | 426.759 | 464.817 | 232.3724 | 3523.5282 | 4477.2289 | 0 | 4477.2289 | 721.5234 | 0 | 15604.6765 | 0 | 15604.6765 | 0 | 2094.018 | 0
4566 | Commercial | CofTgs323 | High Efficiency PTHP | 3894.5864 | 1981.9184 | 73.9493 | 11987.5723 | 12805.1 | 3077.0586 | 2055.8677 | 2399.5798 | 426.759 | 464.817 | 232.3724 | 3523.5282 | 4477.2289 | 0 | 4477.2289 | 721.5234 | 0 | 15604.6765 | 0 | 15604.6765 | 0 | 2094.018 | 0
4567 | Commercial | CreNgs323 | High Efficiency PTHP | 3894.5864 | 1981.9184 | 73.9493 | 11987.5723 | 12805.1 | 3077.0586 | 2055.8677 | 2399.5798 | 426.759 | 464.817 | 232.3724 | 3523.5282 | 4477.2289 | 0 | 4477.2289 | 721.5234 | 0 | 15604.6765 | 0 | 15604.6765 | 0 | 1445.3357 | 0
4568 | Commercial | CreTgs323 | High Efficiency PTHP | 3894.5864 | 1981.9184 | 73.9493 | 11987.5723 | 12805.1 | 3077.0586 | 2055.8677 | 2399.5798 | 426.759 | 464.817 | 232.3724 | 3523.5282 | 4477.2289 | 0 | 4477.2289 | 721.5234 | 0 | 15604.6765 | 0 | 15604.6765 | 0 | 1445.3357 | 0
4569 | Commercial | CrtNgs323 | High Efficiency PTHP | 3894.5864 | 1981.9184 | 73.9493 | 11987.5723 | 12805.1 | 3077.0586 | 2055.8677 | 2399.5798 | 426.759 | 464.817 | 232.3724 | 3523.5282 | 4477.2289 | 0 | 4477.2289 | 721.5234 | 0 | 15604.6765 | 0 | 15604.6765 | 0 | 1847.075 | 0
4570 | Commercial | CrtTgs323 | High Efficiency PTHP | 3894.5864 | 1981.9184 | 73.9493 | 11987.5723 | 12805.1 | 3077.0586 | 2055.8677 | 2399.5798 | 426.759 | 464.817 | 232.3724 | 3523.5282 | 4477.2289 | 0 | 4477.2289 | 721.5234 | 0 | 15604.6765 | 0 | 15604.6765 | 0 | 1847.075 | 0
4571 | Commercial | CscNgs323 | High Efficiency PTHP | 3894.5864 | 1981.9184 | 73.9493 | 11987.5723 | 12805.1 | 3077.0586 | 2055.8677 | 2399.5798 | 426.759 | 464.817 | 232.3724 | 3523.5282 | 4477.2289 | 0 | 4477.2289 | 721.5234 | 0 | 15604.6765 | 0 | 15604.6765 | 0 | 2124.0371 | 0
4572 | Commercial | CscTgs323 | High Efficiency PTHP | 3894.5864 | 1981.9184 | 73.9493 | 11987.5723 | 12805.1 | 3077.0586 | 2055.8677 | 2399.5798 | 426.759 | 464.817 | 232.3724 | 3523.5282 | 4477.2289 | 0 | 4477.2289 | 721.5234 | 0 | 15604.6765 | 0 | 15604.6765 | 0 | 2124.0371 | 0
4573 | Commercial | CasNgs408 | LED Parking Lighting | 0 | 0 | 0 | 0 | 0 | 0 | 0 | 0 | 0 | 0 | 0 | 0 | 6777.5561 | 0 | 6777.5561 | 382.3619 | 0 | 26195.2405 | 0 | 26195.2405 | 0 | 1289.2765 | 0
4574 | Commercial | CasTgs408 | LED Parking Lighting | 0 | 0 | 0 | 0 | 0 | 0 | 0 | 0 | 0 | 0 | 0 | 0 | 6777.5561 | 0 | 6777.5561 | 382.3619 | 0 | 26195.2405 | 0 | 26195.2405 | 0 | 1289.2765 | 0
4575 | Commercial | CcoNgs408 | LED Parking Lighting | 0 | 0 | 0 | 0 | 0 | 0 | 0 | 0 | 0 | 0 | 0 | 0 | 6777.5561 | 0 | 6777.5561 | 382.3619 | 0 | 26195.2405 | 0 | 26195.2405 | 0 | 1289.2765 | 0
4576 | Commercial | CcoTgs408 | LED Parking Lighting | 0 | 0 | 0 | 0 | 0 | 0 | 0 | 0 | 0 | 0 | 0 | 0 | 6777.5561 | 0 | 6777.5561 | 382.3619 | 0 | 26195.2405 | 0 | 26195.2405 | 0 | 1289.2765 | 0
4577 | Commercial | CgrNgs408 | LED Parking Lighting | 0 | 0 | 0 | 0 | 0 | 0 | 0 | 0 | 0 | 0 | 0 | 0 | 6777.5561 | 0 | 6777.5561 | 382.3619 | 0 | 26195.2405 | 0 | 26195.2405 | 0 | 1289.2765 | 0
4578 | Commercial | CgrTgs408 | LED Parking Lighting | 0 | 0 | 0 | 0 | 0 | 0 | 0 | 0 | 0 | 0 | 0 | 0 | 6777.5561 | 0 | 6777.5561 | 382.3619 | 0 | 26195.2405 | 0 | 26195.2405 | 0 | 1289.2765 | 0
4579 | Commercial | CheNgs408 | LED Parking Lighting | 0 | 0 | 0 | 0 | 0 | 0 | 0 | 0 | 0 | 0 | 0 | 0 | 6777.5561 | 0 | 6777.5561 | 382.3619 | 0 | 26195.2405 | 0 | 26195.2405 | 0 | 1289.2765 | 0
4580 | Commercial | CheTgs408 | LED Parking Lighting | 0 | 0 | 0 | 0 | 0 | 0 | 0 | 0 | 0 | 0 | 0 | 0 | 6777.5561 | 0 | 6777.5561 | 382.3619 | 0 | 26195.2405 | 0 | 26195.2405 | 0 | 1289.2765 | 0
4581 | Commercial | ChoNgs408 | LED Parking Lighting | 0 | 0 | 0 | 0 | 0 | 0 | 0 | 0 | 0 | 0 | 0 | 0 | 6777.5561 | 0 | 6777.5561 | 382.3619 | 0 | 26195.2405 | 0 | 26195.2405 | 0 | 1289.2765 | 0
4582 | Commercial | ChoTgs408 | LED Parking Lighting | 0 | 0 | 0 | 0 | 0 | 0 | 0 | 0 | 0 | 0 | 0 | 0 | 6777.5561 | 0 | 6777.5561 | 382.3619 | 0 | 26195.2405 | 0 | 26195.2405 | 0 | 1289.2765 | 0
4583 | Commercial | CinNgs408 | LED Parking Lighting | 0 | 0 | 0 | 0 | 0 | 0 | 0 | 0 | 0 | 0 | 0 | 0 | 6777.5561 | 0 | 6777.5561 | 382.3619 | 0 | 26195.2405 | 0 | 26195.2405 | 0 | 1289.2765 | 0
4584 | Commercial | CinTgs408 | LED Parking Lighting | 0 | 0 | 0 | 0 | 0 | 0 | 0 | 0 | 0 | 0 | 0 | 0 | 6777.5561 | 0 | 6777.5561 | 382.3619 | 0 | 26195.2405 | 0 | 26195.2405 | 0 | 1289.2765 | 0
4585 | Commercial | CloNgs408 | LED Parking Lighting | 0 | 0 | 0 | 0 | 0 | 0 | 0 | 0 | 0 | 0 | 0 | 0 | 6777.5561 | 0 | 6777.5561 | 382.3619 | 0 | 26195.2405 | 0 | 26195.2405 | 0 | 1289.2765 | 0
4586 | Commercial | CloTgs408 | LED Parking Lighting | 0 | 0 | 0 | 0 | 0 | 0 | 0 | 0 | 0 | 0 | 0 | 0 | 6777.5561 | 0 | 6777.5561 | 382.3619 | 0 | 26195.2405 | 0 | 26195.2405 | 0 | 1289.2765 | 0
4587 | Commercial | CmiNgs408 | LED Parking Lighting | 0 | 0 | 0 | 0 | 0 | 0 | 0 | 0 | 0 | 0 | 0 | 0 | 6777.5561 | 0 | 6777.5561 | 382.3619 | 0 | 26195.2405 | 0 | 26195.2405 | 0 | 1289.2765 | 0
4588 | Commercial | CmiTgs408 | LED Parking Lighting | 0 | 0 | 0 | 0 | 0 | 0 | 0 | 0 | 0 | 0 | 0 | 0 | 6777.5561 | 0 | 6777.5561 | 382.3619 | 0 | 26195.2405 | 0 | 26195.2405 | 0 | 1289.2765 | 0
4589 | Commercial | CofNgs408 | LED Parking Lighting | 0 | 0 | 0 | 0 | 0 | 0 | 0 | 0 | 0 | 0 | 0 | 0 | 6777.5561 | 0 | 6777.5561 | 382.3619 | 0 | 26195.2405 | 0 | 26195.2405 | 0 | 1289.2765 | 0
4590 | Commercial | CofTgs408 | LED Parking Lighting | 0 | 0 | 0 | 0 | 0 | 0 | 0 | 0 | 0 | 0 | 0 | 0 | 6777.5561 | 0 | 6777.5561 | 382.3619 | 0 | 26195.2405 | 0 | 26195.2405 | 0 | 1289.2765 | 0
4591 | Commercial | CreNgs408 | LED Parking Lighting | 0 | 0 | 0 | 0 | 0 | 0 | 0 | 0 | 0 | 0 | 0 | 0 | 6777.5561 | 0 | 6777.5561 | 382.3619 | 0 | 26195.2405 | 0 | 26195.2405 | 0 | 1289.2765 | 0
4592 | Commercial | CreTgs408 | LED Parking Lighting | 0 | 0 | 0 | 0 | 0 | 0 | 0 | 0 | 0 | 0 | 0 | 0 | 6777.5561 | 0 | 6777.5561 | 382.3619 | 0 | 26195.2405 | 0 | 26195.2405 | 0 | 1289.2765 | 0
4593 | Commercial | CrtNgs408 | LED Parking Lighting | 0 | 0 | 0 | 0 | 0 | 0 | 0 | 0 | 0 | 0 | 0 | 0 | 6777.5561 | 0 | 6777.5561 | 382.3619 | 0 | 26195.2405 | 0 | 26195.2405 | 0 | 1289.2765 | 0
4594 | Commercial | CrtTgs408 | LED Parking Lighting | 0 | 0 | 0 | 0 | 0 | 0 | 0 | 0 | 0 | 0 | 0 | 0 | 6777.5561 | 0 | 6777.5561 | 382.3619 | 0 | 26195.2405 | 0 | 26195.2405 | 0 | 1289.2765 | 0
4595 | Commercial | CscNgs408 | LED Parking Lighting | 0 | 0 | 0 | 0 | 0 | 0 | 0 | 0 | 0 | 0 | 0 | 0 | 6777.5561 | 0 | 6777.5561 | 382.3619 | 0 | 26195.2405 | 0 | 26195.2405 | 0 | 1289.2765 | 0
4596 | Commercial | CscTgs408 | LED Parking Lighting | 0 | 0 | 0 | 0 | 0 | 0 | 0 | 0 | 0 | 0 | 0 | 0 | 6777.5561 | 0 | 6777.5561 | 382.3619 | 0 | 26195.2405 | 0 | 26195.2405 | 0 | 1289.2765 | 0
4597 | Commercial | CwaNgs408 | LED Parking Lighting | 0 | 0 | 0 | 0 | 0 | 0 | 0 | 0 | 0 | 0 | 0 | 0 | 6777.5561 | 0 | 6777.5561 | 382.3619 | 0 | 26195.2405 | 0 | 26195.2405 | 0 | 1289.2765 | 0
4598 | Commercial | CwaTgs408 | LED Parking Lighting | 0 | 0 | 0 | 0 | 0 | 0 | 0 | 0 | 0 | 0 | 0 | 0 | 6777.5561 | 0 | 6777.5561 | 382.3619 | 0 | 26195.2405 | 0 | 26195.2405 | 0 | 1289.2765 | 0
4599 | Commercial | CasNgs501 | CFL - 23W | 4053.2293 | 2062.6503 | 76.9616 | 12475.8767 | 13326.7058 | 3202.4002 | 2139.6119 | 2497.3248 | 444.1427 | 483.7509 | 241.838 | 3667.0563 | 8843.0717 | 0 | 8843.0717 | 1160.8607 | 0 | 32347.3179 | 0 | 32347.3179 | 0 | 2461.156 | 0
4600 | Commercial | CasTgs501 | CFL - 23W | 4053.2293 | 2062.6503 | 76.9616 | 12475.8767 | 13326.7058 | 3202.4002 | 2139.6119 | 2497.3248 | 444.1427 | 483.7509 | 241.838 | 3667.0563 | 8843.0717 | 0 | 8843.0717 | 1160.8607 | 0 | 32347.3179 | 0 | 32347.3179 | 0 | 2461.156 | 0
4601 | Commercial | CcoNgs501 | CFL - 23W | 4567.3615 | 2324.2874 | 86.7238 | 14058.3802 | 15017.1328 | 3608.6089 | 2411.0111 | 2814.0982 | 500.48 | 545.1123 | 272.5139 | 4132.2044 | 19756.5239 | 0 | 19756.5239 | 1160.8607 | 0 | 76358.9248 | 0 | 76358.9248 | 0 | 3790.6002 | 0
4602 | Commercial | CcoTgs501 | CFL - 23W | 4567.3615 | 2324.2874 | 86.7238 | 14058.3802 | 15017.1328 | 3608.6089 | 2411.0111 | 2814.0982 | 500.48 | 545.1123 | 272.5139 | 4132.2044 | 19756.5239 | 0 | 19756.5239 | 1160.8607 | 0 | 76358.9248 | 0 | 76358.9248 | 0 | 3790.6002 | 0
4603 | Commercial | CgrNgs501 | CFL - 23W | 3894.5208 | 1981.8851 | 73.9481 | 11987.3705 | 12804.8844 | 3077.0068 | 2055.8331 | 2399.5394 | 426.7518 | 464.8091 | 232.3685 | 3523.4689 | 8809.5161 | 0 | 8809.5161 | 1160.8607 | 0 | 32224.5737 | 0 | 32224.5737 | 0 | 1271.9021 | 0
4604 | Commercial | CgrTgs501 | CFL - 23W | 3894.5208 | 1981.8851 | 73.9481 | 11987.3705 | 12804.8844 | 3077.0068 | 2055.8331 | 2399.5394 | 426.7518 | 464.8091 | 232.3685 | 3523.4689 | 8809.5161 | 0 | 8809.5161 | 1160.8607 | 0 | 32224.5737 | 0 | 32224.5737 | 0 | 1271.9021 | 0
4605 | Commercial | CheNgs501 | CFL - 23W | 4053.2293 | 2062.6503 | 76.9616 | 12475.8767 | 13326.7058 | 3202.4002 | 2139.6119 | 2497.3248 | 444.1427 | 483.7509 | 241.838 | 3667.0563 | 8843.0717 | 0 | 8843.0717 | 1160.8607 | 0 | 32347.3179 | 0 | 32347.3179 | 0 | 1407.7734 | 0
4606 | Commercial | CheTgs501 | CFL - 23W | 4053.2293 | 2062.6503 | 76.9616 | 12475.8767 | 13326.7058 | 3202.4002 | 2139.6119 | 2497.3248 | 444.1427 | 483.7509 | 241.838 | 3667.0563 | 8843.0717 | 0 | 8843.0717 | 1160.8607 | 0 | 32347.3179 | 0 | 32347.3179 | 0 | 1407.7734 | 0
4607 | Commercial | ChoNgs501 | CFL - 23W | 4567.3615 | 2324.2874 | 86.7238 | 14058.3802 | 15017.1328 | 3608.6089 | 2411.0111 | 2814.0982 | 500.48 | 545.1123 | 272.5139 | 4132.2044 | 19756.5239 | 0 | 19756.5239 | 1160.8607 | 0 | 76358.9248 | 0 | 76358.9248 | 0 | 2456.4782 | 0
4608 | Commercial | ChoTgs501 | CFL - 23W | 4567.3615 | 2324.2874 | 86.7238 | 14058.3802 | 15017.1328 | 3608.6089 | 2411.0111 | 2814.0982 | 500.48 | 545.1123 | 272.5139 | 4132.2044 | 19756.5239 | 0 | 19756.5239 | 1160.8607 | 0 | 76358.9248 | 0 | 76358.9248 | 0 | 2456.4782 | 0
4609 | Commercial | CinNgs501 | CFL - 23W | 4053.2293 | 2062.6503 | 76.9616 | 12475.8767 | 13326.7058 | 3202.4002 | 2139.6119 | 2497.3248 | 444.1427 | 483.7509 | 241.838 | 3667.0563 | 8843.0717 | 0 | 8843.0717 | 1160.8607 | 0 | 32347.3179 | 0 | 32347.3179 | 0 | 2145.585 | 0
4610 | Commercial | CinTgs501 | CFL - 23W | 4053.2293 | 2062.6503 | 76.9616 | 12475.8767 | 13326.7058 | 3202.4002 | 2139.6119 | 2497.3248 | 444.1427 | 483.7509 | 241.838 | 3667.0563 | 8843.0717 | 0 | 8843.0717 | 1160.8607 | 0 | 32347.3179 | 0 | 32347.3179 | 0 | 2145.585 | 0
4611 | Commercial | CloNgs501 | CFL - 23W | 3894.5208 | 1981.8851 | 73.9481 | 11987.3705 | 12804.8844 | 3077.0068 | 2055.8331 | 2399.5394 | 426.7518 | 464.8091 | 232.3685 | 3523.4689 | 8809.5161 | 0 | 8809.5161 | 1160.8607 | 0 | 32224.5737 | 0 | 32224.5737 | 0 | 1878.3764 | 0
4612 | Commercial | CloTgs501 | CFL - 23W | 3894.5208 | 1981.8851 | 73.9481 | 11987.3705 | 12804.8844 | 3077.0068 | 2055.8331 | 2399.5394 | 426.7518 | 464.8091 | 232.3685 | 3523.4689 | 8809.5161 | 0 | 8809.5161 | 1160.8607 | 0 | 32224.5737 | 0 | 32224.5737 | 0 | 1878.3764 | 0
4613 | Commercial | CmiNgs501 | CFL - 23W | 4053.2293 | 2062.6503 | 76.9616 | 12475.8767 | 13326.7058 | 3202.4002 | 2139.6119 | 2497.3248 | 444.1427 | 483.7509 | 241.838 | 3667.0563 | 8843.0717 | 0 | 8843.0717 | 1160.8607 | 0 | 32347.3179 | 0 | 32347.3179 | 0 | 1605.7814 | 0
4614 | Commercial | CmiTgs501 | CFL - 23W | 4053.2293 | 2062.6503 | 76.9616 | 12475.8767 | 13326.7058 | 3202.4002 | 2139.6119 | 2497.3248 | 444.1427 | 483.7509 | 241.838 | 3667.0563 | 8843.0717 | 0 | 8843.0717 | 1160.8607 | 0 | 32347.3179 | 0 | 32347.3179 | 0 | 1605.7814 | 0
4615 | Commercial | CofNgs501 | CFL - 23W | 4053.2293 | 2062.6503 | 76.9616 | 12475.8767 | 13326.7058 | 3202.4002 | 2139.6119 | 2497.3248 | 444.1427 | 483.7509 | 241.838 | 3667.0563 | 8843.0717 | 0 | 8843.0717 | 1160.8607 | 0 | 32347.3179 | 0 | 32347.3179 | 0 | 2175.9251 | 0
4616 | Commercial | CofTgs501 | CFL - 23W | 4053.2293 | 2062.6503 | 76.9616 | 12475.8767 | 13326.7058 | 3202.4002 | 2139.6119 | 2497.3248 | 444.1427 | 483.7509 | 241.838 | 3667.0563 | 8843.0717 | 0 | 8843.0717 | 1160.8607 | 0 | 32347.3179 | 0 | 32347.3179 | 0 | 2175.9251 | 0
4617 | Commercial | CreNgs501 | CFL - 23W | 3894.5208 | 1981.8851 | 73.9481 | 11987.3705 | 12804.8844 | 3077.0068 | 2055.8331 | 2399.5394 | 426.7518 | 464.8091 | 232.3685 | 3523.4689 | 8809.5161 | 0 | 8809.5161 | 1160.8607 | 0 | 32224.5737 | 0 | 32224.5737 | 0 | 2100.5139 | 0
4618 | Commercial | CreTgs501 | CFL - 23W | 3894.5208 | 1981.8851 | 73.9481 | 11987.3705 | 12804.8844 | 3077.0068 | 2055.8331 | 2399.5394 | 426.7518 | 464.8091 | 232.3685 | 3523.4689 | 8809.5161 | 0 | 8809.5161 | 1160.8607 | 0 | 32224.5737 | 0 | 32224.5737 | 0 | 2100.5139 | 0
4619 | Commercial | CrtNgs501 | CFL - 23W | 3894.5208 | 1981.8851 | 73.9481 | 11987.3705 | 12804.8844 | 3077.0068 | 2055.8331 | 2399.5394 | 426.7518 | 464.8091 | 232.3685 | 3523.4689 | 8809.5161 | 0 | 8809.5161 | 1160.8607 | 0 | 32224.5737 | 0 | 32224.5737 | 0 | 1414.8124 | 0
4620 | Commercial | CrtTgs501 | CFL - 23W | 3894.5208 | 1981.8851 | 73.9481 | 11987.3705 | 12804.8844 | 3077.0068 | 2055.8331 | 2399.5394 | 426.7518 | 464.8091 | 232.3685 | 3523.4689 | 8809.5161 | 0 | 8809.5161 | 1160.8607 | 0 | 32224.5737 | 0 | 32224.5737 | 0 | 1414.8124 | 0
4621 | Commercial | CscNgs501 | CFL - 23W | 4053.2293 | 2062.6503 | 76.9616 | 12475.8767 | 13326.7058 | 3202.4002 | 2139.6119 | 2497.3248 | 444.1427 | 483.7509 | 241.838 | 3667.0563 | 8843.0717 | 0 | 8843.0717 | 1160.8607 | 0 | 32347.3179 | 0 | 32347.3179 | 0 | 2975.3193 | 0
4622 | Commercial | CscTgs501 | CFL - 23W | 4053.2293 | 2062.6503 | 76.9616 | 12475.8767 | 13326.7058 | 3202.4002 | 2139.6119 | 2497.3248 | 444.1427 | 483.7509 | 241.838 | 3667.0563 | 8843.0717 | 0 | 8843.0717 | 1160.8607 | 0 | 32347.3179 | 0 | 32347.3179 | 0 | 2975.3193 | 0
4623 | Commercial | CwaNgs501 | CFL - 23W | 4053.2293 | 2062.6503 | 76.9616 | 12475.8767 | 13326.7058 | 3202.4002 | 2139.6119 | 2497.3248 | 444.1427 | 483.7509 | 241.838 | 3667.0563 | 8843.0717 | 0 | 8843.0717 | 1160.8607 | 0 | 32347.3179 | 0 | 32347.3179 | 0 | 1851.0159 | 0
4624 | Commercial | CwaTgs501 | CFL - 23W | 4053.2293 | 2062.6503 | 76.9616 | 12475.8767 | 13326.7058 | 3202.4002 | 2139.6119 | 2497.3248 | 444.1427 | 483.7509 | 241.838 | 3667.0563 | 8843.0717 | 0 | 8843.0717 | 1160.8607 | 0 | 32347.3179 | 0 | 32347.3179 | 0 | 1851.0159 | 0
4625 | Commercial | CasNgs504 | High Bay Fluorescent (T5) | 4328.656 | 2202.8124 | 82.1913 | 13365.9847 | 14277.5173 | 3417.1233 | 2285.0037 | 2668.3326 | 474.3579 | 516.8765 | 258.2903 | 3917.8574 | 11234.8401 | 0 | 11234.8401 | 721.5234 | 0 | 41968.7275 | 0 | 41968.7275 | 0 | 8158.7362 | 0
4626 | Commercial | CasTgs504 | High Bay Fluorescent (T5) | 4328.656 | 2202.8124 | 82.1913 | 13365.9847 | 14277.5173 | 3417.1233 | 2285.0037 | 2668.3326 | 474.3579 | 516.8765 | 258.2903 | 3917.8574 | 11234.8401 | 0 | 11234.8401 | 721.5234 | 0 | 41968.7275 | 0 | 41968.7275 | 0 | 8158.7362 | 0
4627 | Commercial | CrtNgs504 | High Bay Fluorescent (T5) | 4328.656 | 2202.8124 | 82.1913 | 13365.9847 | 14277.5173 | 3417.1233 | 2285.0037 | 2668.3326 | 474.3579 | 516.8765 | 258.2903 | 3917.8574 | 11234.8401 | 0 | 11234.8401 | 721.5234 | 0 | 41968.7275 | 0 | 41968.7275 | 0 | 4707.9704 | 0
4628 | Commercial | CrtTgs504 | High Bay Fluorescent (T5) | 4328.656 | 2202.8124 | 82.1913 | 13365.9847 | 14277.5173 | 3417.1233 | 2285.0037 | 2668.3326 | 474.3579 | 516.8765 | 258.2903 | 3917.8574 | 11234.8401 | 0 | 11234.8401 | 721.5234 | 0 | 41968.7275 | 0 | 41968.7275 | 0 | 4707.9704 | 0
4629 | Commercial | CwaNgs504 | High Bay Fluorescent (T5) | 4328.656 | 2202.8124 | 82.1913 | 13365.9847 | 14277.5173 | 3417.1233 | 2285.0037 | 2668.3326 | 474.3579 | 516.8765 | 258.2903 | 3917.8574 | 11234.8401 | 0 | 11234.8401 | 721.5234 | 0 | 41968.7275 | 0 | 41968.7275 | 0 | 6136.1206 | 0
4630 | Commercial | CwaTgs504 | High Bay Fluorescent (T5) | 4328.656 | 2202.8124 | 82.1913 | 13365.9847 | 14277.5173 | 3417.1233 | 2285.0037 | 2668.3326 | 474.3579 | 516.8765 | 258.2903 | 3917.8574 | 11234.8401 | 0 | 11234.8401 | 721.5234 | 0 | 41968.7275 | 0 | 41968.7275 | 0 | 6136.1206 | 0
4631 | Commercial | CasNgs506 | Premium T8 - Lamp Replacement | 4240.2305 | 2157.8135 | 80.5123 | 12472.4725 | 13323.0694 | 3389.6336 | 2238.3258 | 2593.9662 | 464.1397 | 502.4698 | 252.7264 | 3813.3022 | 8783.6964 | 0 | 8783.6964 | 1062.9568 | 0 | 32130.1272 | 0 | 32130.1272 | 0 | 2516.5319 | 0
4632 | Commercial | CasTgs506 | Premium T8 - Lamp Replacement | 4240.2305 | 2157.8135 | 80.5123 | 12472.4725 | 13323.0694 | 3389.6336 | 2238.3258 | 2593.9662 | 464.1397 | 502.4698 | 252.7264 | 3813.3022 | 8783.6964 | 0 | 8783.6964 | 1062.9568 | 0 | 32130.1272 | 0 | 32130.1272 | 0 | 2516.5319 | 0
4633 | Commercial | CcoNgs506 | Premium T8 - Lamp Replacement | 4765.6242 | 2425.1814 | 90.4883 | 14017.8973 | 14973.8891 | 3809.6324 | 2515.6697 | 2915.3765 | 521.6498 | 564.7293 | 284.041 | 4285.7965 | 19388.384 | 0 | 19388.384 | 1062.9568 | 0 | 74936.0645 | 0 | 74936.0645 | 0 | 3829.377 | 0
4634 | Commercial | CcoTgs506 | Premium T8 - Lamp Replacement | 4765.6242 | 2425.1814 | 90.4883 | 14017.8973 | 14973.8891 | 3809.6324 | 2515.6697 | 2915.3765 | 521.6498 | 564.7293 | 284.041 | 4285.7965 | 19388.384 | 0 | 19388.384 | 1062.9568 | 0 | 74936.0645 | 0 | 74936.0645 | 0 | 3829.377 | 0
4635 | Commercial | CgrNgs506 | Premium T8 - Lamp Replacement | 4075.2376 | 2073.8501 | 77.3795 | 11987.1521 | 12804.6512 | 3257.7385 | 2151.2296 | 2493.0316 | 446.0794 | 482.9181 | 242.8925 | 3664.9216 | 8795.8261 | 0 | 8795.8261 | 1062.9568 | 0 | 32174.4968 | 0 | 32174.4968 | 0 | 1307.2764 | 0
4636 | Commercial | CgrTgs506 | Premium T8 - Lamp Replacement | 4075.2376 | 2073.8501 | 77.3795 | 11987.1521 | 12804.6512 | 3257.7385 | 2151.2296 | 2493.0316 | 446.0794 | 482.9181 | 242.8925 | 3664.9216 | 8795.8261 | 0 | 8795.8261 | 1062.9568 | 0 | 32174.4968 | 0 | 32174.4968 | 0 | 1307.2764 | 0
4637 | Commercial | CheNgs506 | Premium T8 - Lamp Replacement | 4240.2305 | 2157.8135 | 80.5123 | 12472.4725 | 13323.0694 | 3389.6336 | 2238.3258 | 2593.9662 | 464.1397 | 502.4698 | 252.7264 | 3813.3022 | 8783.6964 | 0 | 8783.6964 | 1062.9568 | 0 | 32130.1272 | 0 | 32130.1272 | 0 | 1439.4482 | 0
4638 | Commercial | CheTgs506 | Premium T8 - Lamp Replacement | 4240.2305 | 2157.8135 | 80.5123 | 12472.4725 | 13323.0694 | 3389.6336 | 2238.3258 | 2593.9662 | 464.1397 | 502.4698 | 252.7264 | 3813.3022 | 8783.6964 | 0 | 8783.6964 | 1062.9568 | 0 | 32130.1272 | 0 | 32130.1272 | 0 | 1439.4482 | 0
4639 | Commercial | ChoNgs506 | Premium T8 - Lamp Replacement | 4765.6242 | 2425.1814 | 90.4883 | 14017.8973 | 14973.8891 | 3809.6324 | 2515.6697 | 2915.3765 | 521.6498 | 564.7293 | 284.041 | 4285.7965 | 19388.384 | 0 | 19388.384 | 1062.9568 | 0 | 74936.0645 | 0 | 74936.0645 | 0 | 2481.6076 | 0
4640 | Commercial | ChoTgs506 | Premium T8 - Lamp Replacement | 4765.6242 | 2425.1814 | 90.4883 | 14017.8973 | 14973.8891 | 3809.6324 | 2515.6697 | 2915.3765 | 521.6498 | 564.7293 | 284.041 | 4285.7965 | 19388.384 | 0 | 19388.384 | 1062.9568 | 0 | 74936.0645 | 0 | 74936.0645 | 0 | 2481.6076 | 0
4641 | Commercial | CinNgs506 | Premium T8 - Lamp Replacement | 4240.2305 | 2157.8135 | 80.5123 | 12472.4725 | 13323.0694 | 3389.6336 | 2238.3258 | 2593.9662 | 464.1397 | 502.4698 | 252.7264 | 3813.3022 | 8783.6964 | 0 | 8783.6964 | 1062.9568 | 0 | 32130.1272 | 0 | 32130.1272 | 0 | 2193.8604 | 0
4642 | Commercial | CinTgs506 | Premium T8 - Lamp Replacement | 4240.2305 | 2157.8135 | 80.5123 | 12472.4725 | 13323.0694 | 3389.6336 | 2238.3258 | 2593.9662 | 464.1397 | 502.4698 | 252.7264 | 3813.3022 | 8783.6964 | 0 | 8783.6964 | 1062.9568 | 0 | 32130.1272 | 0 | 32130.1272 | 0 | 2193.8604 | 0
4643 | Commercial | CloNgs506 | Premium T8 - Lamp Replacement | 4075.2376 | 2073.8501 | 77.3795 | 11987.1521 | 12804.6512 | 3257.7385 | 2151.2296 | 2493.0316 | 446.0794 | 482.9181 | 242.8925 | 3664.9216 | 8795.8261 | 0 | 8795.8261 | 1062.9568 | 0 | 32174.4968 | 0 | 32174.4968 | 0 | 1930.6181 | 0
4644 | Commercial | CloTgs506 | Premium T8 - Lamp Replacement | 4075.2376 | 2073.8501 | 77.3795 | 11987.1521 | 12804.6512 | 3257.7385 | 2151.2296 | 2493.0316 | 446.0794 | 482.9181 | 242.8925 | 3664.9216 | 8795.8261 | 0 | 8795.8261 | 1062.9568 | 0 | 32174.4968 | 0 | 32174.4968 | 0 | 1930.6181 | 0
4645 | Commercial | CmiNgs506 | Premium T8 - Lamp Replacement | 4240.2305 | 2157.8135 | 80.5123 | 12472.4725 | 13323.0694 | 3389.6336 | 2238.3258 | 2593.9662 | 464.1397 | 502.4698 | 252.7264 | 3813.3022 | 8783.6964 | 0 | 8783.6964 | 1062.9568 | 0 | 32130.1272 | 0 | 32130.1272 | 0 | 1641.9115 | 0
4646 | Commercial | CmiTgs506 | Premium T8 - Lamp Replacement | 4240.2305 | 2157.8135 | 80.5123 | 12472.4725 | 13323.0694 | 3389.6336 | 2238.3258 | 2593.9662 | 464.1397 | 502.4698 | 252.7264 | 3813.3022 | 8783.6964 | 0 | 8783.6964 | 1062.9568 | 0 | 32130.1272 | 0 | 32130.1272 | 0 | 1641.9115 | 0
4647 | Commercial | CofNgs506 | Premium T8 - Lamp Replacement | 4240.2305 | 2157.8135 | 80.5123 | 12472.4725 | 13323.0694 | 3389.6336 | 2238.3258 | 2593.9662 | 464.1397 | 502.4698 | 252.7264 | 3813.3022 | 8783.6964 | 0 | 8783.6964 | 1062.9568 | 0 | 32130.1272 | 0 | 32130.1272 | 0 | 2224.8835 | 0
4648 | Commercial | CofTgs506 | Premium T8 - Lamp Replacement | 4240.2305 | 2157.8135 | 80.5123 | 12472.4725 | 13323.0694 | 3389.6336 | 2238.3258 | 2593.9662 | 464.1397 | 502.4698 | 252.7264 | 3813.3022 | 8783.6964 | 0 | 8783.6964 | 1062.9568 | 0 | 32130.1272 | 0 | 32130.1272 | 0 | 2224.8835 | 0
4649 | Commercial | CreNgs506 | Premium T8 - Lamp Replacement | 4075.2376 | 2073.8501 | 77.3795 | 11987.1521 | 12804.6512 | 3257.7385 | 2151.2296 | 2493.0316 | 446.0794 | 482.9181 | 242.8925 | 3664.9216 | 8795.8261 | 0 | 8795.8261 | 1062.9568 | 0 | 32174.4968 | 0 | 32174.4968 | 0 | 2158.9338 | 0
4650 | Commercial | CreTgs506 | Premium T8 - Lamp Replacement | 4075.2376 | 2073.8501 | 77.3795 | 11987.1521 | 12804.6512 | 3257.7385 | 2151.2296 | 2493.0316 | 446.0794 | 482.9181 | 242.8925 | 3664.9216 | 8795.8261 | 0 | 8795.8261 | 1062.9568 | 0 | 32174.4968 | 0 | 32174.4968 | 0 | 2158.9338 | 0
4651 | Commercial | CrtNgs506 | Premium T8 - Lamp Replacement | 4075.2376 | 2073.8501 | 77.3795 | 11987.1521 | 12804.6512 | 3257.7385 | 2151.2296 | 2493.0316 | 446.0794 | 482.9181 | 242.8925 | 3664.9216 | 8795.8261 | 0 | 8795.8261 | 1062.9568 | 0 | 32174.4968 | 0 | 32174.4968 | 0 | 1454.1614 | 0
4652 | Commercial | CrtTgs506 | Premium T8 - Lamp Replacement | 4075.2376 | 2073.8501 | 77.3795 | 11987.1521 | 12804.6512 | 3257.7385 | 2151.2296 | 2493.0316 | 446.0794 | 482.9181 | 242.8925 | 3664.9216 | 8795.8261 | 0 | 8795.8261 | 1062.9568 | 0 | 32174.4968 | 0 | 32174.4968 | 0 | 1454.1614 | 0
4653 | Commercial | CscNgs506 | Premium T8 - Lamp Replacement | 4240.2305 | 2157.8135 | 80.5123 | 12472.4725 | 13323.0694 | 3389.6336 | 2238.3258 | 2593.9662 | 464.1397 | 502.4698 | 252.7264 | 3813.3022 | 8783.6964 | 0 | 8783.6964 | 1062.9568 | 0 | 32130.1272 | 0 | 32130.1272 | 0 | 3042.2637 | 0
4654 | Commercial | CscTgs506 | Premium T8 - Lamp Replacement | 4240.2305 | 2157.8135 | 80.5123 | 12472.4725 | 13323.0694 | 3389.6336 | 2238.3258 | 2593.9662 | 464.1397 | 502.4698 | 252.7264 | 3813.3022 | 8783.6964 | 0 | 8783.6964 | 1062.9568 | 0 | 32130.1272 | 0 | 32130.1272 | 0 | 3042.2637 | 0
4655 | Commercial | CwaNgs506 | Premium T8 - Lamp Replacement | 4240.2305 | 2157.8135 | 80.5123 | 12472.4725 | 13323.0694 | 3389.6336 | 2238.3258 | 2593.9662 | 464.1397 | 502.4698 | 252.7264 | 3813.3022 | 8783.6964 | 0 | 8783.6964 | 1062.9568 | 0 | 32130.1272 | 0 | 32130.1272 | 0 | 1892.6636 | 0
4656 | Commercial | CwaTgs506 | Premium T8 - Lamp Replacement | 4240.2305 | 2157.8135 | 80.5123 | 12472.4725 | 13323.0694 | 3389.6336 | 2238.3258 | 2593.9662 | 464.1397 | 502.4698 | 252.7264 | 3813.3022 | 8783.6964 | 0 | 8783.6964 | 1062.9568 | 0 | 32130.1272 | 0 | 32130.1272 | 0 | 1892.6636 | 0
4657 | Commercial | CrtTgs507 | High Bay LED | 4543.9953 | 2312.3965 | 86.2801 | 13365.9847 | 14277.5173 | 3632.4627 | 2398.6766 | 2779.7947 | 497.3901 | 538.4661 | 270.8315 | 4086.4824 | 11234.8401 | 0 | 11234.8401 | 660.672 | 0 | 41968.7275 | 0 | 41968.7275 | 0 | 6945.5359 | 0
4658 | Commercial | CasTgs508 | LED - 14W | 4241.3878 | 2158.4024 | 80.5343 | 12475.8767 | 13326.7058 | 3390.5587 | 2238.9367 | 2594.6742 | 464.2664 | 502.607 | 252.7954 | 3814.343 | 8843.0717 | 0 | 8843.0717 | 660.672 | 0 | 32347.3179 | 0 | 32347.3179 | 0 | 1480.2205 | 0
4659 | Commercial | CcoTgs508 | LED - 14W | 4779.387 | 2432.1852 | 90.7496 | 14058.3802 | 15017.1328 | 3820.6344 | 2522.9348 | 2923.7959 | 523.1563 | 566.3602 | 284.8613 | 4298.1736 | 19756.5239 | 0 | 19756.5239 | 660.672 | 0 | 76358.9248 | 0 | 76358.9248 | 0 | 2279.7921 | 0
4660 | Commercial | CgrTgs508 | LED - 14W | 4075.3118 | 2073.8879 | 77.3809 | 11987.3705 | 12804.8844 | 3257.7978 | 2151.2688 | 2493.077 | 446.0875 | 482.9269 | 242.8969 | 3664.9884 | 8809.5161 | 0 | 8809.5161 | 660.672 | 0 | 32224.5737 | 0 | 32224.5737 | 0 | 764.964 | 0
4661 | Commercial | CheTgs508 | LED - 14W | 4241.3878 | 2158.4024 | 80.5343 | 12475.8767 | 13326.7058 | 3390.5587 | 2238.9367 | 2594.6742 | 464.2664 | 502.607 | 252.7954 | 3814.343 | 8843.0717 | 0 | 8843.0717 | 660.672 | 0 | 32347.3179 | 0 | 32347.3179 | 0 | 846.6814 | 0
4662 | Commercial | ChoTgs508 | LED - 14W | 4779.387 | 2432.1852 | 90.7496 | 14058.3802 | 15017.1328 | 3820.6344 | 2522.9348 | 2923.7959 | 523.1563 | 566.3602 | 284.8613 | 4298.1736 | 19756.5239 | 0 | 19756.5239 | 660.672 | 0 | 76358.9248 | 0 | 76358.9248 | 0 | 1477.4071 | 0
4663 | Commercial | CinTgs508 | LED - 14W | 4241.3878 | 2158.4024 | 80.5343 | 12475.8767 | 13326.7058 | 3390.5587 | 2238.9367 | 2594.6742 | 464.2664 | 502.607 | 252.7954 | 3814.343 | 8843.0717 | 0 | 8843.0717 | 660.672 | 0 | 32347.3179 | 0 | 32347.3179 | 0 | 1290.4257 | 0
4664 | Commercial | CloTgs508 | LED - 14W | 4075.3118 | 2073.8879 | 77.3809 | 11987.3705 | 12804.8844 | 3257.7978 | 2151.2688 | 2493.077 | 446.0875 | 482.9269 | 242.8969 | 3664.9884 | 8809.5161 | 0 | 8809.5161 | 660.672 | 0 | 32224.5737 | 0 | 32224.5737 | 0 | 1129.7176 | 0
4665 | Commercial | CmiTgs508 | LED - 14W | 4241.3878 | 2158.4024 | 80.5343 | 12475.8767 | 13326.7058 | 3390.5587 | 2238.9367 | 2594.6742 | 464.2664 | 502.607 | 252.7954 | 3814.343 | 8843.0717 | 0 | 8843.0717 | 660.672 | 0 | 32347.3179 | 0 | 32347.3179 | 0 | 965.77 | 0
4666 | Commercial | CofTgs508 | LED - 14W | 4241.3878 | 2158.4024 | 80.5343 | 12475.8767 | 13326.7058 | 3390.5587 | 2238.9367 | 2594.6742 | 464.2664 | 502.607 | 252.7954 | 3814.343 | 8843.0717 | 0 | 8843.0717 | 660.672 | 0 | 32347.3179 | 0 | 32347.3179 | 0 | 1308.6733 | 0
4667 | Commercial | CreTgs508 | LED - 14W | 4075.3118 | 2073.8879 | 77.3809 | 11987.3705 | 12804.8844 | 3257.7978 | 2151.2688 | 2493.077 | 446.0875 | 482.9269 | 242.8969 | 3664.9884 | 8809.5161 | 0 | 8809.5161 | 660.672 | 0 | 32224.5737 | 0 | 32224.5737 | 0 | 1263.3185 | 0
4668 | Commercial | CrtTgs508 | LED - 14W | 4075.3118 | 2073.8879 | 77.3809 | 11987.3705 | 12804.8844 | 3257.7978 | 2151.2688 | 2493.077 | 446.0875 | 482.9269 | 242.8969 | 3664.9884 | 8809.5161 | 0 | 8809.5161 | 660.672 | 0 | 32224.5737 | 0 | 32224.5737 | 0 | 850.915 | 0
4669 | Commercial | CscTgs508 | LED - 14W | 4241.3878 | 2158.4024 | 80.5343 | 12475.8767 | 13326.7058 | 3390.5587 | 2238.9367 | 2594.6742 | 464.2664 | 502.607 | 252.7954 | 3814.343 | 8843.0717 | 0 | 8843.0717 | 660.672 | 0 | 32347.3179 | 0 | 32347.3179 | 0 | 1789.4553 | 0
4670 | Commercial | CwaTgs508 | LED - 14W | 4241.3878 | 2158.4024 | 80.5343 | 12475.8767 | 13326.7058 | 3390.5587 | 2238.9367 | 2594.6742 | 464.2664 | 502.607 | 252.7954 | 3814.343 | 8843.0717 | 0 | 8843.0717 | 660.672 | 0 | 32347.3179 | 0 | 32347.3179 | 0 | 1113.262 | 0
4671 | Commercial | CasTgs509 | LED Display Lighting (Interior) | 4025.5526 | 2048.5659 | 76.436 | 12464.6496 | 13314.713 | 3175.4891 | 2125.002 | 2482.5531 | 441.1704 | 480.8897 | 240.2196 | 3644.8328 | 8657.3243 | 0 | 8657.3243 | 417.2665 | 0 | 31605.557 | 0 | 31605.557 | 0 | 4583.0428 | 0
4672 | Commercial | CcoTgs509 | LED Display Lighting (Interior) | 4511.5707 | 2295.896 | 85.6644 | 13969.5474 | 14922.2417 | 3558.8763 | 2381.5604 | 2782.2798 | 494.4344 | 538.949 | 269.222 | 4084.8853 | 19120.1917 | 0 | 19120.1917 | 417.2665 | 0 | 73899.5021 | 0 | 73899.5021 | 0 | 6991.6434 | 0
4673 | Commercial | CgrTgs509 | LED Display Lighting (Interior) | 3871.2759 | 1970.056 | 73.5067 | 11986.9501 | 12804.4354 | 3053.7906 | 2043.5627 | 2387.4109 | 424.2629 | 462.4599 | 231.0133 | 3505.147 | 8747.906 | 0 | 8747.906 | 417.2665 | 0 | 31999.2087 | 0 | 31999.2087 | 0 | 2407.1071 | 0
4674 | Commercial | CheTgs509 | LED Display Lighting (Interior) | 4025.5526 | 2048.5659 | 76.436 | 12464.6496 | 13314.713 | 3175.4891 | 2125.002 | 2482.5531 | 441.1704 | 480.8897 | 240.2196 | 3644.8328 | 8657.3243 | 0 | 8657.3243 | 417.2665 | 0 | 31605.557 | 0 | 31605.557 | 0 | 2621.486 | 0
4675 | Commercial | ChoTgs509 | LED Display Lighting (Interior) | 4511.5707 | 2295.896 | 85.6644 | 13969.5474 | 14922.2417 | 3558.8763 | 2381.5604 | 2782.2798 | 494.4344 | 538.949 | 269.222 | 4084.8853 | 19120.1917 | 0 | 19120.1917 | 417.2665 | 0 | 73899.5021 | 0 | 73899.5021 | 0 | 4530.8977 | 0
4676 | Commercial | CinTgs509 | LED Display Lighting (Interior) | 4025.5526 | 2048.5659 | 76.436 | 12464.6496 | 13314.713 | 3175.4891 | 2125.002 | 2482.5531 | 441.1704 | 480.8897 | 240.2196 | 3644.8328 | 8657.3243 | 0 | 8657.3243 | 417.2665 | 0 | 31605.557 | 0 | 31605.557 | 0 | 3995.4022 | 0
4677 | Commercial | CloTgs509 | LED Display Lighting (Interior) | 3871.2759 | 1970.056 | 73.5067 | 11986.9501 | 12804.4354 | 3053.7906 | 2043.5627 | 2387.4109 | 424.2629 | 462.4599 | 231.0133 | 3505.147 | 8747.906 | 0 | 8747.906 | 417.2665 | 0 | 31999.2087 | 0 | 31999.2087 | 0 | 3554.8749 | 0
4678 | Commercial | CmiTgs509 | LED Display Lighting (Interior) | 4025.5526 | 2048.5659 | 76.436 | 12464.6496 | 13314.713 | 3175.4891 | 2125.002 | 2482.5531 | 441.1704 | 480.8897 | 240.2196 | 3644.8328 | 8657.3243 | 0 | 8657.3243 | 417.2665 | 0 | 31605.557 | 0 | 31605.557 | 0 | 2990.2067 | 0
4679 | Commercial | CofTgs509 | LED Display Lighting (Interior) | 4025.5526 | 2048.5659 | 76.436 | 12464.6496 | 13314.713 | 3175.4891 | 2125.002 | 2482.5531 | 441.1704 | 480.8897 | 240.2196 | 3644.8328 | 8657.3243 | 0 | 8657.3243 | 417.2665 | 0 | 31605.557 | 0 | 31605.557 | 0 | 4051.9001 | 0
4680 | Commercial | CreTgs509 | LED Display Lighting (Interior) | 3871.2759 | 1970.056 | 73.5067 | 11986.9501 | 12804.4354 | 3053.7906 | 2043.5627 | 2387.4109 | 424.2629 | 462.4599 | 231.0133 | 3505.147 | 8747.906 | 0 | 8747.906 | 417.2665 | 0 | 31999.2087 | 0 | 31999.2087 | 0 | 3975.2759 | 0
4681 | Commercial | CrtTgs509 | LED Display Lighting (Interior) | 3871.2759 | 1970.056 | 73.5067 | 11986.9501 | 12804.4354 | 3053.7906 | 2043.5627 | 2387.4109 | 424.2629 | 462.4599 | 231.0133 | 3505.147 | 8747.906 | 0 | 8747.906 | 417.2665 | 0 | 31999.2087 | 0 | 31999.2087 | 0 | 2677.5685 | 0
4682 | Commercial | CscTgs509 | LED Display Lighting (Interior) | 4025.5526 | 2048.5659 | 76.436 | 12464.6496 | 13314.713 | 3175.4891 | 2125.002 | 2482.5531 | 441.1704 | 480.8897 | 240.2196 | 3644.8328 | 8657.3243 | 0 | 8657.3243 | 417.2665 | 0 | 31605.557 | 0 | 31605.557 | 0 | 5540.4926 | 0
4683 | Commercial | CwaTgs509 | LED Display Lighting (Interior) | 4025.5526 | 2048.5659 | 76.436 | 12464.6496 | 13314.713 | 3175.4891 | 2125.002 | 2482.5531 | 441.1704 | 480.8897 | 240.2196 | 3644.8328 | 8657.3243 | 0 | 8657.3243 | 417.2665 | 0 | 31605.557 | 0 | 31605.557 | 0 | 3446.8702 | 0
4684 | Commercial | CasTgs510 | LED Linear - Fixture Replacement | 4239.629 | 2157.5074 | 80.5009 | 12470.7032 | 13321.1794 | 3389.1527 | 2238.0083 | 2593.5983 | 464.0738 | 502.3986 | 252.6906 | 3812.7613 | 8753.0271 | 0 | 8753.0271 | 660.672 | 0 | 32017.9411 | 0 | 32017.9411 | 0 | 2935.345 | 0
4685 | Commercial | CcoTgs510 | LED Linear - Fixture Replacement | 4742.1564 | 2413.2389 | 90.0427 | 13948.8679 | 14900.152 | 3790.8724 | 2503.2816 | 2901.02 | 519.081 | 561.9484 | 282.6422 | 4264.6916 | 19162.7166 | 0 | 19162.7166 | 660.672 | 0 | 74063.8608 | 0 | 74063.8608 | 0 | 4430.1601 | 0
4686 | Commercial | CgrTgs510 | LED Linear - Fixture Replacement | 4075.1565 | 2073.8089 | 77.3779 | 11986.9137 | 12804.3965 | 3257.6737 | 2151.1868 | 2492.982 | 446.0705 | 482.9085 | 242.8877 | 3664.8487 | 8700.3817 | 0 | 8700.3817 | 660.672 | 0 | 31825.3682 | 0 | 31825.3682 | 0 | 1513.5782 | 0
4687 | Commercial | CheTgs510 | LED Linear - Fixture Replacement | 4239.629 | 2157.5074 | 80.5009 | 12470.7032 | 13321.1794 | 3389.1527 | 2238.0083 | 2593.5983 | 464.0738 | 502.3986 | 252.6906 | 3812.7613 | 8753.0271 | 0 | 8753.0271 | 660.672 | 0 | 32017.9411 | 0 | 32017.9411 | 0 | 1679.008 | 0
4688 | Commercial | ChoTgs510 | LED Linear - Fixture Replacement | 4742.1564 | 2413.2389 | 90.0427 | 13948.8679 | 14900.152 | 3790.8724 | 2503.2816 | 2901.02 | 519.081 | 561.9484 | 282.6422 | 4264.6916 | 19162.7166 | 0 | 19162.7166 | 660.672 | 0 | 74063.8608 | 0 | 74063.8608 | 0 | 2870.9417 | 0
4689 | Commercial | CinTgs510 | LED Linear - Fixture Replacement | 4239.629 | 2157.5074 | 80.5009 | 12470.7032 | 13321.1794 | 3389.1527 | 2238.0083 | 2593.5983 | 464.0738 | 502.3986 | 252.6906 | 3812.7613 | 8753.0271 | 0 | 8753.0271 | 660.672 | 0 | 32017.9411 | 0 | 32017.9411 | 0 | 2558.9731 | 0
4690 | Commercial | CloTgs510 | LED Linear - Fixture Replacement | 4075.1565 | 2073.8089 | 77.3779 | 11986.9137 | 12804.3965 | 3257.6737 | 2151.1868 | 2492.982 | 446.0705 | 482.9085 | 242.8877 | 3664.8487 | 8700.3817 | 0 | 8700.3817 | 660.672 | 0 | 31825.3682 | 0 | 31825.3682 | 0 | 2235.2895 | 0
4691 | Commercial | CmiTgs510 | LED Linear - Fixture Replacement | 4239.629 | 2157.5074 | 80.5009 | 12470.7032 | 13321.1794 | 3389.1527 | 2238.0083 | 2593.5983 | 464.0738 | 502.3986 | 252.6906 | 3812.7613 | 8753.0271 | 0 | 8753.0271 | 660.672 | 0 | 32017.9411 | 0 | 32017.9411 | 0 | 1915.1662 | 0
4692 | Commercial | CofTgs510 | LED Linear - Fixture Replacement | 4239.629 | 2157.5074 | 80.5009 | 12470.7032 | 13321.1794 | 3389.1527 | 2238.0083 | 2593.5983 | 464.0738 | 502.3986 | 252.6906 | 3812.7613 | 8753.0271 | 0 | 8753.0271 | 660.672 | 0 | 32017.9411 | 0 | 32017.9411 | 0 | 2595.1591 | 0
4693 | Commercial | CreTgs510 | LED Linear - Fixture Replacement | 4075.1565 | 2073.8089 | 77.3779 | 11986.9137 | 12804.3965 | 3257.6737 | 2151.1868 | 2492.982 | 446.0705 | 482.9085 | 242.8877 | 3664.8487 | 8700.3817 | 0 | 8700.3817 | 660.672 | 0 | 31825.3682 | 0 | 31825.3682 | 0 | 2499.6358 | 0
4694 | Commercial | CrtTgs510 | LED Linear - Fixture Replacement | 4075.1565 | 2073.8089 | 77.3779 | 11986.9137 | 12804.3965 | 3257.6737 | 2151.1868 | 2492.982 | 446.0705 | 482.9085 | 242.8877 | 3664.8487 | 8700.3817 | 0 | 8700.3817 | 660.672 | 0 | 31825.3682 | 0 | 31825.3682 | 0 | 1683.6431 | 0
4695 | Commercial | CscTgs510 | LED Linear - Fixture Replacement | 4239.629 | 2157.5074 | 80.5009 | 12470.7032 | 13321.1794 | 3389.1527 | 2238.0083 | 2593.5983 | 464.0738 | 502.3986 | 252.6906 | 3812.7613 | 8753.0271 | 0 | 8753.0271 | 660.672 | 0 | 32017.9411 | 0 | 32017.9411 | 0 | 3548.5719 | 0
4696 | Commercial | CwaTgs510 | LED Linear - Fixture Replacement | 4239.629 | 2157.5074 | 80.5009 | 12470.7032 | 13321.1794 | 3389.1527 | 2238.0083 | 2593.5983 | 464.0738 | 502.3986 | 252.6906 | 3812.7613 | 8753.0271 | 0 | 8753.0271 | 660.672 | 0 | 32017.9411 | 0 | 32017.9411 | 0 | 2207.6497 | 0
4697 | Commercial | CasTgs511 | LED Linear - Lamp Replacement | 4039.2866 | 2055.555 | 76.6968 | 12472.4725 | 13323.0694 | 3188.6896 | 2132.2518 | 2489.9553 | 442.6473 | 482.3235 | 241.0237 | 3655.9497 | 8783.6964 | 0 | 8783.6964 | 721.5234 | 0 | 32130.1272 | 0 | 32130.1272 | 0 | 3757.4063 | 0
4698 | Commercial | CcoTgs511 | LED Linear - Lamp Replacement | 4539.7819 | 2310.2524 | 86.2001 | 14017.8973 | 14973.8891 | 3583.7902 | 2396.4525 | 2798.4779 | 497.4943 | 542.0866 | 270.8882 | 4108.947 | 19388.384 | 0 | 19388.384 | 721.5234 | 0 | 74936.0645 | 0 | 74936.0645 | 0 | 5717.6013 | 0
4699 | Commercial | CgrTgs511 | LED Linear - Lamp Replacement | 3882.1126 | 1975.5707 | 73.7124 | 11987.1521 | 12804.6512 | 3064.6135 | 2049.2831 | 2393.0679 | 425.4233 | 463.5556 | 231.6451 | 3513.6919 | 8795.8261 | 0 | 8795.8261 | 721.5234 | 0 | 32174.4968 | 0 | 32174.4968 | 0 | 1951.8802 | 0
4700 | Commercial | CheTgs511 | LED Linear - Lamp Replacement | 4039.2866 | 2055.555 | 76.6968 | 12472.4725 | 13323.0694 | 3188.6896 | 2132.2518 | 2489.9553 | 442.6473 | 482.3235 | 241.0237 | 3655.9497 | 8783.6964 | 0 | 8783.6964 | 721.5234 | 0 | 32130.1272 | 0 | 32130.1272 | 0 | 2149.2245 | 0
4701 | Commercial | ChoTgs511 | LED Linear - Lamp Replacement | 4539.7819 | 2310.2524 | 86.2001 | 14017.8973 | 14973.8891 | 3583.7902 | 2396.4525 | 2798.4779 | 497.4943 | 542.0866 | 270.8882 | 4108.947 | 19388.384 | 0 | 19388.384 | 721.5234 | 0 | 74936.0645 | 0 | 74936.0645 | 0 | 3705.2612 | 0
4702 | Commercial | CinTgs511 | LED Linear - Lamp Replacement | 4039.2866 | 2055.555 | 76.6968 | 12472.4725 | 13323.0694 | 3188.6896 | 2132.2518 | 2489.9553 | 442.6473 | 482.3235 | 241.0237 | 3655.9497 | 8783.6964 | 0 | 8783.6964 | 721.5234 | 0 | 32130.1272 | 0 | 32130.1272 | 0 | 3275.6292 | 0
4703 | Commercial | CloTgs511 | LED Linear - Lamp Replacement | 3882.1126 | 1975.5707 | 73.7124 | 11987.1521 | 12804.6512 | 3064.6135 | 2049.2831 | 2393.0679 | 425.4233 | 463.5556 | 231.6451 | 3513.6919 | 8795.8261 | 0 | 8795.8261 | 721.5234 | 0 | 32174.4968 | 0 | 32174.4968 | 0 | 2882.5848 | 0
4704 | Commercial | CmiTgs511 | LED Linear - Lamp Replacement | 4039.2866 | 2055.555 | 76.6968 | 12472.4725 | 13323.0694 | 3188.6896 | 2132.2518 | 2489.9553 | 442.6473 | 482.3235 | 241.0237 | 3655.9497 | 8783.6964 | 0 | 8783.6964 | 721.5234 | 0 | 32130.1272 | 0 | 32130.1272 | 0 | 2451.5202 | 0
4705 | Commercial | CofTgs511 | LED Linear - Lamp Replacement | 4039.2866 | 2055.555 | 76.6968 | 12472.4725 | 13323.0694 | 3188.6896 | 2132.2518 | 2489.9553 | 442.6473 | 482.3235 | 241.0237 | 3655.9497 | 8783.6964 | 0 | 8783.6964 | 721.5234 | 0 | 32130.1272 | 0 | 32130.1272 | 0 | 3321.9493 | 0
4706 | Commercial | CreTgs511 | LED Linear - Lamp Replacement | 3882.1126 | 1975.5707 | 73.7124 | 11987.1521 | 12804.6512 | 3064.6135 | 2049.2831 | 2393.0679 | 425.4233 | 463.5556 | 231.6451 | 3513.6919 | 8795.8261 | 0 | 8795.8261 | 721.5234 | 0 | 32174.4968 | 0 | 32174.4968 | 0 | 3223.4804 | 0
4707 | Commercial | CrtTgs511 | LED Linear - Lamp Replacement | 3882.1126 | 1975.5707 | 73.7124 | 11987.1521 | 12804.6512 | 3064.6135 | 2049.2831 | 2393.0679 | 425.4233 | 463.5556 | 231.6451 | 3513.6919 | 8795.8261 | 0 | 8795.8261 | 721.5234 | 0 | 32174.4968 | 0 | 32174.4968 | 0 | 2171.1926 | 0
4708 | Commercial | CscTgs511 | LED Linear - Lamp Replacement | 4039.2866 | 2055.555 | 76.6968 | 12472.4725 | 13323.0694 | 3188.6896 | 2132.2518 | 2489.9553 | 442.6473 | 482.3235 | 241.0237 | 3655.9497 | 8783.6964 | 0 | 8783.6964 | 721.5234 | 0 | 32130.1272 | 0 | 32130.1272 | 0 | 4542.371 | 0
4709 | Commercial | CwaTgs511 | LED Linear - Lamp Replacement | 4039.2866 | 2055.555 | 76.6968 | 12472.4725 | 13323.0694 | 3188.6896 | 2132.2518 | 2489.9553 | 442.6473 | 482.3235 | 241.0237 | 3655.9497 | 8783.6964 | 0 | 8783.6964 | 721.5234 | 0 | 32130.1272 | 0 | 32130.1272 | 0 | 2825.9155 | 0
4710 | Commercial | CcoEgs602 | CO Sensors for Parking Garage Exhaust | 4554.3844 | 2317.6835 | 86.4774 | 14102.1151 | 15063.8503 | 3592.6492 | 2404.1608 | 2808.683 | 499.1264 | 544.0635 | 271.7769 | 4123.6499 | 49886.3087 | 0 | 49886.3087 | 417.2665 | 0 | 192810.4819 | 0 | 192810.4819 | 0 | 26322.4535 | 0
4711 | Commercial | CcoNgs602 | CO Sensors for Parking Garage Exhaust | 4554.3844 | 2317.6835 | 86.4774 | 14102.1151 | 15063.8503 | 3592.6492 | 2404.1608 | 2808.683 | 499.1264 | 544.0635 | 271.7769 | 4123.6499 | 49886.3087 | 0 | 49886.3087 | 417.2665 | 0 | 192810.4819 | 0 | 192810.4819 | 0 | 26322.4535 | 0
4712 | Commercial | CheEgs602 | CO Sensors for Parking Garage Exhaust | 4554.3844 | 2317.6835 | 86.4774 | 14102.1151 | 15063.8503 | 3592.6492 | 2404.1608 | 2808.683 | 499.1264 | 544.0635 | 271.7769 | 4123.6499 | 49886.3087 | 0 | 49886.3087 | 417.2665 | 0 | 192810.4819 | 0 | 192810.4819 | 0 | 26322.4535 | 0
4713 | Commercial | CheNgs602 | CO Sensors for Parking Garage Exhaust | 4554.3844 | 2317.6835 | 86.4774 | 14102.1151 | 15063.8503 | 3592.6492 | 2404.1608 | 2808.683 | 499.1264 | 544.0635 | 271.7769 | 4123.6499 | 49886.3087 | 0 | 49886.3087 | 417.2665 | 0 | 192810.4819 | 0 | 192810.4819 | 0 | 26322.4535 | 0
4714 | Commercial | ChoEgs602 | CO Sensors for Parking Garage Exhaust | 4554.3844 | 2317.6835 | 86.4774 | 14102.1151 | 15063.8503 | 3592.6492 | 2404.1608 | 2808.683 | 499.1264 | 544.0635 | 271.7769 | 4123.6499 | 49886.3087 | 0 | 49886.3087 | 417.2665 | 0 | 192810.4819 | 0 | 192810.4819 | 0 | 26322.4535 | 0
4715 | Commercial | ChoNgs602 | CO Sensors for Parking Garage Exhaust | 4554.3844 | 2317.6835 | 86.4774 | 14102.1151 | 15063.8503 | 3592.6492 | 2404.1608 | 2808.683 | 499.1264 | 544.0635 | 271.7769 | 4123.6499 | 49886.3087 | 0 | 49886.3087 | 417.2665 | 0 | 192810.4819 | 0 | 192810.4819 | 0 | 26322.4535 | 0
4716 | Commercial | CinEgs602 | CO Sensors for Parking Garage Exhaust | 4554.3844 | 2317.6835 | 86.4774 | 14102.1151 | 15063.8503 | 3592.6492 | 2404.1608 | 2808.683 | 499.1264 | 544.0635 | 271.7769 | 4123.6499 | 49886.3087 | 0 | 49886.3087 | 417.2665 | 0 | 192810.4819 | 0 | 192810.4819 | 0 | 26322.4535 | 0
4717 | Commercial | CinNgs602 | CO Sensors for Parking Garage Exhaust | 4554.3844 | 2317.6835 | 86.4774 | 14102.1151 | 15063.8503 | 3592.6492 | 2404.1608 | 2808.683 | 499.1264 | 544.0635 | 271.7769 | 4123.6499 | 49886.3087 | 0 | 49886.3087 | 417.2665 | 0 | 192810.4819 | 0 | 192810.4819 | 0 | 26322.4535 | 0
4718 | Commercial | CofEgs602 | CO Sensors for Parking Garage Exhaust | 4554.3844 | 2317.6835 | 86.4774 | 14102.1151 | 15063.8503 | 3592.6492 | 2404.1608 | 2808.683 | 499.1264 | 544.0635 | 271.7769 | 4123.6499 | 49886.3087 | 0 | 49886.3087 | 417.2665 | 0 | 192810.4819 | 0 | 192810.4819 | 0 | 26322.4535 | 0
4719 | Commercial | CofNgs602 | CO Sensors for Parking Garage Exhaust | 4554.3844 | 2317.6835 | 86.4774 | 14102.1151 | 15063.8503 | 3592.6492 | 2404.1608 | 2808.683 | 499.1264 | 544.0635 | 271.7769 | 4123.6499 | 49886.3087 | 0 | 49886.3087 | 417.2665 | 0 | 192810.4819 | 0 | 192810.4819 | 0 | 26322.4535 | 0
4720 | Commercial | CrtEgs602 | CO Sensors for Parking Garage Exhaust | 4554.3844 | 2317.6835 | 86.4774 | 14102.1151 | 15063.8503 | 3592.6492 | 2404.1608 | 2808.683 | 499.1264 | 544.0635 | 271.7769 | 4123.6499 | 49886.3087 | 0 | 49886.3087 | 417.2665 | 0 | 192810.4819 | 0 | 192810.4819 | 0 | 26322.4535 | 0
4721 | Commercial | CrtNgs602 | CO Sensors for Parking Garage Exhaust | 4554.3844 | 2317.6835 | 86.4774 | 14102.1151 | 15063.8503 | 3592.6492 | 2404.1608 | 2808.683 | 499.1264 | 544.0635 | 271.7769 | 4123.6499 | 49886.3087 | 0 | 49886.3087 | 417.2665 | 0 | 192810.4819 | 0 | 192810.4819 | 0 | 26322.4535 | 0
4722 | Commercial | CasEgs801 | Anti-Sweat Controls | 4558.0612 | 2319.5545 | 86.5472 | 14113.4998 | 15076.0114 | 3595.5496 | 2406.1017 | 2810.9505 | 499.5294 | 544.5028 | 271.9963 | 4126.979 | 25126.738 | 0 | 25126.738 | 1160.8607 | 0 | 97114.7914 | 0 | 97114.7914 | 0 | 29263.7707 | 0
4723 | Commercial | CcoEgs801 | Anti-Sweat Controls | 4443.4568 | 2261.2334 | 84.3711 | 13758.6407 | 14696.9517 | 3505.1458 | 2345.6045 | 2740.2741 | 486.9696 | 530.8122 | 265.1574 | 4023.2133 | 15665.2541 | 0 | 15665.2541 | 1160.8607 | 0 | 59860.9332 | 0 | 59860.9332 | 0 | 18038.0005 | 0
4724 | Commercial | CgrEgs801 | Anti-Sweat Controls | 4558.0612 | 2319.5545 | 86.5472 | 14113.4998 | 15076.0114 | 3595.5496 | 2406.1017 | 2810.9505 | 499.5294 | 544.5028 | 271.9963 | 4126.979 | 25126.738 | 0 | 25126.738 | 1160.8607 | 0 | 97114.7914 | 0 | 97114.7914 | 0 | 29263.7707 | 0
4725 | Commercial | CheEgs801 | Anti-Sweat Controls | 4443.4568 | 2261.2334 | 84.3711 | 13758.6407 | 14696.9517 | 3505.1458 | 2345.6045 | 2740.2741 | 486.9696 | 530.8122 | 265.1574 | 4023.2133 | 15665.2541 | 0 | 15665.2541 | 1160.8607 | 0 | 59860.9332 | 0 | 59860.9332 | 0 | 18038.0005 | 0
4726 | Commercial | ChoEgs801 | Anti-Sweat Controls | 4443.4568 | 2261.2334 | 84.3711 | 13758.6407 | 14696.9517 | 3505.1458 | 2345.6045 | 2740.2741 | 486.9696 | 530.8122 | 265.1574 | 4023.2133 | 15665.2541 | 0 | 15665.2541 | 1160.8607 | 0 | 59860.9332 | 0 | 59860.9332 | 0 | 18038.0005 | 0
4727 | Commercial | CloEgs801 | Anti-Sweat Controls | 4443.4568 | 2261.2334 | 84.3711 | 13758.6407 | 14696.9517 | 3505.1458 | 2345.6045 | 2740.2741 | 486.9696 | 530.8122 | 265.1574 | 4023.2133 | 15665.2541 | 0 | 15665.2541 | 1160.8607 | 0 | 59860.9332 | 0 | 59860.9332 | 0 | 18038.0005 | 0
4728 | Commercial | CreEgs801 | Anti-Sweat Controls | 4443.4568 | 2261.2334 | 84.3711 | 13758.6407 | 14696.9517 | 3505.1458 | 2345.6045 | 2740.2741 | 486.9696 | 530.8122 | 265.1574 | 4023.2133 | 15665.2541 | 0 | 15665.2541 | 1160.8607 | 0 | 59860.9332 | 0 | 59860.9332 | 0 | 18038.0005 | 0
4729 | Commercial | CrtEgs801 | Anti-Sweat Controls | 4558.0612 | 2319.5545 | 86.5472 | 14113.4998 | 15076.0114 | 3595.5496 | 2406.1017 | 2810.9505 | 499.5294 | 544.5028 | 271.9963 | 4126.979 | 25126.738 | 0 | 25126.738 | 1160.8607 | 0 | 97114.7914 | 0 | 97114.7914 | 0 | 29263.7707 | 0
4730 | Commercial | CscEgs801 | Anti-Sweat Controls | 4443.4568 | 2261.2334 | 84.3711 | 13758.6407 | 14696.9517 | 3505.1458 | 2345.6045 | 2740.2741 | 486.9696 | 530.8122 | 265.1574 | 4023.2133 | 15665.2541 | 0 | 15665.2541 | 1160.8607 | 0 | 59860.9332 | 0 | 59860.9332 | 0 | 18038.0005 | 0
4731 | Commercial | CcoEgs804 | Floating Head Pressure Controls | 4443.4568 | 2261.2334 | 84.3711 | 13758.6407 | 14696.9517 | 3505.1458 | 2345.6045 | 2740.2741 | 486.9696 | 530.8122 | 265.1574 | 4023.2133 | 15665.2541 | 0 | 15665.2541 | 417.2665 | 0 | 59860.9332 | 0 | 59860.9332 | 0 | 8156.5295 | 0
4732 | Commercial | CcoNgs804 | Floating Head Pressure Controls | 4443.4568 | 2261.2334 | 84.3711 | 13758.6407 | 14696.9517 | 3505.1458 | 2345.6045 | 2740.2741 | 486.9696 | 530.8122 | 265.1574 | 4023.2133 | 15665.2541 | 0 | 15665.2541 | 417.2665 | 0 | 59860.9332 | 0 | 59860.9332 | 0 | 8156.5295 | 0
4733 | Commercial | CheEgs804 | Floating Head Pressure Controls | 4443.4568 | 2261.2334 | 84.3711 | 13758.6407 | 14696.9517 | 3505.1458 | 2345.6045 | 2740.2741 | 486.9696 | 530.8122 | 265.1574 | 4023.2133 | 15665.2541 | 0 | 15665.2541 | 417.2665 | 0 | 59860.9332 | 0 | 59860.9332 | 0 | 8156.5295 | 0
4734 | Commercial | CheNgs804 | Floating Head Pressure Controls | 4443.4568 | 2261.2334 | 84.3711 | 13758.6407 | 14696.9517 | 3505.1458 | 2345.6045 | 2740.2741 | 486.9696 | 530.8122 | 265.1574 | 4023.2133 | 15665.2541 | 0 | 15665.2541 | 417.2665 | 0 | 59860.9332 | 0 | 59860.9332 | 0 | 8156.5295 | 0
4735 | Commercial | ChoEgs804 | Floating Head Pressure Controls | 4443.4568 | 2261.2334 | 84.3711 | 13758.6407 | 14696.9517 | 3505.1458 | 2345.6045 | 2740.2741 | 486.9696 | 530.8122 | 265.1574 | 4023.2133 | 15665.2541 | 0 | 15665.2541 | 417.2665 | 0 | 59860.9332 | 0 | 59860.9332 | 0 | 8156.5295 | 0
4736 | Commercial | ChoNgs804 | Floating Head Pressure Controls | 4443.4568 | 2261.2334 | 84.3711 | 13758.6407 | 14696.9517 | 3505.1458 | 2345.6045 | 2740.2741 | 486.9696 | 530.8122 | 265.1574 | 4023.2133 | 15665.2541 | 0 | 15665.2541 | 417.2665 | 0 | 59860.9332 | 0 | 59860.9332 | 0 | 8156.5295 | 0
4737 | Commercial | CloEgs804 | Floating Head Pressure Controls | 4443.4568 | 2261.2334 | 84.3711 | 13758.6407 | 14696.9517 | 3505.1458 | 2345.6045 | 2740.2741 | 486.9696 | 530.8122 | 265.1574 | 4023.2133 | 15665.2541 | 0 | 15665.2541 | 417.2665 | 0 | 59860.9332 | 0 | 59860.9332 | 0 | 8156.5295 | 0
4738 | Commercial | CloNgs804 | Floating Head Pressure Controls | 4443.4568 | 2261.2334 | 84.3711 | 13758.6407 | 14696.9517 | 3505.1458 | 2345.6045 | 2740.2741 | 486.9696 | 530.8122 | 265.1574 | 4023.2133 | 15665.2541 | 0 | 15665.2541 | 417.2665 | 0 | 59860.9332 | 0 | 59860.9332 | 0 | 8156.5295 | 0
4739 | Commercial | CscEgs804 | Floating Head Pressure Controls | 4443.4568 | 2261.2334 | 84.3711 | 13758.6407 | 14696.9517 | 3505.1458 | 2345.6045 | 2740.2741 | 486.9696 | 530.8122 | 265.1574 | 4023.2133 | 15665.2541 | 0 | 15665.2541 | 417.2665 | 0 | 59860.9332 | 0 | 59860.9332 | 0 | 8156.5295 | 0
4740 | Commercial | CscNgs804 | Floating Head Pressure Controls | 4443.4568 | 2261.2334 | 84.3711 | 13758.6407 | 14696.9517 | 3505.1458 | 2345.6045 | 2740.2741 | 486.9696 | 530.8122 | 265.1574 | 4023.2133 | 15665.2541 | 0 | 15665.2541 | 417.2665 | 0 | 59860.9332 | 0 | 59860.9332 | 0 | 8156.5295 | 0
4741 | Commercial | CgrNgs813 | Energy Star Commercial Glass Door Freezer | 4106.1973 | 2089.6052 | 77.9673 | 12714.3564 | 13581.4493 | 3239.1044 | 2167.5725 | 2532.2866 | 450.0085 | 490.5234 | 245.0319 | 3717.8504 | 14035.3419 | 0 | 14035.3419 | 847.9325 | 0 | 53144.6095 | 0 | 53144.6095 | 0 | 2645.1762 | 0
4742 | Commercial | CgrTgs813 | Energy Star Commercial Glass Door Freezer | 4106.1973 | 2089.6052 | 77.9673 | 12714.3564 | 13581.4493 | 3239.1044 | 2167.5725 | 2532.2866 | 450.0085 | 490.5234 | 245.0319 | 3717.8504 | 14035.3419 | 0 | 14035.3419 | 847.9325 | 0 | 53144.6095 | 0 | 53144.6095 | 0 | 2645.1762 | 0
4743 | Commercial | CrtNgs813 | Energy Star Commercial Glass Door Freezer | 4106.1973 | 2089.6052 | 77.9673 | 12714.3564 | 13581.4493 | 3239.1044 | 2167.5725 | 2532.2866 | 450.0085 | 490.5234 | 245.0319 | 3717.8504 | 14035.3419 | 0 | 14035.3419 | 847.9325 | 0 | 53144.6095 | 0 | 53144.6095 | 0 | 2645.1762 | 0
4744 | Commercial | CrtTgs813 | Energy Star Commercial Glass Door Freezer | 4106.1973 | 2089.6052 | 77.9673 | 12714.3564 | 13581.4493 | 3239.1044 | 2167.5725 | 2532.2866 | 450.0085 | 490.5234 | 245.0319 | 3717.8504 | 14035.3419 | 0 | 14035.3419 | 847.9325 | 0 | 53144.6095 | 0 | 53144.6095 | 0 | 2645.1762 | 0
4745 | Commercial | CgrNgs814 | Energy Star Commercial Glass Door Refrigerator | 4106.1973 | 2089.6052 | 77.9673 | 12714.3564 | 13581.4493 | 3239.1044 | 2167.5725 | 2532.2866 | 450.0085 | 490.5234 | 245.0319 | 3717.8504 | 14035.3419 | 0 | 14035.3419 | 847.9325 | 0 | 53144.6095 | 0 | 53144.6095 | 0 | 12431.2351 | 0
4746 | Commercial | CgrTgs814 | Energy Star Commercial Glass Door Refrigerator | 4106.1973 | 2089.6052 | 77.9673 | 12714.3564 | 13581.4493 | 3239.1044 | 2167.5725 | 2532.2866 | 450.0085 | 490.5234 | 245.0319 | 3717.8504 | 14035.3419 | 0 | 14035.3419 | 847.9325 | 0 | 53144.6095 | 0 | 53144.6095 | 0 | 12431.2351 | 0
4747 | Commercial | CrtNgs814 | Energy Star Commercial Glass Door Refrigerator | 4106.1973 | 2089.6052 | 77.9673 | 12714.3564 | 13581.4493 | 3239.1044 | 2167.5725 | 2532.2866 | 450.0085 | 490.5234 | 245.0319 | 3717.8504 | 14035.3419 | 0 | 14035.3419 | 847.9325 | 0 | 53144.6095 | 0 | 53144.6095 | 0 | 12431.2351 | 0
4748 | Commercial | CrtTgs814 | Energy Star Commercial Glass Door Refrigerator | 4106.1973 | 2089.6052 | 77.9673 | 12714.3564 | 13581.4493 | 3239.1044 | 2167.5725 | 2532.2866 | 450.0085 | 490.5234 | 245.0319 | 3717.8504 | 14035.3419 | 0 | 14035.3419 | 847.9325 | 0 | 53144.6095 | 0 | 53144.6095 | 0 | 12431.2351 | 0
4749 | Commercial | CgrNgs815 | Energy Star Commercial Solid Door Freezer | 4396.4721 | 2237.3234 | 83.479 | 12932.051 | 13813.9902 | 3514.5328 | 2320.8023 | 2689.5472 | 481.242 | 520.9846 | 262.0388 | 3953.8126 | 13742.6933 | 0 | 13742.6933 | 847.9325 | 0 | 51962.7126 | 0 | 51962.7126 | 0 | 4482.3601 | 0
4750 | Commercial | CgrTgs815 | Energy Star Commercial Solid Door Freezer | 4396.4721 | 2237.3234 | 83.479 | 12932.051 | 13813.9902 | 3514.5328 | 2320.8023 | 2689.5472 | 481.242 | 520.9846 | 262.0388 | 3953.8126 | 13742.6933 | 0 | 13742.6933 | 847.9325 | 0 | 51962.7126 | 0 | 51962.7126 | 0 | 4482.3601 | 0
4751 | Commercial | CrtNgs815 | Energy Star Commercial Solid Door Freezer | 4396.4721 | 2237.3234 | 83.479 | 12932.051 | 13813.9902 | 3514.5328 | 2320.8023 | 2689.5472 | 481.242 | 520.9846 | 262.0388 | 3953.8126 | 13742.6933 | 0 | 13742.6933 | 847.9325 | 0 | 51962.7126 | 0 | 51962.7126 | 0 | 4482.3601 | 0
4752 | Commercial | CrtTgs815 | Energy Star Commercial Solid Door Freezer | 4396.4721 | 2237.3234 | 83.479 | 12932.051 | 13813.9902 | 3514.5328 | 2320.8023 | 2689.5472 | 481.242 | 520.9846 | 262.0388 | 3953.8126 | 13742.6933 | 0 | 13742.6933 | 847.9325 | 0 | 51962.7126 | 0 | 51962.7126 | 0 | 4482.3601 | 0
4753 | Commercial | CasEgs902 | Faucet Aerator | 4294.575 | 2185.4689 | 81.5442 | 13260.7498 | 14165.1057 | 3390.2192 | 2267.0131 | 2647.3239 | 470.6232 | 512.807 | 256.2567 | 3887.0108 | 10064.0724 | 0 | 10064.0724 | 981.7856 | 0 | 37239.2224 | 0 | 37239.2224 | 0 | 4541.5374 | 0
4754 | Commercial | CasNgs902 | Faucet Aerator | 4294.575 | 2185.4689 | 81.5442 | 13260.7498 | 14165.1057 | 3390.2192 | 2267.0131 | 2647.3239 | 470.6232 | 512.807 | 256.2567 | 3887.0108 | 10064.0724 | 0 | 10064.0724 | 981.7856 | 0 | 37239.2224 | 0 | 37239.2224 | 0 | 4541.5374 | 0
4755 | Commercial | CcoEgs902 | Faucet Aerator | 5672.8038 | 2886.8366 | 107.7136 | 17516.432 | 18711.0165 | 4478.2192 | 2994.5501 | 3496.9116 | 621.6571 | 677.3786 | 338.4955 | 5134.4427 | 21781.9351 | 0 | 21781.9351 | 981.7856 | 0 | 84187.1348 | 0 | 84187.1348 | 0 | 10267.1048 | 0
4756 | Commercial | CcoNgs902 | Faucet Aerator | 5672.8038 | 2886.8366 | 107.7136 | 17516.432 | 18711.0165 | 4478.2192 | 2994.5501 | 3496.9116 | 621.6571 | 677.3786 | 338.4955 | 5134.4427 | 21781.9351 | 0 | 21781.9351 | 981.7856 | 0 | 84187.1348 | 0 | 84187.1348 | 0 | 10267.1048 | 0
4757 | Commercial | CgrEgs902 | Faucet Aerator | 9727.6617 | 4950.3157 | 184.7061 | 30036.9855 | 32085.4461 | 7679.2011 | 5135.0218 | 5996.4656 | 1066.0107 | 1161.5614 | 580.4483 | 8804.486 | 37837.3607 | 0 | 37837.3607 | 981.7856 | 0 | 146241.3221 | 0 | 146241.3221 | 0 | 17834.9693 | 0
4758 | Commercial | CgrNgs902 | Faucet Aerator | 9727.6617 | 4950.3157 | 184.7061 | 30036.9855 | 32085.4461 | 7679.2011 | 5135.0218 | 5996.4656 | 1066.0107 | 1161.5614 | 580.4483 | 8804.486 | 37837.3607 | 0 | 37837.3607 | 981.7856 | 0 | 146241.3221 | 0 | 146241.3221 | 0 | 17834.9693 | 0
4759 | Commercial | CheEgs902 | Faucet Aerator | 4294.575 | 2185.4689 | 81.5442 | 13260.7498 | 14165.1057 | 3390.2192 | 2267.0131 | 2647.3239 | 470.6232 | 512.807 | 256.2567 | 3887.0108 | 10064.0724 | 0 | 10064.0724 | 981.7856 | 0 | 37239.2224 | 0 | 37239.2224 | 0 | 4541.5374 | 0
4760 | Commercial | CheNgs902 | Faucet Aerator | 4294.575 | 2185.4689 | 81.5442 | 13260.7498 | 14165.1057 | 3390.2192 | 2267.0131 | 2647.3239 | 470.6232 | 512.807 | 256.2567 | 3887.0108 | 10064.0724 | 0 | 10064.0724 | 981.7856 | 0 | 37239.2224 | 0 | 37239.2224 | 0 | 4541.5374 | 0
4761 | Commercial | ChoEgs902 | Faucet Aerator | 5672.8038 | 2886.8366 | 107.7136 | 17516.432 | 18711.0165 | 4478.2192 | 2994.5501 | 3496.9116 | 621.6571 | 677.3786 | 338.4955 | 5134.4427 | 21781.9351 | 0 | 21781.9351 | 981.7856 | 0 | 84187.1348 | 0 | 84187.1348 | 0 | 10267.1048 | 0
4762 | Commercial | ChoNgs902 | Faucet Aerator | 5672.8038 | 2886.8366 | 107.7136 | 17516.432 | 18711.0165 | 4478.2192 | 2994.5501 | 3496.9116 | 621.6571 | 677.3786 | 338.4955 | 5134.4427 | 21781.9351 | 0 | 21781.9351 | 981.7856 | 0 | 84187.1348 | 0 | 84187.1348 | 0 | 10267.1048 | 0
4763 | Commercial | CinEgs902 | Faucet Aerator | 4294.575 | 2185.4689 | 81.5442 | 13260.7498 | 14165.1057 | 3390.2192 | 2267.0131 | 2647.3239 | 470.6232 | 512.807 | 256.2567 | 3887.0108 | 10064.0724 | 0 | 10064.0724 | 981.7856 | 0 | 37239.2224 | 0 | 37239.2224 | 0 | 4541.5374 | 0
4764 | Commercial | CinNgs902 | Faucet Aerator | 4294.575 | 2185.4689 | 81.5442 | 13260.7498 | 14165.1057 | 3390.2192 | 2267.0131 | 2647.3239 | 470.6232 | 512.807 | 256.2567 | 3887.0108 | 10064.0724 | 0 | 10064.0724 | 981.7856 | 0 | 37239.2224 | 0 | 37239.2224 | 0 | 4541.5374 | 0
4765 | Commercial | CloEgs902 | Faucet Aerator | 9727.6617 | 4950.3157 | 184.7061 | 30036.9855 | 32085.4461 | 7679.2011 | 5135.0218 | 5996.4656 | 1066.0107 | 1161.5614 | 580.4483 | 8804.486 | 37837.3607 | 0 | 37837.3607 | 981.7856 | 0 | 146241.3221 | 0 | 146241.3221 | 0 | 17834.9693 | 0
4766 | Commercial | CloNgs902 | Faucet Aerator | 9727.6617 | 4950.3157 | 184.7061 | 30036.9855 | 32085.4461 | 7679.2011 | 5135.0218 | 5996.4656 | 1066.0107 | 1161.5614 | 580.4483 | 8804.486 | 37837.3607 | 0 | 37837.3607 | 981.7856 | 0 | 146241.3221 | 0 | 146241.3221 | 0 | 17834.9693 | 0
4767 | Commercial | CmiEgs902 | Faucet Aerator | 4294.575 | 2185.4689 | 81.5442 | 13260.7498 | 14165.1057 | 3390.2192 | 2267.0131 | 2647.3239 | 470.6232 | 512.807 | 256.2567 | 3887.0108 | 10064.0724 | 0 | 10064.0724 | 981.7856 | 0 | 37239.2224 | 0 | 37239.2224 | 0 | 4541.5374 | 0
4768 | Commercial | CmiNgs902 | Faucet Aerator | 4294.575 | 2185.4689 | 81.5442 | 13260.7498 | 14165.1057 | 3390.2192 | 2267.0131 | 2647.3239 | 470.6232 | 512.807 | 256.2567 | 3887.0108 | 10064.0724 | 0 | 10064.0724 | 981.7856 | 0 | 37239.2224 | 0 | 37239.2224 | 0 | 4541.5374 | 0
4769 | Commercial | CofEgs902 | Faucet Aerator | 4294.575 | 2185.4689 | 81.5442 | 13260.7498 | 14165.1057 | 3390.2192 | 2267.0131 | 2647.3239 | 470.6232 | 512.807 | 256.2567 | 3887.0108 | 10064.0724 | 0 | 10064.0724 | 981.7856 | 0 | 37239.2224 | 0 | 37239.2224 | 0 | 4541.5374 | 0
4770 | Commercial | CofNgs902 | Faucet Aerator | 4294.575 | 2185.4689 | 81.5442 | 13260.7498 | 14165.1057 | 3390.2192 | 2267.0131 | 2647.3239 | 470.6232 | 512.807 | 256.2567 | 3887.0108 | 10064.0724 | 0 | 10064.0724 | 981.7856 | 0 | 37239.2224 | 0 | 37239.2224 | 0 | 4541.5374 | 0
4771 | Commercial | CreEgs902 | Faucet Aerator | 9727.6617 | 4950.3157 | 184.7061 | 30036.9855 | 32085.4461 | 7679.2011 | 5135.0218 | 5996.4656 | 1066.0107 | 1161.5614 | 580.4483 | 8804.486 | 37837.3607 | 0 | 37837.3607 | 981.7856 | 0 | 146241.3221 | 0 | 146241.3221 | 0 | 17834.9693 | 0
4772 | Commercial | CreNgs902 | Faucet Aerator | 9727.6617 | 4950.3157 | 184.7061 | 30036.9855 | 32085.4461 | 7679.2011 | 5135.0218 | 5996.4656 | 1066.0107 | 1161.5614 | 580.4483 | 8804.486 | 37837.3607 | 0 | 37837.3607 | 981.7856 | 0 | 146241.3221 | 0 | 146241.3221 | 0 | 17834.9693 | 0
4773 | Commercial | CrtEgs902 | Faucet Aerator | 9727.6617 | 4950.3157 | 184.7061 | 30036.9855 | 32085.4461 | 7679.2011 | 5135.0218 | 5996.4656 | 1066.0107 | 1161.5614 | 580.4483 | 8804.486 | 37837.3607 | 0 | 37837.3607 | 981.7856 | 0 | 146241.3221 | 0 | 146241.3221 | 0 | 17834.9693 | 0
4774 | Commercial | CrtNgs902 | Faucet Aerator | 9727.6617 | 4950.3157 | 184.7061 | 30036.9855 | 32085.4461 | 7679.2011 | 5135.0218 | 5996.4656 | 1066.0107 | 1161.5614 | 580.4483 | 8804.486 | 37837.3607 | 0 | 37837.3607 | 981.7856 | 0 | 146241.3221 | 0 | 146241.3221 | 0 | 17834.9693 | 0
4775 | Commercial | CscEgs902 | Faucet Aerator | 4294.575 | 2185.4689 | 81.5442 | 13260.7498 | 14165.1057 | 3390.2192 | 2267.0131 | 2647.3239 | 470.6232 | 512.807 | 256.2567 | 3887.0108 | 10064.0724 | 0 | 10064.0724 | 981.7856 | 0 | 37239.2224 | 0 | 37239.2224 | 0 | 4541.5374 | 0
4776 | Commercial | CscNgs902 | Faucet Aerator | 4294.575 | 2185.4689 | 81.5442 | 13260.7498 | 14165.1057 | 3390.2192 | 2267.0131 | 2647.3239 | 470.6232 | 512.807 | 256.2567 | 3887.0108 | 10064.0724 | 0 | 10064.0724 | 981.7856 | 0 | 37239.2224 | 0 | 37239.2224 | 0 | 4541.5374 | 0
4777 | Commercial | CwaEgs902 | Faucet Aerator | 4294.575 | 2185.4689 | 81.5442 | 13260.7498 | 14165.1057 | 3390.2192 | 2267.0131 | 2647.3239 | 470.6232 | 512.807 | 256.2567 | 3887.0108 | 10064.0724 | 0 | 10064.0724 | 981.7856 | 0 | 37239.2224 | 0 | 37239.2224 | 0 | 4541.5374 | 0
4778 | Commercial | CwaNgs902 | Faucet Aerator | 4294.575 | 2185.4689 | 81.5442 | 13260.7498 | 14165.1057 | 3390.2192 | 2267.0131 | 2647.3239 | 470.6232 | 512.807 | 256.2567 | 3887.0108 | 10064.0724 | 0 | 10064.0724 | 981.7856 | 0 | 37239.2224 | 0 | 37239.2224 | 0 | 4541.5374 | 0
4779 | Commercial | CcoEgs903 | Low Flow Shower Head | 7455.2248 | 3793.8939 | 141.5577 | 23084.2258 | 24658.5225 | 5880.9282 | 3935.4516 | 4597.6275 | 817.0369 | 890.5959 | 444.8807 | 6750.141 | 28621.8597 | 0 | 28621.8597 | 981.7856 | 0 | 110623.4296 | 0 | 110623.4296 | 0 | 11642.9758 | 0
4780 | Commercial | CcoNgs903 | Low Flow Shower Head | 7455.2248 | 3793.8939 | 141.5577 | 23084.2258 | 24658.5225 | 5880.9282 | 3935.4516 | 4597.6275 | 817.0369 | 890.5959 | 444.8807 | 6750.141 | 28621.8597 | 0 | 28621.8597 | 981.7856 | 0 | 110623.4296 | 0 | 110623.4296 | 0 | 11642.9758 | 0
4781 | Commercial | CheEgs903 | Low Flow Shower Head | 5657.0638 | 2878.8267 | 107.4147 | 17516.432 | 18711.0165 | 4462.4792 | 2986.2414 | 3488.704 | 619.9719 | 675.7888 | 337.5779 | 5122.0425 | 21781.9351 | 0 | 21781.9351 | 981.7856 | 0 | 84187.1348 | 0 | 84187.1348 | 0 | 8860.5884 | 0
4782 | Commercial | CheNgs903 | Low Flow Shower Head | 5657.0638 | 2878.8267 | 107.4147 | 17516.432 | 18711.0165 | 4462.4792 | 2986.2414 | 3488.704 | 619.9719 | 675.7888 | 337.5779 | 5122.0425 | 21781.9351 | 0 | 21781.9351 | 981.7856 | 0 | 84187.1348 | 0 | 84187.1348 | 0 | 8860.5884 | 0
4783 | Commercial | ChoEgs903 | Low Flow Shower Head | 5657.0638 | 2878.8267 | 107.4147 | 17516.432 | 18711.0165 | 4462.4792 | 2986.2414 | 3488.704 | 619.9719 | 675.7888 | 337.5779 | 5122.0425 | 21781.9351 | 0 | 21781.9351 | 981.7856 | 0 | 84187.1348 | 0 | 84187.1348 | 0 | 8860.5884 | 0
4784 | Commercial | ChoNgs903 | Low Flow Shower Head | 5657.0638 | 2878.8267 | 107.4147 | 17516.432 | 18711.0165 | 4462.4792 | 2986.2414 | 3488.704 | 619.9719 | 675.7888 | 337.5779 | 5122.0425 | 21781.9351 | 0 | 21781.9351 | 981.7856 | 0 | 84187.1348 | 0 | 84187.1348 | 0 | 8860.5884 | 0
4785 | Commercial | CloEgs903 | Low Flow Shower Head | 9700.7935 | 4936.6427 | 184.1959 | 30037.3648 | 32085.8512 | 7652.3071 | 5120.8386 | 5982.4669 | 1063.1344 | 1158.8499 | 578.8821 | 8783.3332 | 37947.8568 | 0 | 37947.8568 | 981.7856 | 0 | 146668.3893 | 0 | 146668.3893 | 0 | 15436.6615 | 0
4786 | Commercial | CloNgs903 | Low Flow Shower Head | 9700.7935 | 4936.6427 | 184.1959 | 30037.3648 | 32085.8512 | 7652.3071 | 5120.8386 | 5982.4669 | 1063.1344 | 1158.8499 | 578.8821 | 8783.3332 | 37947.8568 | 0 | 37947.8568 | 981.7856 | 0 | 146668.3893 | 0 | 146668.3893 | 0 | 15436.6615 | 0
4787 | Commercial | CasEgs905 | Hot Water Pipe Insulation | 4639.0013 | 2360.7442 | 88.084 | 14364.1213 | 15343.7248 | 3659.3978 | 2448.8282 | 2860.8661 | 508.3998 | 554.1718 | 276.8263 | 4200.2641 | 17975.0687 | 0 | 17975.0687 | 814.9618 | 0 | 69473.6039 | 0 | 69473.6039 | 0 | 11670.4974 | 0
4788 | Commercial | CasNgs905 | Hot Water Pipe Insulation | 4639.0013 | 2360.7442 | 88.084 | 14364.1213 | 15343.7248 | 3659.3978 | 2448.8282 | 2860.8661 | 508.3998 | 554.1718 | 276.8263 | 4200.2641 | 17975.0687 | 0 | 17975.0687 | 814.9618 | 0 | 69473.6039 | 0 | 69473.6039 | 0 | 11670.4974 | 0
4789 | Commercial | CcoEgs905 | Hot Water Pipe Insulation | 4554.3844 | 2317.6835 | 86.4774 | 14102.1151 | 15063.8503 | 3592.6492 | 2404.1608 | 2808.683 | 499.1264 | 544.0635 | 271.7769 | 4123.6499 | 17591.0973 | 0 | 17591.0973 | 814.9618 | 0 | 67989.5553 | 0 | 67989.5553 | 0 | 11421.1998 | 0
4790 | Commercial | CcoNgs905 | Hot Water Pipe Insulation | 4554.3844 | 2317.6835 | 86.4774 | 14102.1151 | 15063.8503 | 3592.6492 | 2404.1608 | 2808.683 | 499.1264 | 544.0635 | 271.7769 | 4123.6499 | 17591.0973 | 0 | 17591.0973 | 814.9618 | 0 | 67989.5553 | 0 | 67989.5553 | 0 | 11421.1998 | 0
4791 | Commercial | CgrEgs905 | Hot Water Pipe Insulation | 5052.2523 | 2571.0438 | 95.9307 | 15643.7044 | 16710.5729 | 3985.3839 | 2666.9745 | 3115.7175 | 553.689 | 603.5385 | 301.4865 | 4574.4316 | 25518.4202 | 0 | 25518.4202 | 814.9618 | 0 | 98628.642 | 0 | 98628.642 | 0 | 16568.0951 | 0
4792 | Commercial | CgrNgs905 | Hot Water Pipe Insulation | 5052.2523 | 2571.0438 | 95.9307 | 15643.7044 | 16710.5729 | 3985.3839 | 2666.9745 | 3115.7175 | 553.689 | 603.5385 | 301.4865 | 4574.4316 | 25518.4202 | 0 | 25518.4202 | 814.9618 | 0 | 98628.642 | 0 | 98628.642 | 0 | 16568.0951 | 0
4793 | Commercial | CheEgs905 | Hot Water Pipe Insulation | 4639.0013 | 2360.7442 | 88.084 | 14364.1213 | 15343.7248 | 3659.3978 | 2448.8282 | 2860.8661 | 508.3998 | 554.1718 | 276.8263 | 4200.2641 | 17975.0687 | 0 | 17975.0687 | 814.9618 | 0 | 69473.6039 | 0 | 69473.6039 | 0 | 11670.4974 | 0
4794 | Commercial | CheNgs905 | Hot Water Pipe Insulation | 4639.0013 | 2360.7442 | 88.084 | 14364.1213 | 15343.7248 | 3659.3978 | 2448.8282 | 2860.8661 | 508.3998 | 554.1718 | 276.8263 | 4200.2641 | 17975.0687 | 0 | 17975.0687 | 814.9618 | 0 | 69473.6039 | 0 | 69473.6039 | 0 | 11670.4974 | 0
4795 | Commercial | ChoEgs905 | Hot Water Pipe Insulation | 4554.3844 | 2317.6835 | 86.4774 | 14102.1151 | 15063.8503 | 3592.6492 | 2404.1608 | 2808.683 | 499.1264 | 544.0635 | 271.7769 | 4123.6499 | 17591.0973 | 0 | 17591.0973 | 814.9618 | 0 | 67989.5553 | 0 | 67989.5553 | 0 | 11421.1998 | 0
4796 | Commercial | ChoNgs905 | Hot Water Pipe Insulation | 4554.3844 | 2317.6835 | 86.4774 | 14102.1151 | 15063.8503 | 3592.6492 | 2404.1608 | 2808.683 | 499.1264 | 544.0635 | 271.7769 | 4123.6499 | 17591.0973 | 0 | 17591.0973 | 814.9618 | 0 | 67989.5553 | 0 | 67989.5553 | 0 | 11421.1998 | 0
4797 | Commercial | CinEgs905 | Hot Water Pipe Insulation | 4639.0013 | 2360.7442 | 88.084 | 14364.1213 | 15343.7248 | 3659.3978 | 2448.8282 | 2860.8661 | 508.3998 | 554.1718 | 276.8263 | 4200.2641 | 17975.0687 | 0 | 17975.0687 | 814.9618 | 0 | 69473.6039 | 0 | 69473.6039 | 0 | 11670.4974 | 0
4798 | Commercial | CinNgs905 | Hot Water Pipe Insulation | 4639.0013 | 2360.7442 | 88.084 | 14364.1213 | 15343.7248 | 3659.3978 | 2448.8282 | 2860.8661 | 508.3998 | 554.1718 | 276.8263 | 4200.2641 | 17975.0687 | 0 | 17975.0687 | 814.9618 | 0 | 69473.6039 | 0 | 69473.6039 | 0 | 11670.4974 | 0
4799 | Commercial | CloEgs905 | Hot Water Pipe Insulation | 5052.2523 | 2571.0438 | 95.9307 | 15643.7044 | 16710.5729 | 3985.3839 | 2666.9745 | 3115.7175 | 553.689 | 603.5385 | 301.4865 | 4574.4316 | 25518.4202 | 0 | 25518.4202 | 814.9618 | 0 | 98628.642 | 0 | 98628.642 | 0 | 16568.0951 | 0
4800 | Commercial | CloNgs905 | Hot Water Pipe Insulation | 5052.2523 | 2571.0438 | 95.9307 | 15643.7044 | 16710.5729 | 3985.3839 | 2666.9745 | 3115.7175 | 553.689 | 603.5385 | 301.4865 | 4574.4316 | 25518.4202 | 0 | 25518.4202 | 814.9618 | 0 | 98628.642 | 0 | 98628.642 | 0 | 16568.0951 | 0
4801 | Commercial | CmiEgs905 | Hot Water Pipe Insulation | 4639.0013 | 2360.7442 | 88.084 | 14364.1213 | 15343.7248 | 3659.3978 | 2448.8282 | 2860.8661 | 508.3998 | 554.1718 | 276.8263 | 4200.2641 | 17975.0687 | 0 | 17975.0687 | 814.9618 | 0 | 69473.6039 | 0 | 69473.6039 | 0 | 11670.4974 | 0
4802 | Commercial | CmiNgs905 | Hot Water Pipe Insulation | 4639.0013 | 2360.7442 | 88.084 | 14364.1213 | 15343.7248 | 3659.3978 | 2448.8282 | 2860.8661 | 508.3998 | 554.1718 | 276.8263 | 4200.2641 | 17975.0687 | 0 | 17975.0687 | 814.9618 | 0 | 69473.6039 | 0 | 69473.6039 | 0 | 11670.4974 | 0
4803 | Commercial | CofEgs905 | Hot Water Pipe Insulation | 4639.0013 | 2360.7442 | 88.084 | 14364.1213 | 15343.7248 | 3659.3978 | 2448.8282 | 2860.8661 | 508.3998 | 554.1718 | 276.8263 | 4200.2641 | 17975.0687 | 0 | 17975.0687 | 814.9618 | 0 | 69473.6039 | 0 | 69473.6039 | 0 | 11670.4974 | 0
4804 | Commercial | CofNgs905 | Hot Water Pipe Insulation | 4639.0013 | 2360.7442 | 88.084 | 14364.1213 | 15343.7248 | 3659.3978 | 2448.8282 | 2860.8661 | 508.3998 | 554.1718 | 276.8263 | 4200.2641 | 17975.0687 | 0 | 17975.0687 | 814.9618 | 0 | 69473.6039 | 0 | 69473.6039 | 0 | 11670.4974 | 0
4805 | Commercial | CreEgs905 | Hot Water Pipe Insulation | 5052.2523 | 2571.0438 | 95.9307 | 15643.7044 | 16710.5729 | 3985.3839 | 2666.9745 | 3115.7175 | 553.689 | 603.5385 | 301.4865 | 4574.4316 | 25518.4202 | 0 | 25518.4202 | 814.9618 | 0 | 98628.642 | 0 | 98628.642 | 0 | 16568.0951 | 0
4806 | Commercial | CreNgs905 | Hot Water Pipe Insulation | 5052.2523 | 2571.0438 | 95.9307 | 15643.7044 | 16710.5729 | 3985.3839 | 2666.9745 | 3115.7175 | 553.689 | 603.5385 | 301.4865 | 4574.4316 | 25518.4202 | 0 | 25518.4202 | 814.9618 | 0 | 98628.642 | 0 | 98628.642 | 0 | 16568.0951 | 0
4807 | Commercial | CrtEgs905 | Hot Water Pipe Insulation | 5052.2523 | 2571.0438 | 95.9307 | 15643.7044 | 16710.5729 | 3985.3839 | 2666.9745 | 3115.7175 | 553.689 | 603.5385 | 301.4865 | 4574.4316 | 25518.4202 | 0 | 25518.4202 | 814.9618 | 0 | 98628.642 | 0 | 98628.642 | 0 | 16568.0951 | 0
4808 | Commercial | CrtNgs905 | Hot Water Pipe Insulation | 5052.2523 | 2571.0438 | 95.9307 | 15643.7044 | 16710.5729 | 3985.3839 | 2666.9745 | 3115.7175 | 553.689 | 603.5385 | 301.4865 | 4574.4316 | 25518.4202 | 0 | 25518.4202 | 814.9618 | 0 | 98628.642 | 0 | 98628.642 | 0 | 16568.0951 | 0
4809 | Commercial | CscEgs905 | Hot Water Pipe Insulation | 4639.0013 | 2360.7442 | 88.084 | 14364.1213 | 15343.7248 | 3659.3978 | 2448.8282 | 2860.8661 | 508.3998 | 554.1718 | 276.8263 | 4200.2641 | 17975.0687 | 0 | 17975.0687 | 814.9618 | 0 | 69473.6039 | 0 | 69473.6039 | 0 | 11670.4974 | 0
4810 | Commercial | CscNgs905 | Hot Water Pipe Insulation | 4639.0013 | 2360.7442 | 88.084 | 14364.1213 | 15343.7248 | 3659.3978 | 2448.8282 | 2860.8661 | 508.3998 | 554.1718 | 276.8263 | 4200.2641 | 17975.0687 | 0 | 17975.0687 | 814.9618 | 0 | 69473.6039 | 0 | 69473.6039 | 0 | 11670.4974 | 0
4811 | Commercial | CwaEgs905 | Hot Water Pipe Insulation | 4639.0013 | 2360.7442 | 88.084 | 14364.1213 | 15343.7248 | 3659.3978 | 2448.8282 | 2860.8661 | 508.3998 | 554.1718 | 276.8263 | 4200.2641 | 17975.0687 | 0 | 17975.0687 | 814.9618 | 0 | 69473.6039 | 0 | 69473.6039 | 0 | 11670.4974 | 0
4812 | Commercial | CwaNgs905 | Hot Water Pipe Insulation | 4639.0013 | 2360.7442 | 88.084 | 14364.1213 | 15343.7248 | 3659.3978 | 2448.8282 | 2860.8661 | 508.3998 | 554.1718 | 276.8263 | 4200.2641 | 17975.0687 | 0 | 17975.0687 | 814.9618 | 0 | 69473.6039 | 0 | 69473.6039 | 0 | 11670.4974 | 0
4813 | Commercial | CcoEgs907 | Thermostatic Shower Restriction Valve | 7455.2248 | 3793.8939 | 141.5577 | 23084.2258 | 24658.5225 | 5880.9282 | 3935.4516 | 4597.6275 | 817.0369 | 890.5959 | 444.8807 | 6750.141 | 28621.8597 | 0 | 28621.8597 | 981.7856 | 0 | 110623.4296 | 0 | 110623.4296 | 0 | 5887.6102 | 0
4814 | Commercial | CheEgs907 | Thermostatic Shower Restriction Valve | 5657.0638 | 2878.8267 | 107.4147 | 17516.432 | 18711.0165 | 4462.4792 | 2986.2414 | 3488.704 | 619.9719 | 675.7888 | 337.5779 | 5122.0425 | 21781.9351 | 0 | 21781.9351 | 981.7856 | 0 | 84187.1348 | 0 | 84187.1348 | 0 | 4480.6151 | 0
4815 | Commercial | ChoEgs907 | Thermostatic Shower Restriction Valve | 5657.0638 | 2878.8267 | 107.4147 | 17516.432 | 18711.0165 | 4462.4792 | 2986.2414 | 3488.704 | 619.9719 | 675.7888 | 337.5779 | 5122.0425 | 21781.9351 | 0 | 21781.9351 | 981.7856 | 0 | 84187.1348 | 0 | 84187.1348 | 0 | 4480.6151 | 0
4816 | Commercial | CloEgs907 | Thermostatic Shower Restriction Valve | 9700.7935 | 4936.6427 | 184.1959 | 30037.3648 | 32085.8512 | 7652.3071 | 5120.8386 | 5982.4669 | 1063.1344 | 1158.8499 | 578.8821 | 8783.3332 | 37947.8568 | 0 | 37947.8568 | 981.7856 | 0 | 146668.3893 | 0 | 146668.3893 | 0 | 7805.998 | 0
4817 | Commercial | CcoNgs911 | Heat Pump Water Heater | 4519.9449 | 2300.1575 | 85.8234 | 13295.2414 | 14201.9495 | 3613.2368 | 2385.9809 | 2765.0819 | 494.7575 | 535.6162 | 269.398 | 4064.8535 | 9087.4138 | 0 | 9087.4138 | 898.9844 | 0 | 33377.4909 | 0 | 33377.4909 | 0 | 5262.6127 | 0
4818 | Commercial | CcoTgs911 | Heat Pump Water Heater | 4519.9449 | 2300.1575 | 85.8234 | 13295.2414 | 14201.9495 | 3613.2368 | 2385.9809 | 2765.0819 | 494.7575 | 535.6162 | 269.398 | 4064.8535 | 9087.4138 | 0 | 9087.4138 | 898.9844 | 0 | 33377.4909 | 0 | 33377.4909 | 0 | 5262.6127 | 0
4819 | Commercial | CgrNgs911 | Heat Pump Water Heater | 4519.9449 | 2300.1575 | 85.8234 | 13295.2414 | 14201.9495 | 3613.2368 | 2385.9809 | 2765.0819 | 494.7575 | 535.6162 | 269.398 | 4064.8535 | 9087.4138 | 0 | 9087.4138 | 898.9844 | 0 | 33377.4909 | 0 | 33377.4909 | 0 | 6052.0047 | 0
4820 | Commercial | CgrTgs911 | Heat Pump Water Heater | 4519.9449 | 2300.1575 | 85.8234 | 13295.2414 | 14201.9495 | 3613.2368 | 2385.9809 | 2765.0819 | 494.7575 | 535.6162 | 269.398 | 4064.8535 | 9087.4138 | 0 | 9087.4138 | 898.9844 | 0 | 33377.4909 | 0 | 33377.4909 | 0 | 6052.0047 | 0
4821 | Commercial | CheNgs911 | Heat Pump Water Heater | 4519.9449 | 2300.1575 | 85.8234 | 13295.2414 | 14201.9495 | 3613.2368 | 2385.9809 | 2765.0819 | 494.7575 | 535.6162 | 269.398 | 4064.8535 | 9087.4138 | 0 | 9087.4138 | 898.9844 | 0 | 33377.4909 | 0 | 33377.4909 | 0 | 9078.0073 | 0
4822 | Commercial | CheTgs911 | Heat Pump Water Heater | 4519.9449 | 2300.1575 | 85.8234 | 13295.2414 | 14201.9495 | 3613.2368 | 2385.9809 | 2765.0819 | 494.7575 | 535.6162 | 269.398 | 4064.8535 | 9087.4138 | 0 | 9087.4138 | 898.9844 | 0 | 33377.4909 | 0 | 33377.4909 | 0 | 9078.0073 | 0
4823 | Commercial | ChoNgs911 | Heat Pump Water Heater | 4519.9449 | 2300.1575 | 85.8234 | 13295.2414 | 14201.9495 | 3613.2368 | 2385.9809 | 2765.0819 | 494.7575 | 535.6162 | 269.398 | 4064.8535 | 9087.4138 | 0 | 9087.4138 | 898.9844 | 0 | 33377.4909 | 0 | 33377.4909 | 0 | 4501.4912 | 0
4824 | Commercial | ChoTgs911 | Heat Pump Water Heater | 4519.9449 | 2300.1575 | 85.8234 | 13295.2414 | 14201.9495 | 3613.2368 | 2385.9809 | 2765.0819 | 494.7575 | 535.6162 | 269.398 | 4064.8535 | 9087.4138 | 0 | 9087.4138 | 898.9844 | 0 | 33377.4909 | 0 | 33377.4909 | 0 | 4501.4912 | 0
4825 | Commercial | CinNgs911 | Heat Pump Water Heater | 4519.9449 | 2300.1575 | 85.8234 | 13295.2414 | 14201.9495 | 3613.2368 | 2385.9809 | 2765.0819 | 494.7575 | 535.6162 | 269.398 | 4064.8535 | 9087.4138 | 0 | 9087.4138 | 898.9844 | 0 | 33377.4909 | 0 | 33377.4909 | 0 | 3782.5031 | 0
4826 | Commercial | CinTgs911 | Heat Pump Water Heater | 4519.9449 | 2300.1575 | 85.8234 | 13295.2414 | 14201.9495 | 3613.2368 | 2385.9809 | 2765.0819 | 494.7575 | 535.6162 | 269.398 | 4064.8535 | 9087.4138 | 0 | 9087.4138 | 898.9844 | 0 | 33377.4909 | 0 | 33377.4909 | 0 | 3782.5031 | 0
4827 | Commercial | CloNgs911 | Heat Pump Water Heater | 4519.9449 | 2300.1575 | 85.8234 | 13295.2414 | 14201.9495 | 3613.2368 | 2385.9809 | 2765.0819 | 494.7575 | 535.6162 | 269.398 | 4064.8535 | 9087.4138 | 0 | 9087.4138 | 898.9844 | 0 | 33377.4909 | 0 | 33377.4909 | 0 | 3782.5031 | 0
4828 | Commercial | CloTgs911 | Heat Pump Water Heater | 4519.9449 | 2300.1575 | 85.8234 | 13295.2414 | 14201.9495 | 3613.2368 | 2385.9809 | 2765.0819 | 494.7575 | 535.6162 | 269.398 | 4064.8535 | 9087.4138 | 0 | 9087.4138 | 898.9844 | 0 | 33377.4909 | 0 | 33377.4909 | 0 | 3782.5031 | 0
4829 | Commercial | CmiNgs911 | Heat Pump Water Heater | 4519.9449 | 2300.1575 | 85.8234 | 13295.2414 | 14201.9495 | 3613.2368 | 2385.9809 | 2765.0819 | 494.7575 | 535.6162 | 269.398 | 4064.8535 | 9087.4138 | 0 | 9087.4138 | 898.9844 | 0 | 33377.4909 | 0 | 33377.4909 | 0 | 4034.6699 | 0
4830 | Commercial | CmiTgs911 | Heat Pump Water Heater | 4519.9449 | 2300.1575 | 85.8234 | 13295.2414 | 14201.9495 | 3613.2368 | 2385.9809 | 2765.0819 | 494.7575 | 535.6162 | 269.398 | 4064.8535 | 9087.4138 | 0 | 9087.4138 | 898.9844 | 0 | 33377.4909 | 0 | 33377.4909 | 0 | 4034.6699 | 0
4831 | Commercial | CofNgs911 | Heat Pump Water Heater | 4519.9449 | 2300.1575 | 85.8234 | 13295.2414 | 14201.9495 | 3613.2368 | 2385.9809 | 2765.0819 | 494.7575 | 535.6162 | 269.398 | 4064.8535 | 9087.4138 | 0 | 9087.4138 | 898.9844 | 0 | 33377.4909 | 0 | 33377.4909 | 0 | 4357.4436 | 0
4832 | Commercial | CofTgs911 | Heat Pump Water Heater | 4519.9449 | 2300.1575 | 85.8234 | 13295.2414 | 14201.9495 | 3613.2368 | 2385.9809 | 2765.0819 | 494.7575 | 535.6162 | 269.398 | 4064.8535 | 9087.4138 | 0 | 9087.4138 | 898.9844 | 0 | 33377.4909 | 0 | 33377.4909 | 0 | 4357.4436 | 0
4833 | Commercial | CreNgs911 | Heat Pump Water Heater | 4519.9449 | 2300.1575 | 85.8234 | 13295.2414 | 14201.9495 | 3613.2368 | 2385.9809 | 2765.0819 | 494.7575 | 535.6162 | 269.398 | 4064.8535 | 9087.4138 | 0 | 9087.4138 | 898.9844 | 0 | 33377.4909 | 0 | 33377.4909 | 0 | 7262.4058 | 0
4834 | Commercial | CreTgs911 | Heat Pump Water Heater | 4519.9449 | 2300.1575 | 85.8234 | 13295.2414 | 14201.9495 | 3613.2368 | 2385.9809 | 2765.0819 | 494.7575 | 535.6162 | 269.398 | 4064.8535 | 9087.4138 | 0 | 9087.4138 | 898.9844 | 0 | 33377.4909 | 0 | 33377.4909 | 0 | 7262.4058 | 0
4835 | Commercial | CrtNgs911 | Heat Pump Water Heater | 4519.9449 | 2300.1575 | 85.8234 | 13295.2414 | 14201.9495 | 3613.2368 | 2385.9809 | 2765.0819 | 494.7575 | 535.6162 | 269.398 | 4064.8535 | 9087.4138 | 0 | 9087.4138 | 898.9844 | 0 | 33377.4909 | 0 | 33377.4909 | 0 | 6113.1364 | 0
4836 | Commercial | CrtTgs911 | Heat Pump Water Heater | 4519.9449 | 2300.1575 | 85.8234 | 13295.2414 | 14201.9495 | 3613.2368 | 2385.9809 | 2765.0819 | 494.7575 | 535.6162 | 269.398 | 4064.8535 | 9087.4138 | 0 | 9087.4138 | 898.9844 | 0 | 33377.4909 | 0 | 33377.4909 | 0 | 6113.1364 | 0
4837 | Commercial | CwaNgs911 | Heat Pump Water Heater | 4519.9449 | 2300.1575 | 85.8234 | 13295.2414 | 14201.9495 | 3613.2368 | 2385.9809 | 2765.0819 | 494.7575 | 535.6162 | 269.398 | 4064.8535 | 9087.4138 | 0 | 9087.4138 | 898.9844 | 0 | 33377.4909 | 0 | 33377.4909 | 0 | 6052.0047 | 0
4838 | Commercial | CwaTgs911 | Heat Pump Water Heater | 4519.9449 | 2300.1575 | 85.8234 | 13295.2414 | 14201.9495 | 3613.2368 | 2385.9809 | 2765.0819 | 494.7575 | 535.6162 | 269.398 | 4064.8535 | 9087.4138 | 0 | 9087.4138 | 898.9844 | 0 | 33377.4909 | 0 | 33377.4909 | 0 | 6052.0047 | 0
4839 | Commercial | CgrEgs921 | Retro-Commissioning | 5468.5211 | 2782.879 | 103.8347 | 16085.4411 | 17182.4351 | 4371.5271 | 2886.7137 | 3345.3745 | 598.5895 | 648.023 | 325.9351 | 4917.9221 | 6998.5603 | 0 | 6998.5603 | 1710.9354 | 0 | 25138.0205 | 0 | 25138.0205 | 0 | 2019.8642 | 0
4840 | Commercial | CheEgs921 | Retro-Commissioning | 6304.7296 | 3208.4177 | 119.7124 | 18545.1158 | 19809.8545 | 5039.9909 | 3328.1301 | 3856.9261 | 690.1217 | 747.1142 | 375.7748 | 5669.9368 | 12350.7218 | 0 | 12350.7218 | 1710.9354 | 0 | 46424.1702 | 0 | 46424.1702 | 0 | 9126.0243 | 0
4841 | Commercial | ChoEgs921 | Retro-Commissioning | 4083.3791 | 2077.9933 | 77.534 | 12011.1001 | 12830.2324 | 3264.2468 | 2155.5273 | 2498.0122 | 446.9706 | 483.8828 | 243.3778 | 3672.2434 | 5234.3149 | 0 | 5234.3149 | 1710.9354 | 0 | 18406.8658 | 0 | 18406.8658 | 0 | 3618.4057 | 0
4842 | Commercial | CinEgs921 | Retro-Commissioning | 6304.7296 | 3208.4177 | 119.7124 | 18545.1158 | 19809.8545 | 5039.9909 | 3328.1301 | 3856.9261 | 690.1217 | 747.1142 | 375.7748 | 5669.9368 | 12350.7228 | 0 | 12350.7228 | 1710.9354 | 0 | 46424.174 | 0 | 46424.174 | 0 | 8094.3224 | 0
4843 | Commercial | CloEgs921 | Retro-Commissioning | 5468.5211 | 2782.879 | 103.8347 | 16085.4411 | 17182.4351 | 4371.5271 | 2886.7137 | 3345.3745 | 598.5895 | 648.023 | 325.9351 | 4917.9221 | 6998.5603 | 0 | 6998.5603 | 1710.9354 | 0 | 25138.0205 | 0 | 25138.0205 | 0 | 8755.1183 | 0
4844 | Commercial | CmiEgs921 | Retro-Commissioning | 6304.7296 | 3208.4177 | 119.7124 | 18545.1158 | 19809.8545 | 5039.9909 | 3328.1301 | 3856.9261 | 690.1217 | 747.1142 | 375.7748 | 5669.9368 | 12350.7228 | 0 | 12350.7228 | 1710.9354 | 0 | 46424.174 | 0 | 46424.174 | 0 | 11851.5512 | 0
4845 | Commercial | CofEgs921 | Retro-Commissioning | 6304.7296 | 3208.4177 | 119.7124 | 18545.1158 | 19809.8545 | 5039.9909 | 3328.1301 | 3856.9261 | 690.1217 | 747.1142 | 375.7748 | 5669.9368 | 12350.7228 | 0 | 12350.7228 | 1710.9354 | 0 | 46424.174 | 0 | 46424.174 | 0 | 8844.6917 | 0
4846 | Commercial | CreEgs921 | Retro-Commissioning | 5468.5211 | 2782.879 | 103.8347 | 16085.4411 | 17182.4351 | 4371.5271 | 2886.7137 | 3345.3745 | 598.5895 | 648.023 | 325.9351 | 4917.9221 | 6998.5645 | 0 | 6998.5645 | 1710.9354 | 0 | 25138.0356 | 0 | 25138.0356 | 0 | 2089.8755 | 0
4847 | Commercial | CrtEgs921 | Retro-Commissioning | 5468.5211 | 2782.879 | 103.8347 | 16085.4411 | 17182.4351 | 4371.5271 | 2886.7137 | 3345.3745 | 598.5895 | 648.023 | 325.9351 | 4917.9221 | 6998.5571 | 0 | 6998.5571 | 1710.9354 | 0 | 25138.0091 | 0 | 25138.0091 | 0 | 10779.2435 | 0
4848 | Commercial | CcoNgsd102 | Energy Star Commercial Dishwasher | 4075.0406 | 2073.7499 | 77.3757 | 11986.5727 | 12804.0323 | 3257.581 | 2151.1256 | 2492.9111 | 446.0578 | 482.8947 | 242.8808 | 3664.7445 | 27674.3927 | 0 | 27674.3927 | 660.672 | 0 | 61450.1101 | 10617.8427 | 72067.9529 | 0 | 4768.4997 | 0
4849 | Commercial | CcoTgsd102 | Energy Star Commercial Dishwasher | 4075.0406 | 2073.7499 | 77.3757 | 11986.5727 | 12804.0323 | 3257.581 | 2151.1256 | 2492.9111 | 446.0578 | 482.8947 | 242.8808 | 3664.7445 | 27674.3927 | 0 | 27674.3927 | 660.672 | 0 | 61450.1101 | 10617.8427 | 72067.9529 | 0 | 4768.4997 | 0
4850 | Commercial | CheNgsd102 | Energy Star Commercial Dishwasher | 4075.0406 | 2073.7499 | 77.3757 | 11986.5727 | 12804.0323 | 3257.581 | 2151.1256 | 2492.9111 | 446.0578 | 482.8947 | 242.8808 | 3664.7445 | 27674.3927 | 0 | 27674.3927 | 660.672 | 0 | 61450.1101 | 10617.8427 | 72067.9529 | 0 | 4768.4997 | 0
4851 | Commercial | CheTgsd102 | Energy Star Commercial Dishwasher | 4075.0406 | 2073.7499 | 77.3757 | 11986.5727 | 12804.0323 | 3257.581 | 2151.1256 | 2492.9111 | 446.0578 | 482.8947 | 242.8808 | 3664.7445 | 27674.3927 | 0 | 27674.3927 | 660.672 | 0 | 61450.1101 | 10617.8427 | 72067.9529 | 0 | 4768.4997 | 0
4852 | Commercial | ChoNgsd102 | Energy Star Commercial Dishwasher | 4075.0406 | 2073.7499 | 77.3757 | 11986.5727 | 12804.0323 | 3257.581 | 2151.1256 | 2492.9111 | 446.0578 | 482.8947 | 242.8808 | 3664.7445 | 27674.3927 | 0 | 27674.3927 | 660.672 | 0 | 61450.1101 | 10617.8427 | 72067.9529 | 0 | 4768.4997 | 0
4853 | Commercial | ChoTgsd102 | Energy Star Commercial Dishwasher | 4075.0406 | 2073.7499 | 77.3757 | 11986.5727 | 12804.0323 | 3257.581 | 2151.1256 | 2492.9111 | 446.0578 | 482.8947 | 242.8808 | 3664.7445 | 27674.3927 | 0 | 27674.3927 | 660.672 | 0 | 61450.1101 | 10617.8427 | 72067.9529 | 0 | 4768.4997 | 0
4854 | Commercial | CloNgsd102 | Energy Star Commercial Dishwasher | 4075.0406 | 2073.7499 | 77.3757 | 11986.5727 | 12804.0323 | 3257.581 | 2151.1256 | 2492.9111 | 446.0578 | 482.8947 | 242.8808 | 3664.7445 | 27674.3927 | 0 | 27674.3927 | 660.672 | 0 | 61450.1101 | 10617.8427 | 72067.9529 | 0 | 4768.4997 | 0
4855 | Commercial | CloTgsd102 | Energy Star Commercial Dishwasher | 4075.0406 | 2073.7499 | 77.3757 | 11986.5727 | 12804.0323 | 3257.581 | 2151.1256 | 2492.9111 | 446.0578 | 482.8947 | 242.8808 | 3664.7445 | 27674.3927 | 0 | 27674.3927 | 660.672 | 0 | 61450.1101 | 10617.8427 | 72067.9529 | 0 | 4768.4997 | 0
4856 | Commercial | CreNgsd102 | Energy Star Commercial Dishwasher | 4075.0406 | 2073.7499 | 77.3757 | 11986.5727 | 12804.0323 | 3257.581 | 2151.1256 | 2492.9111 | 446.0578 | 482.8947 | 242.8808 | 3664.7445 | 27674.3927 | 0 | 27674.3927 | 660.672 | 0 | 61450.1101 | 10617.8427 | 72067.9529 | 0 | 4768.4997 | 0
4857 | Commercial | CreTgsd102 | Energy Star Commercial Dishwasher | 4075.0406 | 2073.7499 | 77.3757 | 11986.5727 | 12804.0323 | 3257.581 | 2151.1256 | 2492.9111 | 446.0578 | 482.8947 | 242.8808 | 3664.7445 | 27674.3927 | 0 | 27674.3927 | 660.672 | 0 | 61450.1101 | 10617.8427 | 72067.9529 | 0 | 4768.4997 | 0
4858 | Commercial | CscNgsd102 | Energy Star Commercial Dishwasher | 4075.0406 | 2073.7499 | 77.3757 | 11986.5727 | 12804.0323 | 3257.581 | 2151.1256 | 2492.9111 | 446.0578 | 482.8947 | 242.8808 | 3664.7445 | 27674.3927 | 0 | 27674.3927 | 660.672 | 0 | 61450.1101 | 10617.8427 | 72067.9529 | 0 | 4768.4997 | 0
4859 | Commercial | CscTgsd102 | Energy Star Commercial Dishwasher | 4075.0406 | 2073.7499 | 77.3757 | 11986.5727 | 12804.0323 | 3257.581 | 2151.1256 | 2492.9111 | 446.0578 | 482.8947 | 242.8808 | 3664.7445 | 27674.3927 | 0 | 27674.3927 | 660.672 | 0 | 61450.1101 | 10617.8427 | 72067.9529 | 0 | 4768.4997 | 0
4860 | Commercial | CcoNgsd105 | Energy Star Griddle | 4070.2161 | 2071.2948 | 77.2841 | 12528.1622 | 13382.5571 | 3215.8213 | 2148.5789 | 2507.7909 | 446.004 | 485.7783 | 242.8515 | 3682.4247 | 12484.0418 | 0 | 12484.0418 | 847.9325 | 0 | 26984.9897 | 11040.5152 | 38025.505 | 0 | 0 | 0
4861 | Commercial | CcoTgsd105 | Energy Star Griddle | 4070.2161 | 2071.2948 | 77.2841 | 12528.1622 | 13382.5571 | 3215.8213 | 2148.5789 | 2507.7909 | 446.004 | 485.7783 | 242.8515 | 3682.4247 | 12484.0418 | 0 | 12484.0418 | 847.9325 | 0 | 26984.9897 | 11040.5152 | 38025.505 | 0 | 0 | 0
4862 | Commercial | CheNgsd105 | Energy Star Griddle | 4070.2161 | 2071.2948 | 77.2841 | 12528.1622 | 13382.5571 | 3215.8213 | 2148.5789 | 2507.7909 | 446.004 | 485.7783 | 242.8515 | 3682.4247 | 12484.0418 | 0 | 12484.0418 | 847.9325 | 0 | 26984.9897 | 11040.5152 | 38025.505 | 0 | 0 | 0
4863 | Commercial | CheTgsd105 | Energy Star Griddle | 4070.2161 | 2071.2948 | 77.2841 | 12528.1622 | 13382.5571 | 3215.8213 | 2148.5789 | 2507.7909 | 446.004 | 485.7783 | 242.8515 | 3682.4247 | 12484.0418 | 0 | 12484.0418 | 847.9325 | 0 | 26984.9897 | 11040.5152 | 38025.505 | 0 | 0 | 0
4864 | Commercial | ChoNgsd105 | Energy Star Griddle | 4070.2161 | 2071.2948 | 77.2841 | 12528.1622 | 13382.5571 | 3215.8213 | 2148.5789 | 2507.7909 | 446.004 | 485.7783 | 242.8515 | 3682.4247 | 12484.0418 | 0 | 12484.0418 | 847.9325 | 0 | 26984.9897 | 11040.5152 | 38025.505 | 0 | 0 | 0
4865 | Commercial | ChoTgsd105 | Energy Star Griddle | 4070.2161 | 2071.2948 | 77.2841 | 12528.1622 | 13382.5571 | 3215.8213 | 2148.5789 | 2507.7909 | 446.004 | 485.7783 | 242.8515 | 3682.4247 | 12484.0418 | 0 | 12484.0418 | 847.9325 | 0 | 26984.9897 | 11040.5152 | 38025.505 | 0 | 0 | 0
4866 | Commercial | CloNgsd105 | Energy Star Griddle | 4070.2161 | 2071.2948 | 77.2841 | 12528.1622 | 13382.5571 | 3215.8213 | 2148.5789 | 2507.7909 | 446.004 | 485.7783 | 242.8515 | 3682.4247 | 12484.0418 | 0 | 12484.0418 | 847.9325 | 0 | 26984.9897 | 11040.5152 | 38025.505 | 0 | 0 | 0
4867 | Commercial | CloTgsd105 | Energy Star Griddle | 4070.2161 | 2071.2948 | 77.2841 | 12528.1622 | 13382.5571 | 3215.8213 | 2148.5789 | 2507.7909 | 446.004 | 485.7783 | 242.8515 | 3682.4247 | 12484.0418 | 0 | 12484.0418 | 847.9325 | 0 | 26984.9897 | 11040.5152 | 38025.505 | 0 | 0 | 0
4868 | Commercial | CreNgsd105 | Energy Star Griddle | 4070.2161 | 2071.2948 | 77.2841 | 12528.1622 | 13382.5571 | 3215.8213 | 2148.5789 | 2507.7909 | 446.004 | 485.7783 | 242.8515 | 3682.4247 | 12484.0418 | 0 | 12484.0418 | 847.9325 | 0 | 26984.9897 | 11040.5152 | 38025.505 | 0 | 0 | 0
4869 | Commercial | CreTgsd105 | Energy Star Griddle | 4070.2161 | 2071.2948 | 77.2841 | 12528.1622 | 13382.5571 | 3215.8213 | 2148.5789 | 2507.7909 | 446.004 | 485.7783 | 242.8515 | 3682.4247 | 12484.0418 | 0 | 12484.0418 | 847.9325 | 0 | 26984.9897 | 11040.5152 | 38025.505 | 0 | 0 | 0
4870 | Commercial | CscNgsd105 | Energy Star Griddle | 4070.2161 | 2071.2948 | 77.2841 | 12528.1622 | 13382.5571 | 3215.8213 | 2148.5789 | 2507.7909 | 446.004 | 485.7783 | 242.8515 | 3682.4247 | 12484.0418 | 0 | 12484.0418 | 847.9325 | 0 | 26984.9897 | 11040.5152 | 38025.505 | 0 | 0 | 0
4871 | Commercial | CscTgsd105 | Energy Star Griddle | 4070.2161 | 2071.2948 | 77.2841 | 12528.1622 | 13382.5571 | 3215.8213 | 2148.5789 | 2507.7909 | 446.004 | 485.7783 | 242.8515 | 3682.4247 | 12484.0418 | 0 | 12484.0418 | 847.9325 | 0 | 26984.9897 | 11040.5152 | 38025.505 | 0 | 0 | 0
4872 | Commercial | CcoNgsd107 | Energy Star Steamer | 4267.8989 | 2171.8937 | 81.0376 | 13215.0465 | 14116.2855 | 3366.66 | 2252.9313 | 2632.0078 | 467.7298 | 509.8402 | 254.6813 | 3864.259 | 13949.6515 | 0 | 13949.6515 | 490.3706 | 0 | 30345.5406 | 10518.704 | 40864.2447 | 0 | 5759.94 | 0
4873 | Commercial | CcoTgsd107 | Energy Star Steamer | 4267.8989 | 2171.8937 | 81.0376 | 13215.0465 | 14116.2855 | 3366.66 | 2252.9313 | 2632.0078 | 467.7298 | 509.8402 | 254.6813 | 3864.259 | 13949.6515 | 0 | 13949.6515 | 490.3706 | 0 | 30345.5406 | 10518.704 | 40864.2447 | 0 | 5759.94 | 0
4874 | Commercial | CheNgsd107 | Energy Star Steamer | 4267.8989 | 2171.8937 | 81.0376 | 13215.0465 | 14116.2855 | 3366.66 | 2252.9313 | 2632.0078 | 467.7298 | 509.8402 | 254.6813 | 3864.259 | 13949.6515 | 0 | 13949.6515 | 490.3706 | 0 | 30345.5406 | 10518.704 | 40864.2447 | 0 | 5759.94 | 0
4875 | Commercial | CheTgsd107 | Energy Star Steamer | 4267.8989 | 2171.8937 | 81.0376 | 13215.0465 | 14116.2855 | 3366.66 | 2252.9313 | 2632.0078 | 467.7298 | 509.8402 | 254.6813 | 3864.259 | 13949.6515 | 0 | 13949.6515 | 490.3706 | 0 | 30345.5406 | 10518.704 | 40864.2447 | 0 | 5759.94 | 0
4876 | Commercial | ChoNgsd107 | Energy Star Steamer | 4267.8989 | 2171.8937 | 81.0376 | 13215.0465 | 14116.2855 | 3366.66 | 2252.9313 | 2632.0078 | 467.7298 | 509.8402 | 254.6813 | 3864.259 | 13949.6515 | 0 | 13949.6515 | 490.3706 | 0 | 30345.5406 | 10518.704 | 40864.2447 | 0 | 5759.94 | 0
4877 | Commercial | ChoTgsd107 | Energy Star Steamer | 4267.8989 | 2171.8937 | 81.0376 | 13215.0465 | 14116.2855 | 3366.66 | 2252.9313 | 2632.0078 | 467.7298 | 509.8402 | 254.6813 | 3864.259 | 13949.6515 | 0 | 13949.6515 | 490.3706 | 0 | 30345.5406 | 10518.704 | 40864.2447 | 0 | 5759.94 | 0
4878 | Commercial | CloNgsd107 | Energy Star Steamer | 4267.8989 | 2171.8937 | 81.0376 | 13215.0465 | 14116.2855 | 3366.66 | 2252.9313 | 2632.0078 | 467.7298 | 509.8402 | 254.6813 | 3864.259 | 13949.6515 | 0 | 13949.6515 | 490.3706 | 0 | 30345.5406 | 10518.704 | 40864.2447 | 0 | 5759.94 | 0
4879 | Commercial | CloTgsd107 | Energy Star Steamer | 4267.8989 | 2171.8937 | 81.0376 | 13215.0465 | 14116.2855 | 3366.66 | 2252.9313 | 2632.0078 | 467.7298 | 509.8402 | 254.6813 | 3864.259 | 13949.6515 | 0 | 13949.6515 | 490.3706 | 0 | 30345.5406 | 10518.704 | 40864.2447 | 0 | 5759.94 | 0
4880 | Commercial | CreNgsd107 | Energy Star Steamer | 4267.8989 | 2171.8937 | 81.0376 | 13215.0465 | 14116.2855 | 3366.66 | 2252.9313 | 2632.0078 | 467.7298 | 509.8402 | 254.6813 | 3864.259 | 13949.6515 | 0 | 13949.6515 | 490.3706 | 0 | 30345.5406 | 10518.704 | 40864.2447 | 0 | 5759.94 | 0
4881 | Commercial | CreTgsd107 | Energy Star Steamer | 4267.8989 | 2171.8937 | 81.0376 | 13215.0465 | 14116.2855 | 3366.66 | 2252.9313 | 2632.0078 | 467.7298 | 509.8402 | 254.6813 | 3864.259 | 13949.6515 | 0 | 13949.6515 | 490.3706 | 0 | 30345.5406 | 10518.704 | 40864.2447 | 0 | 5759.94 | 0
4882 | Commercial | CscNgsd107 | Energy Star Steamer | 4267.8989 | 2171.8937 | 81.0376 | 13215.0465 | 14116.2855 | 3366.66 | 2252.9313 | 2632.0078 | 467.7298 | 509.8402 | 254.6813 | 3864.259 | 13949.6515 | 0 | 13949.6515 | 490.3706 | 0 | 30345.5406 | 10518.704 | 40864.2447 | 0 | 5759.94 | 0
4883 | Commercial | CscTgsd107 | Energy Star Steamer | 4267.8989 | 2171.8937 | 81.0376 | 13215.0465 | 14116.2855 | 3366.66 | 2252.9313 | 2632.0078 | 467.7298 | 509.8402 | 254.6813 | 3864.259 | 13949.6515 | 0 | 13949.6515 | 490.3706 | 0 | 30345.5406 | 10518.704 | 40864.2447 | 0 | 5759.94 | 0
4884 | Commercial | CcoEgsd109 | Low Flow Pre-Rinse Sprayers | 5955.0111 | 3030.4492 | 113.0721 | 17516.4325 | 18711.0171 | 4760.4264 | 3143.5213 | 3642.9854 | 651.8412 | 705.6724 | 354.9309 | 5355.4298 | 21781.9351 | 0 | 21781.9351 | 1566.6397 | 0 | 48366.0952 | 10617.8427 | 58983.9379 | 0 | 18366.4919 | 0
4885 | Commercial | CcoNgsd109 | Low Flow Pre-Rinse Sprayers | 5955.0111 | 3030.4492 | 113.0721 | 17516.4325 | 18711.0171 | 4760.4264 | 3143.5213 | 3642.9854 | 651.8412 | 705.6724 | 354.9309 | 5355.4298 | 21781.9351 | 0 | 21781.9351 | 1566.6397 | 0 | 48366.0952 | 10617.8427 | 58983.9379 | 0 | 18366.4919 | 0
4886 | Commercial | CgrEgsd109 | Low Flow Pre-Rinse Sprayers | 5955.0111 | 3030.4492 | 113.0721 | 17516.4325 | 18711.0171 | 4760.4264 | 3143.5213 | 3642.9854 | 651.8412 | 705.6724 | 354.9309 | 5355.4298 | 21781.9351 | 0 | 21781.9351 | 1566.6397 | 0 | 48366.0952 | 10617.8427 | 58983.9379 | 0 | 18366.4919 | 0
4887 | Commercial | CgrNgsd109 | Low Flow Pre-Rinse Sprayers | 5955.0111 | 3030.4492 | 113.0721 | 17516.4325 | 18711.0171 | 4760.4264 | 3143.5213 | 3642.9854 | 651.8412 | 705.6724 | 354.9309 | 5355.4298 | 21781.9351 | 0 | 21781.9351 | 1566.6397 | 0 | 48366.0952 | 10617.8427 | 58983.9379 | 0 | 18366.4919 | 0
4888 | Commercial | ChoEgsd109 | Low Flow Pre-Rinse Sprayers | 5955.0111 | 3030.4492 | 113.0721 | 17516.4325 | 18711.0171 | 4760.4264 | 3143.5213 | 3642.9854 | 651.8412 | 705.6724 | 354.9309 | 5355.4298 | 21781.9351 | 0 | 21781.9351 | 1566.6397 | 0 | 48366.0952 | 10617.8427 | 58983.9379 | 0 | 18366.4919 | 0
4889 | Commercial | ChoNgsd109 | Low Flow Pre-Rinse Sprayers | 5955.0111 | 3030.4492 | 113.0721 | 17516.4325 | 18711.0171 | 4760.4264 | 3143.5213 | 3642.9854 | 651.8412 | 705.6724 | 354.9309 | 5355.4298 | 21781.9351 | 0 | 21781.9351 | 1566.6397 | 0 | 48366.0952 | 10617.8427 | 58983.9379 | 0 | 18366.4919 | 0
4890 | Commercial | CloEgsd109 | Low Flow Pre-Rinse Sprayers | 10211.5874 | 5196.5809 | 193.8947 | 30036.9855 | 32085.4461 | 8163.1268 | 5390.4757 | 6246.9512 | 1117.7701 | 1210.0792 | 608.6315 | 9183.432 | 37837.3607 | 0 | 37837.3607 | 1566.6397 | 0 | 84016.6579 | 10617.8427 | 94634.5006 | 0 | 31904.3979 | 0
4891 | Commercial | CloNgsd109 | Low Flow Pre-Rinse Sprayers | 10211.5874 | 5196.5809 | 193.8947 | 30036.9855 | 32085.4461 | 8163.1268 | 5390.4757 | 6246.9512 | 1117.7701 | 1210.0792 | 608.6315 | 9183.432 | 37837.3607 | 0 | 37837.3607 | 1566.6397 | 0 | 84016.6579 | 10617.8427 | 94634.5006 | 0 | 31904.3979 | 0
4892 | Commercial | CreEgsd109 | Low Flow Pre-Rinse Sprayers | 4474.4101 | 2276.9853 | 84.9588 | 13161.3025 | 14058.8762 | 3576.8363 | 2361.9441 | 2737.2259 | 489.7732 | 530.2203 | 266.684 | 4023.9034 | 13062.4315 | 0 | 13062.4315 | 1566.6397 | 0 | 28328.7124 | 10617.8427 | 38946.5551 | 0 | 10757.5164 | 0
4893 | Commercial | CreNgsd109 | Low Flow Pre-Rinse Sprayers | 4474.4101 | 2276.9853 | 84.9588 | 13161.3025 | 14058.8762 | 3576.8363 | 2361.9441 | 2737.2259 | 489.7732 | 530.2203 | 266.684 | 4023.9034 | 13062.4315 | 0 | 13062.4315 | 1566.6397 | 0 | 28328.7124 | 10617.8427 | 38946.5551 | 0 | 10757.5164 | 0
4894 | Commercial | CcoNgsd112 | Energy Star Servers | 4346.3793 | 2211.8316 | 82.5278 | 13458.0518 | 14375.8632 | 3428.5679 | 2294.3594 | 2680.4065 | 476.3306 | 519.2154 | 259.3645 | 3935.3171 | 13782.5605 | 0 | 13782.5605 | 1204.2645 | 0 | 29957.8487 | 10518.704 | 40476.5527 | 0 | 10380.4238 | 0
4895 | Commercial | CcoTgsd112 | Energy Star Servers | 4346.3793 | 2211.8316 | 82.5278 | 13458.0518 | 14375.8632 | 3428.5679 | 2294.3594 | 2680.4065 | 476.3306 | 519.2154 | 259.3645 | 3935.3171 | 13782.5605 | 0 | 13782.5605 | 1204.2645 | 0 | 29957.8487 | 10518.704 | 40476.5527 | 0 | 10380.4238 | 0
4896 | Commercial | CheNgsd112 | Energy Star Servers | 4346.3793 | 2211.8316 | 82.5278 | 13458.0518 | 14375.8632 | 3428.5679 | 2294.3594 | 2680.4065 | 476.3306 | 519.2154 | 259.3645 | 3935.3171 | 13782.5605 | 0 | 13782.5605 | 1204.2645 | 0 | 29957.8487 | 10518.704 | 40476.5527 | 0 | 10380.4238 | 0
4897 | Commercial | CheTgsd112 | Energy Star Servers | 4346.3793 | 2211.8316 | 82.5278 | 13458.0518 | 14375.8632 | 3428.5679 | 2294.3594 | 2680.4065 | 476.3306 | 519.2154 | 259.3645 | 3935.3171 | 13782.5605 | 0 | 13782.5605 | 1204.2645 | 0 | 29957.8487 | 10518.704 | 40476.5527 | 0 | 10380.4238 | 0
4898 | Commercial | ChoNgsd112 | Energy Star Servers | 4346.3793 | 2211.8316 | 82.5278 | 13458.0518 | 14375.8632 | 3428.5679 | 2294.3594 | 2680.4065 | 476.3306 | 519.2154 | 259.3645 | 3935.3171 | 13782.5605 | 0 | 13782.5605 | 1204.2645 | 0 | 29957.8487 | 10518.704 | 40476.5527 | 0 | 10380.4238 | 0
4899 | Commercial | ChoTgsd112 | Energy Star Servers | 4346.3793 | 2211.8316 | 82.5278 | 13458.0518 | 14375.8632 | 3428.5679 | 2294.3594 | 2680.4065 | 476.3306 | 519.2154 | 259.3645 | 3935.3171 | 13782.5605 | 0 | 13782.5605 | 1204.2645 | 0 | 29957.8487 | 10518.704 | 40476.5527 | 0 | 10380.4238 | 0
4900 | Commercial | CinNgsd112 | Energy Star Servers | 4346.3793 | 2211.8316 | 82.5278 | 13458.0518 | 14375.8632 | 3428.5679 | 2294.3594 | 2680.4065 | 476.3306 | 519.2154 | 259.3645 | 3935.3171 | 13782.5605 | 0 | 13782.5605 | 1204.2645 | 0 | 29957.8487 | 10518.704 | 40476.5527 | 0 | 10380.4238 | 0
4901 | Commercial | CinTgsd112 | Energy Star Servers | 4346.3793 | 2211.8316 | 82.5278 | 13458.0518 | 14375.8632 | 3428.5679 | 2294.3594 | 2680.4065 | 476.3306 | 519.2154 | 259.3645 | 3935.3171 | 13782.5605 | 0 | 13782.5605 | 1204.2645 | 0 | 29957.8487 | 10518.704 | 40476.5527 | 0 | 10380.4238 | 0
4902 | Commercial | CloNgsd112 | Energy Star Servers | 4346.3793 | 2211.8316 | 82.5278 | 13458.0518 | 14375.8632 | 3428.5679 | 2294.3594 | 2680.4065 | 476.3306 | 519.2154 | 259.3645 | 3935.3171 | 13782.5605 | 0 | 13782.5605 | 1204.2645 | 0 | 29957.8487 | 10518.704 | 40476.5527 | 0 | 10380.4238 | 0
4903 | Commercial | CloTgsd112 | Energy Star Servers | 4346.3793 | 2211.8316 | 82.5278 | 13458.0518 | 14375.8632 | 3428.5679 | 2294.3594 | 2680.4065 | 476.3306 | 519.2154 | 259.3645 | 3935.3171 | 13782.5605 | 0 | 13782.5605 | 1204.2645 | 0 | 29957.8487 | 10518.704 | 40476.5527 | 0 | 10380.4238 | 0
4904 | Commercial | CmiNgsd112 | Energy Star Servers | 4346.3793 | 2211.8316 | 82.5278 | 13458.0518 | 14375.8632 | 3428.5679 | 2294.3594 | 2680.4065 | 476.3306 | 519.2154 | 259.3645 | 3935.3171 | 13782.5605 | 0 | 13782.5605 | 1204.2645 | 0 | 29957.8487 | 10518.704 | 40476.5527 | 0 | 10380.4238 | 0
4905 | Commercial | CmiTgsd112 | Energy Star Servers | 4346.3793 | 2211.8316 | 82.5278 | 13458.0518 | 14375.8632 | 3428.5679 | 2294.3594 | 2680.4065 | 476.3306 | 519.2154 | 259.3645 | 3935.3171 | 13782.5605 | 0 | 13782.5605 | 1204.2645 | 0 | 29957.8487 | 10518.704 | 40476.5527 | 0 | 10380.4238 | 0
4906 | Commercial | CofNgsd112 | Energy Star Servers | 4346.3793 | 2211.8316 | 82.5278 | 13458.0518 | 14375.8632 | 3428.5679 | 2294.3594 | 2680.4065 | 476.3306 | 519.2154 | 259.3645 | 3935.3171 | 13782.5605 | 0 | 13782.5605 | 1204.2645 | 0 | 29957.8487 | 10518.704 | 40476.5527 | 0 | 10380.4238 | 0
4907 | Commercial | CofTgsd112 | Energy Star Servers | 4346.3793 | 2211.8316 | 82.5278 | 13458.0518 | 14375.8632 | 3428.5679 | 2294.3594 | 2680.4065 | 476.3306 | 519.2154 | 259.3645 | 3935.3171 | 13782.5605 | 0 | 13782.5605 | 1204.2645 | 0 | 29957.8487 | 10518.704 | 40476.5527 | 0 | 10380.4238 | 0
4908 | Commercial | CrtNgsd112 | Energy Star Servers | 4346.3793 | 2211.8316 | 82.5278 | 13458.0518 | 14375.8632 | 3428.5679 | 2294.3594 | 2680.4065 | 476.3306 | 519.2154 | 259.3645 | 3935.3171 | 13782.5605 | 0 | 13782.5605 | 1204.2645 | 0 | 29957.8487 | 10518.704 | 40476.5527 | 0 | 10380.4238 | 0
4909 | Commercial | CrtTgsd112 | Energy Star Servers | 4346.3793 | 2211.8316 | 82.5278 | 13458.0518 | 14375.8632 | 3428.5679 | 2294.3594 | 2680.4065 | 476.3306 | 519.2154 | 259.3645 | 3935.3171 | 13782.5605 | 0 | 13782.5605 | 1204.2645 | 0 | 29957.8487 | 10518.704 | 40476.5527 | 0 | 10380.4238 | 0
4910 | Commercial | CscNgsd112 | Energy Star Servers | 4346.3793 | 2211.8316 | 82.5278 | 13458.0518 | 14375.8632 | 3428.5679 | 2294.3594 | 2680.4065 | 476.3306 | 519.2154 | 259.3645 | 3935.3171 | 13782.5605 | 0 | 13782.5605 | 1204.2645 | 0 | 29957.8487 | 10518.704 | 40476.5527 | 0 | 10380.4238 | 0
4911 | Commercial | CscTgsd112 | Energy Star Servers | 4346.3793 | 2211.8316 | 82.5278 | 13458.0518 | 14375.8632 | 3428.5679 | 2294.3594 | 2680.4065 | 476.3306 | 519.2154 | 259.3645 | 3935.3171 | 13782.5605 | 0 | 13782.5605 | 1204.2645 | 0 | 29957.8487 | 10518.704 | 40476.5527 | 0 | 10380.4238 | 0
4912 | Commercial | CheEgsd116 | Smart Strip Plug Outlet | 4346.0113 | 2211.6443 | 82.5208 | 13456.9123 | 14374.646 | 3428.2776 | 2294.1652 | 2680.1796 | 476.2903 | 519.1714 | 259.3425 | 3934.9838 | 13796.0267 | 0 | 13796.0267 | 1906.7521 | 0 | 29987.119 | 10518.704 | 40505.823 | 0 | 16876.2681 | 0
4913 | Commercial | CheNgsd116 | Smart Strip Plug Outlet | 4346.0113 | 2211.6443 | 82.5208 | 13456.9123 | 14374.646 | 3428.2776 | 2294.1652 | 2680.1796 | 476.2903 | 519.1714 | 259.3425 | 3934.9838 | 13796.0267 | 0 | 13796.0267 | 1906.7521 | 0 | 29987.119 | 10518.704 | 40505.823 | 0 | 16876.2681 | 0
4914 | Commercial | ChoEgsd116 | Smart Strip Plug Outlet | 4346.0113 | 2211.6443 | 82.5208 | 13456.9123 | 14374.646 | 3428.2776 | 2294.1652 | 2680.1796 | 476.2903 | 519.1714 | 259.3425 | 3934.9838 | 13796.0267 | 0 | 13796.0267 | 1906.7521 | 0 | 29987.119 | 10518.704 | 40505.823 | 0 | 15392.0343 | 0
4915 | Commercial | ChoNgsd116 | Smart Strip Plug Outlet | 4346.0113 | 2211.6443 | 82.5208 | 13456.9123 | 14374.646 | 3428.2776 | 2294.1652 | 2680.1796 | 476.2903 | 519.1714 | 259.3425 | 3934.9838 | 13796.0267 | 0 | 13796.0267 | 1906.7521 | 0 | 29987.119 | 10518.704 | 40505.823 | 0 | 15392.0343 | 0
4916 | Commercial | CinEgsd116 | Smart Strip Plug Outlet | 3871.2268 | 1970.0309 | 73.5058 | 11986.7978 | 12804.2727 | 3053.7518 | 2043.5367 | 2387.3806 | 424.2575 | 462.454 | 231.0104 | 3505.1024 | 13796.0267 | 0 | 13796.0267 | 1906.7521 | 0 | 29987.119 | 10518.704 | 40505.823 | 0 | 18486.9339 | 0
4917 | Commercial | CinNgsd116 | Smart Strip Plug Outlet | 3871.2268 | 1970.0309 | 73.5058 | 11986.7978 | 12804.2727 | 3053.7518 | 2043.5367 | 2387.3806 | 424.2575 | 462.454 | 231.0104 | 3505.1024 | 13796.0267 | 0 | 13796.0267 | 1906.7521 | 0 | 29987.119 | 10518.704 | 40505.823 | 0 | 18486.9339 | 0
4918 | Commercial | CloEgsd116 | Smart Strip Plug Outlet | 4346.0113 | 2211.6443 | 82.5208 | 13456.9123 | 14374.646 | 3428.2776 | 2294.1652 | 2680.1796 | 476.2903 | 519.1714 | 259.3425 | 3934.9838 | 13796.0267 | 0 | 13796.0267 | 1906.7521 | 0 | 29987.119 | 10518.704 | 40505.823 | 0 | 20553.4022 | 0
4919 | Commercial | CloNgsd116 | Smart Strip Plug Outlet | 4346.0113 | 2211.6443 | 82.5208 | 13456.9123 | 14374.646 | 3428.2776 | 2294.1652 | 2680.1796 | 476.2903 | 519.1714 | 259.3425 | 3934.9838 | 13796.0267 | 0 | 13796.0267 | 1906.7521 | 0 | 29987.119 | 10518.704 | 40505.823 | 0 | 20553.4022 | 0
4920 | Commercial | CmiEgsd116 | Smart Strip Plug Outlet | 3871.2268 | 1970.0309 | 73.5058 | 11986.7978 | 12804.2727 | 3053.7518 | 2043.5367 | 2387.3806 | 424.2575 | 462.454 | 231.0104 | 3505.1024 | 13796.0267 | 0 | 13796.0267 | 1906.7521 | 0 | 29987.119 | 10518.704 | 40505.823 | 0 | 15145.4902 | 0
4921 | Commercial | CmiNgsd116 | Smart Strip Plug Outlet | 3871.2268 | 1970.0309 | 73.5058 | 11986.7978 | 12804.2727 | 3053.7518 | 2043.5367 | 2387.3806 | 424.2575 | 462.454 | 231.0104 | 3505.1024 | 13796.0267 | 0 | 13796.0267 | 1906.7521 | 0 | 29987.119 | 10518.704 | 40505.823 | 0 | 15145.4902 | 0
4922 | Commercial | CscEgsd116 | Smart Strip Plug Outlet | 4346.0113 | 2211.6443 | 82.5208 | 13456.9123 | 14374.646 | 3428.2776 | 2294.1652 | 2680.1796 | 476.2903 | 519.1714 | 259.3425 | 3934.9838 | 13796.0267 | 0 | 13796.0267 | 1906.7521 | 0 | 29987.119 | 10518.704 | 40505.823 | 0 | 16752.6829 | 0
4923 | Commercial | CscNgsd116 | Smart Strip Plug Outlet | 4346.0113 | 2211.6443 | 82.5208 | 13456.9123 | 14374.646 | 3428.2776 | 2294.1652 | 2680.1796 | 476.2903 | 519.1714 | 259.3425 | 3934.9838 | 13796.0267 | 0 | 13796.0267 | 1906.7521 | 0 | 29987.119 | 10518.704 | 40505.823 | 0 | 16752.6829 | 0
4924 | Commercial | CasEgsd301 | Chilled Water Controls Optimization | 3895.0197 | 1982.1389 | 73.9575 | 11988.906 | 12806.5247 | 3077.401 | 2056.0965 | 2399.8468 | 426.8064 | 464.8687 | 232.3983 | 3523.9202 | 5423.8298 | 0 | 5423.8298 | 981.7856 | 0 | 10990.8627 | 11040.5152 | 22031.378 | 0 | 1053.515 | 0
4925 | Commercial | CasNgsd301 | Chilled Water Controls Optimization | 3895.0197 | 1982.1389 | 73.9575 | 11988.906 | 12806.5247 | 3077.401 | 2056.0965 | 2399.8468 | 426.8064 | 464.8687 | 232.3983 | 3523.9202 | 5423.8298 | 0 | 5423.8298 | 981.7856 | 0 | 10990.8627 | 11040.5152 | 22031.378 | 0 | 1053.515 | 0
4926 | Commercial | CcoEgsd301 | Chilled Water Controls Optimization | 4222.0438 | 2148.5584 | 80.167 | 12995.4892 | 13881.7548 | 3335.7782 | 2228.7254 | 2601.3369 | 462.6409 | 503.8988 | 251.9104 | 3819.787 | 9008.3486 | 0 | 9008.3486 | 981.7856 | 0 | 18967.282 | 11040.5152 | 30007.7973 | 0 | 567.9958 | 0
4927 | Commercial | CcoNgsd301 | Chilled Water Controls Optimization | 4222.0438 | 2148.5584 | 80.167 | 12995.4892 | 13881.7548 | 3335.7782 | 2228.7254 | 2601.3369 | 462.6409 | 503.8988 | 251.9104 | 3819.787 | 9008.3486 | 0 | 9008.3486 | 981.7856 | 0 | 18967.282 | 11040.5152 | 30007.7973 | 0 | 567.9958 | 0
4928 | Commercial | CheEgsd301 | Chilled Water Controls Optimization | 3895.0197 | 1982.1389 | 73.9575 | 11988.906 | 12806.5247 | 3077.401 | 2056.0965 | 2399.8468 | 426.8064 | 464.8687 | 232.3983 | 3523.9202 | 5423.8298 | 0 | 5423.8298 | 981.7856 | 0 | 10990.8627 | 11040.5152 | 22031.378 | 0 | 690.1446 | 0
4929 | Commercial | CheNgsd301 | Chilled Water Controls Optimization | 3895.0197 | 1982.1389 | 73.9575 | 11988.906 | 12806.5247 | 3077.401 | 2056.0965 | 2399.8468 | 426.8064 | 464.8687 | 232.3983 | 3523.9202 | 5423.8298 | 0 | 5423.8298 | 981.7856 | 0 | 10990.8627 | 11040.5152 | 22031.378 | 0 | 690.1446 | 0
4930 | Commercial | ChoEgsd301 | Chilled Water Controls Optimization | 4222.0438 | 2148.5584 | 80.167 | 12995.4892 | 13881.7548 | 3335.7782 | 2228.7254 | 2601.3369 | 462.6409 | 503.8988 | 251.9104 | 3819.787 | 9008.3486 | 0 | 9008.3486 | 981.7856 | 0 | 18967.282 | 11040.5152 | 30007.7973 | 0 | 205.0787 | 0
4931 | Commercial | ChoNgsd301 | Chilled Water Controls Optimization | 4222.0438 | 2148.5584 | 80.167 | 12995.4892 | 13881.7548 | 3335.7782 | 2228.7254 | 2601.3369 | 462.6409 | 503.8988 | 251.9104 | 3819.787 | 9008.3486 | 0 | 9008.3486 | 981.7856 | 0 | 18967.282 | 11040.5152 | 30007.7973 | 0 | 205.0787 | 0
4932 | Commercial | CinEgsd301 | Chilled Water Controls Optimization | 3895.0197 | 1982.1389 | 73.9575 | 11988.906 | 12806.5247 | 3077.401 | 2056.0965 | 2399.8468 | 426.8064 | 464.8687 | 232.3983 | 3523.9202 | 5423.8298 | 0 | 5423.8298 | 981.7856 | 0 | 10990.8627 | 11040.5152 | 22031.378 | 0 | 1950.3458 | 0
4933 | Commercial | CinNgsd301 | Chilled Water Controls Optimization | 3895.0197 | 1982.1389 | 73.9575 | 11988.906 | 12806.5247 | 3077.401 | 2056.0965 | 2399.8468 | 426.8064 | 464.8687 | 232.3983 | 3523.9202 | 5423.8298 | 0 | 5423.8298 | 981.7856 | 0 | 10990.8627 | 11040.5152 | 22031.378 | 0 | 1950.3458 | 0
4934 | Commercial | CloEgsd301 | Chilled Water Controls Optimization | 3895.0197 | 1982.1389 | 73.9575 | 11988.906 | 12806.5247 | 3077.401 | 2056.0965 | 2399.8468 | 426.8064 | 464.8687 | 232.3983 | 3523.9202 | 5423.8298 | 0 | 5423.8298 | 981.7856 | 0 | 10990.8627 | 11040.5152 | 22031.378 | 0 | 253.5554 | 0
4935 | Commercial | CloNgsd301 | Chilled Water Controls Optimization | 3895.0197 | 1982.1389 | 73.9575 | 11988.906 | 12806.5247 | 3077.401 | 2056.0965 | 2399.8468 | 426.8064 | 464.8687 | 232.3983 | 3523.9202 | 5423.8298 | 0 | 5423.8298 | 981.7856 | 0 | 10990.8627 | 11040.5152 | 22031.378 | 0 | 253.5554 | 0
4936 | Commercial | CmiEgsd301 | Chilled Water Controls Optimization | 3895.0197 | 1982.1389 | 73.9575 | 11988.906 | 12806.5247 | 3077.401 | 2056.0965 | 2399.8468 | 426.8064 | 464.8687 | 232.3983 | 3523.9202 | 5423.8298 | 0 | 5423.8298 | 981.7856 | 0 | 10990.8627 | 11040.5152 | 22031.378 | 0 | 818.8263 | 0
4937 | Commercial | CmiNgsd301 | Chilled Water Controls Optimization | 3895.0197 | 1982.1389 | 73.9575 | 11988.906 | 12806.5247 | 3077.401 | 2056.0965 | 2399.8468 | 426.8064 | 464.8687 | 232.3983 | 3523.9202 | 5423.8298 | 0 | 5423.8298 | 981.7856 | 0 | 10990.8627 | 11040.5152 | 22031.378 | 0 | 818.8263 | 0
4938 | Commercial | CofEgsd301 | Chilled Water Controls Optimization | 3895.0197 | 1982.1389 | 73.9575 | 11988.906 | 12806.5247 | 3077.401 | 2056.0965 | 2399.8468 | 426.8064 | 464.8687 | 232.3983 | 3523.9202 | 5423.8298 | 0 | 5423.8298 | 981.7856 | 0 | 10990.8627 | 11040.5152 | 22031.378 | 0 | 799.4238 | 0
4939 | Commercial | CofNgsd301 | Chilled Water Controls Optimization | 3895.0197 | 1982.1389 | 73.9575 | 11988.906 | 12806.5247 | 3077.401 | 2056.0965 | 2399.8468 | 426.8064 | 464.8687 | 232.3983 | 3523.9202 | 5423.8298 | 0 | 5423.8298 | 981.7856 | 0 | 10990.8627 | 11040.5152 | 22031.378 | 0 | 799.4238 | 0
4940 | Commercial | CreEgsd301 | Chilled Water Controls Optimization | 3895.0197 | 1982.1389 | 73.9575 | 11988.906 | 12806.5247 | 3077.401 | 2056.0965 | 2399.8468 | 426.8064 | 464.8687 | 232.3983 | 3523.9202 | 5423.8298 | 0 | 5423.8298 | 981.7856 | 0 | 10990.8627 | 11040.5152 | 22031.378 | 0 | 650.1153 | 0
4941 | Commercial | CreNgsd301 | Chilled Water Controls Optimization | 3895.0197 | 1982.1389 | 73.9575 | 11988.906 | 12806.5247 | 3077.401 | 2056.0965 | 2399.8468 | 426.8064 | 464.8687 | 232.3983 | 3523.9202 | 5423.8298 | 0 | 5423.8298 | 981.7856 | 0 | 10990.8627 | 11040.5152 | 22031.378 | 0 | 650.1153 | 0
4942 | Commercial | CrtEgsd301 | Chilled Water Controls Optimization | 3895.0197 | 1982.1389 | 73.9575 | 11988.906 | 12806.5247 | 3077.401 | 2056.0965 | 2399.8468 | 426.8064 | 464.8687 | 232.3983 | 3523.9202 | 5423.8298 | 0 | 5423.8298 | 981.7856 | 0 | 10990.8627 | 11040.5152 | 22031.378 | 0 | 888.4095 | 0
4943 | Commercial | CrtNgsd301 | Chilled Water Controls Optimization | 3895.0197 | 1982.1389 | 73.9575 | 11988.906 | 12806.5247 | 3077.401 | 2056.0965 | 2399.8468 | 426.8064 | 464.8687 | 232.3983 | 3523.9202 | 5423.8298 | 0 | 5423.8298 | 981.7856 | 0 | 10990.8627 | 11040.5152 | 22031.378 | 0 | 888.4095 | 0
4944 | Commercial | CscEgsd301 | Chilled Water Controls Optimization | 3895.0197 | 1982.1389 | 73.9575 | 11988.906 | 12806.5247 | 3077.401 | 2056.0965 | 2399.8468 | 426.8064 | 464.8687 | 232.3983 | 3523.9202 | 5423.8298 | 0 | 5423.8298 | 981.7856 | 0 | 10990.8627 | 11040.5152 | 22031.378 | 0 | 1158.0666 | 0
4945 | Commercial | CscNgsd301 | Chilled Water Controls Optimization | 3895.0197 | 1982.1389 | 73.9575 | 11988.906 | 12806.5247 | 3077.401 | 2056.0965 | 2399.8468 | 426.8064 | 464.8687 | 232.3983 | 3523.9202 | 5423.8298 | 0 | 5423.8298 | 981.7856 | 0 | 10990.8627 | 11040.5152 | 22031.378 | 0 | 1158.0666 | 0
4946 | Commercial | CwaEgsd301 | Chilled Water Controls Optimization | 3895.0197 | 1982.1389 | 73.9575 | 11988.906 | 12806.5247 | 3077.401 | 2056.0965 | 2399.8468 | 426.8064 | 464.8687 | 232.3983 | 3523.9202 | 5423.8298 | 0 | 5423.8298 | 981.7856 | 0 | 10990.8627 | 11040.5152 | 22031.378 | 0 | 2997.7458 | 0
4947 | Commercial | CwaNgsd301 | Chilled Water Controls Optimization | 3895.0197 | 1982.1389 | 73.9575 | 11988.906 | 12806.5247 | 3077.401 | 2056.0965 | 2399.8468 | 426.8064 | 464.8687 | 232.3983 | 3523.9202 | 5423.8298 | 0 | 5423.8298 | 981.7856 | 0 | 10990.8627 | 11040.5152 | 22031.378 | 0 | 2997.7458 | 0
4948 | Commercial | CheNgsd303 | High Efficiency Chiller (Air Cooled, 50 tons) | 4018.1057 | 2044.7762 | 76.2946 | 12441.591 | 13290.0819 | 3169.6148 | 2121.0709 | 2477.9606 | 440.3543 | 480.0001 | 239.7752 | 3638.0901 | 5295.8238 | 0 | 5295.8238 | 365.666 | 0 | 10731.471 | 10518.704 | 21250.175 | 0 | 3700.1915 | 0
4949 | Commercial | CheTgsd303 | High Efficiency Chiller (Air Cooled, 50 tons) | 4018.1057 | 2044.7762 | 76.2946 | 12441.591 | 13290.0819 | 3169.6148 | 2121.0709 | 2477.9606 | 440.3543 | 480.0001 | 239.7752 | 3638.0901 | 5295.8238 | 0 | 5295.8238 | 365.666 | 0 | 10731.471 | 10518.704 | 21250.175 | 0 | 3700.1915 | 0
4950 | Commercial | ChoNgsd303 | High Efficiency Chiller (Air Cooled, 50 tons) | 4018.1057 | 2044.7762 | 76.2946 | 12441.591 | 13290.0819 | 3169.6148 | 2121.0709 | 2477.9606 | 440.3543 | 480.0001 | 239.7752 | 3638.0901 | 5045.8227 | 0 | 5045.8227 | 365.666 | 0 | 10165.4652 | 10518.704 | 20684.1692 | 0 | 3700.1915 | 0
4951 | Commercial | ChoTgsd303 | High Efficiency Chiller (Air Cooled, 50 tons) | 4018.1057 | 2044.7762 | 76.2946 | 12441.591 | 13290.0819 | 3169.6148 | 2121.0709 | 2477.9606 | 440.3543 | 480.0001 | 239.7752 | 3638.0901 | 5045.8227 | 0 | 5045.8227 | 365.666 | 0 | 10165.4652 | 10518.704 | 20684.1692 | 0 | 3700.1915 | 0
4952 | Commercial | CgrEgsd307 | Facility Energy Management System | 4185.3359 | 2129.8781 | 79.47 | 12959.3998 | 13843.2042 | 3301.5315 | 2209.3481 | 2581.0913 | 458.6815 | 499.9773 | 249.7544 | 3789.5045 | 8175.9495 | 0 | 8175.9495 | 417.2665 | 0 | 17086.544 | 10518.704 | 27605.2481 | 0 | 2657.4942 | 0
4953 | Commercial | CgrNgsd307 | Facility Energy Management System | 4185.3359 | 2129.8781 | 79.47 | 12959.3998 | 13843.2042 | 3301.5315 | 2209.3481 | 2581.0913 | 458.6815 | 499.9773 | 249.7544 | 3789.5045 | 8175.9495 | 0 | 8175.9495 | 417.2665 | 0 | 17086.544 | 10518.704 | 27605.2481 | 0 | 2657.4942 | 0
4954 | Commercial | CreEgsd307 | Facility Energy Management System | 4185.3359 | 2129.8781 | 79.47 | 12959.3998 | 13843.2042 | 3301.5315 | 2209.3481 | 2581.0913 | 458.6815 | 499.9773 | 249.7544 | 3789.5045 | 8175.9495 | 0 | 8175.9495 | 417.2665 | 0 | 17086.544 | 10518.704 | 27605.2481 | 0 | 2749.6059 | 0
4955 | Commercial | CreNgsd307 | Facility Energy Management System | 4185.3359 | 2129.8781 | 79.47 | 12959.3998 | 13843.2042 | 3301.5315 | 2209.3481 | 2581.0913 | 458.6815 | 499.9773 | 249.7544 | 3789.5045 | 8175.9495 | 0 | 8175.9495 | 417.2665 | 0 | 17086.544 | 10518.704 | 27605.2481 | 0 | 2749.6059 | 0
4956 | Commercial | CgrEgsd309 | Programmable Thermostat | 5395.4642 | 2745.7011 | 102.4475 | 16706.4195 | 17845.7629 | 4256.1208 | 2848.1486 | 3327.3758 | 591.3025 | 644.5383 | 321.9672 | 4885.1839 | 5496.7553 | 0 | 5496.7553 | 901.5352 | 0 | 11172.0407 | 10518.704 | 21690.7447 | 0 | 4571.3776 | 0
4957 | Commercial | CgrNgsd309 | Programmable Thermostat | 5395.4642 | 2745.7011 | 102.4475 | 16706.4195 | 17845.7629 | 4256.1208 | 2848.1486 | 3327.3758 | 591.3025 | 644.5383 | 321.9672 | 4885.1839 | 5496.7553 | 0 | 5496.7553 | 901.5352 | 0 | 11172.0407 | 10518.704 | 21690.7447 | 0 | 4571.3776 | 0
4958 | Commercial | CreEgsd309 | Programmable Thermostat | 5395.4642 | 2745.7011 | 102.4475 | 16706.4195 | 17845.7629 | 4256.1208 | 2848.1486 | 3327.3758 | 591.3025 | 644.5383 | 321.9672 | 4885.1839 | 5496.7553 | 0 | 5496.7553 | 901.5352 | 0 | 11172.0407 | 10518.704 | 21690.7447 | 0 | 5483.8659 | 0
4959 | Commercial | CreNgsd309 | Programmable Thermostat | 5395.4642 | 2745.7011 | 102.4475 | 16706.4195 | 17845.7629 | 4256.1208 | 2848.1486 | 3327.3758 | 591.3025 | 644.5383 | 321.9672 | 4885.1839 | 5496.7553 | 0 | 5496.7553 | 901.5352 | 0 | 11172.0407 | 10518.704 | 21690.7447 | 0 | 5483.8659 | 0
4960 | Commercial | CgrEgsd310 | Smart Thermostat | 5395.4642 | 2745.7011 | 102.4475 | 16706.4195 | 17845.7629 | 4256.1208 | 2848.1486 | 3327.3758 | 591.3025 | 644.5383 | 321.9672 | 4885.1839 | 5496.7553 | 0 | 5496.7553 | 521.3698 | 0 | 11172.0407 | 10518.704 | 21690.7447 | 0 | 2576.8369 | 0
4961 | Commercial | CgrNgsd310 | Smart Thermostat | 5395.4642 | 2745.7011 | 102.4475 | 16706.4195 | 17845.7629 | 4256.1208 | 2848.1486 | 3327.3758 | 591.3025 | 644.5383 | 321.9672 | 4885.1839 | 5496.7553 | 0 | 5496.7553 | 521.3698 | 0 | 11172.0407 | 10518.704 | 21690.7447 | 0 | 2576.8369 | 0
4962 | Commercial | CinEgsd310 | Smart Thermostat | 5395.4642 | 2745.7011 | 102.4475 | 16706.4195 | 17845.7629 | 4256.1208 | 2848.1486 | 3327.3758 | 591.3025 | 644.5383 | 321.9672 | 4885.1839 | 5496.7553 | 0 | 5496.7553 | 521.3698 | 0 | 11172.0407 | 10518.704 | 21690.7447 | 0 | 5427.4155 | 0
4963 | Commercial | CinNgsd310 | Smart Thermostat | 5395.4642 | 2745.7011 | 102.4475 | 16706.4195 | 17845.7629 | 4256.1208 | 2848.1486 | 3327.3758 | 591.3025 | 644.5383 | 321.9672 | 4885.1839 | 5496.7553 | 0 | 5496.7553 | 521.3698 | 0 | 11172.0407 | 10518.704 | 21690.7447 | 0 | 5427.4155 | 0
4964 | Commercial | CreEgsd310 | Smart Thermostat | 5395.4642 | 2745.7011 | 102.4475 | 16706.4195 | 17845.7629 | 4256.1208 | 2848.1486 | 3327.3758 | 591.3025 | 644.5383 | 321.9672 | 4885.1839 | 5496.7553 | 0 | 5496.7553 | 521.3698 | 0 | 11172.0407 | 10518.704 | 21690.7447 | 0 | 3091.1969 | 0
4965 | Commercial | CreNgsd310 | Smart Thermostat | 5395.4642 | 2745.7011 | 102.4475 | 16706.4195 | 17845.7629 | 4256.1208 | 2848.1486 | 3327.3758 | 591.3025 | 644.5383 | 321.9672 | 4885.1839 | 5496.7553 | 0 | 5496.7553 | 521.3698 | 0 | 11172.0407 | 10518.704 | 21690.7447 | 0 | 3091.1969 | 0
4966 | Commercial | CheEgsd312 | HVAC tune-up | 3977.7776 | 2024.2537 | 75.5289 | 12243.6357 | 13078.6265 | 3142.7869 | 2099.7826 | 2450.8366 | 435.8749 | 474.7458 | 237.3361 | 3598.7934 | 6217.1675 | 0 | 6217.1675 | 1710.9354 | 0 | 12695.1756 | 11040.5152 | 23735.6908 | 0 | 7176.8677 | 0
4967 | Commercial | CheNgsd312 | HVAC tune-up | 3977.7776 | 2024.2537 | 75.5289 | 12243.6357 | 13078.6265 | 3142.7869 | 2099.7826 | 2450.8366 | 435.8749 | 474.7458 | 237.3361 | 3598.7934 | 6217.1675 | 0 | 6217.1675 | 1710.9354 | 0 | 12695.1756 | 11040.5152 | 23735.6908 | 0 | 7176.8677 | 0
4968 | Commercial | ChoEgsd312 | HVAC tune-up | 4126.6239 | 2100.0002 | 78.3552 | 12701.786 | 13568.0216 | 3260.3883 | 2178.3553 | 2542.5456 | 452.1851 | 492.5105 | 246.2171 | 3733.4583 | 5796.3833 | 0 | 5796.3833 | 1710.9354 | 0 | 11797.9957 | 11040.5152 | 22838.511 | 0 | 7041.0337 | 0
4969 | Commercial | ChoNgsd312 | HVAC tune-up | 4126.6239 | 2100.0002 | 78.3552 | 12701.786 | 13568.0216 | 3260.3883 | 2178.3553 | 2542.5456 | 452.1851 | 492.5105 | 246.2171 | 3733.4583 | 5796.3833 | 0 | 5796.3833 | 1710.9354 | 0 | 11797.9957 | 11040.5152 | 22838.511 | 0 | 7041.0337 | 0
4970 | Commercial | CloEgsd312 | HVAC tune-up | 3977.7776 | 2024.2537 | 75.5289 | 12243.6357 | 13078.6265 | 3142.7869 | 2099.7826 | 2450.8366 | 435.8749 | 474.7458 | 237.3361 | 3598.7934 | 6217.1675 | 0 | 6217.1675 | 1710.9354 | 0 | 12695.1756 | 11040.5152 | 23735.6908 | 0 | 9453.9188 | 0
4971 | Commercial | CloNgsd312 | HVAC tune-up | 3977.7776 | 2024.2537 | 75.5289 | 12243.6357 | 13078.6265 | 3142.7869 | 2099.7826 | 2450.8366 | 435.8749 | 474.7458 | 237.3361 | 3598.7934 | 6217.1675 | 0 | 6217.1675 | 1710.9354 | 0 | 12695.1756 | 11040.5152 | 23735.6908 | 0 | 9453.9188 | 0
4972 | Commercial | CheEgsd313 | HVAC tune-up_RTU | 3954.1745 | 2012.2423 | 75.0807 | 12243.6357 | 13078.6265 | 3119.1838 | 2087.323 | 2438.5343 | 433.3479 | 472.3629 | 235.9602 | 3580.2053 | 6217.1675 | 0 | 6217.1675 | 989.4566 | 0 | 12695.1756 | 10518.704 | 23213.8796 | 0 | 9569.1567 | 0
4973 | Commercial | CheNgsd313 | HVAC tune-up_RTU | 3954.1745 | 2012.2423 | 75.0807 | 12243.6357 | 13078.6265 | 3119.1838 | 2087.323 | 2438.5343 | 433.3479 | 472.3629 | 235.9602 | 3580.2053 | 6217.1675 | 0 | 6217.1675 | 989.4566 | 0 | 12695.1756 | 10518.704 | 23213.8796 | 0 | 9569.1567 | 0
4974 | Commercial | ChoEgsd313 | HVAC tune-up_RTU | 4102.1376 | 2087.5393 | 77.8902 | 12701.786 | 13568.0216 | 3235.9019 | 2165.4295 | 2529.783 | 449.5636 | 490.0385 | 244.7897 | 3714.1747 | 5796.3833 | 0 | 5796.3833 | 989.4566 | 0 | 11797.9957 | 10518.704 | 22316.6998 | 0 | 9388.0453 | 0
4975 | Commercial | ChoNgsd313 | HVAC tune-up_RTU | 4102.1376 | 2087.5393 | 77.8902 | 12701.786 | 13568.0216 | 3235.9019 | 2165.4295 | 2529.783 | 449.5636 | 490.0385 | 244.7897 | 3714.1747 | 5796.3833 | 0 | 5796.3833 | 989.4566 | 0 | 11797.9957 | 10518.704 | 22316.6998 | 0 | 9388.0453 | 0
4976 | Commercial | CofEgsd319 | Duct Sealing Repair | 6622.1029 | 3369.926 | 125.7386 | 19478.657 | 20807.0613 | 5293.6986 | 3495.6646 | 4051.0796 | 724.8617 | 784.7231 | 394.6909 | 5955.3554 | 10605.0236 | 0 | 10605.0236 | 721.5234 | 0 | 22631.6112 | 10617.8427 | 33249.454 | 0 | 3903.5802 | 0
4977 | Commercial | CreEgsd319 | Duct Sealing Repair | 6622.1029 | 3369.926 | 125.7386 | 19478.657 | 20807.0613 | 5293.6986 | 3495.6646 | 4051.0796 | 724.8617 | 784.7231 | 394.6909 | 5955.3554 | 10605.0236 | 0 | 10605.0236 | 721.5234 | 0 | 22631.6112 | 10617.8427 | 33249.454 | 0 | 1703.3892 | 0
4978 | Commercial | CasNgsd322 | High Efficiency PTAC | 4075.1171 | 2073.7888 | 77.3772 | 11986.7978 | 12804.2727 | 3257.6422 | 2151.166 | 2492.9579 | 446.0662 | 482.9038 | 242.8853 | 3664.8133 | 4475.9214 | 0 | 4475.9214 | 660.672 | 0 | 8962.3772 | 10617.8427 | 19580.22 | 0 | 2360.4283 | 0
4979 | Commercial | CasTgsd322 | High Efficiency PTAC | 4075.1171 | 2073.7888 | 77.3772 | 11986.7978 | 12804.2727 | 3257.6422 | 2151.166 | 2492.9579 | 446.0662 | 482.9038 | 242.8853 | 3664.8133 | 4475.9214 | 0 | 4475.9214 | 660.672 | 0 | 8962.3772 | 10617.8427 | 19580.22 | 0 | 2360.4283 | 0
4980 | Commercial | CcoNgsd322 | High Efficiency PTAC | 4075.1171 | 2073.7888 | 77.3772 | 11986.7978 | 12804.2727 | 3257.6422 | 2151.166 | 2492.9579 | 446.0662 | 482.9038 | 242.8853 | 3664.8133 | 7514.0017 | 0 | 7514.0017 | 660.672 | 0 | 15611.0071 | 10617.8427 | 26228.8499 | 0 | 3706.0056 | 0
4981 | Commercial | CcoTgsd322 | High Efficiency PTAC | 4075.1171 | 2073.7888 | 77.3772 | 11986.7978 | 12804.2727 | 3257.6422 | 2151.166 | 2492.9579 | 446.0662 | 482.9038 | 242.8853 | 3664.8133 | 7514.0017 | 0 | 7514.0017 | 660.672 | 0 | 15611.0071 | 10617.8427 | 26228.8499 | 0 | 3706.0056 | 0
4982 | Commercial | CheNgsd322 | High Efficiency PTAC | 4075.1171 | 2073.7888 | 77.3772 | 11986.7978 | 12804.2727 | 3257.6422 | 2151.166 | 2492.9579 | 446.0662 | 482.9038 | 242.8853 | 3664.8133 | 4475.9214 | 0 | 4475.9214 | 660.672 | 0 | 8962.3772 | 10617.8427 | 19580.22 | 0 | 1084.7679 | 0
4983 | Commercial | CheTgsd322 | High Efficiency PTAC | 4075.1171 | 2073.7888 | 77.3772 | 11986.7978 | 12804.2727 | 3257.6422 | 2151.166 | 2492.9579 | 446.0662 | 482.9038 | 242.8853 | 3664.8133 | 4475.9214 | 0 | 4475.9214 | 660.672 | 0 | 8962.3772 | 10617.8427 | 19580.22 | 0 | 1084.7679 | 0
4984 | Commercial | ChoNgsd322 | High Efficiency PTAC | 4075.1171 | 2073.7888 | 77.3772 | 11986.7978 | 12804.2727 | 3257.6422 | 2151.166 | 2492.9579 | 446.0662 | 482.9038 | 242.8853 | 3664.8133 | 7514.0017 | 0 | 7514.0017 | 660.672 | 0 | 15611.0071 | 10617.8427 | 26228.8499 | 0 | 1994.695 | 0
4985 | Commercial | ChoTgsd322 | High Efficiency PTAC | 4075.1171 | 2073.7888 | 77.3772 | 11986.7978 | 12804.2727 | 3257.6422 | 2151.166 | 2492.9579 | 446.0662 | 482.9038 | 242.8853 | 3664.8133 | 7514.0017 | 0 | 7514.0017 | 660.672 | 0 | 15611.0071 | 10617.8427 | 26228.8499 | 0 | 1994.695 | 0
4986 | Commercial | CloNgsd322 | High Efficiency PTAC | 4075.1171 | 2073.7888 | 77.3772 | 11986.7978 | 12804.2727 | 3257.6422 | 2151.166 | 2492.9579 | 446.0662 | 482.9038 | 242.8853 | 3664.8133 | 4475.9214 | 0 | 4475.9214 | 660.672 | 0 | 8962.3772 | 10617.8427 | 19580.22 | 0 | 1428.9393 | 0
4987 | Commercial | CloTgsd322 | High Efficiency PTAC | 4075.1171 | 2073.7888 | 77.3772 | 11986.7978 | 12804.2727 | 3257.6422 | 2151.166 | 2492.9579 | 446.0662 | 482.9038 | 242.8853 | 3664.8133 | 4475.9214 | 0 | 4475.9214 | 660.672 | 0 | 8962.3772 | 10617.8427 | 19580.22 | 0 | 1428.9393 | 0
4988 | Commercial | CofNgsd322 | High Efficiency PTAC | 4075.1171 | 2073.7888 | 77.3772 | 11986.7978 | 12804.2727 | 3257.6422 | 2151.166 | 2492.9579 | 446.0662 | 482.9038 | 242.8853 | 3664.8133 | 5315.137 | 0 | 5315.137 | 660.672 | 0 | 10770.6073 | 10617.8427 | 21388.4501 | 0 | 2520.407 | 0
4989 | Commercial | CofTgsd322 | High Efficiency PTAC | 4075.1171 | 2073.7888 | 77.3772 | 11986.7978 | 12804.2727 | 3257.6422 | 2151.166 | 2492.9579 | 446.0662 | 482.9038 | 242.8853 | 3664.8133 | 5315.137 | 0 | 5315.137 | 660.672 | 0 | 10770.6073 | 10617.8427 | 21388.4501 | 0 | 2520.407 | 0
4990 | Commercial | CreNgsd322 | High Efficiency PTAC | 4075.1171 | 2073.7888 | 77.3772 | 11986.7978 | 12804.2727 | 3257.6422 | 2151.166 | 2492.9579 | 446.0662 | 482.9038 | 242.8853 | 3664.8133 | 4475.9214 | 0 | 4475.9214 | 660.672 | 0 | 8962.3772 | 10617.8427 | 19580.22 | 0 | 1456.6005 | 0
4991 | Commercial | CreTgsd322 | High Efficiency PTAC | 4075.1171 | 2073.7888 | 77.3772 | 11986.7978 | 12804.2727 | 3257.6422 | 2151.166 | 2492.9579 | 446.0662 | 482.9038 | 242.8853 | 3664.8133 | 4475.9214 | 0 | 4475.9214 | 660.672 | 0 | 8962.3772 | 10617.8427 | 19580.22 | 0 | 1456.6005 | 0
4992 | Commercial | CrtNgsd322 | High Efficiency PTAC | 4075.1171 | 2073.7888 | 77.3772 | 11986.7978 | 12804.2727 | 3257.6422 | 2151.166 | 2492.9579 | 446.0662 | 482.9038 | 242.8853 | 3664.8133 | 4475.9214 | 0 | 4475.9214 | 660.672 | 0 | 8962.3772 | 10617.8427 | 19580.22 | 0 | 1858.4817 | 0
4993 | Commercial | CrtTgsd322 | High Efficiency PTAC | 4075.1171 | 2073.7888 | 77.3772 | 11986.7978 | 12804.2727 | 3257.6422 | 2151.166 | 2492.9579 | 446.0662 | 482.9038 | 242.8853 | 3664.8133 | 4475.9214 | 0 | 4475.9214 | 660.672 | 0 | 8962.3772 | 10617.8427 | 19580.22 | 0 | 1858.4817 | 0
4994 | Commercial | CscNgsd322 | High Efficiency PTAC | 4075.1171 | 2073.7888 | 77.3772 | 11986.7978 | 12804.2727 | 3257.6422 | 2151.166 | 2492.9579 | 446.0662 | 482.9038 | 242.8853 | 3664.8133 | 4475.9214 | 0 | 4475.9214 | 660.672 | 0 | 8962.3772 | 10617.8427 | 19580.22 | 0 | 2137.9624 | 0
4995 | Commercial | CscTgsd322 | High Efficiency PTAC | 4075.1171 | 2073.7888 | 77.3772 | 11986.7978 | 12804.2727 | 3257.6422 | 2151.166 | 2492.9579 | 446.0662 | 482.9038 | 242.8853 | 3664.8133 | 4475.9214 | 0 | 4475.9214 | 660.672 | 0 | 8962.3772 | 10617.8427 | 19580.22 | 0 | 2137.9624 | 0
4996 | Commercial | CasNgsd323 | High Efficiency PTHP | 3894.5864 | 1981.9184 | 73.9493 | 11987.5723 | 12805.1 | 3077.0586 | 2055.8677 | 2399.5798 | 426.759 | 464.817 | 232.3724 | 3523.5282 | 4477.2289 | 0 | 4477.2289 | 721.5234 | 0 | 8964.9953 | 11040.5152 | 20005.5105 | 0 | 2352.7561 | 0
4997 | Commercial | CasTgsd323 | High Efficiency PTHP | 3894.5864 | 1981.9184 | 73.9493 | 11987.5723 | 12805.1 | 3077.0586 | 2055.8677 | 2399.5798 | 426.759 | 464.817 | 232.3724 | 3523.5282 | 4477.2289 | 0 | 4477.2289 | 721.5234 | 0 | 8964.9953 | 11040.5152 | 20005.5105 | 0 | 2352.7561 | 0
4998 | Commercial | CcoNgsd323 | High Efficiency PTHP | 4102.1335 | 2087.5372 | 77.8901 | 12626.4042 | 13487.4989 | 3241.0387 | 2165.4274 | 2527.4563 | 449.5015 | 489.5876 | 244.7558 | 3711.3012 | 7543.6628 | 0 | 7543.6628 | 721.5234 | 0 | 15672.6306 | 11040.5152 | 26713.1458 | 0 | 3708.754 | 0
4999 | Commercial | CcoTgsd323 | High Efficiency PTHP | 4102.1335 | 2087.5372 | 77.8901 | 12626.4042 | 13487.4989 | 3241.0387 | 2165.4274 | 2527.4563 | 449.5015 | 489.5876 | 244.7558 | 3711.3012 | 7543.6628 | 0 | 7543.6628 | 721.5234 | 0 | 15672.6306 | 11040.5152 | 26713.1458 | 0 | 3708.754 | 0
5000 | Commercial | CgrNgsd323 | High Efficiency PTHP | 3894.5864 | 1981.9184 | 73.9493 | 11987.5723 | 12805.1 | 3077.0586 | 2055.8677 | 2399.5798 | 426.759 | 464.817 | 232.3724 | 3523.5282 | 4477.2289 | 0 | 4477.2289 | 721.5234 | 0 | 8964.9953 | 11040.5152 | 20005.5105 | 0 | 4227.432 | 0
5001 | Commercial | CgrTgsd323 | High Efficiency PTHP | 3894.5864 | 1981.9184 | 73.9493 | 11987.5723 | 12805.1 | 3077.0586 | 2055.8677 | 2399.5798 | 426.759 | 464.817 | 232.3724 | 3523.5282 | 4477.2289 | 0 | 4477.2289 | 721.5234 | 0 | 8964.9953 | 11040.5152 | 20005.5105 | 0 | 4227.432 | 0
5002 | Commercial | CheNgsd323 | High Efficiency PTHP | 3894.5864 | 1981.9184 | 73.9493 | 11987.5723 | 12805.1 | 3077.0586 | 2055.8677 | 2399.5798 | 426.759 | 464.817 | 232.3724 | 3523.5282 | 4477.2289 | 0 | 4477.2289 | 721.5234 | 0 | 8964.9953 | 11040.5152 | 20005.5105 | 0 | 1082.3129 | 0
5003 | Commercial | CheTgsd323 | High Efficiency PTHP | 3894.5864 | 1981.9184 | 73.9493 | 11987.5723 | 12805.1 | 3077.0586 | 2055.8677 | 2399.5798 | 426.759 | 464.817 | 232.3724 | 3523.5282 | 4477.2289 | 0 | 4477.2289 | 721.5234 | 0 | 8964.9953 | 11040.5152 | 20005.5105 | 0 | 1082.3129 | 0
5004 | Commercial | ChoNgsd323 | High Efficiency PTHP | 4102.1335 | 2087.5372 | 77.8901 | 12626.4042 | 13487.4989 | 3241.0387 | 2165.4274 | 2527.4563 | 449.5015 | 489.5876 | 244.7558 | 3711.3012 | 7543.6628 | 0 | 7543.6628 | 721.5234 | 0 | 15672.6306 | 11040.5152 | 26713.1458 | 0 | 1996.428 | 0
5005 | Commercial | ChoTgsd323 | High Efficiency PTHP | 4102.1335 | 2087.5372 | 77.8901 | 12626.4042 | 13487.4989 | 3241.0387 | 2165.4274 | 2527.4563 | 449.5015 | 489.5876 | 244.7558 | 3711.3012 | 7543.6628 | 0 | 7543.6628 | 721.5234 | 0 | 15672.6306 | 11040.5152 | 26713.1458 | 0 | 1996.428 | 0
5006 | Commercial | CloNgsd323 | High Efficiency PTHP | 3894.5864 | 1981.9184 | 73.9493 | 11987.5723 | 12805.1 | 3077.0586 | 2055.8677 | 2399.5798 | 426.759 | 464.817 | 232.3724 | 3523.5282 | 4477.2289 | 0 | 4477.2289 | 721.5234 | 0 | 8964.9953 | 11040.5152 | 20005.5105 | 0 | 1426.1166 | 0
5007 | Commercial | CloTgsd323 | High Efficiency PTHP | 3894.5864 | 1981.9184 | 73.9493 | 11987.5723 | 12805.1 | 3077.0586 | 2055.8677 | 2399.5798 | 426.759 | 464.817 | 232.3724 | 3523.5282 | 4477.2289 | 0 | 4477.2289 | 721.5234 | 0 | 8964.9953 | 11040.5152 | 20005.5105 | 0 | 1426.1166 | 0
5008 | Commercial | CmiNgsd323 | High Efficiency PTHP | 3894.5864 | 1981.9184 | 73.9493 | 11987.5723 | 12805.1 | 3077.0586 | 2055.8677 | 2399.5798 | 426.759 | 464.817 | 232.3724 | 3523.5282 | 4477.2289 | 0 | 4477.2289 | 721.5234 | 0 | 8964.9953 | 11040.5152 | 20005.5105 | 0 | 4212.5746 | 0
5009 | Commercial | CmiTgsd323 | High Efficiency PTHP | 3894.5864 | 1981.9184 | 73.9493 | 11987.5723 | 12805.1 | 3077.0586 | 2055.8677 | 2399.5798 | 426.759 | 464.817 | 232.3724 | 3523.5282 | 4477.2289 | 0 | 4477.2289 | 721.5234 | 0 | 8964.9953 | 11040.5152 | 20005.5105 | 0 | 4212.5746 | 0
5010 | Commercial | CofNgsd323 | High Efficiency PTHP | 3894.5864 | 1981.9184 | 73.9493 | 11987.5723 | 12805.1 | 3077.0586 | 2055.8677 | 2399.5798 | 426.759 | 464.817 | 232.3724 | 3523.5282 | 4477.2289 | 0 | 4477.2289 | 721.5234 | 0 | 8964.9953 | 11040.5152 | 20005.5105 | 0 | 2094.018 | 0
5011 | Commercial | CofTgsd323 | High Efficiency PTHP | 3894.5864 | 1981.9184 | 73.9493 | 11987.5723 | 12805.1 | 3077.0586 | 2055.8677 | 2399.5798 | 426.759 | 464.817 | 232.3724 | 3523.5282 | 4477.2289 | 0 | 4477.2289 | 721.5234 | 0 | 8964.9953 | 11040.5152 | 20005.5105 | 0 | 2094.018 | 0
5012 | Commercial | CreNgsd323 | High Efficiency PTHP | 3894.5864 | 1981.9184 | 73.9493 | 11987.5723 | 12805.1 | 3077.0586 | 2055.8677 | 2399.5798 | 426.759 | 464.817 | 232.3724 | 3523.5282 | 4477.2289 | 0 | 4477.2289 | 721.5234 | 0 | 8964.9953 | 11040.5152 | 20005.5105 | 0 | 1445.3357 | 0
5013 | Commercial | CreTgsd323 | High Efficiency PTHP | 3894.5864 | 1981.9184 | 73.9493 | 11987.5723 | 12805.1 | 3077.0586 | 2055.8677 | 2399.5798 | 426.759 | 464.817 | 232.3724 | 3523.5282 | 4477.2289 | 0 | 4477.2289 | 721.5234 | 0 | 8964.9953 | 11040.5152 | 20005.5105 | 0 | 1445.3357 | 0
5014 | Commercial | CrtNgsd323 | High Efficiency PTHP | 3894.5864 | 1981.9184 | 73.9493 | 11987.5723 | 12805.1 | 3077.0586 | 2055.8677 | 2399.5798 | 426.759 | 464.817 | 232.3724 | 3523.5282 | 4477.2289 | 0 | 4477.2289 | 721.5234 | 0 | 8964.9953 | 11040.5152 | 20005.5105 | 0 | 1847.075 | 0
5015 | Commercial | CrtTgsd323 | High Efficiency PTHP | 3894.5864 | 1981.9184 | 73.9493 | 11987.5723 | 12805.1 | 3077.0586 | 2055.8677 | 2399.5798 | 426.759 | 464.817 | 232.3724 | 3523.5282 | 4477.2289 | 0 | 4477.2289 | 721.5234 | 0 | 8964.9953 | 11040.5152 | 20005.5105 | 0 | 1847.075 | 0
5016 | Commercial | CscNgsd323 | High Efficiency PTHP | 3894.5864 | 1981.9184 | 73.9493 | 11987.5723 | 12805.1 | 3077.0586 | 2055.8677 | 2399.5798 | 426.759 | 464.817 | 232.3724 | 3523.5282 | 4477.2289 | 0 | 4477.2289 | 721.5234 | 0 | 8964.9953 | 11040.5152 | 20005.5105 | 0 | 2124.0371 | 0
5017 | Commercial | CscTgsd323 | High Efficiency PTHP | 3894.5864 | 1981.9184 | 73.9493 | 11987.5723 | 12805.1 | 3077.0586 | 2055.8677 | 2399.5798 | 426.759 | 464.817 | 232.3724 | 3523.5282 | 4477.2289 | 0 | 4477.2289 | 721.5234 | 0 | 8964.9953 | 11040.5152 | 20005.5105 | 0 | 2124.0371 | 0
5018 | Commercial | CcoEgsd329 | VAV System | 4577.2188 | 2329.3037 | 86.9109 | 14133.4948 | 15097.37 | 3613.3436 | 2416.2146 | 2821.5553 | 501.5968 | 546.5569 | 273.122 | 4142.8311 | 7540.7139 | 0 | 7540.7139 | 981.7856 | 0 | 15666.504 | 14872.023 | 30538.5269 | 0 | 3002.8771 | 0
5019 | Commercial | CcoNgsd329 | VAV System | 4577.2188 | 2329.3037 | 86.9109 | 14133.4948 | 15097.37 | 3613.3436 | 2416.2146 | 2821.5553 | 501.5968 | 546.5569 | 273.122 | 4142.8311 | 7540.7139 | 0 | 7540.7139 | 981.7856 | 0 | 15666.504 | 14872.023 | 30538.5269 | 0 | 3002.8771 | 0
5020 | Commercial | CheEgsd329 | VAV System | 4577.2188 | 2329.3037 | 86.9109 | 14133.4948 | 15097.37 | 3613.3436 | 2416.2146 | 2821.5553 | 501.5968 | 546.5569 | 273.122 | 4142.8311 | 7540.7139 | 0 | 7540.7139 | 981.7856 | 0 | 15666.504 | 14872.023 | 30538.5269 | 0 | 3002.8771 | 0
5021 | Commercial | CheNgsd329 | VAV System | 4577.2188 | 2329.3037 | 86.9109 | 14133.4948 | 15097.37 | 3613.3436 | 2416.2146 | 2821.5553 | 501.5968 | 546.5569 | 273.122 | 4142.8311 | 7540.7139 | 0 | 7540.7139 | 981.7856 | 0 | 15666.504 | 14872.023 | 30538.5269 | 0 | 3002.8771 | 0
5022 | Commercial | ChoEgsd329 | VAV System | 4577.2188 | 2329.3037 | 86.9109 | 14133.4948 | 15097.37 | 3613.3436 | 2416.2146 | 2821.5553 | 501.5968 | 546.5569 | 273.122 | 4142.8311 | 7540.7139 | 0 | 7540.7139 | 981.7856 | 0 | 15666.504 | 14872.023 | 30538.5269 | 0 | 3002.8771 | 0
5023 | Commercial | ChoNgsd329 | VAV System | 4577.2188 | 2329.3037 | 86.9109 | 14133.4948 | 15097.37 | 3613.3436 | 2416.2146 | 2821.5553 | 501.5968 | 546.5569 | 273.122 | 4142.8311 | 7540.7139 | 0 | 7540.7139 | 981.7856 | 0 | 15666.504 | 14872.023 | 30538.5269 | 0 | 3002.8771 | 0
5024 | Commercial | CinEgsd329 | VAV System | 4577.2188 | 2329.3037 | 86.9109 | 14133.4948 | 15097.37 | 3613.3436 | 2416.2146 | 2821.5553 | 501.5968 | 546.5569 | 273.122 | 4142.8311 | 7540.7139 | 0 | 7540.7139 | 981.7856 | 0 | 15666.504 | 14872.023 | 30538.5269 | 0 | 3002.8771 | 0
5025 | Commercial | CinNgsd329 | VAV System | 4577.2188 | 2329.3037 | 86.9109 | 14133.4948 | 15097.37 | 3613.3436 | 2416.2146 | 2821.5553 | 501.5968 | 546.5569 | 273.122 | 4142.8311 | 7540.7139 | 0 | 7540.7139 | 981.7856 | 0 | 15666.504 | 14872.023 | 30538.5269 | 0 | 3002.8771 | 0
5026 | Commercial | CofEgsd329 | VAV System | 4577.2188 | 2329.3037 | 86.9109 | 14133.4948 | 15097.37 | 3613.3436 | 2416.2146 | 2821.5553 | 501.5968 | 546.5569 | 273.122 | 4142.8311 | 7540.7139 | 0 | 7540.7139 | 981.7856 | 0 | 15666.504 | 14872.023 | 30538.5269 | 0 | 3002.8771 | 0
5027 | Commercial | CofNgsd329 | VAV System | 4577.2188 | 2329.3037 | 86.9109 | 14133.4948 | 15097.37 | 3613.3436 | 2416.2146 | 2821.5553 | 501.5968 | 546.5569 | 273.122 | 4142.8311 | 7540.7139 | 0 | 7540.7139 | 981.7856 | 0 | 15666.504 | 14872.023 | 30538.5269 | 0 | 3002.8771 | 0
5028 | Commercial | CscEgsd329 | VAV System | 4577.2188 | 2329.3037 | 86.9109 | 14133.4948 | 15097.37 | 3613.3436 | 2416.2146 | 2821.5553 | 501.5968 | 546.5569 | 273.122 | 4142.8311 | 7540.7139 | 0 | 7540.7139 | 981.7856 | 0 | 15666.504 | 14872.023 | 30538.5269 | 0 | 3002.8771 | 0
5029 | Commercial | CscNgsd329 | VAV System | 4577.2188 | 2329.3037 | 86.9109 | 14133.4948 | 15097.37 | 3613.3436 | 2416.2146 | 2821.5553 | 501.5968 | 546.5569 | 273.122 | 4142.8311 | 7540.7139 | 0 | 7540.7139 | 981.7856 | 0 | 15666.504 | 14872.023 | 30538.5269 | 0 | 3002.8771 | 0
5030 | Commercial | CasNgsd408 | LED Parking Lighting | 0 | 0 | 0 | 0 | 0 | 0 | 0 | 0 | 0 | 0 | 0 | 0 | 6777.5561 | 0 | 6777.5561 | 382.3619 | 0 | 15049.3481 | 10518.704 | 25568.0521 | 0 | 1289.2765 | 0
5031 | Commercial | CasTgsd408 | LED Parking Lighting | 0 | 0 | 0 | 0 | 0 | 0 | 0 | 0 | 0 | 0 | 0 | 0 | 6777.5561 | 0 | 6777.5561 | 382.3619 | 0 | 15049.3481 | 10518.704 | 25568.0521 | 0 | 1289.2765 | 0
5032 | Commercial | CcoNgsd408 | LED Parking Lighting | 0 | 0 | 0 | 0 | 0 | 0 | 0 | 0 | 0 | 0 | 0 | 0 | 6777.5561 | 0 | 6777.5561 | 382.3619 | 0 | 15049.3481 | 10518.704 | 25568.0521 | 0 | 1289.2765 | 0
5033 | Commercial | CcoTgsd408 | LED Parking Lighting | 0 | 0 | 0 | 0 | 0 | 0 | 0 | 0 | 0 | 0 | 0 | 0 | 6777.5561 | 0 | 6777.5561 | 382.3619 | 0 | 15049.3481 | 10518.704 | 25568.0521 | 0 | 1289.2765 | 0
5034 | Commercial | CgrNgsd408 | LED Parking Lighting | 0 | 0 | 0 | 0 | 0 | 0 | 0 | 0 | 0 | 0 | 0 | 0 | 6777.5561 | 0 | 6777.5561 | 382.3619 | 0 | 15049.3481 | 10518.704 | 25568.0521 | 0 | 1289.2765 | 0
5035 | Commercial | CgrTgsd408 | LED Parking Lighting | 0 | 0 | 0 | 0 | 0 | 0 | 0 | 0 | 0 | 0 | 0 | 0 | 6777.5561 | 0 | 6777.5561 | 382.3619 | 0 | 15049.3481 | 10518.704 | 25568.0521 | 0 | 1289.2765 | 0
5036 | Commercial | CheNgsd408 | LED Parking Lighting | 0 | 0 | 0 | 0 | 0 | 0 | 0 | 0 | 0 | 0 | 0 | 0 | 6777.5561 | 0 | 6777.5561 | 382.3619 | 0 | 15049.3481 | 10518.704 | 25568.0521 | 0 | 1289.2765 | 0
5037 | Commercial | CheTgsd408 | LED Parking Lighting | 0 | 0 | 0 | 0 | 0 | 0 | 0 | 0 | 0 | 0 | 0 | 0 | 6777.5561 | 0 | 6777.5561 | 382.3619 | 0 | 15049.3481 | 10518.704 | 25568.0521 | 0 | 1289.2765 | 0
5038 | Commercial | ChoNgsd408 | LED Parking Lighting | 0 | 0 | 0 | 0 | 0 | 0 | 0 | 0 | 0 | 0 | 0 | 0 | 6777.5561 | 0 | 6777.5561 | 382.3619 | 0 | 15049.3481 | 10518.704 | 25568.0521 | 0 | 1289.2765 | 0
5039 | Commercial | ChoTgsd408 | LED Parking Lighting | 0 | 0 | 0 | 0 | 0 | 0 | 0 | 0 | 0 | 0 | 0 | 0 | 6777.5561 | 0 | 6777.5561 | 382.3619 | 0 | 15049.3481 | 10518.704 | 25568.0521 | 0 | 1289.2765 | 0
5040 | Commercial | CinNgsd408 | LED Parking Lighting | 0 | 0 | 0 | 0 | 0 | 0 | 0 | 0 | 0 | 0 | 0 | 0 | 6777.5561 | 0 | 6777.5561 | 382.3619 | 0 | 15049.3481 | 10518.704 | 25568.0521 | 0 | 1289.2765 | 0
5041 | Commercial | CinTgsd408 | LED Parking Lighting | 0 | 0 | 0 | 0 | 0 | 0 | 0 | 0 | 0 | 0 | 0 | 0 | 6777.5561 | 0 | 6777.5561 | 382.3619 | 0 | 15049.3481 | 10518.704 | 25568.0521 | 0 | 1289.2765 | 0
5042 | Commercial | CloNgsd408 | LED Parking Lighting | 0 | 0 | 0 | 0 | 0 | 0 | 0 | 0 | 0 | 0 | 0 | 0 | 6777.5561 | 0 | 6777.5561 | 382.3619 | 0 | 15049.3481 | 10518.704 | 25568.0521 | 0 | 1289.2765 | 0
5043 | Commercial | CloTgsd408 | LED Parking Lighting | 0 | 0 | 0 | 0 | 0 | 0 | 0 | 0 | 0 | 0 | 0 | 0 | 6777.5561 | 0 | 6777.5561 | 382.3619 | 0 | 15049.3481 | 10518.704 | 25568.0521 | 0 | 1289.2765 | 0
5044 | Commercial | CmiNgsd408 | LED Parking Lighting | 0 | 0 | 0 | 0 | 0 | 0 | 0 | 0 | 0 | 0 | 0 | 0 | 6777.5561 | 0 | 6777.5561 | 382.3619 | 0 | 15049.3481 | 10518.704 | 25568.0521 | 0 | 1289.2765 | 0
5045 | Commercial | CmiTgsd408 | LED Parking Lighting | 0 | 0 | 0 | 0 | 0 | 0 | 0 | 0 | 0 | 0 | 0 | 0 | 6777.5561 | 0 | 6777.5561 | 382.3619 | 0 | 15049.3481 | 10518.704 | 25568.0521 | 0 | 1289.2765 | 0
5046 | Commercial | CofNgsd408 | LED Parking Lighting | 0 | 0 | 0 | 0 | 0 | 0 | 0 | 0 | 0 | 0 | 0 | 0 | 6777.5561 | 0 | 6777.5561 | 382.3619 | 0 | 15049.3481 | 10518.704 | 25568.0521 | 0 | 1289.2765 | 0
5047 | Commercial | CofTgsd408 | LED Parking Lighting | 0 | 0 | 0 | 0 | 0 | 0 | 0 | 0 | 0 | 0 | 0 | 0 | 6777.5561 | 0 | 6777.5561 | 382.3619 | 0 | 15049.3481 | 10518.704 | 25568.0521 | 0 | 1289.2765 | 0
5048 | Commercial | CreNgsd408 | LED Parking Lighting | 0 | 0 | 0 | 0 | 0 | 0 | 0 | 0 | 0 | 0 | 0 | 0 | 6777.5561 | 0 | 6777.5561 | 382.3619 | 0 | 15049.3481 | 10518.704 | 25568.0521 | 0 | 1289.2765 | 0
5049 | Commercial | CreTgsd408 | LED Parking Lighting | 0 | 0 | 0 | 0 | 0 | 0 | 0 | 0 | 0 | 0 | 0 | 0 | 6777.5561 | 0 | 6777.5561 | 382.3619 | 0 | 15049.3481 | 10518.704 | 25568.0521 | 0 | 1289.2765 | 0
5050 | Commercial | CrtNgsd408 | LED Parking Lighting | 0 | 0 | 0 | 0 | 0 | 0 | 0 | 0 | 0 | 0 | 0 | 0 | 6777.5561 | 0 | 6777.5561 | 382.3619 | 0 | 15049.3481 | 10518.704 | 25568.0521 | 0 | 1289.2765 | 0
5051 | Commercial | CrtTgsd408 | LED Parking Lighting | 0 | 0 | 0 | 0 | 0 | 0 | 0 | 0 | 0 | 0 | 0 | 0 | 6777.5561 | 0 | 6777.5561 | 382.3619 | 0 | 15049.3481 | 10518.704 | 25568.0521 | 0 | 1289.2765 | 0
5052 | Commercial | CscNgsd408 | LED Parking Lighting | 0 | 0 | 0 | 0 | 0 | 0 | 0 | 0 | 0 | 0 | 0 | 0 | 6777.5561 | 0 | 6777.5561 | 382.3619 | 0 | 15049.3481 | 10518.704 | 25568.0521 | 0 | 1289.2765 | 0
5053 | Commercial | CscTgsd408 | LED Parking Lighting | 0 | 0 | 0 | 0 | 0 | 0 | 0 | 0 | 0 | 0 | 0 | 0 | 6777.5561 | 0 | 6777.5561 | 382.3619 | 0 | 15049.3481 | 10518.704 | 25568.0521 | 0 | 1289.2765 | 0
5054 | Commercial | CwaNgsd408 | LED Parking Lighting | 0 | 0 | 0 | 0 | 0 | 0 | 0 | 0 | 0 | 0 | 0 | 0 | 6777.5561 | 0 | 6777.5561 | 382.3619 | 0 | 15049.3481 | 10518.704 | 25568.0521 | 0 | 1289.2765 | 0
5055 | Commercial | CwaTgsd408 | LED Parking Lighting | 0 | 0 | 0 | 0 | 0 | 0 | 0 | 0 | 0 | 0 | 0 | 0 | 6777.5561 | 0 | 6777.5561 | 382.3619 | 0 | 15049.3481 | 10518.704 | 25568.0521 | 0 | 1289.2765 | 0
5056 | Commercial | CinNgsd409 | LED Street Lights | 0 | 0 | 0 | 0 | 0 | 0 | 0 | 0 | 0 | 0 | 0 | 0 | 3395.9321 | 0 | 3395.9321 | 605.4063 | 0 | 7540.5594 | 10617.8427 | 18158.4022 | 0 | 1900.4182 | 0
5057 | Commercial | CinTgsd409 | LED Street Lights | 0 | 0 | 0 | 0 | 0 | 0 | 0 | 0 | 0 | 0 | 0 | 0 | 3395.9321 | 0 | 3395.9321 | 605.4063 | 0 | 7540.5594 | 10617.8427 | 18158.4022 | 0 | 1900.4182 | 0
5058 | Commercial | CasNgsd501 | CFL - 23W | 4053.2293 | 2062.6503 | 76.9616 | 12475.8767 | 13326.7058 | 3202.4002 | 2139.6119 | 2497.3248 | 444.1427 | 483.7509 | 241.838 | 3667.0563 | 8843.0717 | 0 | 8843.0717 | 1160.8607 | 0 | 18583.7594 | 11040.5152 | 29624.2746 | 0 | 2461.156 | 0
5059 | Commercial | CasTgsd501 | CFL - 23W | 4053.2293 | 2062.6503 | 76.9616 | 12475.8767 | 13326.7058 | 3202.4002 | 2139.6119 | 2497.3248 | 444.1427 | 483.7509 | 241.838 | 3667.0563 | 8843.0717 | 0 | 8843.0717 | 1160.8607 | 0 | 18583.7594 | 11040.5152 | 29624.2746 | 0 | 2461.156 | 0
5060 | Commercial | CcoNgsd501 | CFL - 23W | 4567.3615 | 2324.2874 | 86.7238 | 14058.3802 | 15017.1328 | 3608.6089 | 2411.0111 | 2814.0982 | 500.48 | 545.1123 | 272.5139 | 4132.2044 | 19756.5239 | 0 | 19756.5239 | 1160.8607 | 0 | 43868.734 | 11040.5152 | 54909.2493 | 0 | 3790.6002 | 0
5061 | Commercial | CcoTgsd501 | CFL - 23W | 4567.3615 | 2324.2874 | 86.7238 | 14058.3802 | 15017.1328 | 3608.6089 | 2411.0111 | 2814.0982 | 500.48 | 545.1123 | 272.5139 | 4132.2044 | 19756.5239 | 0 | 19756.5239 | 1160.8607 | 0 | 43868.734 | 11040.5152 | 54909.2493 | 0 | 3790.6002 | 0
5062 | Commercial | CgrNgsd501 | CFL - 23W | 3894.5208 | 1981.8851 | 73.9481 | 11987.3705 | 12804.8844 | 3077.0068 | 2055.8331 | 2399.5394 | 426.7518 | 464.8091 | 232.3685 | 3523.4689 | 8809.5161 | 0 | 8809.5161 | 1160.8607 | 0 | 18513.242 | 11040.5152 | 29553.7572 | 0 | 1271.9021 | 0
5063 | Commercial | CgrTgsd501 | CFL - 23W | 3894.5208 | 1981.8851 | 73.9481 | 11987.3705 | 12804.8844 | 3077.0068 | 2055.8331 | 2399.5394 | 426.7518 | 464.8091 | 232.3685 | 3523.4689 | 8809.5161 | 0 | 8809.5161 | 1160.8607 | 0 | 18513.242 | 11040.5152 | 29553.7572 | 0 | 1271.9021 | 0
5064 | Commercial | CheNgsd501 | CFL - 23W | 4053.2293 | 2062.6503 | 76.9616 | 12475.8767 | 13326.7058 | 3202.4002 | 2139.6119 | 2497.3248 | 444.1427 | 483.7509 | 241.838 | 3667.0563 | 8843.0717 | 0 | 8843.0717 | 1160.8607 | 0 | 18583.7594 | 11040.5152 | 29624.2746 | 0 | 1407.7734 | 0
5065 | Commercial | CheTgsd501 | CFL - 23W | 4053.2293 | 2062.6503 | 76.9616 | 12475.8767 | 13326.7058 | 3202.4002 | 2139.6119 | 2497.3248 | 444.1427 | 483.7509 | 241.838 | 3667.0563 | 8843.0717 | 0 | 8843.0717 | 1160.8607 | 0 | 18583.7594 | 11040.5152 | 29624.2746 | 0 | 1407.7734 | 0
5066 | Commercial | ChoNgsd501 | CFL - 23W | 4567.3615 | 2324.2874 | 86.7238 | 14058.3802 | 15017.1328 | 3608.6089 | 2411.0111 | 2814.0982 | 500.48 | 545.1123 | 272.5139 | 4132.2044 | 19756.5239 | 0 | 19756.5239 | 1160.8607 | 0 | 43868.734 | 11040.5152 | 54909.2493 | 0 | 2456.4782 | 0
5067 | Commercial | ChoTgsd501 | CFL - 23W | 4567.3615 | 2324.2874 | 86.7238 | 14058.3802 | 15017.1328 | 3608.6089 | 2411.0111 | 2814.0982 | 500.48 | 545.1123 | 272.5139 | 4132.2044 | 19756.5239 | 0 | 19756.5239 | 1160.8607 | 0 | 43868.734 | 11040.5152 | 54909.2493 | 0 | 2456.4782 | 0
5068 | Commercial | CinNgsd501 | CFL - 23W | 4053.2293 | 2062.6503 | 76.9616 | 12475.8767 | 13326.7058 | 3202.4002 | 2139.6119 | 2497.3248 | 444.1427 | 483.7509 | 241.838 | 3667.0563 | 8843.0717 | 0 | 8843.0717 | 1160.8607 | 0 | 18583.7594 | 11040.5152 | 29624.2746 | 0 | 2145.585 | 0
5069 | Commercial | CinTgsd501 | CFL - 23W | 4053.2293 | 2062.6503 | 76.9616 | 12475.8767 | 13326.7058 | 3202.4002 | 2139.6119 | 2497.3248 | 444.1427 | 483.7509 | 241.838 | 3667.0563 | 8843.0717 | 0 | 8843.0717 | 1160.8607 | 0 | 18583.7594 | 11040.5152 | 29624.2746 | 0 | 2145.585 | 0
5070 | Commercial | CloNgsd501 | CFL - 23W | 3894.5208 | 1981.8851 | 73.9481 | 11987.3705 | 12804.8844 | 3077.0068 | 2055.8331 | 2399.5394 | 426.7518 | 464.8091 | 232.3685 | 3523.4689 | 8809.5161 | 0 | 8809.5161 | 1160.8607 | 0 | 18513.242 | 11040.5152 | 29553.7572 | 0 | 1878.3764 | 0
5071 | Commercial | CloTgsd501 | CFL - 23W | 3894.5208 | 1981.8851 | 73.9481 | 11987.3705 | 12804.8844 | 3077.0068 | 2055.8331 | 2399.5394 | 426.7518 | 464.8091 | 232.3685 | 3523.4689 | 8809.5161 | 0 | 8809.5161 | 1160.8607 | 0 | 18513.242 | 11040.5152 | 29553.7572 | 0 | 1878.3764 | 0
5072 | Commercial | CmiNgsd501 | CFL - 23W | 4053.2293 | 2062.6503 | 76.9616 | 12475.8767 | 13326.7058 | 3202.4002 | 2139.6119 | 2497.3248 | 444.1427 | 483.7509 | 241.838 | 3667.0563 | 8843.0717 | 0 | 8843.0717 | 1160.8607 | 0 | 18583.7594 | 11040.5152 | 29624.2746 | 0 | 1605.7814 | 0
5073 | Commercial | CmiTgsd501 | CFL - 23W | 4053.2293 | 2062.6503 | 76.9616 | 12475.8767 | 13326.7058 | 3202.4002 | 2139.6119 | 2497.3248 | 444.1427 | 483.7509 | 241.838 | 3667.0563 | 8843.0717 | 0 | 8843.0717 | 1160.8607 | 0 | 18583.7594 | 11040.5152 | 29624.2746 | 0 | 1605.7814 | 0
5074 | Commercial | CofNgsd501 | CFL - 23W | 4053.2293 | 2062.6503 | 76.9616 | 12475.8767 | 13326.7058 | 3202.4002 | 2139.6119 | 2497.3248 | 444.1427 | 483.7509 | 241.838 | 3667.0563 | 8843.0717 | 0 | 8843.0717 | 1160.8607 | 0 | 18583.7594 | 11040.5152 | 29624.2746 | 0 | 2175.9251 | 0
5075 | Commercial | CofTgsd501 | CFL - 23W | 4053.2293 | 2062.6503 | 76.9616 | 12475.8767 | 13326.7058 | 3202.4002 | 2139.6119 | 2497.3248 | 444.1427 | 483.7509 | 241.838 | 3667.0563 | 8843.0717 | 0 | 8843.0717 | 1160.8607 | 0 | 18583.7594 | 11040.5152 | 29624.2746 | 0 | 2175.9251 | 0
5076 | Commercial | CreNgsd501 | CFL - 23W | 3894.5208 | 1981.8851 | 73.9481 | 11987.3705 | 12804.8844 | 3077.0068 | 2055.8331 | 2399.5394 | 426.7518 | 464.8091 | 232.3685 | 3523.4689 | 8809.5161 | 0 | 8809.5161 | 1160.8607 | 0 | 18513.242 | 11040.5152 | 29553.7572 | 0 | 2100.5139 | 0
5077 | Commercial | CreTgsd501 | CFL - 23W | 3894.5208 | 1981.8851 | 73.9481 | 11987.3705 | 12804.8844 | 3077.0068 | 2055.8331 | 2399.5394 | 426.7518 | 464.8091 | 232.3685 | 3523.4689 | 8809.5161 | 0 | 8809.5161 | 1160.8607 | 0 | 18513.242 | 11040.5152 | 29553.7572 | 0 | 2100.5139 | 0
5078 | Commercial | CrtNgsd501 | CFL - 23W | 3894.5208 | 1981.8851 | 73.9481 | 11987.3705 | 12804.8844 | 3077.0068 | 2055.8331 | 2399.5394 | 426.7518 | 464.8091 | 232.3685 | 3523.4689 | 8809.5161 | 0 | 8809.5161 | 1160.8607 | 0 | 18513.242 | 11040.5152 | 29553.7572 | 0 | 1414.8124 | 0
5079 | Commercial | CrtTgsd501 | CFL - 23W | 3894.5208 | 1981.8851 | 73.9481 | 11987.3705 | 12804.8844 | 3077.0068 | 2055.8331 | 2399.5394 | 426.7518 | 464.8091 | 232.3685 | 3523.4689 | 8809.5161 | 0 | 8809.5161 | 1160.8607 | 0 | 18513.242 | 11040.5152 | 29553.7572 | 0 | 1414.8124 | 0
5080 | Commercial | CscNgsd501 | CFL - 23W | 4053.2293 | 2062.6503 | 76.9616 | 12475.8767 | 13326.7058 | 3202.4002 | 2139.6119 | 2497.3248 | 444.1427 | 483.7509 | 241.838 | 3667.0563 | 8843.0717 | 0 | 8843.0717 | 1160.8607 | 0 | 18583.7594 | 11040.5152 | 29624.2746 | 0 | 2975.3193 | 0
5081 | Commercial | CscTgsd501 | CFL - 23W | 4053.2293 | 2062.6503 | 76.9616 | 12475.8767 | 13326.7058 | 3202.4002 | 2139.6119 | 2497.3248 | 444.1427 | 483.7509 | 241.838 | 3667.0563 | 8843.0717 | 0 | 8843.0717 | 1160.8607 | 0 | 18583.7594 | 11040.5152 | 29624.2746 | 0 | 2975.3193 | 0
5082 | Commercial | CwaNgsd501 | CFL - 23W | 4053.2293 | 2062.6503 | 76.9616 | 12475.8767 | 13326.7058 | 3202.4002 | 2139.6119 | 2497.3248 | 444.1427 | 483.7509 | 241.838 | 3667.0563 | 8843.0717 | 0 | 8843.0717 | 1160.8607 | 0 | 18583.7594 | 11040.5152 | 29624.2746 | 0 | 1851.0159 | 0
5083 | Commercial | CwaTgsd501 | CFL - 23W | 4053.2293 | 2062.6503 | 76.9616 | 12475.8767 | 13326.7058 | 3202.4002 | 2139.6119 | 2497.3248 | 444.1427 | 483.7509 | 241.838 | 3667.0563 | 8843.0717 | 0 | 8843.0717 | 1160.8607 | 0 | 18583.7594 | 11040.5152 | 29624.2746 | 0 | 1851.0159 | 0
5084 | Commercial | CrtNgsd504 | High Bay Fluorescent (T5) | 4328.656 | 2202.8124 | 82.1913 | 13365.9847 | 14277.5173 | 3417.1233 | 2285.0037 | 2668.3326 | 474.3579 | 516.8765 | 258.2903 | 3917.8574 | 11234.8401 | 0 | 11234.8401 | 721.5234 | 0 | 24111.3262 | 14872.023 | 38983.3492 | 0 | 4707.9704 | 0
5085 | Commercial | CrtTgsd504 | High Bay Fluorescent (T5) | 4328.656 | 2202.8124 | 82.1913 | 13365.9847 | 14277.5173 | 3417.1233 | 2285.0037 | 2668.3326 | 474.3579 | 516.8765 | 258.2903 | 3917.8574 | 11234.8401 | 0 | 11234.8401 | 721.5234 | 0 | 24111.3262 | 14872.023 | 38983.3492 | 0 | 4707.9704 | 0
5086 | Commercial | CwaNgsd504 | High Bay Fluorescent (T5) | 4328.656 | 2202.8124 | 82.1913 | 13365.9847 | 14277.5173 | 3417.1233 | 2285.0037 | 2668.3326 | 474.3579 | 516.8765 | 258.2903 | 3917.8574 | 11234.8401 | 0 | 11234.8401 | 721.5234 | 0 | 24111.3262 | 14872.023 | 38983.3492 | 0 | 6136.1206 | 0
5087 | Commercial | CwaTgsd504 | High Bay Fluorescent (T5) | 4328.656 | 2202.8124 | 82.1913 | 13365.9847 | 14277.5173 | 3417.1233 | 2285.0037 | 2668.3326 | 474.3579 | 516.8765 | 258.2903 | 3917.8574 | 11234.8401 | 0 | 11234.8401 | 721.5234 | 0 | 24111.3262 | 14872.023 | 38983.3492 | 0 | 6136.1206 | 0
5088 | Commercial | CasNgsd506 | Premium T8 - Lamp Replacement | 4240.2305 | 2157.8135 | 80.5123 | 12472.4725 | 13323.0694 | 3389.6336 | 2238.3258 | 2593.9662 | 464.1397 | 502.4698 | 252.7264 | 3813.3022 | 8783.6964 | 0 | 8783.6964 | 1062.9568 | 0 | 18458.9818 | 10617.8427 | 29076.8246 | 0 | 2516.5319 | 0
5089 | Commercial | CasTgsd506 | Premium T8 - Lamp Replacement | 4240.2305 | 2157.8135 | 80.5123 | 12472.4725 | 13323.0694 | 3389.6336 | 2238.3258 | 2593.9662 | 464.1397 | 502.4698 | 252.7264 | 3813.3022 | 8783.6964 | 0 | 8783.6964 | 1062.9568 | 0 | 18458.9818 | 10617.8427 | 29076.8246 | 0 | 2516.5319 | 0
5090 | Commercial | CcoNgsd506 | Premium T8 - Lamp Replacement | 4765.6242 | 2425.1814 | 90.4883 | 14017.8973 | 14973.8891 | 3809.6324 | 2515.6697 | 2915.3765 | 521.6498 | 564.7293 | 284.041 | 4285.7965 | 19388.384 | 0 | 19388.384 | 1062.9568 | 0 | 43051.2909 | 10617.8427 | 53669.1337 | 0 | 3829.377 | 0
5091 | Commercial | CcoTgsd506 | Premium T8 - Lamp Replacement | 4765.6242 | 2425.1814 | 90.4883 | 14017.8973 | 14973.8891 | 3809.6324 | 2515.6697 | 2915.3765 | 521.6498 | 564.7293 | 284.041 | 4285.7965 | 19388.384 | 0 | 19388.384 | 1062.9568 | 0 | 43051.2909 | 10617.8427 | 53669.1337 | 0 | 3829.377 | 0
5092 | Commercial | CgrNgsd506 | Premium T8 - Lamp Replacement | 4075.2376 | 2073.8501 | 77.3795 | 11987.1521 | 12804.6512 | 3257.7385 | 2151.2296 | 2493.0316 | 446.0794 | 482.9181 | 242.8925 | 3664.9216 | 8795.8261 | 0 | 8795.8261 | 1062.9568 | 0 | 18484.4725 | 10617.8427 | 29102.3152 | 0 | 1307.2764 | 0
5093 | Commercial | CgrTgsd506 | Premium T8 - Lamp Replacement | 4075.2376 | 2073.8501 | 77.3795 | 11987.1521 | 12804.6512 | 3257.7385 | 2151.2296 | 2493.0316 | 446.0794 | 482.9181 | 242.8925 | 3664.9216 | 8795.8261 | 0 | 8795.8261 | 1062.9568 | 0 | 18484.4725 | 10617.8427 | 29102.3152 | 0 | 1307.2764 | 0
5094 | Commercial | CheNgsd506 | Premium T8 - Lamp Replacement | 4240.2305 | 2157.8135 | 80.5123 | 12472.4725 | 13323.0694 | 3389.6336 | 2238.3258 | 2593.9662 | 464.1397 | 502.4698 | 252.7264 | 3813.3022 | 8783.6964 | 0 | 8783.6964 | 1062.9568 | 0 | 18458.9818 | 10617.8427 | 29076.8246 | 0 | 1439.4482 | 0
5095 | Commercial | CheTgsd506 | Premium T8 - Lamp Replacement | 4240.2305 | 2157.8135 | 80.5123 | 12472.4725 | 13323.0694 | 3389.6336 | 2238.3258 | 2593.9662 | 464.1397 | 502.4698 | 252.7264 | 3813.3022 | 8783.6964 | 0 | 8783.6964 | 1062.9568 | 0 | 18458.9818 | 10617.8427 | 29076.8246 | 0 | 1439.4482 | 0
5096 | Commercial | ChoNgsd506 | Premium T8 - Lamp Replacement | 4765.6242 | 2425.1814 | 90.4883 | 14017.8973 | 14973.8891 | 3809.6324 | 2515.6697 | 2915.3765 | 521.6498 | 564.7293 | 284.041 | 4285.7965 | 19388.384 | 0 | 19388.384 | 1062.9568 | 0 | 43051.2909 | 10617.8427 | 53669.1337 | 0 | 2481.6076 | 0
5097 | Commercial | ChoTgsd506 | Premium T8 - Lamp Replacement | 4765.6242 | 2425.1814 | 90.4883 | 14017.8973 | 14973.8891 | 3809.6324 | 2515.6697 | 2915.3765 | 521.6498 | 564.7293 | 284.041 | 4285.7965 | 19388.384 | 0 | 19388.384 | 1062.9568 | 0 | 43051.2909 | 10617.8427 | 53669.1337 | 0 | 2481.6076 | 0
5098 | Commercial | CinNgsd506 | Premium T8 - Lamp Replacement | 4240.2305 | 2157.8135 | 80.5123 | 12472.4725 | 13323.0694 | 3389.6336 | 2238.3258 | 2593.9662 | 464.1397 | 502.4698 | 252.7264 | 3813.3022 | 8783.6964 | 0 | 8783.6964 | 1062.9568 | 0 | 18458.9818 | 10617.8427 | 29076.8246 | 0 | 2193.8604 | 0
5099 | Commercial | CinTgsd506 | Premium T8 - Lamp Replacement | 4240.2305 | 2157.8135 | 80.5123 | 12472.4725 | 13323.0694 | 3389.6336 | 2238.3258 | 2593.9662 | 464.1397 | 502.4698 | 252.7264 | 3813.3022 | 8783.6964 | 0 | 8783.6964 | 1062.9568 | 0 | 18458.9818 | 10617.8427 | 29076.8246 | 0 | 2193.8604 | 0
5100 | Commercial | CloNgsd506 | Premium T8 - Lamp Replacement | 4075.2376 | 2073.8501 | 77.3795 | 11987.1521 | 12804.6512 | 3257.7385 | 2151.2296 | 2493.0316 | 446.0794 | 482.9181 | 242.8925 | 3664.9216 | 8795.8261 | 0 | 8795.8261 | 1062.9568 | 0 | 18484.4725 | 10617.8427 | 29102.3152 | 0 | 1930.6181 | 0
5101 | Commercial | CloTgsd506 | Premium T8 - Lamp Replacement | 4075.2376 | 2073.8501 | 77.3795 | 11987.1521 | 12804.6512 | 3257.7385 | 2151.2296 | 2493.0316 | 446.0794 | 482.9181 | 242.8925 | 3664.9216 | 8795.8261 | 0 | 8795.8261 | 1062.9568 | 0 | 18484.4725 | 10617.8427 | 29102.3152 | 0 | 1930.6181 | 0
5102 | Commercial | CmiNgsd506 | Premium T8 - Lamp Replacement | 4240.2305 | 2157.8135 | 80.5123 | 12472.4725 | 13323.0694 | 3389.6336 | 2238.3258 | 2593.9662 | 464.1397 | 502.4698 | 252.7264 | 3813.3022 | 8783.6964 | 0 | 8783.6964 | 1062.9568 | 0 | 18458.9818 | 10617.8427 | 29076.8246 | 0 | 1641.9115 | 0
5103 | Commercial | CmiTgsd506 | Premium T8 - Lamp Replacement | 4240.2305 | 2157.8135 | 80.5123 | 12472.4725 | 13323.0694 | 3389.6336 | 2238.3258 | 2593.9662 | 464.1397 | 502.4698 | 252.7264 | 3813.3022 | 8783.6964 | 0 | 8783.6964 | 1062.9568 | 0 | 18458.9818 | 10617.8427 | 29076.8246 | 0 | 1641.9115 | 0
5104 | Commercial | CofNgsd506 | Premium T8 - Lamp Replacement | 4240.2305 | 2157.8135 | 80.5123 | 12472.4725 | 13323.0694 | 3389.6336 | 2238.3258 | 2593.9662 | 464.1397 | 502.4698 | 252.7264 | 3813.3022 | 8783.6964 | 0 | 8783.6964 | 1062.9568 | 0 | 18458.9818 | 10617.8427 | 29076.8246 | 0 | 2224.8835 | 0
5105 | Commercial | CofTgsd506 | Premium T8 - Lamp Replacement | 4240.2305 | 2157.8135 | 80.5123 | 12472.4725 | 13323.0694 | 3389.6336 | 2238.3258 | 2593.9662 | 464.1397 | 502.4698 | 252.7264 | 3813.3022 | 8783.6964 | 0 | 8783.6964 | 1062.9568 | 0 | 18458.9818 | 10617.8427 | 29076.8246 | 0 | 2224.8835 | 0
5106 | Commercial | CreNgsd506 | Premium T8 - Lamp Replacement | 4075.2376 | 2073.8501 | 77.3795 | 11987.1521 | 12804.6512 | 3257.7385 | 2151.2296 | 2493.0316 | 446.0794 | 482.9181 | 242.8925 | 3664.9216 | 8795.8261 | 0 | 8795.8261 | 1062.9568 | 0 | 18484.4725 | 10617.8427 | 29102.3152 | 0 | 2158.9338 | 0
5107 | Commercial | CreTgsd506 | Premium T8 - Lamp Replacement | 4075.2376 | 2073.8501 | 77.3795 | 11987.1521 | 12804.6512 | 3257.7385 | 2151.2296 | 2493.0316 | 446.0794 | 482.9181 | 242.8925 | 3664.9216 | 8795.8261 | 0 | 8795.8261 | 1062.9568 | 0 | 18484.4725 | 10617.8427 | 29102.3152 | 0 | 2158.9338 | 0
5108 | Commercial | CrtNgsd506 | Premium T8 - Lamp Replacement | 4075.2376 | 2073.8501 | 77.3795 | 11987.1521 | 12804.6512 | 3257.7385 | 2151.2296 | 2493.0316 | 446.0794 | 482.9181 | 242.8925 | 3664.9216 | 8795.8261 | 0 | 8795.8261 | 1062.9568 | 0 | 18484.4725 | 10617.8427 | 29102.3152 | 0 | 1454.1614 | 0
5109 | Commercial | CrtTgsd506 | Premium T8 - Lamp Replacement | 4075.2376 | 2073.8501 | 77.3795 | 11987.1521 | 12804.6512 | 3257.7385 | 2151.2296 | 2493.0316 | 446.0794 | 482.9181 | 242.8925 | 3664.9216 | 8795.8261 | 0 | 8795.8261 | 1062.9568 | 0 | 18484.4725 | 10617.8427 | 29102.3152 | 0 | 1454.1614 | 0
5110 | Commercial | CscNgsd506 | Premium T8 - Lamp Replacement | 4240.2305 | 2157.8135 | 80.5123 | 12472.4725 | 13323.0694 | 3389.6336 | 2238.3258 | 2593.9662 | 464.1397 | 502.4698 | 252.7264 | 3813.3022 | 8783.6964 | 0 | 8783.6964 | 1062.9568 | 0 | 18458.9818 | 10617.8427 | 29076.8246 | 0 | 3042.2637 | 0
5111 | Commercial | CscTgsd506 | Premium T8 - Lamp Replacement | 4240.2305 | 2157.8135 | 80.5123 | 12472.4725 | 13323.0694 | 3389.6336 | 2238.3258 | 2593.9662 | 464.1397 | 502.4698 | 252.7264 | 3813.3022 | 8783.6964 | 0 | 8783.6964 | 1062.9568 | 0 | 18458.9818 | 10617.8427 | 29076.8246 | 0 | 3042.2637 | 0
5112 | Commercial | CwaNgsd506 | Premium T8 - Lamp Replacement | 4240.2305 | 2157.8135 | 80.5123 | 12472.4725 | 13323.0694 | 3389.6336 | 2238.3258 | 2593.9662 | 464.1397 | 502.4698 | 252.7264 | 3813.3022 | 8783.6964 | 0 | 8783.6964 | 1062.9568 | 0 | 18458.9818 | 10617.8427 | 29076.8246 | 0 | 1892.6636 | 0
5113 | Commercial | CwaTgsd506 | Premium T8 - Lamp Replacement | 4240.2305 | 2157.8135 | 80.5123 | 12472.4725 | 13323.0694 | 3389.6336 | 2238.3258 | 2593.9662 | 464.1397 | 502.4698 | 252.7264 | 3813.3022 | 8783.6964 | 0 | 8783.6964 | 1062.9568 | 0 | 18458.9818 | 10617.8427 | 29076.8246 | 0 | 1892.6636 | 0
5114 | Commercial | CrtTgsd507 | High Bay LED | 4543.9953 | 2312.3965 | 86.2801 | 13365.9847 | 14277.5173 | 3632.4627 | 2398.6766 | 2779.7947 | 497.3901 | 538.4661 | 270.8315 | 4086.4824 | 11234.8401 | 0 | 11234.8401 | 660.672 | 0 | 24111.3262 | 10617.8427 | 34729.169 | 0 | 6945.5359 | 0
5115 | Commercial | CasTgsd508 | LED - 14W | 4241.3878 | 2158.4024 | 80.5343 | 12475.8767 | 13326.7058 | 3390.5587 | 2238.9367 | 2594.6742 | 464.2664 | 502.607 | 252.7954 | 3814.343 | 8843.0717 | 0 | 8843.0717 | 660.672 | 0 | 18583.7594 | 10617.8427 | 29201.6021 | 0 | 1480.2205 | 0
5116 | Commercial | CcoTgsd508 | LED - 14W | 4779.387 | 2432.1852 | 90.7496 | 14058.3802 | 15017.1328 | 3820.6344 | 2522.9348 | 2923.7959 | 523.1563 | 566.3602 | 284.8613 | 4298.1736 | 19756.5239 | 0 | 19756.5239 | 660.672 | 0 | 43868.734 | 10617.8427 | 54486.5768 | 0 | 2279.7921 | 0
5117 | Commercial | CgrTgsd508 | LED - 14W | 4075.3118 | 2073.8879 | 77.3809 | 11987.3705 | 12804.8844 | 3257.7978 | 2151.2688 | 2493.077 | 446.0875 | 482.9269 | 242.8969 | 3664.9884 | 8809.5161 | 0 | 8809.5161 | 660.672 | 0 | 18513.242 | 10617.8427 | 29131.0848 | 0 | 764.964 | 0
5118 | Commercial | CheTgsd508 | LED - 14W | 4241.3878 | 2158.4024 | 80.5343 | 12475.8767 | 13326.7058 | 3390.5587 | 2238.9367 | 2594.6742 | 464.2664 | 502.607 | 252.7954 | 3814.343 | 8843.0717 | 0 | 8843.0717 | 660.672 | 0 | 18583.7594 | 10617.8427 | 29201.6021 | 0 | 846.6814 | 0
5119 | Commercial | ChoTgsd508 | LED - 14W | 4779.387 | 2432.1852 | 90.7496 | 14058.3802 | 15017.1328 | 3820.6344 | 2522.9348 | 2923.7959 | 523.1563 | 566.3602 | 284.8613 | 4298.1736 | 19756.5239 | 0 | 19756.5239 | 660.672 | 0 | 43868.734 | 10617.8427 | 54486.5768 | 0 | 1477.4071 | 0
5120 | Commercial | CinTgsd508 | LED - 14W | 4241.3878 | 2158.4024 | 80.5343 | 12475.8767 | 13326.7058 | 3390.5587 | 2238.9367 | 2594.6742 | 464.2664 | 502.607 | 252.7954 | 3814.343 | 8843.0717 | 0 | 8843.0717 | 660.672 | 0 | 18583.7594 | 10617.8427 | 29201.6021 | 0 | 1290.4257 | 0
5121 | Commercial | CloTgsd508 | LED - 14W | 4075.3118 | 2073.8879 | 77.3809 | 11987.3705 | 12804.8844 | 3257.7978 | 2151.2688 | 2493.077 | 446.0875 | 482.9269 | 242.8969 | 3664.9884 | 8809.5161 | 0 | 8809.5161 | 660.672 | 0 | 18513.242 | 10617.8427 | 29131.0848 | 0 | 1129.7176 | 0
5122 | Commercial | CmiTgsd508 | LED - 14W | 4241.3878 | 2158.4024 | 80.5343 | 12475.8767 | 13326.7058 | 3390.5587 | 2238.9367 | 2594.6742 | 464.2664 | 502.607 | 252.7954 | 3814.343 | 8843.0717 | 0 | 8843.0717 | 660.672 | 0 | 18583.7594 | 10617.8427 | 29201.6021 | 0 | 965.77 | 0
5123 | Commercial | CofTgsd508 | LED - 14W | 4241.3878 | 2158.4024 | 80.5343 | 12475.8767 | 13326.7058 | 3390.5587 | 2238.9367 | 2594.6742 | 464.2664 | 502.607 | 252.7954 | 3814.343 | 8843.0717 | 0 | 8843.0717 | 660.672 | 0 | 18583.7594 | 10617.8427 | 29201.6021 | 0 | 1308.6733 | 0
5124 | Commercial | CreTgsd508 | LED - 14W | 4075.3118 | 2073.8879 | 77.3809 | 11987.3705 | 12804.8844 | 3257.7978 | 2151.2688 | 2493.077 | 446.0875 | 482.9269 | 242.8969 | 3664.9884 | 8809.5161 | 0 | 8809.5161 | 660.672 | 0 | 18513.242 | 10617.8427 | 29131.0848 | 0 | 1263.3185 | 0
5125 | Commercial | CrtTgsd508 | LED - 14W | 4075.3118 | 2073.8879 | 77.3809 | 11987.3705 | 12804.8844 | 3257.7978 | 2151.2688 | 2493.077 | 446.0875 | 482.9269 | 242.8969 | 3664.9884 | 8809.5161 | 0 | 8809.5161 | 660.672 | 0 | 18513.242 | 10617.8427 | 29131.0848 | 0 | 850.915 | 0
5126 | Commercial | CscTgsd508 | LED - 14W | 4241.3878 | 2158.4024 | 80.5343 | 12475.8767 | 13326.7058 | 3390.5587 | 2238.9367 | 2594.6742 | 464.2664 | 502.607 | 252.7954 | 3814.343 | 8843.0717 | 0 | 8843.0717 | 660.672 | 0 | 18583.7594 | 10617.8427 | 29201.6021 | 0 | 1789.4553 | 0
5127 | Commercial | CwaTgsd508 | LED - 14W | 4241.3878 | 2158.4024 | 80.5343 | 12475.8767 | 13326.7058 | 3390.5587 | 2238.9367 | 2594.6742 | 464.2664 | 502.607 | 252.7954 | 3814.343 | 8843.0717 | 0 | 8843.0717 | 660.672 | 0 | 18583.7594 | 10617.8427 | 29201.6021 | 0 | 1113.262 | 0
5128 | Commercial | CasTgsd509 | LED Display Lighting (Interior) | 4025.5526 | 2048.5659 | 76.436 | 12464.6496 | 13314.713 | 3175.4891 | 2125.002 | 2482.5531 | 441.1704 | 480.8897 | 240.2196 | 3644.8328 | 8657.3243 | 0 | 8657.3243 | 417.2665 | 0 | 18157.6126 | 10518.704 | 28676.3166 | 0 | 4583.0428 | 0
5129 | Commercial | CcoTgsd509 | LED Display Lighting (Interior) | 4511.5707 | 2295.896 | 85.6644 | 13969.5474 | 14922.2417 | 3558.8763 | 2381.5604 | 2782.2798 | 494.4344 | 538.949 | 269.222 | 4084.8853 | 19120.1917 | 0 | 19120.1917 | 417.2665 | 0 | 42455.7786 | 10518.704 | 52974.4826 | 0 | 6991.6434 | 0
5130 | Commercial | CgrTgsd509 | LED Display Lighting (Interior) | 3871.2759 | 1970.056 | 73.5067 | 11986.9501 | 12804.4354 | 3053.7906 | 2043.5627 | 2387.4109 | 424.2629 | 462.4599 | 231.0133 | 3505.147 | 8747.906 | 0 | 8747.906 | 417.2665 | 0 | 18383.7682 | 10518.704 | 28902.4722 | 0 | 2407.1071 | 0
5131 | Commercial | CheTgsd509 | LED Display Lighting (Interior) | 4025.5526 | 2048.5659 | 76.436 | 12464.6496 | 13314.713 | 3175.4891 | 2125.002 | 2482.5531 | 441.1704 | 480.8897 | 240.2196 | 3644.8328 | 8657.3243 | 0 | 8657.3243 | 417.2665 | 0 | 18157.6126 | 10518.704 | 28676.3166 | 0 | 2621.486 | 0
5132 | Commercial | ChoTgsd509 | LED Display Lighting (Interior) | 4511.5707 | 2295.896 | 85.6644 | 13969.5474 | 14922.2417 | 3558.8763 | 2381.5604 | 2782.2798 | 494.4344 | 538.949 | 269.222 | 4084.8853 | 19120.1917 | 0 | 19120.1917 | 417.2665 | 0 | 42455.7786 | 10518.704 | 52974.4826 | 0 | 4530.8977 | 0
5133 | Commercial | CinTgsd509 | LED Display Lighting (Interior) | 4025.5526 | 2048.5659 | 76.436 | 12464.6496 | 13314.713 | 3175.4891 | 2125.002 | 2482.5531 | 441.1704 | 480.8897 | 240.2196 | 3644.8328 | 8657.3243 | 0 | 8657.3243 | 417.2665 | 0 | 18157.6126 | 10518.704 | 28676.3166 | 0 | 3995.4022 | 0
5134 | Commercial | CloTgsd509 | LED Display Lighting (Interior) | 3871.2759 | 1970.056 | 73.5067 | 11986.9501 | 12804.4354 | 3053.7906 | 2043.5627 | 2387.4109 | 424.2629 | 462.4599 | 231.0133 | 3505.147 | 8747.906 | 0 | 8747.906 | 417.2665 | 0 | 18383.7682 | 10518.704 | 28902.4722 | 0 | 3554.8749 | 0
5135 | Commercial | CmiTgsd509 | LED Display Lighting (Interior) | 4025.5526 | 2048.5659 | 76.436 | 12464.6496 | 13314.713 | 3175.4891 | 2125.002 | 2482.5531 | 441.1704 | 480.8897 | 240.2196 | 3644.8328 | 8657.3243 | 0 | 8657.3243 | 417.2665 | 0 | 18157.6126 | 10518.704 | 28676.3166 | 0 | 2990.2067 | 0
5136 | Commercial | CofTgsd509 | LED Display Lighting (Interior) | 4025.5526 | 2048.5659 | 76.436 | 12464.6496 | 13314.713 | 3175.4891 | 2125.002 | 2482.5531 | 441.1704 | 480.8897 | 240.2196 | 3644.8328 | 8657.3243 | 0 | 8657.3243 | 417.2665 | 0 | 18157.6126 | 10518.704 | 28676.3166 | 0 | 4051.9001 | 0
5137 | Commercial | CreTgsd509 | LED Display Lighting (Interior) | 3871.2759 | 1970.056 | 73.5067 | 11986.9501 | 12804.4354 | 3053.7906 | 2043.5627 | 2387.4109 | 424.2629 | 462.4599 | 231.0133 | 3505.147 | 8747.906 | 0 | 8747.906 | 417.2665 | 0 | 18383.7682 | 10518.704 | 28902.4722 | 0 | 3975.2759 | 0
5138 | Commercial | CrtTgsd509 | LED Display Lighting (Interior) | 3871.2759 | 1970.056 | 73.5067 | 11986.9501 | 12804.4354 | 3053.7906 | 2043.5627 | 2387.4109 | 424.2629 | 462.4599 | 231.0133 | 3505.147 | 8747.906 | 0 | 8747.906 | 417.2665 | 0 | 18383.7682 | 10518.704 | 28902.4722 | 0 | 2677.5685 | 0
5139 | Commercial | CscTgsd509 | LED Display Lighting (Interior) | 4025.5526 | 2048.5659 | 76.436 | 12464.6496 | 13314.713 | 3175.4891 | 2125.002 | 2482.5531 | 441.1704 | 480.8897 | 240.2196 | 3644.8328 | 8657.3243 | 0 | 8657.3243 | 417.2665 | 0 | 18157.6126 | 10518.704 | 28676.3166 | 0 | 5540.4926 | 0
5140 | Commercial | CwaTgsd509 | LED Display Lighting (Interior) | 4025.5526 | 2048.5659 | 76.436 | 12464.6496 | 13314.713 | 3175.4891 | 2125.002 | 2482.5531 | 441.1704 | 480.8897 | 240.2196 | 3644.8328 | 8657.3243 | 0 | 8657.3243 | 417.2665 | 0 | 18157.6126 | 10518.704 | 28676.3166 | 0 | 3446.8702 | 0
5141 | Commercial | CasTgsd510 | LED Linear - Fixture Replacement | 4239.629 | 2157.5074 | 80.5009 | 12470.7032 | 13321.1794 | 3389.1527 | 2238.0083 | 2593.5983 | 464.0738 | 502.3986 | 252.6906 | 3812.7613 | 8753.0271 | 0 | 8753.0271 | 660.672 | 0 | 18394.5301 | 10617.8427 | 29012.3729 | 0 | 2935.345 | 0
5142 | Commercial | CcoTgsd510 | LED Linear - Fixture Replacement | 4742.1564 | 2413.2389 | 90.0427 | 13948.8679 | 14900.152 | 3790.8724 | 2503.2816 | 2901.02 | 519.081 | 561.9484 | 282.6422 | 4264.6916 | 19162.7166 | 0 | 19162.7166 | 660.672 | 0 | 42550.2038 | 10617.8427 | 53168.0465 | 0 | 4430.1601 | 0
5143 | Commercial | CgrTgsd510 | LED Linear - Fixture Replacement | 4075.1565 | 2073.8089 | 77.3779 | 11986.9137 | 12804.3965 | 3257.6737 | 2151.1868 | 2492.982 | 446.0705 | 482.9085 | 242.8877 | 3664.8487 | 8700.3817 | 0 | 8700.3817 | 660.672 | 0 | 18283.8957 | 10617.8427 | 28901.7384 | 0 | 1513.5782 | 0
5144 | Commercial | CheTgsd510 | LED Linear - Fixture Replacement | 4239.629 | 2157.5074 | 80.5009 | 12470.7032 | 13321.1794 | 3389.1527 | 2238.0083 | 2593.5983 | 464.0738 | 502.3986 | 252.6906 | 3812.7613 | 8753.0271 | 0 | 8753.0271 | 660.672 | 0 | 18394.5301 | 10617.8427 | 29012.3729 | 0 | 1679.008 | 0
5145 | Commercial | ChoTgsd510 | LED Linear - Fixture Replacement | 4742.1564 | 2413.2389 | 90.0427 | 13948.8679 | 14900.152 | 3790.8724 | 2503.2816 | 2901.02 | 519.081 | 561.9484 | 282.6422 | 4264.6916 | 19162.7166 | 0 | 19162.7166 | 660.672 | 0 | 42550.2038 | 10617.8427 | 53168.0465 | 0 | 2870.9417 | 0
5146 | Commercial | CinTgsd510 | LED Linear - Fixture Replacement | 4239.629 | 2157.5074 | 80.5009 | 12470.7032 | 13321.1794 | 3389.1527 | 2238.0083 | 2593.5983 | 464.0738 | 502.3986 | 252.6906 | 3812.7613 | 8753.0271 | 0 | 8753.0271 | 660.672 | 0 | 18394.5301 | 10617.8427 | 29012.3729 | 0 | 2558.9731 | 0
5147 | Commercial | CloTgsd510 | LED Linear - Fixture Replacement | 4075.1565 | 2073.8089 | 77.3779 | 11986.9137 | 12804.3965 | 3257.6737 | 2151.1868 | 2492.982 | 446.0705 | 482.9085 | 242.8877 | 3664.8487 | 8700.3817 | 0 | 8700.3817 | 660.672 | 0 | 18283.8957 | 10617.8427 | 28901.7384 | 0 | 2235.2895 | 0
5148 | Commercial | CmiTgsd510 | LED Linear - Fixture Replacement | 4239.629 | 2157.5074 | 80.5009 | 12470.7032 | 13321.1794 | 3389.1527 | 2238.0083 | 2593.5983 | 464.0738 | 502.3986 | 252.6906 | 3812.7613 | 8753.0271 | 0 | 8753.0271 | 660.672 | 0 | 18394.5301 | 10617.8427 | 29012.3729 | 0 | 1915.1662 | 0
5149 | Commercial | CofTgsd510 | LED Linear - Fixture Replacement | 4239.629 | 2157.5074 | 80.5009 | 12470.7032 | 13321.1794 | 3389.1527 | 2238.0083 | 2593.5983 | 464.0738 | 502.3986 | 252.6906 | 3812.7613 | 8753.0271 | 0 | 8753.0271 | 660.672 | 0 | 18394.5301 | 10617.8427 | 29012.3729 | 0 | 2595.1591 | 0
5150 | Commercial | CreTgsd510 | LED Linear - Fixture Replacement | 4075.1565 | 2073.8089 | 77.3779 | 11986.9137 | 12804.3965 | 3257.6737 | 2151.1868 | 2492.982 | 446.0705 | 482.9085 | 242.8877 | 3664.8487 | 8700.3817 | 0 | 8700.3817 | 660.672 | 0 | 18283.8957 | 10617.8427 | 28901.7384 | 0 | 2499.6358 | 0
5151 | Commercial | CrtTgsd510 | LED Linear - Fixture Replacement | 4075.1565 | 2073.8089 | 77.3779 | 11986.9137 | 12804.3965 | 3257.6737 | 2151.1868 | 2492.982 | 446.0705 | 482.9085 | 242.8877 | 3664.8487 | 8700.3817 | 0 | 8700.3817 | 660.672 | 0 | 18283.8957 | 10617.8427 | 28901.7384 | 0 | 1683.6431 | 0
5152 | Commercial | CscTgsd510 | LED Linear - Fixture Replacement | 4239.629 | 2157.5074 | 80.5009 | 12470.7032 | 13321.1794 | 3389.1527 | 2238.0083 | 2593.5983 | 464.0738 | 502.3986 | 252.6906 | 3812.7613 | 8753.0271 | 0 | 8753.0271 | 660.672 | 0 | 18394.5301 | 10617.8427 | 29012.3729 | 0 | 3548.5719 | 0
5153 | Commercial | CwaTgsd510 | LED Linear - Fixture Replacement | 4239.629 | 2157.5074 | 80.5009 | 12470.7032 | 13321.1794 | 3389.1527 | 2238.0083 | 2593.5983 | 464.0738 | 502.3986 | 252.6906 | 3812.7613 | 8753.0271 | 0 | 8753.0271 | 660.672 | 0 | 18394.5301 | 10617.8427 | 29012.3729 | 0 | 2207.6497 | 0
5154 | Commercial | CasTgsd511 | LED Linear - Lamp Replacement | 4039.2866 | 2055.555 | 76.6968 | 12472.4725 | 13323.0694 | 3188.6896 | 2132.2518 | 2489.9553 | 442.6473 | 482.3235 | 241.0237 | 3655.9497 | 8783.6964 | 0 | 8783.6964 | 721.5234 | 0 | 18458.9818 | 14872.023 | 33331.0048 | 0 | 3757.4063 | 0
5155 | Commercial | CcoTgsd511 | LED Linear - Lamp Replacement | 4539.7819 | 2310.2524 | 86.2001 | 14017.8973 | 14973.8891 | 3583.7902 | 2396.4525 | 2798.4779 | 497.4943 | 542.0866 | 270.8882 | 4108.947 | 19388.384 | 0 | 19388.384 | 721.5234 | 0 | 43051.2909 | 14872.023 | 57923.3139 | 0 | 5717.6013 | 0
5156 | Commercial | CgrTgsd511 | LED Linear - Lamp Replacement | 3882.1126 | 1975.5707 | 73.7124 | 11987.1521 | 12804.6512 | 3064.6135 | 2049.2831 | 2393.0679 | 425.4233 | 463.5556 | 231.6451 | 3513.6919 | 8795.8261 | 0 | 8795.8261 | 721.5234 | 0 | 18484.4725 | 14872.023 | 33356.4954 | 0 | 1951.8802 | 0
5157 | Commercial | CheTgsd511 | LED Linear - Lamp Replacement | 4039.2866 | 2055.555 | 76.6968 | 12472.4725 | 13323.0694 | 3188.6896 | 2132.2518 | 2489.9553 | 442.6473 | 482.3235 | 241.0237 | 3655.9497 | 8783.6964 | 0 | 8783.6964 | 721.5234 | 0 | 18458.9818 | 14872.023 | 33331.0048 | 0 | 2149.2245 | 0
5158 | Commercial | ChoTgsd511 | LED Linear - Lamp Replacement | 4539.7819 | 2310.2524 | 86.2001 | 14017.8973 | 14973.8891 | 3583.7902 | 2396.4525 | 2798.4779 | 497.4943 | 542.0866 | 270.8882 | 4108.947 | 19388.384 | 0 | 19388.384 | 721.5234 | 0 | 43051.2909 | 14872.023 | 57923.3139 | 0 | 3705.2612 | 0
5159 | Commercial | CinTgsd511 | LED Linear - Lamp Replacement | 4039.2866 | 2055.555 | 76.6968 | 12472.4725 | 13323.0694 | 3188.6896 | 2132.2518 | 2489.9553 | 442.6473 | 482.3235 | 241.0237 | 3655.9497 | 8783.6964 | 0 | 8783.6964 | 721.5234 | 0 | 18458.9818 | 14872.023 | 33331.0048 | 0 | 3275.6292 | 0
5160 | Commercial | CloTgsd511 | LED Linear - Lamp Replacement | 3882.1126 | 1975.5707 | 73.7124 | 11987.1521 | 12804.6512 | 3064.6135 | 2049.2831 | 2393.0679 | 425.4233 | 463.5556 | 231.6451 | 3513.6919 | 8795.8261 | 0 | 8795.8261 | 721.5234 | 0 | 18484.4725 | 14872.023 | 33356.4954 | 0 | 2882.5848 | 0
5161 | Commercial | CmiTgsd511 | LED Linear - Lamp Replacement | 4039.2866 | 2055.555 | 76.6968 | 12472.4725 | 13323.0694 | 3188.6896 | 2132.2518 | 2489.9553 | 442.6473 | 482.3235 | 241.0237 | 3655.9497 | 8783.6964 | 0 | 8783.6964 | 721.5234 | 0 | 18458.9818 | 14872.023 | 33331.0048 | 0 | 2451.5202 | 0
5162 | Commercial | CofTgsd511 | LED Linear - Lamp Replacement | 4039.2866 | 2055.555 | 76.6968 | 12472.4725 | 13323.0694 | 3188.6896 | 2132.2518 | 2489.9553 | 442.6473 | 482.3235 | 241.0237 | 3655.9497 | 8783.6964 | 0 | 8783.6964 | 721.5234 | 0 | 18458.9818 | 14872.023 | 33331.0048 | 0 | 3321.9493 | 0
5163 | Commercial | CreTgsd511 | LED Linear - Lamp Replacement | 3882.1126 | 1975.5707 | 73.7124 | 11987.1521 | 12804.6512 | 3064.6135 | 2049.2831 | 2393.0679 | 425.4233 | 463.5556 | 231.6451 | 3513.6919 | 8795.8261 | 0 | 8795.8261 | 721.5234 | 0 | 18484.4725 | 14872.023 | 33356.4954 | 0 | 3223.4804 | 0
5164 | Commercial | CrtTgsd511 | LED Linear - Lamp Replacement | 3882.1126 | 1975.5707 | 73.7124 | 11987.1521 | 12804.6512 | 3064.6135 | 2049.2831 | 2393.0679 | 425.4233 | 463.5556 | 231.6451 | 3513.6919 | 8795.8261 | 0 | 8795.8261 | 721.5234 | 0 | 18484.4725 | 14872.023 | 33356.4954 | 0 | 2171.1926 | 0
5165 | Commercial | CscTgsd511 | LED Linear - Lamp Replacement | 4039.2866 | 2055.555 | 76.6968 | 12472.4725 | 13323.0694 | 3188.6896 | 2132.2518 | 2489.9553 | 442.6473 | 482.3235 | 241.0237 | 3655.9497 | 8783.6964 | 0 | 8783.6964 | 721.5234 | 0 | 18458.9818 | 14872.023 | 33331.0048 | 0 | 4542.371 | 0
5166 | Commercial | CwaTgsd511 | LED Linear - Lamp Replacement | 4039.2866 | 2055.555 | 76.6968 | 12472.4725 | 13323.0694 | 3188.6896 | 2132.2518 | 2489.9553 | 442.6473 | 482.3235 | 241.0237 | 3655.9497 | 8783.6964 | 0 | 8783.6964 | 721.5234 | 0 | 18458.9818 | 14872.023 | 33331.0048 | 0 | 2825.9155 | 0
5167 | Commercial | CcoEgsd804 | Floating Head Pressure Controls | 4443.4568 | 2261.2334 | 84.3711 | 13758.6407 | 14696.9517 | 3505.1458 | 2345.6045 | 2740.2741 | 486.9696 | 530.8122 | 265.1574 | 4023.2133 | 15665.2541 | 0 | 15665.2541 | 417.2665 | 0 | 34390.523 | 10518.704 | 44909.227 | 0 | 8156.5295 | 0
5168 | Commercial | CcoNgsd804 | Floating Head Pressure Controls | 4443.4568 | 2261.2334 | 84.3711 | 13758.6407 | 14696.9517 | 3505.1458 | 2345.6045 | 2740.2741 | 486.9696 | 530.8122 | 265.1574 | 4023.2133 | 15665.2541 | 0 | 15665.2541 | 417.2665 | 0 | 34390.523 | 10518.704 | 44909.227 | 0 | 8156.5295 | 0
5169 | Commercial | CheEgsd804 | Floating Head Pressure Controls | 4443.4568 | 2261.2334 | 84.3711 | 13758.6407 | 14696.9517 | 3505.1458 | 2345.6045 | 2740.2741 | 486.9696 | 530.8122 | 265.1574 | 4023.2133 | 15665.2541 | 0 | 15665.2541 | 417.2665 | 0 | 34390.523 | 10518.704 | 44909.227 | 0 | 8156.5295 | 0
5170 | Commercial | CheNgsd804 | Floating Head Pressure Controls | 4443.4568 | 2261.2334 | 84.3711 | 13758.6407 | 14696.9517 | 3505.1458 | 2345.6045 | 2740.2741 | 486.9696 | 530.8122 | 265.1574 | 4023.2133 | 15665.2541 | 0 | 15665.2541 | 417.2665 | 0 | 34390.523 | 10518.704 | 44909.227 | 0 | 8156.5295 | 0
5171 | Commercial | ChoEgsd804 | Floating Head Pressure Controls | 4443.4568 | 2261.2334 | 84.3711 | 13758.6407 | 14696.9517 | 3505.1458 | 2345.6045 | 2740.2741 | 486.9696 | 530.8122 | 265.1574 | 4023.2133 | 15665.2541 | 0 | 15665.2541 | 417.2665 | 0 | 34390.523 | 10518.704 | 44909.227 | 0 | 8156.5295 | 0
5172 | Commercial | ChoNgsd804 | Floating Head Pressure Controls | 4443.4568 | 2261.2334 | 84.3711 | 13758.6407 | 14696.9517 | 3505.1458 | 2345.6045 | 2740.2741 | 486.9696 | 530.8122 | 265.1574 | 4023.2133 | 15665.2541 | 0 | 15665.2541 | 417.2665 | 0 | 34390.523 | 10518.704 | 44909.227 | 0 | 8156.5295 | 0
5173 | Commercial | CloEgsd804 | Floating Head Pressure Controls | 4443.4568 | 2261.2334 | 84.3711 | 13758.6407 | 14696.9517 | 3505.1458 | 2345.6045 | 2740.2741 | 486.9696 | 530.8122 | 265.1574 | 4023.2133 | 15665.2541 | 0 | 15665.2541 | 417.2665 | 0 | 34390.523 | 10518.704 | 44909.227 | 0 | 8156.5295 | 0
5174 | Commercial | CloNgsd804 | Floating Head Pressure Controls | 4443.4568 | 2261.2334 | 84.3711 | 13758.6407 | 14696.9517 | 3505.1458 | 2345.6045 | 2740.2741 | 486.9696 | 530.8122 | 265.1574 | 4023.2133 | 15665.2541 | 0 | 15665.2541 | 417.2665 | 0 | 34390.523 | 10518.704 | 44909.227 | 0 | 8156.5295 | 0
5175 | Commercial | CscEgsd804 | Floating Head Pressure Controls | 4443.4568 | 2261.2334 | 84.3711 | 13758.6407 | 14696.9517 | 3505.1458 | 2345.6045 | 2740.2741 | 486.9696 | 530.8122 | 265.1574 | 4023.2133 | 15665.2541 | 0 | 15665.2541 | 417.2665 | 0 | 34390.523 | 10518.704 | 44909.227 | 0 | 8156.5295 | 0
5176 | Commercial | CscNgsd804 | Floating Head Pressure Controls | 4443.4568 | 2261.2334 | 84.3711 | 13758.6407 | 14696.9517 | 3505.1458 | 2345.6045 | 2740.2741 | 486.9696 | 530.8122 | 265.1574 | 4023.2133 | 15665.2541 | 0 | 15665.2541 | 417.2665 | 0 | 34390.523 | 10518.704 | 44909.227 | 0 | 8156.5295 | 0
5177 | Commercial | CgrNgsd813 | Energy Star Commercial Glass Door Freezer | 4106.1973 | 2089.6052 | 77.9673 | 12714.3564 | 13581.4493 | 3239.1044 | 2167.5725 | 2532.2866 | 450.0085 | 490.5234 | 245.0319 | 3717.8504 | 14035.3419 | 0 | 14035.3419 | 847.9325 | 0 | 30531.9482 | 10518.704 | 41050.6522 | 0 | 2645.1762 | 0
5178 | Commercial | CgrTgsd813 | Energy Star Commercial Glass Door Freezer | 4106.1973 | 2089.6052 | 77.9673 | 12714.3564 | 13581.4493 | 3239.1044 | 2167.5725 | 2532.2866 | 450.0085 | 490.5234 | 245.0319 | 3717.8504 | 14035.3419 | 0 | 14035.3419 | 847.9325 | 0 | 30531.9482 | 10518.704 | 41050.6522 | 0 | 2645.1762 | 0
5179 | Commercial | CrtNgsd813 | Energy Star Commercial Glass Door Freezer | 4106.1973 | 2089.6052 | 77.9673 | 12714.3564 | 13581.4493 | 3239.1044 | 2167.5725 | 2532.2866 | 450.0085 | 490.5234 | 245.0319 | 3717.8504 | 14035.3419 | 0 | 14035.3419 | 847.9325 | 0 | 30531.9482 | 10518.704 | 41050.6522 | 0 | 2645.1762 | 0
5180 | Commercial | CrtTgsd813 | Energy Star Commercial Glass Door Freezer | 4106.1973 | 2089.6052 | 77.9673 | 12714.3564 | 13581.4493 | 3239.1044 | 2167.5725 | 2532.2866 | 450.0085 | 490.5234 | 245.0319 | 3717.8504 | 14035.3419 | 0 | 14035.3419 | 847.9325 | 0 | 30531.9482 | 10518.704 | 41050.6522 | 0 | 2645.1762 | 0
5181 | Commercial | CgrNgsd815 | Energy Star Commercial Solid Door Freezer | 4396.4721 | 2237.3234 | 83.479 | 12932.051 | 13813.9902 | 3514.5328 | 2320.8023 | 2689.5472 | 481.242 | 520.9846 | 262.0388 | 3953.8126 | 13742.6933 | 0 | 13742.6933 | 847.9325 | 0 | 29852.9402 | 10617.8427 | 40470.783 | 0 | 4482.3601 | 0
5182 | Commercial | CgrTgsd815 | Energy Star Commercial Solid Door Freezer | 4396.4721 | 2237.3234 | 83.479 | 12932.051 | 13813.9902 | 3514.5328 | 2320.8023 | 2689.5472 | 481.242 | 520.9846 | 262.0388 | 3953.8126 | 13742.6933 | 0 | 13742.6933 | 847.9325 | 0 | 29852.9402 | 10617.8427 | 40470.783 | 0 | 4482.3601 | 0
5183 | Commercial | CrtNgsd815 | Energy Star Commercial Solid Door Freezer | 4396.4721 | 2237.3234 | 83.479 | 12932.051 | 13813.9902 | 3514.5328 | 2320.8023 | 2689.5472 | 481.242 | 520.9846 | 262.0388 | 3953.8126 | 13742.6933 | 0 | 13742.6933 | 847.9325 | 0 | 29852.9402 | 10617.8427 | 40470.783 | 0 | 4482.3601 | 0
5184 | Commercial | CrtTgsd815 | Energy Star Commercial Solid Door Freezer | 4396.4721 | 2237.3234 | 83.479 | 12932.051 | 13813.9902 | 3514.5328 | 2320.8023 | 2689.5472 | 481.242 | 520.9846 | 262.0388 | 3953.8126 | 13742.6933 | 0 | 13742.6933 | 847.9325 | 0 | 29852.9402 | 10617.8427 | 40470.783 | 0 | 4482.3601 | 0
5185 | Commercial | CasEgsd902 | Faucet Aerator | 4294.575 | 2185.4689 | 81.5442 | 13260.7498 | 14165.1057 | 3390.2192 | 2267.0131 | 2647.3239 | 470.6232 | 512.807 | 256.2567 | 3887.0108 | 10064.0724 | 0 | 10064.0724 | 981.7856 | 0 | 21394.1926 | 14872.023 | 36266.2156 | 0 | 4541.5374 | 0
5186 | Commercial | CasNgsd902 | Faucet Aerator | 4294.575 | 2185.4689 | 81.5442 | 13260.7498 | 14165.1057 | 3390.2192 | 2267.0131 | 2647.3239 | 470.6232 | 512.807 | 256.2567 | 3887.0108 | 10064.0724 | 0 | 10064.0724 | 981.7856 | 0 | 21394.1926 | 14872.023 | 36266.2156 | 0 | 4541.5374 | 0
5187 | Commercial | CcoEgsd902 | Faucet Aerator | 5672.8038 | 2886.8366 | 107.7136 | 17516.432 | 18711.0165 | 4478.2192 | 2994.5501 | 3496.9116 | 621.6571 | 677.3786 | 338.4955 | 5134.4427 | 21781.9351 | 0 | 21781.9351 | 981.7856 | 0 | 48366.0952 | 14872.023 | 63238.1181 | 0 | 10267.1048 | 0
5188 | Commercial | CcoNgsd902 | Faucet Aerator | 5672.8038 | 2886.8366 | 107.7136 | 17516.432 | 18711.0165 | 4478.2192 | 2994.5501 | 3496.9116 | 621.6571 | 677.3786 | 338.4955 | 5134.4427 | 21781.9351 | 0 | 21781.9351 | 981.7856 | 0 | 48366.0952 | 14872.023 | 63238.1181 | 0 | 10267.1048 | 0
5189 | Commercial | CgrEgsd902 | Faucet Aerator | 9727.6617 | 4950.3157 | 184.7061 | 30036.9855 | 32085.4461 | 7679.2011 | 5135.0218 | 5996.4656 | 1066.0107 | 1161.5614 | 580.4483 | 8804.486 | 37837.3607 | 0 | 37837.3607 | 981.7856 | 0 | 84016.6579 | 14872.023 | 98888.6809 | 0 | 17834.9693 | 0
5190 | Commercial | CgrNgsd902 | Faucet Aerator | 9727.6617 | 4950.3157 | 184.7061 | 30036.9855 | 32085.4461 | 7679.2011 | 5135.0218 | 5996.4656 | 1066.0107 | 1161.5614 | 580.4483 | 8804.486 | 37837.3607 | 0 | 37837.3607 | 981.7856 | 0 | 84016.6579 | 14872.023 | 98888.6809 | 0 | 17834.9693 | 0
5191 | Commercial | CheEgsd902 | Faucet Aerator | 4294.575 | 2185.4689 | 81.5442 | 13260.7498 | 14165.1057 | 3390.2192 | 2267.0131 | 2647.3239 | 470.6232 | 512.807 | 256.2567 | 3887.0108 | 10064.0724 | 0 | 10064.0724 | 981.7856 | 0 | 21394.1926 | 14872.023 | 36266.2156 | 0 | 4541.5374 | 0
5192 | Commercial | CheNgsd902 | Faucet Aerator | 4294.575 | 2185.4689 | 81.5442 | 13260.7498 | 14165.1057 | 3390.2192 | 2267.0131 | 2647.3239 | 470.6232 | 512.807 | 256.2567 | 3887.0108 | 10064.0724 | 0 | 10064.0724 | 981.7856 | 0 | 21394.1926 | 14872.023 | 36266.2156 | 0 | 4541.5374 | 0
5193 | Commercial | ChoEgsd902 | Faucet Aerator | 5672.8038 | 2886.8366 | 107.7136 | 17516.432 | 18711.0165 | 4478.2192 | 2994.5501 | 3496.9116 | 621.6571 | 677.3786 | 338.4955 | 5134.4427 | 21781.9351 | 0 | 21781.9351 | 981.7856 | 0 | 48366.0952 | 14872.023 | 63238.1181 | 0 | 10267.1048 | 0
5194 | Commercial | ChoNgsd902 | Faucet Aerator | 5672.8038 | 2886.8366 | 107.7136 | 17516.432 | 18711.0165 | 4478.2192 | 2994.5501 | 3496.9116 | 621.6571 | 677.3786 | 338.4955 | 5134.4427 | 21781.9351 | 0 | 21781.9351 | 981.7856 | 0 | 48366.0952 | 14872.023 | 63238.1181 | 0 | 10267.1048 | 0
5195 | Commercial | CinEgsd902 | Faucet Aerator | 4294.575 | 2185.4689 | 81.5442 | 13260.7498 | 14165.1057 | 3390.2192 | 2267.0131 | 2647.3239 | 470.6232 | 512.807 | 256.2567 | 3887.0108 | 10064.0724 | 0 | 10064.0724 | 981.7856 | 0 | 21394.1926 | 14872.023 | 36266.2156 | 0 | 4541.5374 | 0
5196 | Commercial | CinNgsd902 | Faucet Aerator | 4294.575 | 2185.4689 | 81.5442 | 13260.7498 | 14165.1057 | 3390.2192 | 2267.0131 | 2647.3239 | 470.6232 | 512.807 | 256.2567 | 3887.0108 | 10064.0724 | 0 | 10064.0724 | 981.7856 | 0 | 21394.1926 | 14872.023 | 36266.2156 | 0 | 4541.5374 | 0
5197 | Commercial | CloEgsd902 | Faucet Aerator | 9727.6617 | 4950.3157 | 184.7061 | 30036.9855 | 32085.4461 | 7679.2011 | 5135.0218 | 5996.4656 | 1066.0107 | 1161.5614 | 580.4483 | 8804.486 | 37837.3607 | 0 | 37837.3607 | 981.7856 | 0 | 84016.6579 | 14872.023 | 98888.6809 | 0 | 17834.9693 | 0
5198 | Commercial | CloNgsd902 | Faucet Aerator | 9727.6617 | 4950.3157 | 184.7061 | 30036.9855 | 32085.4461 | 7679.2011 | 5135.0218 | 5996.4656 | 1066.0107 | 1161.5614 | 580.4483 | 8804.486 | 37837.3607 | 0 | 37837.3607 | 981.7856 | 0 | 84016.6579 | 14872.023 | 98888.6809 | 0 | 17834.9693 | 0
5199 | Commercial | CmiEgsd902 | Faucet Aerator | 4294.575 | 2185.4689 | 81.5442 | 13260.7498 | 14165.1057 | 3390.2192 | 2267.0131 | 2647.3239 | 470.6232 | 512.807 | 256.2567 | 3887.0108 | 10064.0724 | 0 | 10064.0724 | 981.7856 | 0 | 21394.1926 | 14872.023 | 36266.2156 | 0 | 4541.5374 | 0
5200 | Commercial | CmiNgsd902 | Faucet Aerator | 4294.575 | 2185.4689 | 81.5442 | 13260.7498 | 14165.1057 | 3390.2192 | 2267.0131 | 2647.3239 | 470.6232 | 512.807 | 256.2567 | 3887.0108 | 10064.0724 | 0 | 10064.0724 | 981.7856 | 0 | 21394.1926 | 14872.023 | 36266.2156 | 0 | 4541.5374 | 0
5201 | Commercial | CofEgsd902 | Faucet Aerator | 4294.575 | 2185.4689 | 81.5442 | 13260.7498 | 14165.1057 | 3390.2192 | 2267.0131 | 2647.3239 | 470.6232 | 512.807 | 256.2567 | 3887.0108 | 10064.0724 | 0 | 10064.0724 | 981.7856 | 0 | 21394.1926 | 14872.023 | 36266.2156 | 0 | 4541.5374 | 0
5202 | Commercial | CofNgsd902 | Faucet Aerator | 4294.575 | 2185.4689 | 81.5442 | 13260.7498 | 14165.1057 | 3390.2192 | 2267.0131 | 2647.3239 | 470.6232 | 512.807 | 256.2567 | 3887.0108 | 10064.0724 | 0 | 10064.0724 | 981.7856 | 0 | 21394.1926 | 14872.023 | 36266.2156 | 0 | 4541.5374 | 0
5203 | Commercial | CreEgsd902 | Faucet Aerator | 9727.6617 | 4950.3157 | 184.7061 | 30036.9855 | 32085.4461 | 7679.2011 | 5135.0218 | 5996.4656 | 1066.0107 | 1161.5614 | 580.4483 | 8804.486 | 37837.3607 | 0 | 37837.3607 | 981.7856 | 0 | 84016.6579 | 14872.023 | 98888.6809 | 0 | 17834.9693 | 0
5204 | Commercial | CreNgsd902 | Faucet Aerator | 9727.6617 | 4950.3157 | 184.7061 | 30036.9855 | 32085.4461 | 7679.2011 | 5135.0218 | 5996.4656 | 1066.0107 | 1161.5614 | 580.4483 | 8804.486 | 37837.3607 | 0 | 37837.3607 | 981.7856 | 0 | 84016.6579 | 14872.023 | 98888.6809 | 0 | 17834.9693 | 0
5205 | Commercial | CrtEgsd902 | Faucet Aerator | 9727.6617 | 4950.3157 | 184.7061 | 30036.9855 | 32085.4461 | 7679.2011 | 5135.0218 | 5996.4656 | 1066.0107 | 1161.5614 | 580.4483 | 8804.486 | 37837.3607 | 0 | 37837.3607 | 981.7856 | 0 | 84016.6579 | 14872.023 | 98888.6809 | 0 | 17834.9693 | 0
5206 | Commercial | CrtNgsd902 | Faucet Aerator | 9727.6617 | 4950.3157 | 184.7061 | 30036.9855 | 32085.4461 | 7679.2011 | 5135.0218 | 5996.4656 | 1066.0107 | 1161.5614 | 580.4483 | 8804.486 | 37837.3607 | 0 | 37837.3607 | 981.7856 | 0 | 84016.6579 | 14872.023 | 98888.6809 | 0 | 17834.9693 | 0
5207 | Commercial | CscEgsd902 | Faucet Aerator | 4294.575 | 2185.4689 | 81.5442 | 13260.7498 | 14165.1057 | 3390.2192 | 2267.0131 | 2647.3239 | 470.6232 | 512.807 | 256.2567 | 3887.0108 | 10064.0724 | 0 | 10064.0724 | 981.7856 | 0 | 21394.1926 | 14872.023 | 36266.2156 | 0 | 4541.5374 | 0
5208 | Commercial | CscNgsd902 | Faucet Aerator | 4294.575 | 2185.4689 | 81.5442 | 13260.7498 | 14165.1057 | 3390.2192 | 2267.0131 | 2647.3239 | 470.6232 | 512.807 | 256.2567 | 3887.0108 | 10064.0724 | 0 | 10064.0724 | 981.7856 | 0 | 21394.1926 | 14872.023 | 36266.2156 | 0 | 4541.5374 | 0
5209 | Commercial | CwaEgsd902 | Faucet Aerator | 4294.575 | 2185.4689 | 81.5442 | 13260.7498 | 14165.1057 | 3390.2192 | 2267.0131 | 2647.3239 | 470.6232 | 512.807 | 256.2567 | 3887.0108 | 10064.0724 | 0 | 10064.0724 | 981.7856 | 0 | 21394.1926 | 14872.023 | 36266.2156 | 0 | 4541.5374 | 0
5210 | Commercial | CwaNgsd902 | Faucet Aerator | 4294.575 | 2185.4689 | 81.5442 | 13260.7498 | 14165.1057 | 3390.2192 | 2267.0131 | 2647.3239 | 470.6232 | 512.807 | 256.2567 | 3887.0108 | 10064.0724 | 0 | 10064.0724 | 981.7856 | 0 | 21394.1926 | 14872.023 | 36266.2156 | 0 | 4541.5374 | 0
5211 | Commercial | CcoEgsd903 | Low Flow Shower Head | 7455.2248 | 3793.8939 | 141.5577 | 23084.2258 | 24658.5225 | 5880.9282 | 3935.4516 | 4597.6275 | 817.0369 | 890.5959 | 444.8807 | 6750.141 | 28621.8597 | 0 | 28621.8597 | 981.7856 | 0 | 63553.9306 | 10518.704 | 74072.6346 | 0 | 11642.9758 | 0
5212 | Commercial | CcoNgsd903 | Low Flow Shower Head | 7455.2248 | 3793.8939 | 141.5577 | 23084.2258 | 24658.5225 | 5880.9282 | 3935.4516 | 4597.6275 | 817.0369 | 890.5959 | 444.8807 | 6750.141 | 28621.8597 | 0 | 28621.8597 | 981.7856 | 0 | 63553.9306 | 10518.704 | 74072.6346 | 0 | 11642.9758 | 0
5213 | Commercial | CheEgsd903 | Low Flow Shower Head | 5657.0638 | 2878.8267 | 107.4147 | 17516.432 | 18711.0165 | 4462.4792 | 2986.2414 | 3488.704 | 619.9719 | 675.7888 | 337.5779 | 5122.0425 | 21781.9351 | 0 | 21781.9351 | 981.7856 | 0 | 48366.0952 | 10518.704 | 58884.7992 | 0 | 8860.5884 | 0
5214 | Commercial | CheNgsd903 | Low Flow Shower Head | 5657.0638 | 2878.8267 | 107.4147 | 17516.432 | 18711.0165 | 4462.4792 | 2986.2414 | 3488.704 | 619.9719 | 675.7888 | 337.5779 | 5122.0425 | 21781.9351 | 0 | 21781.9351 | 981.7856 | 0 | 48366.0952 | 10518.704 | 58884.7992 | 0 | 8860.5884 | 0
5215 | Commercial | ChoEgsd903 | Low Flow Shower Head | 5657.0638 | 2878.8267 | 107.4147 | 17516.432 | 18711.0165 | 4462.4792 | 2986.2414 | 3488.704 | 619.9719 | 675.7888 | 337.5779 | 5122.0425 | 21781.9351 | 0 | 21781.9351 | 981.7856 | 0 | 48366.0952 | 10518.704 | 58884.7992 | 0 | 8860.5884 | 0
5216 | Commercial | ChoNgsd903 | Low Flow Shower Head | 5657.0638 | 2878.8267 | 107.4147 | 17516.432 | 18711.0165 | 4462.4792 | 2986.2414 | 3488.704 | 619.9719 | 675.7888 | 337.5779 | 5122.0425 | 21781.9351 | 0 | 21781.9351 | 981.7856 | 0 | 48366.0952 | 10518.704 | 58884.7992 | 0 | 8860.5884 | 0
5217 | Commercial | CloEgsd903 | Low Flow Shower Head | 9700.7935 | 4936.6427 | 184.1959 | 30037.3648 | 32085.8512 | 7652.3071 | 5120.8386 | 5982.4669 | 1063.1344 | 1158.8499 | 578.8821 | 8783.3332 | 37947.8568 | 0 | 37947.8568 | 981.7856 | 0 | 84262.011 | 10518.704 | 94780.715 | 0 | 15436.6615 | 0
5218 | Commercial | CloNgsd903 | Low Flow Shower Head | 9700.7935 | 4936.6427 | 184.1959 | 30037.3648 | 32085.8512 | 7652.3071 | 5120.8386 | 5982.4669 | 1063.1344 | 1158.8499 | 578.8821 | 8783.3332 | 37947.8568 | 0 | 37947.8568 | 981.7856 | 0 | 84262.011 | 10518.704 | 94780.715 | 0 | 15436.6615 | 0
5219 | Commercial | CcoEgsd907 | Thermostatic Shower Restriction Valve | 7455.2248 | 3793.8939 | 141.5577 | 23084.2258 | 24658.5225 | 5880.9282 | 3935.4516 | 4597.6275 | 817.0369 | 890.5959 | 444.8807 | 6750.141 | 28621.8597 | 0 | 28621.8597 | 981.7856 | 0 | 63553.9306 | 10518.704 | 74072.6346 | 0 | 5887.6102 | 0
5220 | Commercial | CheEgsd907 | Thermostatic Shower Restriction Valve | 5657.0638 | 2878.8267 | 107.4147 | 17516.432 | 18711.0165 | 4462.4792 | 2986.2414 | 3488.704 | 619.9719 | 675.7888 | 337.5779 | 5122.0425 | 21781.9351 | 0 | 21781.9351 | 981.7856 | 0 | 48366.0952 | 10518.704 | 58884.7992 | 0 | 4480.6151 | 0
5221 | Commercial | ChoEgsd907 | Thermostatic Shower Restriction Valve | 5657.0638 | 2878.8267 | 107.4147 | 17516.432 | 18711.0165 | 4462.4792 | 2986.2414 | 3488.704 | 619.9719 | 675.7888 | 337.5779 | 5122.0425 | 21781.9351 | 0 | 21781.9351 | 981.7856 | 0 | 48366.0952 | 10518.704 | 58884.7992 | 0 | 4480.6151 | 0
5222 | Commercial | CloEgsd907 | Thermostatic Shower Restriction Valve | 9700.7935 | 4936.6427 | 184.1959 | 30037.3648 | 32085.8512 | 7652.3071 | 5120.8386 | 5982.4669 | 1063.1344 | 1158.8499 | 578.8821 | 8783.3332 | 37947.8568 | 0 | 37947.8568 | 981.7856 | 0 | 84262.011 | 10518.704 | 94780.715 | 0 | 7805.998 | 0
5223 | Commercial | CcoNgsd911 | Heat Pump Water Heater | 4519.9449 | 2300.1575 | 85.8234 | 13295.2414 | 14201.9495 | 3613.2368 | 2385.9809 | 2765.0819 | 494.7575 | 535.6162 | 269.398 | 4064.8535 | 9087.4138 | 0 | 9087.4138 | 898.9844 | 0 | 19175.6009 | 10617.8427 | 29793.4437 | 0 | 5262.6127 | 0
5224 | Commercial | CcoTgsd911 | Heat Pump Water Heater | 4519.9449 | 2300.1575 | 85.8234 | 13295.2414 | 14201.9495 | 3613.2368 | 2385.9809 | 2765.0819 | 494.7575 | 535.6162 | 269.398 | 4064.8535 | 9087.4138 | 0 | 9087.4138 | 898.9844 | 0 | 19175.6009 | 10617.8427 | 29793.4437 | 0 | 5262.6127 | 0
5225 | Commercial | CgrNgsd911 | Heat Pump Water Heater | 4519.9449 | 2300.1575 | 85.8234 | 13295.2414 | 14201.9495 | 3613.2368 | 2385.9809 | 2765.0819 | 494.7575 | 535.6162 | 269.398 | 4064.8535 | 9087.4138 | 0 | 9087.4138 | 898.9844 | 0 | 19175.6009 | 10617.8427 | 29793.4437 | 0 | 6052.0047 | 0
5226 | Commercial | CgrTgsd911 | Heat Pump Water Heater | 4519.9449 | 2300.1575 | 85.8234 | 13295.2414 | 14201.9495 | 3613.2368 | 2385.9809 | 2765.0819 | 494.7575 | 535.6162 | 269.398 | 4064.8535 | 9087.4138 | 0 | 9087.4138 | 898.9844 | 0 | 19175.6009 | 10617.8427 | 29793.4437 | 0 | 6052.0047 | 0
5227 | Commercial | ChoNgsd911 | Heat Pump Water Heater | 4519.9449 | 2300.1575 | 85.8234 | 13295.2414 | 14201.9495 | 3613.2368 | 2385.9809 | 2765.0819 | 494.7575 | 535.6162 | 269.398 | 4064.8535 | 9087.4138 | 0 | 9087.4138 | 898.9844 | 0 | 19175.6009 | 10617.8427 | 29793.4437 | 0 | 4501.4912 | 0
5228 | Commercial | ChoTgsd911 | Heat Pump Water Heater | 4519.9449 | 2300.1575 | 85.8234 | 13295.2414 | 14201.9495 | 3613.2368 | 2385.9809 | 2765.0819 | 494.7575 | 535.6162 | 269.398 | 4064.8535 | 9087.4138 | 0 | 9087.4138 | 898.9844 | 0 | 19175.6009 | 10617.8427 | 29793.4437 | 0 | 4501.4912 | 0
5229 | Commercial | CinNgsd911 | Heat Pump Water Heater | 4519.9449 | 2300.1575 | 85.8234 | 13295.2414 | 14201.9495 | 3613.2368 | 2385.9809 | 2765.0819 | 494.7575 | 535.6162 | 269.398 | 4064.8535 | 9087.4138 | 0 | 9087.4138 | 898.9844 | 0 | 19175.6009 | 10617.8427 | 29793.4437 | 0 | 3782.5031 | 0
5230 | Commercial | CinTgsd911 | Heat Pump Water Heater | 4519.9449 | 2300.1575 | 85.8234 | 13295.2414 | 14201.9495 | 3613.2368 | 2385.9809 | 2765.0819 | 494.7575 | 535.6162 | 269.398 | 4064.8535 | 9087.4138 | 0 | 9087.4138 | 898.9844 | 0 | 19175.6009 | 10617.8427 | 29793.4437 | 0 | 3782.5031 | 0
5231 | Commercial | CloNgsd911 | Heat Pump Water Heater | 4519.9449 | 2300.1575 | 85.8234 | 13295.2414 | 14201.9495 | 3613.2368 | 2385.9809 | 2765.0819 | 494.7575 | 535.6162 | 269.398 | 4064.8535 | 9087.4138 | 0 | 9087.4138 | 898.9844 | 0 | 19175.6009 | 10617.8427 | 29793.4437 | 0 | 3782.5031 | 0
5232 | Commercial | CloTgsd911 | Heat Pump Water Heater | 4519.9449 | 2300.1575 | 85.8234 | 13295.2414 | 14201.9495 | 3613.2368 | 2385.9809 | 2765.0819 | 494.7575 | 535.6162 | 269.398 | 4064.8535 | 9087.4138 | 0 | 9087.4138 | 898.9844 | 0 | 19175.6009 | 10617.8427 | 29793.4437 | 0 | 3782.5031 | 0
5233 | Commercial | CmiNgsd911 | Heat Pump Water Heater | 4519.9449 | 2300.1575 | 85.8234 | 13295.2414 | 14201.9495 | 3613.2368 | 2385.9809 | 2765.0819 | 494.7575 | 535.6162 | 269.398 | 4064.8535 | 9087.4138 | 0 | 9087.4138 | 898.9844 | 0 | 19175.6009 | 10617.8427 | 29793.4437 | 0 | 4034.6699 | 0
5234 | Commercial | CmiTgsd911 | Heat Pump Water Heater | 4519.9449 | 2300.1575 | 85.8234 | 13295.2414 | 14201.9495 | 3613.2368 | 2385.9809 | 2765.0819 | 494.7575 | 535.6162 | 269.398 | 4064.8535 | 9087.4138 | 0 | 9087.4138 | 898.9844 | 0 | 19175.6009 | 10617.8427 | 29793.4437 | 0 | 4034.6699 | 0
5235 | Commercial | CofNgsd911 | Heat Pump Water Heater | 4519.9449 | 2300.1575 | 85.8234 | 13295.2414 | 14201.9495 | 3613.2368 | 2385.9809 | 2765.0819 | 494.7575 | 535.6162 | 269.398 | 4064.8535 | 9087.4138 | 0 | 9087.4138 | 898.9844 | 0 | 19175.6009 | 10617.8427 | 29793.4437 | 0 | 4357.4436 | 0
5236 | Commercial | CofTgsd911 | Heat Pump Water Heater | 4519.9449 | 2300.1575 | 85.8234 | 13295.2414 | 14201.9495 | 3613.2368 | 2385.9809 | 2765.0819 | 494.7575 | 535.6162 | 269.398 | 4064.8535 | 9087.4138 | 0 | 9087.4138 | 898.9844 | 0 | 19175.6009 | 10617.8427 | 29793.4437 | 0 | 4357.4436 | 0
5237 | Commercial | CreNgsd911 | Heat Pump Water Heater | 4519.9449 | 2300.1575 | 85.8234 | 13295.2414 | 14201.9495 | 3613.2368 | 2385.9809 | 2765.0819 | 494.7575 | 535.6162 | 269.398 | 4064.8535 | 9087.4138 | 0 | 9087.4138 | 898.9844 | 0 | 19175.6009 | 10617.8427 | 29793.4437 | 0 | 7262.4058 | 0
5238 | Commercial | CreTgsd911 | Heat Pump Water Heater | 4519.9449 | 2300.1575 | 85.8234 | 13295.2414 | 14201.9495 | 3613.2368 | 2385.9809 | 2765.0819 | 494.7575 | 535.6162 | 269.398 | 4064.8535 | 9087.4138 | 0 | 9087.4138 | 898.9844 | 0 | 19175.6009 | 10617.8427 | 29793.4437 | 0 | 7262.4058 | 0
5239 | Commercial | CrtNgsd911 | Heat Pump Water Heater | 4519.9449 | 2300.1575 | 85.8234 | 13295.2414 | 14201.9495 | 3613.2368 | 2385.9809 | 2765.0819 | 494.7575 | 535.6162 | 269.398 | 4064.8535 | 9087.4138 | 0 | 9087.4138 | 898.9844 | 0 | 19175.6009 | 10617.8427 | 29793.4437 | 0 | 6113.1364 | 0
5240 | Commercial | CrtTgsd911 | Heat Pump Water Heater | 4519.9449 | 2300.1575 | 85.8234 | 13295.2414 | 14201.9495 | 3613.2368 | 2385.9809 | 2765.0819 | 494.7575 | 535.6162 | 269.398 | 4064.8535 | 9087.4138 | 0 | 9087.4138 | 898.9844 | 0 | 19175.6009 | 10617.8427 | 29793.4437 | 0 | 6113.1364 | 0
5241 | Commercial | CwaNgsd911 | Heat Pump Water Heater | 4519.9449 | 2300.1575 | 85.8234 | 13295.2414 | 14201.9495 | 3613.2368 | 2385.9809 | 2765.0819 | 494.7575 | 535.6162 | 269.398 | 4064.8535 | 9087.4138 | 0 | 9087.4138 | 898.9844 | 0 | 19175.6009 | 10617.8427 | 29793.4437 | 0 | 6052.0047 | 0
5242 | Commercial | CwaTgsd911 | Heat Pump Water Heater | 4519.9449 | 2300.1575 | 85.8234 | 13295.2414 | 14201.9495 | 3613.2368 | 2385.9809 | 2765.0819 | 494.7575 | 535.6162 | 269.398 | 4064.8535 | 9087.4138 | 0 | 9087.4138 | 898.9844 | 0 | 19175.6009 | 10617.8427 | 29793.4437 | 0 | 6052.0047 | 0
5243 | Commercial | CcoEgsd921 | Retro-Commissioning | 4083.3791 | 2077.9933 | 77.534 | 12011.1001 | 12830.2324 | 3264.2468 | 2155.5273 | 2498.0122 | 446.9706 | 483.8828 | 243.3778 | 3672.2434 | 5234.3165 | 0 | 5234.3165 | 1710.9354 | 0 | 10574.8759 | 10617.8427 | 21192.7186 | 0 | 9608.276 | 0
5244 | Commercial | CgrEgsd921 | Retro-Commissioning | 5468.5211 | 2782.879 | 103.8347 | 16085.4411 | 17182.4351 | 4371.5271 | 2886.7137 | 3345.3745 | 598.5895 | 648.023 | 325.9351 | 4917.9221 | 6998.5603 | 0 | 6998.5603 | 1710.9354 | 0 | 14441.9678 | 10617.8427 | 25059.8106 | 0 | 2019.8642 | 0
5245 | Commercial | CheEgsd921 | Retro-Commissioning | 6304.7296 | 3208.4177 | 119.7124 | 18545.1158 | 19809.8545 | 5039.9909 | 3328.1301 | 3856.9261 | 690.1217 | 747.1142 | 375.7748 | 5669.9368 | 12350.7218 | 0 | 12350.7218 | 1710.9354 | 0 | 26671.0091 | 10617.8427 | 37288.8518 | 0 | 9126.0243 | 0
5246 | Commercial | ChoEgsd921 | Retro-Commissioning | 4083.3791 | 2077.9933 | 77.534 | 12011.1001 | 12830.2324 | 3264.2468 | 2155.5273 | 2498.0122 | 446.9706 | 483.8828 | 243.3778 | 3672.2434 | 5234.3149 | 0 | 5234.3149 | 1710.9354 | 0 | 10574.8726 | 10617.8427 | 21192.7153 | 0 | 3618.4057 | 0
5247 | Commercial | CinEgsd921 | Retro-Commissioning | 6304.7296 | 3208.4177 | 119.7124 | 18545.1158 | 19809.8545 | 5039.9909 | 3328.1301 | 3856.9261 | 690.1217 | 747.1142 | 375.7748 | 5669.9368 | 12350.7228 | 0 | 12350.7228 | 1710.9354 | 0 | 26671.0112 | 10617.8427 | 37288.854 | 0 | 8094.3224 | 0
5248 | Commercial | CloEgsd921 | Retro-Commissioning | 5468.5211 | 2782.879 | 103.8347 | 16085.4411 | 17182.4351 | 4371.5271 | 2886.7137 | 3345.3745 | 598.5895 | 648.023 | 325.9351 | 4917.9221 | 6998.5603 | 0 | 6998.5603 | 1710.9354 | 0 | 14441.9678 | 10617.8427 | 25059.8106 | 0 | 8755.1183 | 0
5249 | Commercial | CmiEgsd921 | Retro-Commissioning | 6304.7296 | 3208.4177 | 119.7124 | 18545.1158 | 19809.8545 | 5039.9909 | 3328.1301 | 3856.9261 | 690.1217 | 747.1142 | 375.7748 | 5669.9368 | 12350.7228 | 0 | 12350.7228 | 1710.9354 | 0 | 26671.0112 | 10617.8427 | 37288.854 | 0 | 11851.5512 | 0
5250 | Commercial | CofEgsd921 | Retro-Commissioning | 6304.7296 | 3208.4177 | 119.7124 | 18545.1158 | 19809.8545 | 5039.9909 | 3328.1301 | 3856.9261 | 690.1217 | 747.1142 | 375.7748 | 5669.9368 | 12350.7228 | 0 | 12350.7228 | 1710.9354 | 0 | 26671.0112 | 10617.8427 | 37288.854 | 0 | 8844.6917 | 0
5251 | Commercial | CreEgsd921 | Retro-Commissioning | 5468.5211 | 2782.879 | 103.8347 | 16085.4411 | 17182.4351 | 4371.5271 | 2886.7137 | 3345.3745 | 598.5895 | 648.023 | 325.9351 | 4917.9221 | 6998.5645 | 0 | 6998.5645 | 1710.9354 | 0 | 14441.9765 | 10617.8427 | 25059.8193 | 0 | 2089.8755 | 0
5252 | Commercial | CrtEgsd921 | Retro-Commissioning | 5468.5211 | 2782.879 | 103.8347 | 16085.4411 | 17182.4351 | 4371.5271 | 2886.7137 | 3345.3745 | 598.5895 | 648.023 | 325.9351 | 4917.9221 | 6998.5571 | 0 | 6998.5571 | 1710.9354 | 0 | 14441.9613 | 10617.8427 | 25059.804 | 0 | 10779.2435 | 0
5253 | Commercial | CcoNgsld102 | Energy Star Commercial Dishwasher | 4075.0406 | 2073.7499 | 77.3757 | 11986.5727 | 12804.0323 | 3257.581 | 2151.1256 | 2492.9111 | 446.0578 | 482.8947 | 242.8808 | 3664.7445 | 27674.3927 | 0 | 27674.3927 | 660.672 | 0 | 97040.4079 | 10617.8427 | 107658.2506 | 0 | 4768.4997 | 0
5254 | Commercial | CcoTgsld102 | Energy Star Commercial Dishwasher | 4075.0406 | 2073.7499 | 77.3757 | 11986.5727 | 12804.0323 | 3257.581 | 2151.1256 | 2492.9111 | 446.0578 | 482.8947 | 242.8808 | 3664.7445 | 27674.3927 | 0 | 27674.3927 | 660.672 | 0 | 97040.4079 | 10617.8427 | 107658.2506 | 0 | 4768.4997 | 0
5255 | Commercial | CheNgsld102 | Energy Star Commercial Dishwasher | 4075.0406 | 2073.7499 | 77.3757 | 11986.5727 | 12804.0323 | 3257.581 | 2151.1256 | 2492.9111 | 446.0578 | 482.8947 | 242.8808 | 3664.7445 | 27674.3927 | 0 | 27674.3927 | 660.672 | 0 | 97040.4079 | 10617.8427 | 107658.2506 | 0 | 4768.4997 | 0
5256 | Commercial | CheTgsld102 | Energy Star Commercial Dishwasher | 4075.0406 | 2073.7499 | 77.3757 | 11986.5727 | 12804.0323 | 3257.581 | 2151.1256 | 2492.9111 | 446.0578 | 482.8947 | 242.8808 | 3664.7445 | 27674.3927 | 0 | 27674.3927 | 660.672 | 0 | 97040.4079 | 10617.8427 | 107658.2506 | 0 | 4768.4997 | 0
5257 | Commercial | ChoNgsld102 | Energy Star Commercial Dishwasher | 4075.0406 | 2073.7499 | 77.3757 | 11986.5727 | 12804.0323 | 3257.581 | 2151.1256 | 2492.9111 | 446.0578 | 482.8947 | 242.8808 | 3664.7445 | 27674.3927 | 0 | 27674.3927 | 660.672 | 0 | 97040.4079 | 10617.8427 | 107658.2506 | 0 | 4768.4997 | 0
5258 | Commercial | ChoTgsld102 | Energy Star Commercial Dishwasher | 4075.0406 | 2073.7499 | 77.3757 | 11986.5727 | 12804.0323 | 3257.581 | 2151.1256 | 2492.9111 | 446.0578 | 482.8947 | 242.8808 | 3664.7445 | 27674.3927 | 0 | 27674.3927 | 660.672 | 0 | 97040.4079 | 10617.8427 | 107658.2506 | 0 | 4768.4997 | 0
5259 | Commercial | CloNgsld102 | Energy Star Commercial Dishwasher | 4075.0406 | 2073.7499 | 77.3757 | 11986.5727 | 12804.0323 | 3257.581 | 2151.1256 | 2492.9111 | 446.0578 | 482.8947 | 242.8808 | 3664.7445 | 27674.3927 | 0 | 27674.3927 | 660.672 | 0 | 97040.4079 | 10617.8427 | 107658.2506 | 0 | 4768.4997 | 0
5260 | Commercial | CloTgsld102 | Energy Star Commercial Dishwasher | 4075.0406 | 2073.7499 | 77.3757 | 11986.5727 | 12804.0323 | 3257.581 | 2151.1256 | 2492.9111 | 446.0578 | 482.8947 | 242.8808 | 3664.7445 | 27674.3927 | 0 | 27674.3927 | 660.672 | 0 | 97040.4079 | 10617.8427 | 107658.2506 | 0 | 4768.4997 | 0
5261 | Commercial | CreNgsld102 | Energy Star Commercial Dishwasher | 4075.0406 | 2073.7499 | 77.3757 | 11986.5727 | 12804.0323 | 3257.581 | 2151.1256 | 2492.9111 | 446.0578 | 482.8947 | 242.8808 | 3664.7445 | 27674.3927 | 0 | 27674.3927 | 660.672 | 0 | 97040.4079 | 10617.8427 | 107658.2506 | 0 | 4768.4997 | 0
5262 | Commercial | CreTgsld102 | Energy Star Commercial Dishwasher | 4075.0406 | 2073.7499 | 77.3757 | 11986.5727 | 12804.0323 | 3257.581 | 2151.1256 | 2492.9111 | 446.0578 | 482.8947 | 242.8808 | 3664.7445 | 27674.3927 | 0 | 27674.3927 | 660.672 | 0 | 97040.4079 | 10617.8427 | 107658.2506 | 0 | 4768.4997 | 0
5263 | Commercial | CscNgsld102 | Energy Star Commercial Dishwasher | 4075.0406 | 2073.7499 | 77.3757 | 11986.5727 | 12804.0323 | 3257.581 | 2151.1256 | 2492.9111 | 446.0578 | 482.8947 | 242.8808 | 3664.7445 | 27674.3927 | 0 | 27674.3927 | 660.672 | 0 | 97040.4079 | 10617.8427 | 107658.2506 | 0 | 4768.4997 | 0
5264 | Commercial | CscTgsld102 | Energy Star Commercial Dishwasher | 4075.0406 | 2073.7499 | 77.3757 | 11986.5727 | 12804.0323 | 3257.581 | 2151.1256 | 2492.9111 | 446.0578 | 482.8947 | 242.8808 | 3664.7445 | 27674.3927 | 0 | 27674.3927 | 660.672 | 0 | 97040.4079 | 10617.8427 | 107658.2506 | 0 | 4768.4997 | 0
5265 | Commercial | CcoNgsld105 | Energy Star Griddle | 4070.2161 | 2071.2948 | 77.2841 | 12528.1622 | 13382.5571 | 3215.8213 | 2148.5789 | 2507.7909 | 446.004 | 485.7783 | 242.8515 | 3682.4247 | 12484.0418 | 0 | 12484.0418 | 847.9325 | 0 | 42613.9905 | 11040.5152 | 53654.5057 | 0 | 0 | 0
5266 | Commercial | CcoTgsld105 | Energy Star Griddle | 4070.2161 | 2071.2948 | 77.2841 | 12528.1622 | 13382.5571 | 3215.8213 | 2148.5789 | 2507.7909 | 446.004 | 485.7783 | 242.8515 | 3682.4247 | 12484.0418 | 0 | 12484.0418 | 847.9325 | 0 | 42613.9905 | 11040.5152 | 53654.5057 | 0 | 0 | 0
5267 | Commercial | CheNgsld105 | Energy Star Griddle | 4070.2161 | 2071.2948 | 77.2841 | 12528.1622 | 13382.5571 | 3215.8213 | 2148.5789 | 2507.7909 | 446.004 | 485.7783 | 242.8515 | 3682.4247 | 12484.0418 | 0 | 12484.0418 | 847.9325 | 0 | 42613.9905 | 11040.5152 | 53654.5057 | 0 | 0 | 0
5268 | Commercial | CheTgsld105 | Energy Star Griddle | 4070.2161 | 2071.2948 | 77.2841 | 12528.1622 | 13382.5571 | 3215.8213 | 2148.5789 | 2507.7909 | 446.004 | 485.7783 | 242.8515 | 3682.4247 | 12484.0418 | 0 | 12484.0418 | 847.9325 | 0 | 42613.9905 | 11040.5152 | 53654.5057 | 0 | 0 | 0
5269 | Commercial | ChoNgsld105 | Energy Star Griddle | 4070.2161 | 2071.2948 | 77.2841 | 12528.1622 | 13382.5571 | 3215.8213 | 2148.5789 | 2507.7909 | 446.004 | 485.7783 | 242.8515 | 3682.4247 | 12484.0418 | 0 | 12484.0418 | 847.9325 | 0 | 42613.9905 | 11040.5152 | 53654.5057 | 0 | 0 | 0
5270 | Commercial | ChoTgsld105 | Energy Star Griddle | 4070.2161 | 2071.2948 | 77.2841 | 12528.1622 | 13382.5571 | 3215.8213 | 2148.5789 | 2507.7909 | 446.004 | 485.7783 | 242.8515 | 3682.4247 | 12484.0418 | 0 | 12484.0418 | 847.9325 | 0 | 42613.9905 | 11040.5152 | 53654.5057 | 0 | 0 | 0
5271 | Commercial | CloNgsld105 | Energy Star Griddle | 4070.2161 | 2071.2948 | 77.2841 | 12528.1622 | 13382.5571 | 3215.8213 | 2148.5789 | 2507.7909 | 446.004 | 485.7783 | 242.8515 | 3682.4247 | 12484.0418 | 0 | 12484.0418 | 847.9325 | 0 | 42613.9905 | 11040.5152 | 53654.5057 | 0 | 0 | 0
5272 | Commercial | CloTgsld105 | Energy Star Griddle | 4070.2161 | 2071.2948 | 77.2841 | 12528.1622 | 13382.5571 | 3215.8213 | 2148.5789 | 2507.7909 | 446.004 | 485.7783 | 242.8515 | 3682.4247 | 12484.0418 | 0 | 12484.0418 | 847.9325 | 0 | 42613.9905 | 11040.5152 | 53654.5057 | 0 | 0 | 0
5273 | Commercial | CreNgsld105 | Energy Star Griddle | 4070.2161 | 2071.2948 | 77.2841 | 12528.1622 | 13382.5571 | 3215.8213 | 2148.5789 | 2507.7909 | 446.004 | 485.7783 | 242.8515 | 3682.4247 | 12484.0418 | 0 | 12484.0418 | 847.9325 | 0 | 42613.9905 | 11040.5152 | 53654.5057 | 0 | 0 | 0
5274 | Commercial | CreTgsld105 | Energy Star Griddle | 4070.2161 | 2071.2948 | 77.2841 | 12528.1622 | 13382.5571 | 3215.8213 | 2148.5789 | 2507.7909 | 446.004 | 485.7783 | 242.8515 | 3682.4247 | 12484.0418 | 0 | 12484.0418 | 847.9325 | 0 | 42613.9905 | 11040.5152 | 53654.5057 | 0 | 0 | 0
5275 | Commercial | CscNgsld105 | Energy Star Griddle | 4070.2161 | 2071.2948 | 77.2841 | 12528.1622 | 13382.5571 | 3215.8213 | 2148.5789 | 2507.7909 | 446.004 | 485.7783 | 242.8515 | 3682.4247 | 12484.0418 | 0 | 12484.0418 | 847.9325 | 0 | 42613.9905 | 11040.5152 | 53654.5057 | 0 | 0 | 0
5276 | Commercial | CscTgsld105 | Energy Star Griddle | 4070.2161 | 2071.2948 | 77.2841 | 12528.1622 | 13382.5571 | 3215.8213 | 2148.5789 | 2507.7909 | 446.004 | 485.7783 | 242.8515 | 3682.4247 | 12484.0418 | 0 | 12484.0418 | 847.9325 | 0 | 42613.9905 | 11040.5152 | 53654.5057 | 0 | 0 | 0
5277 | Commercial | CcoNgsld107 | Energy Star Steamer | 4267.8989 | 2171.8937 | 81.0376 | 13215.0465 | 14116.2855 | 3366.66 | 2252.9313 | 2632.0078 | 467.7298 | 509.8402 | 254.6813 | 3864.259 | 13949.6515 | 0 | 13949.6515 | 490.3706 | 0 | 47920.8847 | 10518.704 | 58439.5887 | 0 | 5759.94 | 0
5278 | Commercial | CcoTgsld107 | Energy Star Steamer | 4267.8989 | 2171.8937 | 81.0376 | 13215.0465 | 14116.2855 | 3366.66 | 2252.9313 | 2632.0078 | 467.7298 | 509.8402 | 254.6813 | 3864.259 | 13949.6515 | 0 | 13949.6515 | 490.3706 | 0 | 47920.8847 | 10518.704 | 58439.5887 | 0 | 5759.94 | 0
5279 | Commercial | CheNgsld107 | Energy Star Steamer | 4267.8989 | 2171.8937 | 81.0376 | 13215.0465 | 14116.2855 | 3366.66 | 2252.9313 | 2632.0078 | 467.7298 | 509.8402 | 254.6813 | 3864.259 | 13949.6515 | 0 | 13949.6515 | 490.3706 | 0 | 47920.8847 | 10518.704 | 58439.5887 | 0 | 5759.94 | 0
5280 | Commercial | CheTgsld107 | Energy Star Steamer | 4267.8989 | 2171.8937 | 81.0376 | 13215.0465 | 14116.2855 | 3366.66 | 2252.9313 | 2632.0078 | 467.7298 | 509.8402 | 254.6813 | 3864.259 | 13949.6515 | 0 | 13949.6515 | 490.3706 | 0 | 47920.8847 | 10518.704 | 58439.5887 | 0 | 5759.94 | 0
5281 | Commercial | ChoNgsld107 | Energy Star Steamer | 4267.8989 | 2171.8937 | 81.0376 | 13215.0465 | 14116.2855 | 3366.66 | 2252.9313 | 2632.0078 | 467.7298 | 509.8402 | 254.6813 | 3864.259 | 13949.6515 | 0 | 13949.6515 | 490.3706 | 0 | 47920.8847 | 10518.704 | 58439.5887 | 0 | 5759.94 | 0
5282 | Commercial | ChoTgsld107 | Energy Star Steamer | 4267.8989 | 2171.8937 | 81.0376 | 13215.0465 | 14116.2855 | 3366.66 | 2252.9313 | 2632.0078 | 467.7298 | 509.8402 | 254.6813 | 3864.259 | 13949.6515 | 0 | 13949.6515 | 490.3706 | 0 | 47920.8847 | 10518.704 | 58439.5887 | 0 | 5759.94 | 0
5283 | Commercial | CloNgsld107 | Energy Star Steamer | 4267.8989 | 2171.8937 | 81.0376 | 13215.0465 | 14116.2855 | 3366.66 | 2252.9313 | 2632.0078 | 467.7298 | 509.8402 | 254.6813 | 3864.259 | 13949.6515 | 0 | 13949.6515 | 490.3706 | 0 | 47920.8847 | 10518.704 | 58439.5887 | 0 | 5759.94 | 0
5284 | Commercial | CloTgsld107 | Energy Star Steamer | 4267.8989 | 2171.8937 | 81.0376 | 13215.0465 | 14116.2855 | 3366.66 | 2252.9313 | 2632.0078 | 467.7298 | 509.8402 | 254.6813 | 3864.259 | 13949.6515 | 0 | 13949.6515 | 490.3706 | 0 | 47920.8847 | 10518.704 | 58439.5887 | 0 | 5759.94 | 0
5285 | Commercial | CreNgsld107 | Energy Star Steamer | 4267.8989 | 2171.8937 | 81.0376 | 13215.0465 | 14116.2855 | 3366.66 | 2252.9313 | 2632.0078 | 467.7298 | 509.8402 | 254.6813 | 3864.259 | 13949.6515 | 0 | 13949.6515 | 490.3706 | 0 | 47920.8847 | 10518.704 | 58439.5887 | 0 | 5759.94 | 0
5286 | Commercial | CreTgsld107 | Energy Star Steamer | 4267.8989 | 2171.8937 | 81.0376 | 13215.0465 | 14116.2855 | 3366.66 | 2252.9313 | 2632.0078 | 467.7298 | 509.8402 | 254.6813 | 3864.259 | 13949.6515 | 0 | 13949.6515 | 490.3706 | 0 | 47920.8847 | 10518.704 | 58439.5887 | 0 | 5759.94 | 0
5287 | Commercial | CscNgsld107 | Energy Star Steamer | 4267.8989 | 2171.8937 | 81.0376 | 13215.0465 | 14116.2855 | 3366.66 | 2252.9313 | 2632.0078 | 467.7298 | 509.8402 | 254.6813 | 3864.259 | 13949.6515 | 0 | 13949.6515 | 490.3706 | 0 | 47920.8847 | 10518.704 | 58439.5887 | 0 | 5759.94 | 0
5288 | Commercial | CscTgsld107 | Energy Star Steamer | 4267.8989 | 2171.8937 | 81.0376 | 13215.0465 | 14116.2855 | 3366.66 | 2252.9313 | 2632.0078 | 467.7298 | 509.8402 | 254.6813 | 3864.259 | 13949.6515 | 0 | 13949.6515 | 490.3706 | 0 | 47920.8847 | 10518.704 | 58439.5887 | 0 | 5759.94 | 0
5289 | Commercial | CcoEgsld109 | Low Flow Pre-Rinse Sprayers | 5955.0111 | 3030.4492 | 113.0721 | 17516.4325 | 18711.0171 | 4760.4264 | 3143.5213 | 3642.9854 | 651.8412 | 705.6724 | 354.9309 | 5355.4298 | 21781.9351 | 0 | 21781.9351 | 1566.6397 | 0 | 76378.4734 | 10617.8427 | 86996.3162 | 0 | 18366.4919 | 0
5290 | Commercial | CcoNgsld109 | Low Flow Pre-Rinse Sprayers | 5955.0111 | 3030.4492 | 113.0721 | 17516.4325 | 18711.0171 | 4760.4264 | 3143.5213 | 3642.9854 | 651.8412 | 705.6724 | 354.9309 | 5355.4298 | 21781.9351 | 0 | 21781.9351 | 1566.6397 | 0 | 76378.4734 | 10617.8427 | 86996.3162 | 0 | 18366.4919 | 0
5291 | Commercial | CgrEgsld109 | Low Flow Pre-Rinse Sprayers | 5955.0111 | 3030.4492 | 113.0721 | 17516.4325 | 18711.0171 | 4760.4264 | 3143.5213 | 3642.9854 | 651.8412 | 705.6724 | 354.9309 | 5355.4298 | 21781.9351 | 0 | 21781.9351 | 1566.6397 | 0 | 76378.4734 | 10617.8427 | 86996.3162 | 0 | 18366.4919 | 0
5292 | Commercial | CgrNgsld109 | Low Flow Pre-Rinse Sprayers | 5955.0111 | 3030.4492 | 113.0721 | 17516.4325 | 18711.0171 | 4760.4264 | 3143.5213 | 3642.9854 | 651.8412 | 705.6724 | 354.9309 | 5355.4298 | 21781.9351 | 0 | 21781.9351 | 1566.6397 | 0 | 76378.4734 | 10617.8427 | 86996.3162 | 0 | 18366.4919 | 0
5293 | Commercial | ChoEgsld109 | Low Flow Pre-Rinse Sprayers | 5955.0111 | 3030.4492 | 113.0721 | 17516.4325 | 18711.0171 | 4760.4264 | 3143.5213 | 3642.9854 | 651.8412 | 705.6724 | 354.9309 | 5355.4298 | 21781.9351 | 0 | 21781.9351 | 1566.6397 | 0 | 76378.4734 | 10617.8427 | 86996.3162 | 0 | 18366.4919 | 0
5294 | Commercial | ChoNgsld109 | Low Flow Pre-Rinse Sprayers | 5955.0111 | 3030.4492 | 113.0721 | 17516.4325 | 18711.0171 | 4760.4264 | 3143.5213 | 3642.9854 | 651.8412 | 705.6724 | 354.9309 | 5355.4298 | 21781.9351 | 0 | 21781.9351 | 1566.6397 | 0 | 76378.4734 | 10617.8427 | 86996.3162 | 0 | 18366.4919 | 0
5295 | Commercial | CloEgsld109 | Low Flow Pre-Rinse Sprayers | 10211.5874 | 5196.5809 | 193.8947 | 30036.9855 | 32085.4461 | 8163.1268 | 5390.4757 | 6246.9512 | 1117.7701 | 1210.0792 | 608.6315 | 9183.432 | 37837.3607 | 0 | 37837.3607 | 1566.6397 | 0 | 132676.9103 | 10617.8427 | 143294.7531 | 0 | 31904.3979 | 0
5296 | Commercial | CloNgsld109 | Low Flow Pre-Rinse Sprayers | 10211.5874 | 5196.5809 | 193.8947 | 30036.9855 | 32085.4461 | 8163.1268 | 5390.4757 | 6246.9512 | 1117.7701 | 1210.0792 | 608.6315 | 9183.432 | 37837.3607 | 0 | 37837.3607 | 1566.6397 | 0 | 132676.9103 | 10617.8427 | 143294.7531 | 0 | 31904.3979 | 0
5297 | Commercial | CreEgsld109 | Low Flow Pre-Rinse Sprayers | 4474.4101 | 2276.9853 | 84.9588 | 13161.3025 | 14058.8762 | 3576.8363 | 2361.9441 | 2737.2259 | 489.7732 | 530.2203 | 266.684 | 4023.9034 | 13062.4315 | 0 | 13062.4315 | 1566.6397 | 0 | 44735.9622 | 10617.8427 | 55353.805 | 0 | 10757.5164 | 0
5298 | Commercial | CreNgsld109 | Low Flow Pre-Rinse Sprayers | 4474.4101 | 2276.9853 | 84.9588 | 13161.3025 | 14058.8762 | 3576.8363 | 2361.9441 | 2737.2259 | 489.7732 | 530.2203 | 266.684 | 4023.9034 | 13062.4315 | 0 | 13062.4315 | 1566.6397 | 0 | 44735.9622 | 10617.8427 | 55353.805 | 0 | 10757.5164 | 0
5299 | Commercial | CcoNgsld112 | Energy Star Servers | 4346.3793 | 2211.8316 | 82.5278 | 13458.0518 | 14375.8632 | 3428.5679 | 2294.3594 | 2680.4065 | 476.3306 | 519.2154 | 259.3645 | 3935.3171 | 13782.5605 | 0 | 13782.5605 | 1204.2645 | 0 | 47308.6516 | 10518.704 | 57827.3557 | 0 | 10380.4238 | 0
5300 | Commercial | CcoTgsld112 | Energy Star Servers | 4346.3793 | 2211.8316 | 82.5278 | 13458.0518 | 14375.8632 | 3428.5679 | 2294.3594 | 2680.4065 | 476.3306 | 519.2154 | 259.3645 | 3935.3171 | 13782.5605 | 0 | 13782.5605 | 1204.2645 | 0 | 47308.6516 | 10518.704 | 57827.3557 | 0 | 10380.4238 | 0
5301 | Commercial | CheNgsld112 | Energy Star Servers | 4346.3793 | 2211.8316 | 82.5278 | 13458.0518 | 14375.8632 | 3428.5679 | 2294.3594 | 2680.4065 | 476.3306 | 519.2154 | 259.3645 | 3935.3171 | 13782.5605 | 0 | 13782.5605 | 1204.2645 | 0 | 47308.6516 | 10518.704 | 57827.3557 | 0 | 10380.4238 | 0
5302 | Commercial | CheTgsld112 | Energy Star Servers | 4346.3793 | 2211.8316 | 82.5278 | 13458.0518 | 14375.8632 | 3428.5679 | 2294.3594 | 2680.4065 | 476.3306 | 519.2154 | 259.3645 | 3935.3171 | 13782.5605 | 0 | 13782.5605 | 1204.2645 | 0 | 47308.6516 | 10518.704 | 57827.3557 | 0 | 10380.4238 | 0
5303 | Commercial | ChoNgsld112 | Energy Star Servers | 4346.3793 | 2211.8316 | 82.5278 | 13458.0518 | 14375.8632 | 3428.5679 | 2294.3594 | 2680.4065 | 476.3306 | 519.2154 | 259.3645 | 3935.3171 | 13782.5605 | 0 | 13782.5605 | 1204.2645 | 0 | 47308.6516 | 10518.704 | 57827.3557 | 0 | 10380.4238 | 0
5304 | Commercial | ChoTgsld112 | Energy Star Servers | 4346.3793 | 2211.8316 | 82.5278 | 13458.0518 | 14375.8632 | 3428.5679 | 2294.3594 | 2680.4065 | 476.3306 | 519.2154 | 259.3645 | 3935.3171 | 13782.5605 | 0 | 13782.5605 | 1204.2645 | 0 | 47308.6516 | 10518.704 | 57827.3557 | 0 | 10380.4238 | 0
5305 | Commercial | CinNgsld112 | Energy Star Servers | 4346.3793 | 2211.8316 | 82.5278 | 13458.0518 | 14375.8632 | 3428.5679 | 2294.3594 | 2680.4065 | 476.3306 | 519.2154 | 259.3645 | 3935.3171 | 13782.5605 | 0 | 13782.5605 | 1204.2645 | 0 | 47308.6516 | 10518.704 | 57827.3557 | 0 | 10380.4238 | 0
5306 | Commercial | CinTgsld112 | Energy Star Servers | 4346.3793 | 2211.8316 | 82.5278 | 13458.0518 | 14375.8632 | 3428.5679 | 2294.3594 | 2680.4065 | 476.3306 | 519.2154 | 259.3645 | 3935.3171 | 13782.5605 | 0 | 13782.5605 | 1204.2645 | 0 | 47308.6516 | 10518.704 | 57827.3557 | 0 | 10380.4238 | 0
5307 | Commercial | CloNgsld112 | Energy Star Servers | 4346.3793 | 2211.8316 | 82.5278 | 13458.0518 | 14375.8632 | 3428.5679 | 2294.3594 | 2680.4065 | 476.3306 | 519.2154 | 259.3645 | 3935.3171 | 13782.5605 | 0 | 13782.5605 | 1204.2645 | 0 | 47308.6516 | 10518.704 | 57827.3557 | 0 | 10380.4238 | 0
5308 | Commercial | CloTgsld112 | Energy Star Servers | 4346.3793 | 2211.8316 | 82.5278 | 13458.0518 | 14375.8632 | 3428.5679 | 2294.3594 | 2680.4065 | 476.3306 | 519.2154 | 259.3645 | 3935.3171 | 13782.5605 | 0 | 13782.5605 | 1204.2645 | 0 | 47308.6516 | 10518.704 | 57827.3557 | 0 | 10380.4238 | 0
5309 | Commercial | CmiNgsld112 | Energy Star Servers | 4346.3793 | 2211.8316 | 82.5278 | 13458.0518 | 14375.8632 | 3428.5679 | 2294.3594 | 2680.4065 | 476.3306 | 519.2154 | 259.3645 | 3935.3171 | 13782.5605 | 0 | 13782.5605 | 1204.2645 | 0 | 47308.6516 | 10518.704 | 57827.3557 | 0 | 10380.4238 | 0
5310 | Commercial | CmiTgsld112 | Energy Star Servers | 4346.3793 | 2211.8316 | 82.5278 | 13458.0518 | 14375.8632 | 3428.5679 | 2294.3594 | 2680.4065 | 476.3306 | 519.2154 | 259.3645 | 3935.3171 | 13782.5605 | 0 | 13782.5605 | 1204.2645 | 0 | 47308.6516 | 10518.704 | 57827.3557 | 0 | 10380.4238 | 0
5311 | Commercial | CofNgsld112 | Energy Star Servers | 4346.3793 | 2211.8316 | 82.5278 | 13458.0518 | 14375.8632 | 3428.5679 | 2294.3594 | 2680.4065 | 476.3306 | 519.2154 | 259.3645 | 3935.3171 | 13782.5605 | 0 | 13782.5605 | 1204.2645 | 0 | 47308.6516 | 10518.704 | 57827.3557 | 0 | 10380.4238 | 0
5312 | Commercial | CofTgsld112 | Energy Star Servers | 4346.3793 | 2211.8316 | 82.5278 | 13458.0518 | 14375.8632 | 3428.5679 | 2294.3594 | 2680.4065 | 476.3306 | 519.2154 | 259.3645 | 3935.3171 | 13782.5605 | 0 | 13782.5605 | 1204.2645 | 0 | 47308.6516 | 10518.704 | 57827.3557 | 0 | 10380.4238 | 0
5313 | Commercial | CrtNgsld112 | Energy Star Servers | 4346.3793 | 2211.8316 | 82.5278 | 13458.0518 | 14375.8632 | 3428.5679 | 2294.3594 | 2680.4065 | 476.3306 | 519.2154 | 259.3645 | 3935.3171 | 13782.5605 | 0 | 13782.5605 | 1204.2645 | 0 | 47308.6516 | 10518.704 | 57827.3557 | 0 | 10380.4238 | 0
5314 | Commercial | CrtTgsld112 | Energy Star Servers | 4346.3793 | 2211.8316 | 82.5278 | 13458.0518 | 14375.8632 | 3428.5679 | 2294.3594 | 2680.4065 | 476.3306 | 519.2154 | 259.3645 | 3935.3171 | 13782.5605 | 0 | 13782.5605 | 1204.2645 | 0 | 47308.6516 | 10518.704 | 57827.3557 | 0 | 10380.4238 | 0
5315 | Commercial | CscNgsld112 | Energy Star Servers | 4346.3793 | 2211.8316 | 82.5278 | 13458.0518 | 14375.8632 | 3428.5679 | 2294.3594 | 2680.4065 | 476.3306 | 519.2154 | 259.3645 | 3935.3171 | 13782.5605 | 0 | 13782.5605 | 1204.2645 | 0 | 47308.6516 | 10518.704 | 57827.3557 | 0 | 10380.4238 | 0
5316 | Commercial | CscTgsld112 | Energy Star Servers | 4346.3793 | 2211.8316 | 82.5278 | 13458.0518 | 14375.8632 | 3428.5679 | 2294.3594 | 2680.4065 | 476.3306 | 519.2154 | 259.3645 | 3935.3171 | 13782.5605 | 0 | 13782.5605 | 1204.2645 | 0 | 47308.6516 | 10518.704 | 57827.3557 | 0 | 10380.4238 | 0
5317 | Commercial | CheEgsld116 | Smart Strip Plug Outlet | 4346.0113 | 2211.6443 | 82.5208 | 13456.9123 | 14374.646 | 3428.2776 | 2294.1652 | 2680.1796 | 476.2903 | 519.1714 | 259.3425 | 3934.9838 | 13796.0267 | 0 | 13796.0267 | 1906.7521 | 0 | 47354.8745 | 10518.704 | 57873.5785 | 0 | 16876.2681 | 0
5318 | Commercial | CheNgsld116 | Smart Strip Plug Outlet | 4346.0113 | 2211.6443 | 82.5208 | 13456.9123 | 14374.646 | 3428.2776 | 2294.1652 | 2680.1796 | 476.2903 | 519.1714 | 259.3425 | 3934.9838 | 13796.0267 | 0 | 13796.0267 | 1906.7521 | 0 | 47354.8745 | 10518.704 | 57873.5785 | 0 | 16876.2681 | 0
5319 | Commercial | ChoEgsld116 | Smart Strip Plug Outlet | 4346.0113 | 2211.6443 | 82.5208 | 13456.9123 | 14374.646 | 3428.2776 | 2294.1652 | 2680.1796 | 476.2903 | 519.1714 | 259.3425 | 3934.9838 | 13796.0267 | 0 | 13796.0267 | 1906.7521 | 0 | 47354.8745 | 10518.704 | 57873.5785 | 0 | 15392.0343 | 0
5320 | Commercial | ChoNgsld116 | Smart Strip Plug Outlet | 4346.0113 | 2211.6443 | 82.5208 | 13456.9123 | 14374.646 | 3428.2776 | 2294.1652 | 2680.1796 | 476.2903 | 519.1714 | 259.3425 | 3934.9838 | 13796.0267 | 0 | 13796.0267 | 1906.7521 | 0 | 47354.8745 | 10518.704 | 57873.5785 | 0 | 15392.0343 | 0
5321 | Commercial | CinEgsld116 | Smart Strip Plug Outlet | 3871.2268 | 1970.0309 | 73.5058 | 11986.7978 | 12804.2727 | 3053.7518 | 2043.5367 | 2387.3806 | 424.2575 | 462.454 | 231.0104 | 3505.1024 | 13796.0267 | 0 | 13796.0267 | 1906.7521 | 0 | 47354.8745 | 10518.704 | 57873.5785 | 0 | 18486.9339 | 0
5322 | Commercial | CinNgsld116 | Smart Strip Plug Outlet | 3871.2268 | 1970.0309 | 73.5058 | 11986.7978 | 12804.2727 | 3053.7518 | 2043.5367 | 2387.3806 | 424.2575 | 462.454 | 231.0104 | 3505.1024 | 13796.0267 | 0 | 13796.0267 | 1906.7521 | 0 | 47354.8745 | 10518.704 | 57873.5785 | 0 | 18486.9339 | 0
5323 | Commercial | CloEgsld116 | Smart Strip Plug Outlet | 4346.0113 | 2211.6443 | 82.5208 | 13456.9123 | 14374.646 | 3428.2776 | 2294.1652 | 2680.1796 | 476.2903 | 519.1714 | 259.3425 | 3934.9838 | 13796.0267 | 0 | 13796.0267 | 1906.7521 | 0 | 47354.8745 | 10518.704 | 57873.5785 | 0 | 20553.4022 | 0
5324 | Commercial | CloNgsld116 | Smart Strip Plug Outlet | 4346.0113 | 2211.6443 | 82.5208 | 13456.9123 | 14374.646 | 3428.2776 | 2294.1652 | 2680.1796 | 476.2903 | 519.1714 | 259.3425 | 3934.9838 | 13796.0267 | 0 | 13796.0267 | 1906.7521 | 0 | 47354.8745 | 10518.704 | 57873.5785 | 0 | 20553.4022 | 0
5325 | Commercial | CmiEgsld116 | Smart Strip Plug Outlet | 3871.2268 | 1970.0309 | 73.5058 | 11986.7978 | 12804.2727 | 3053.7518 | 2043.5367 | 2387.3806 | 424.2575 | 462.454 | 231.0104 | 3505.1024 | 13796.0267 | 0 | 13796.0267 | 1906.7521 | 0 | 47354.8745 | 10518.704 | 57873.5785 | 0 | 15145.4902 | 0
5326 | Commercial | CmiNgsld116 | Smart Strip Plug Outlet | 3871.2268 | 1970.0309 | 73.5058 | 11986.7978 | 12804.2727 | 3053.7518 | 2043.5367 | 2387.3806 | 424.2575 | 462.454 | 231.0104 | 3505.1024 | 13796.0267 | 0 | 13796.0267 | 1906.7521 | 0 | 47354.8745 | 10518.704 | 57873.5785 | 0 | 15145.4902 | 0
5327 | Commercial | CscEgsld116 | Smart Strip Plug Outlet | 4346.0113 | 2211.6443 | 82.5208 | 13456.9123 | 14374.646 | 3428.2776 | 2294.1652 | 2680.1796 | 476.2903 | 519.1714 | 259.3425 | 3934.9838 | 13796.0267 | 0 | 13796.0267 | 1906.7521 | 0 | 47354.8745 | 10518.704 | 57873.5785 | 0 | 16752.6829 | 0
5328 | Commercial | CscNgsld116 | Smart Strip Plug Outlet | 4346.0113 | 2211.6443 | 82.5208 | 13456.9123 | 14374.646 | 3428.2776 | 2294.1652 | 2680.1796 | 476.2903 | 519.1714 | 259.3425 | 3934.9838 | 13796.0267 | 0 | 13796.0267 | 1906.7521 | 0 | 47354.8745 | 10518.704 | 57873.5785 | 0 | 16752.6829 | 0
5329 | Commercial | CasEgsld301 | Chilled Water Controls Optimization | 3895.0197 | 1982.1389 | 73.9575 | 11988.906 | 12806.5247 | 3077.401 | 2056.0965 | 2399.8468 | 426.8064 | 464.8687 | 232.3983 | 3523.9202 | 5423.8298 | 0 | 5423.8298 | 981.7856 | 0 | 17356.4832 | 11040.5152 | 28396.9984 | 0 | 1053.515 | 0
5330 | Commercial | CasNgsld301 | Chilled Water Controls Optimization | 3895.0197 | 1982.1389 | 73.9575 | 11988.906 | 12806.5247 | 3077.401 | 2056.0965 | 2399.8468 | 426.8064 | 464.8687 | 232.3983 | 3523.9202 | 5423.8298 | 0 | 5423.8298 | 981.7856 | 0 | 17356.4832 | 11040.5152 | 28396.9984 | 0 | 1053.515 | 0
5331 | Commercial | CcoEgsld301 | Chilled Water Controls Optimization | 4222.0438 | 2148.5584 | 80.167 | 12995.4892 | 13881.7548 | 3335.7782 | 2228.7254 | 2601.3369 | 462.6409 | 503.8988 | 251.9104 | 3819.787 | 9008.3486 | 0 | 9008.3486 | 981.7856 | 0 | 29952.636 | 11040.5152 | 40993.1513 | 0 | 567.9958 | 0
5332 | Commercial | CcoNgsld301 | Chilled Water Controls Optimization | 4222.0438 | 2148.5584 | 80.167 | 12995.4892 | 13881.7548 | 3335.7782 | 2228.7254 | 2601.3369 | 462.6409 | 503.8988 | 251.9104 | 3819.787 | 9008.3486 | 0 | 9008.3486 | 981.7856 | 0 | 29952.636 | 11040.5152 | 40993.1513 | 0 | 567.9958 | 0
5333 | Commercial | CheEgsld301 | Chilled Water Controls Optimization | 3895.0197 | 1982.1389 | 73.9575 | 11988.906 | 12806.5247 | 3077.401 | 2056.0965 | 2399.8468 | 426.8064 | 464.8687 | 232.3983 | 3523.9202 | 5423.8298 | 0 | 5423.8298 | 981.7856 | 0 | 17356.4832 | 11040.5152 | 28396.9984 | 0 | 690.1446 | 0
5334 | Commercial | CheNgsld301 | Chilled Water Controls Optimization | 3895.0197 | 1982.1389 | 73.9575 | 11988.906 | 12806.5247 | 3077.401 | 2056.0965 | 2399.8468 | 426.8064 | 464.8687 | 232.3983 | 3523.9202 | 5423.8298 | 0 | 5423.8298 | 981.7856 | 0 | 17356.4832 | 11040.5152 | 28396.9984 | 0 | 690.1446 | 0
5335 | Commercial | ChoEgsld301 | Chilled Water Controls Optimization | 4222.0438 | 2148.5584 | 80.167 | 12995.4892 | 13881.7548 | 3335.7782 | 2228.7254 | 2601.3369 | 462.6409 | 503.8988 | 251.9104 | 3819.787 | 9008.3486 | 0 | 9008.3486 | 981.7856 | 0 | 29952.636 | 11040.5152 | 40993.1513 | 0 | 205.0787 | 0
5336 | Commercial | ChoNgsld301 | Chilled Water Controls Optimization | 4222.0438 | 2148.5584 | 80.167 | 12995.4892 | 13881.7548 | 3335.7782 | 2228.7254 | 2601.3369 | 462.6409 | 503.8988 | 251.9104 | 3819.787 | 9008.3486 | 0 | 9008.3486 | 981.7856 | 0 | 29952.636 | 11040.5152 | 40993.1513 | 0 | 205.0787 | 0
5337 | Commercial | CinEgsld301 | Chilled Water Controls Optimization | 3895.0197 | 1982.1389 | 73.9575 | 11988.906 | 12806.5247 | 3077.401 | 2056.0965 | 2399.8468 | 426.8064 | 464.8687 | 232.3983 | 3523.9202 | 5423.8298 | 0 | 5423.8298 | 981.7856 | 0 | 17356.4832 | 11040.5152 | 28396.9984 | 0 | 1950.3458 | 0
5338 | Commercial | CinNgsld301 | Chilled Water Controls Optimization | 3895.0197 | 1982.1389 | 73.9575 | 11988.906 | 12806.5247 | 3077.401 | 2056.0965 | 2399.8468 | 426.8064 | 464.8687 | 232.3983 | 3523.9202 | 5423.8298 | 0 | 5423.8298 | 981.7856 | 0 | 17356.4832 | 11040.5152 | 28396.9984 | 0 | 1950.3458 | 0
5339 | Commercial | CloEgsld301 | Chilled Water Controls Optimization | 3895.0197 | 1982.1389 | 73.9575 | 11988.906 | 12806.5247 | 3077.401 | 2056.0965 | 2399.8468 | 426.8064 | 464.8687 | 232.3983 | 3523.9202 | 5423.8298 | 0 | 5423.8298 | 981.7856 | 0 | 17356.4832 | 11040.5152 | 28396.9984 | 0 | 253.5554 | 0
5340 | Commercial | CloNgsld301 | Chilled Water Controls Optimization | 3895.0197 | 1982.1389 | 73.9575 | 11988.906 | 12806.5247 | 3077.401 | 2056.0965 | 2399.8468 | 426.8064 | 464.8687 | 232.3983 | 3523.9202 | 5423.8298 | 0 | 5423.8298 | 981.7856 | 0 | 17356.4832 | 11040.5152 | 28396.9984 | 0 | 253.5554 | 0
5341 | Commercial | CmiEgsld301 | Chilled Water Controls Optimization | 3895.0197 | 1982.1389 | 73.9575 | 11988.906 | 12806.5247 | 3077.401 | 2056.0965 | 2399.8468 | 426.8064 | 464.8687 | 232.3983 | 3523.9202 | 5423.8298 | 0 | 5423.8298 | 981.7856 | 0 | 17356.4832 | 11040.5152 | 28396.9984 | 0 | 818.8263 | 0
5342 | Commercial | CmiNgsld301 | Chilled Water Controls Optimization | 3895.0197 | 1982.1389 | 73.9575 | 11988.906 | 12806.5247 | 3077.401 | 2056.0965 | 2399.8468 | 426.8064 | 464.8687 | 232.3983 | 3523.9202 | 5423.8298 | 0 | 5423.8298 | 981.7856 | 0 | 17356.4832 | 11040.5152 | 28396.9984 | 0 | 818.8263 | 0
5343 | Commercial | CofEgsld301 | Chilled Water Controls Optimization | 3895.0197 | 1982.1389 | 73.9575 | 11988.906 | 12806.5247 | 3077.401 | 2056.0965 | 2399.8468 | 426.8064 | 464.8687 | 232.3983 | 3523.9202 | 5423.8298 | 0 | 5423.8298 | 981.7856 | 0 | 17356.4832 | 11040.5152 | 28396.9984 | 0 | 799.4238 | 0
5344 | Commercial | CofNgsld301 | Chilled Water Controls Optimization | 3895.0197 | 1982.1389 | 73.9575 | 11988.906 | 12806.5247 | 3077.401 | 2056.0965 | 2399.8468 | 426.8064 | 464.8687 | 232.3983 | 3523.9202 | 5423.8298 | 0 | 5423.8298 | 981.7856 | 0 | 17356.4832 | 11040.5152 | 28396.9984 | 0 | 799.4238 | 0
5345 | Commercial | CreEgsld301 | Chilled Water Controls Optimization | 3895.0197 | 1982.1389 | 73.9575 | 11988.906 | 12806.5247 | 3077.401 | 2056.0965 | 2399.8468 | 426.8064 | 464.8687 | 232.3983 | 3523.9202 | 5423.8298 | 0 | 5423.8298 | 981.7856 | 0 | 17356.4832 | 11040.5152 | 28396.9984 | 0 | 650.1153 | 0
5346 | Commercial | CreNgsld301 | Chilled Water Controls Optimization | 3895.0197 | 1982.1389 | 73.9575 | 11988.906 | 12806.5247 | 3077.401 | 2056.0965 | 2399.8468 | 426.8064 | 464.8687 | 232.3983 | 3523.9202 | 5423.8298 | 0 | 5423.8298 | 981.7856 | 0 | 17356.4832 | 11040.5152 | 28396.9984 | 0 | 650.1153 | 0
5347 | Commercial | CrtEgsld301 | Chilled Water Controls Optimization | 3895.0197 | 1982.1389 | 73.9575 | 11988.906 | 12806.5247 | 3077.401 | 2056.0965 | 2399.8468 | 426.8064 | 464.8687 | 232.3983 | 3523.9202 | 5423.8298 | 0 | 5423.8298 | 981.7856 | 0 | 17356.4832 | 11040.5152 | 28396.9984 | 0 | 888.4095 | 0
5348 | Commercial | CrtNgsld301 | Chilled Water Controls Optimization | 3895.0197 | 1982.1389 | 73.9575 | 11988.906 | 12806.5247 | 3077.401 | 2056.0965 | 2399.8468 | 426.8064 | 464.8687 | 232.3983 | 3523.9202 | 5423.8298 | 0 | 5423.8298 | 981.7856 | 0 | 17356.4832 | 11040.5152 | 28396.9984 | 0 | 888.4095 | 0
5349 | Commercial | CscEgsld301 | Chilled Water Controls Optimization | 3895.0197 | 1982.1389 | 73.9575 | 11988.906 | 12806.5247 | 3077.401 | 2056.0965 | 2399.8468 | 426.8064 | 464.8687 | 232.3983 | 3523.9202 | 5423.8298 | 0 | 5423.8298 | 981.7856 | 0 | 17356.4832 | 11040.5152 | 28396.9984 | 0 | 1158.0666 | 0
5350 | Commercial | CscNgsld301 | Chilled Water Controls Optimization | 3895.0197 | 1982.1389 | 73.9575 | 11988.906 | 12806.5247 | 3077.401 | 2056.0965 | 2399.8468 | 426.8064 | 464.8687 | 232.3983 | 3523.9202 | 5423.8298 | 0 | 5423.8298 | 981.7856 | 0 | 17356.4832 | 11040.5152 | 28396.9984 | 0 | 1158.0666 | 0
5351 | Commercial | CwaEgsld301 | Chilled Water Controls Optimization | 3895.0197 | 1982.1389 | 73.9575 | 11988.906 | 12806.5247 | 3077.401 | 2056.0965 | 2399.8468 | 426.8064 | 464.8687 | 232.3983 | 3523.9202 | 5423.8298 | 0 | 5423.8298 | 981.7856 | 0 | 17356.4832 | 11040.5152 | 28396.9984 | 0 | 2997.7458 | 0
5352 | Commercial | CwaNgsld301 | Chilled Water Controls Optimization | 3895.0197 | 1982.1389 | 73.9575 | 11988.906 | 12806.5247 | 3077.401 | 2056.0965 | 2399.8468 | 426.8064 | 464.8687 | 232.3983 | 3523.9202 | 5423.8298 | 0 | 5423.8298 | 981.7856 | 0 | 17356.4832 | 11040.5152 | 28396.9984 | 0 | 2997.7458 | 0
5353 | Commercial | CheNgsld303 | High Efficiency Chiller (Air Cooled, 50 tons) | 4018.1057 | 2044.7762 | 76.2946 | 12441.591 | 13290.0819 | 3169.6148 | 2121.0709 | 2477.9606 | 440.3543 | 480.0001 | 239.7752 | 3638.0901 | 5295.8238 | 0 | 5295.8238 | 365.666 | 0 | 16946.8586 | 10518.704 | 27465.5626 | 0 | 3700.1915 | 0
5354 | Commercial | CheTgsld303 | High Efficiency Chiller (Air Cooled, 50 tons) | 4018.1057 | 2044.7762 | 76.2946 | 12441.591 | 13290.0819 | 3169.6148 | 2121.0709 | 2477.9606 | 440.3543 | 480.0001 | 239.7752 | 3638.0901 | 5295.8238 | 0 | 5295.8238 | 365.666 | 0 | 16946.8586 | 10518.704 | 27465.5626 | 0 | 3700.1915 | 0
5355 | Commercial | ChoNgsld303 | High Efficiency Chiller (Air Cooled, 50 tons) | 4018.1057 | 2044.7762 | 76.2946 | 12441.591 | 13290.0819 | 3169.6148 | 2121.0709 | 2477.9606 | 440.3543 | 480.0001 | 239.7752 | 3638.0901 | 5045.8227 | 0 | 5045.8227 | 365.666 | 0 | 16053.037 | 10518.704 | 26571.741 | 0 | 3700.1915 | 0
5356 | Commercial | ChoTgsld303 | High Efficiency Chiller (Air Cooled, 50 tons) | 4018.1057 | 2044.7762 | 76.2946 | 12441.591 | 13290.0819 | 3169.6148 | 2121.0709 | 2477.9606 | 440.3543 | 480.0001 | 239.7752 | 3638.0901 | 5045.8227 | 0 | 5045.8227 | 365.666 | 0 | 16053.037 | 10518.704 | 26571.741 | 0 | 3700.1915 | 0
5357 | Commercial | CloNgsld303 | High Efficiency Chiller (Air Cooled, 50 tons) | 4018.1057 | 2044.7762 | 76.2946 | 12441.591 | 13290.0819 | 3169.6148 | 2121.0709 | 2477.9606 | 440.3543 | 480.0001 | 239.7752 | 3638.0901 | 4091.3428 | 0 | 4091.3428 | 365.666 | 0 | 12865.0734 | 10518.704 | 23383.7774 | 0 | 3700.1915 | 0
5358 | Commercial | CloTgsld303 | High Efficiency Chiller (Air Cooled, 50 tons) | 4018.1057 | 2044.7762 | 76.2946 | 12441.591 | 13290.0819 | 3169.6148 | 2121.0709 | 2477.9606 | 440.3543 | 480.0001 | 239.7752 | 3638.0901 | 4091.3428 | 0 | 4091.3428 | 365.666 | 0 | 12865.0734 | 10518.704 | 23383.7774 | 0 | 3700.1915 | 0
5359 | Commercial | CreNgsld303 | High Efficiency Chiller (Air Cooled, 50 tons) | 4018.1057 | 2044.7762 | 76.2946 | 12441.591 | 13290.0819 | 3169.6148 | 2121.0709 | 2477.9606 | 440.3543 | 480.0001 | 239.7752 | 3638.0901 | 4027.7866 | 0 | 4027.7866 | 365.666 | 0 | 12620.7625 | 10518.704 | 23139.4665 | 0 | 3700.1915 | 0
5360 | Commercial | CreTgsld303 | High Efficiency Chiller (Air Cooled, 50 tons) | 4018.1057 | 2044.7762 | 76.2946 | 12441.591 | 13290.0819 | 3169.6148 | 2121.0709 | 2477.9606 | 440.3543 | 480.0001 | 239.7752 | 3638.0901 | 4027.7866 | 0 | 4027.7866 | 365.666 | 0 | 12620.7625 | 10518.704 | 23139.4665 | 0 | 3700.1915 | 0
5361 | Commercial | CgrEgsld307 | Facility Energy Management System | 4185.3359 | 2129.8781 | 79.47 | 12959.3998 | 13843.2042 | 3301.5315 | 2209.3481 | 2581.0913 | 458.6815 | 499.9773 | 249.7544 | 3789.5045 | 8175.9495 | 0 | 8175.9495 | 417.2665 | 0 | 26982.6238 | 10518.704 | 37501.3278 | 0 | 2657.4942 | 0
5362 | Commercial | CgrNgsld307 | Facility Energy Management System | 4185.3359 | 2129.8781 | 79.47 | 12959.3998 | 13843.2042 | 3301.5315 | 2209.3481 | 2581.0913 | 458.6815 | 499.9773 | 249.7544 | 3789.5045 | 8175.9495 | 0 | 8175.9495 | 417.2665 | 0 | 26982.6238 | 10518.704 | 37501.3278 | 0 | 2657.4942 | 0
5363 | Commercial | CreEgsld307 | Facility Energy Management System | 4185.3359 | 2129.8781 | 79.47 | 12959.3998 | 13843.2042 | 3301.5315 | 2209.3481 | 2581.0913 | 458.6815 | 499.9773 | 249.7544 | 3789.5045 | 8175.9495 | 0 | 8175.9495 | 417.2665 | 0 | 26982.6238 | 10518.704 | 37501.3278 | 0 | 2749.6059 | 0
5364 | Commercial | CreNgsld307 | Facility Energy Management System | 4185.3359 | 2129.8781 | 79.47 | 12959.3998 | 13843.2042 | 3301.5315 | 2209.3481 | 2581.0913 | 458.6815 | 499.9773 | 249.7544 | 3789.5045 | 8175.9495 | 0 | 8175.9495 | 417.2665 | 0 | 26982.6238 | 10518.704 | 37501.3278 | 0 | 2749.6059 | 0
5365 | Commercial | CgrEgsld309 | Programmable Thermostat | 5395.4642 | 2745.7011 | 102.4475 | 16706.4195 | 17845.7629 | 4256.1208 | 2848.1486 | 3327.3758 | 591.3025 | 644.5383 | 321.9672 | 4885.1839 | 5496.7553 | 0 | 5496.7553 | 901.5352 | 0 | 17642.5947 | 10518.704 | 28161.2987 | 0 | 4571.3776 | 0
5366 | Commercial | CgrNgsld309 | Programmable Thermostat | 5395.4642 | 2745.7011 | 102.4475 | 16706.4195 | 17845.7629 | 4256.1208 | 2848.1486 | 3327.3758 | 591.3025 | 644.5383 | 321.9672 | 4885.1839 | 5496.7553 | 0 | 5496.7553 | 901.5352 | 0 | 17642.5947 | 10518.704 | 28161.2987 | 0 | 4571.3776 | 0
5367 | Commercial | CreEgsld309 | Programmable Thermostat | 5395.4642 | 2745.7011 | 102.4475 | 16706.4195 | 17845.7629 | 4256.1208 | 2848.1486 | 3327.3758 | 591.3025 | 644.5383 | 321.9672 | 4885.1839 | 5496.7553 | 0 | 5496.7553 | 901.5352 | 0 | 17642.5947 | 10518.704 | 28161.2987 | 0 | 5483.8659 | 0
5368 | Commercial | CreNgsld309 | Programmable Thermostat | 5395.4642 | 2745.7011 | 102.4475 | 16706.4195 | 17845.7629 | 4256.1208 | 2848.1486 | 3327.3758 | 591.3025 | 644.5383 | 321.9672 | 4885.1839 | 5496.7553 | 0 | 5496.7553 | 901.5352 | 0 | 17642.5947 | 10518.704 | 28161.2987 | 0 | 5483.8659 | 0
5369 | Commercial | CgrEgsld310 | Smart Thermostat | 5395.4642 | 2745.7011 | 102.4475 | 16706.4195 | 17845.7629 | 4256.1208 | 2848.1486 | 3327.3758 | 591.3025 | 644.5383 | 321.9672 | 4885.1839 | 5496.7553 | 0 | 5496.7553 | 521.3698 | 0 | 17642.5947 | 10518.704 | 28161.2987 | 0 | 2576.8369 | 0
5370 | Commercial | CgrNgsld310 | Smart Thermostat | 5395.4642 | 2745.7011 | 102.4475 | 16706.4195 | 17845.7629 | 4256.1208 | 2848.1486 | 3327.3758 | 591.3025 | 644.5383 | 321.9672 | 4885.1839 | 5496.7553 | 0 | 5496.7553 | 521.3698 | 0 | 17642.5947 | 10518.704 | 28161.2987 | 0 | 2576.8369 | 0
5371 | Commercial | ChoEgsld310 | Smart Thermostat | 5395.4642 | 2745.7011 | 102.4475 | 16706.4195 | 17845.7629 | 4256.1208 | 2848.1486 | 3327.3758 | 591.3025 | 644.5383 | 321.9672 | 4885.1839 | 5496.7553 | 0 | 5496.7553 | 521.3698 | 0 | 17642.5947 | 10518.704 | 28161.2987 | 0 | 5950.509 | 0
5372 | Commercial | ChoNgsld310 | Smart Thermostat | 5395.4642 | 2745.7011 | 102.4475 | 16706.4195 | 17845.7629 | 4256.1208 | 2848.1486 | 3327.3758 | 591.3025 | 644.5383 | 321.9672 | 4885.1839 | 5496.7553 | 0 | 5496.7553 | 521.3698 | 0 | 17642.5947 | 10518.704 | 28161.2987 | 0 | 5950.509 | 0
5373 | Commercial | CinEgsld310 | Smart Thermostat | 5395.4642 | 2745.7011 | 102.4475 | 16706.4195 | 17845.7629 | 4256.1208 | 2848.1486 | 3327.3758 | 591.3025 | 644.5383 | 321.9672 | 4885.1839 | 5496.7553 | 0 | 5496.7553 | 521.3698 | 0 | 17642.5947 | 10518.704 | 28161.2987 | 0 | 5427.4155 | 0
5374 | Commercial | CinNgsld310 | Smart Thermostat | 5395.4642 | 2745.7011 | 102.4475 | 16706.4195 | 17845.7629 | 4256.1208 | 2848.1486 | 3327.3758 | 591.3025 | 644.5383 | 321.9672 | 4885.1839 | 5496.7553 | 0 | 5496.7553 | 521.3698 | 0 | 17642.5947 | 10518.704 | 28161.2987 | 0 | 5427.4155 | 0
5375 | Commercial | CofEgsld310 | Smart Thermostat | 5395.4642 | 2745.7011 | 102.4475 | 16706.4195 | 17845.7629 | 4256.1208 | 2848.1486 | 3327.3758 | 591.3025 | 644.5383 | 321.9672 | 4885.1839 | 5496.7553 | 0 | 5496.7553 | 521.3698 | 0 | 17642.5947 | 10518.704 | 28161.2987 | 0 | 5823.8924 | 0
5376 | Commercial | CofNgsld310 | Smart Thermostat | 5395.4642 | 2745.7011 | 102.4475 | 16706.4195 | 17845.7629 | 4256.1208 | 2848.1486 | 3327.3758 | 591.3025 | 644.5383 | 321.9672 | 4885.1839 | 5496.7553 | 0 | 5496.7553 | 521.3698 | 0 | 17642.5947 | 10518.704 | 28161.2987 | 0 | 5823.8924 | 0
5377 | Commercial | CreEgsld310 | Smart Thermostat | 5395.4642 | 2745.7011 | 102.4475 | 16706.4195 | 17845.7629 | 4256.1208 | 2848.1486 | 3327.3758 | 591.3025 | 644.5383 | 321.9672 | 4885.1839 | 5496.7553 | 0 | 5496.7553 | 521.3698 | 0 | 17642.5947 | 10518.704 | 28161.2987 | 0 | 3091.1969 | 0
5378 | Commercial | CreNgsld310 | Smart Thermostat | 5395.4642 | 2745.7011 | 102.4475 | 16706.4195 | 17845.7629 | 4256.1208 | 2848.1486 | 3327.3758 | 591.3025 | 644.5383 | 321.9672 | 4885.1839 | 5496.7553 | 0 | 5496.7553 | 521.3698 | 0 | 17642.5947 | 10518.704 | 28161.2987 | 0 | 3091.1969 | 0
5379 | Commercial | CheEgsld312 | HVAC tune-up | 3977.7776 | 2024.2537 | 75.5289 | 12243.6357 | 13078.6265 | 3142.7869 | 2099.7826 | 2450.8366 | 435.8749 | 474.7458 | 237.3361 | 3598.7934 | 6217.1675 | 0 | 6217.1675 | 1710.9354 | 0 | 20047.8895 | 11040.5152 | 31088.4047 | 0 | 7176.8677 | 0
5380 | Commercial | CheNgsld312 | HVAC tune-up | 3977.7776 | 2024.2537 | 75.5289 | 12243.6357 | 13078.6265 | 3142.7869 | 2099.7826 | 2450.8366 | 435.8749 | 474.7458 | 237.3361 | 3598.7934 | 6217.1675 | 0 | 6217.1675 | 1710.9354 | 0 | 20047.8895 | 11040.5152 | 31088.4047 | 0 | 7176.8677 | 0
5381 | Commercial | ChoEgsld312 | HVAC tune-up | 4126.6239 | 2100.0002 | 78.3552 | 12701.786 | 13568.0216 | 3260.3883 | 2178.3553 | 2542.5456 | 452.1851 | 492.5105 | 246.2171 | 3733.4583 | 5796.3833 | 0 | 5796.3833 | 1710.9354 | 0 | 18631.0865 | 11040.5152 | 29671.6018 | 0 | 7041.0337 | 0
5382 | Commercial | ChoNgsld312 | HVAC tune-up | 4126.6239 | 2100.0002 | 78.3552 | 12701.786 | 13568.0216 | 3260.3883 | 2178.3553 | 2542.5456 | 452.1851 | 492.5105 | 246.2171 | 3733.4583 | 5796.3833 | 0 | 5796.3833 | 1710.9354 | 0 | 18631.0865 | 11040.5152 | 29671.6018 | 0 | 7041.0337 | 0
5383 | Commercial | CloEgsld312 | HVAC tune-up | 3977.7776 | 2024.2537 | 75.5289 | 12243.6357 | 13078.6265 | 3142.7869 | 2099.7826 | 2450.8366 | 435.8749 | 474.7458 | 237.3361 | 3598.7934 | 6217.1675 | 0 | 6217.1675 | 1710.9354 | 0 | 20047.8895 | 11040.5152 | 31088.4047 | 0 | 9453.9188 | 0
5384 | Commercial | CloNgsld312 | HVAC tune-up | 3977.7776 | 2024.2537 | 75.5289 | 12243.6357 | 13078.6265 | 3142.7869 | 2099.7826 | 2450.8366 | 435.8749 | 474.7458 | 237.3361 | 3598.7934 | 6217.1675 | 0 | 6217.1675 | 1710.9354 | 0 | 20047.8895 | 11040.5152 | 31088.4047 | 0 | 9453.9188 | 0
5385 | Commercial | CheEgsld313 | HVAC tune-up_RTU | 3954.1745 | 2012.2423 | 75.0807 | 12243.6357 | 13078.6265 | 3119.1838 | 2087.323 | 2438.5343 | 433.3479 | 472.3629 | 235.9602 | 3580.2053 | 6217.1675 | 0 | 6217.1675 | 989.4566 | 0 | 20047.8895 | 10518.704 | 30566.5935 | 0 | 9569.1567 | 0
5386 | Commercial | CheNgsld313 | HVAC tune-up_RTU | 3954.1745 | 2012.2423 | 75.0807 | 12243.6357 | 13078.6265 | 3119.1838 | 2087.323 | 2438.5343 | 433.3479 | 472.3629 | 235.9602 | 3580.2053 | 6217.1675 | 0 | 6217.1675 | 989.4566 | 0 | 20047.8895 | 10518.704 | 30566.5935 | 0 | 9569.1567 | 0
5387 | Commercial | ChoEgsld313 | HVAC tune-up_RTU | 4102.1376 | 2087.5393 | 77.8902 | 12701.786 | 13568.0216 | 3235.9019 | 2165.4295 | 2529.783 | 449.5636 | 490.0385 | 244.7897 | 3714.1747 | 5796.3833 | 0 | 5796.3833 | 989.4566 | 0 | 18631.0865 | 10518.704 | 29149.7905 | 0 | 9388.0453 | 0
5388 | Commercial | ChoNgsld313 | HVAC tune-up_RTU | 4102.1376 | 2087.5393 | 77.8902 | 12701.786 | 13568.0216 | 3235.9019 | 2165.4295 | 2529.783 | 449.5636 | 490.0385 | 244.7897 | 3714.1747 | 5796.3833 | 0 | 5796.3833 | 989.4566 | 0 | 18631.0865 | 10518.704 | 29149.7905 | 0 | 9388.0453 | 0
5389 | Commercial | CofEgsld319 | Duct Sealing Repair | 6622.1029 | 3369.926 | 125.7386 | 19478.657 | 20807.0613 | 5293.6986 | 3495.6646 | 4051.0796 | 724.8617 | 784.7231 | 394.6909 | 5955.3554 | 10605.0236 | 0 | 10605.0236 | 721.5234 | 0 | 35739.249 | 10617.8427 | 46357.0917 | 0 | 3903.5802 | 0
5390 | Commercial | CreEgsld319 | Duct Sealing Repair | 6622.1029 | 3369.926 | 125.7386 | 19478.657 | 20807.0613 | 5293.6986 | 3495.6646 | 4051.0796 | 724.8617 | 784.7231 | 394.6909 | 5955.3554 | 10605.0236 | 0 | 10605.0236 | 721.5234 | 0 | 35739.249 | 10617.8427 | 46357.0917 | 0 | 1703.3892 | 0
5391 | Commercial | CasNgsld322 | High Efficiency PTAC | 4075.1171 | 2073.7888 | 77.3772 | 11986.7978 | 12804.2727 | 3257.6422 | 2151.166 | 2492.9579 | 446.0662 | 482.9038 | 242.8853 | 3664.8133 | 4475.9214 | 0 | 4475.9214 | 660.672 | 0 | 14153.1518 | 10617.8427 | 24770.9946 | 0 | 2360.4283 | 0
5392 | Commercial | CasTgsld322 | High Efficiency PTAC | 4075.1171 | 2073.7888 | 77.3772 | 11986.7978 | 12804.2727 | 3257.6422 | 2151.166 | 2492.9579 | 446.0662 | 482.9038 | 242.8853 | 3664.8133 | 4475.9214 | 0 | 4475.9214 | 660.672 | 0 | 14153.1518 | 10617.8427 | 24770.9946 | 0 | 2360.4283 | 0
5393 | Commercial | CcoNgsld322 | High Efficiency PTAC | 4075.1171 | 2073.7888 | 77.3772 | 11986.7978 | 12804.2727 | 3257.6422 | 2151.166 | 2492.9579 | 446.0662 | 482.9038 | 242.8853 | 3664.8133 | 7514.0017 | 0 | 7514.0017 | 660.672 | 0 | 24652.4944 | 10617.8427 | 35270.3372 | 0 | 3706.0056 | 0
5394 | Commercial | CcoTgsld322 | High Efficiency PTAC | 4075.1171 | 2073.7888 | 77.3772 | 11986.7978 | 12804.2727 | 3257.6422 | 2151.166 | 2492.9579 | 446.0662 | 482.9038 | 242.8853 | 3664.8133 | 7514.0017 | 0 | 7514.0017 | 660.672 | 0 | 24652.4944 | 10617.8427 | 35270.3372 | 0 | 3706.0056 | 0
5395 | Commercial | CgrNgsld322 | High Efficiency PTAC | 4075.1171 | 2073.7888 | 77.3772 | 11986.7978 | 12804.2727 | 3257.6422 | 2151.166 | 2492.9579 | 446.0662 | 482.9038 | 242.8853 | 3664.8133 | 4475.9214 | 0 | 4475.9214 | 660.672 | 0 | 14153.1518 | 10617.8427 | 24770.9946 | 0 | 4272.9636 | 0
5396 | Commercial | CgrTgsld322 | High Efficiency PTAC | 4075.1171 | 2073.7888 | 77.3772 | 11986.7978 | 12804.2727 | 3257.6422 | 2151.166 | 2492.9579 | 446.0662 | 482.9038 | 242.8853 | 3664.8133 | 4475.9214 | 0 | 4475.9214 | 660.672 | 0 | 14153.1518 | 10617.8427 | 24770.9946 | 0 | 4272.9636 | 0
5397 | Commercial | CheNgsld322 | High Efficiency PTAC | 4075.1171 | 2073.7888 | 77.3772 | 11986.7978 | 12804.2727 | 3257.6422 | 2151.166 | 2492.9579 | 446.0662 | 482.9038 | 242.8853 | 3664.8133 | 4475.9214 | 0 | 4475.9214 | 660.672 | 0 | 14153.1518 | 10617.8427 | 24770.9946 | 0 | 1084.7679 | 0
5398 | Commercial | CheTgsld322 | High Efficiency PTAC | 4075.1171 | 2073.7888 | 77.3772 | 11986.7978 | 12804.2727 | 3257.6422 | 2151.166 | 2492.9579 | 446.0662 | 482.9038 | 242.8853 | 3664.8133 | 4475.9214 | 0 | 4475.9214 | 660.672 | 0 | 14153.1518 | 10617.8427 | 24770.9946 | 0 | 1084.7679 | 0
5399 | Commercial | ChoNgsld322 | High Efficiency PTAC | 4075.1171 | 2073.7888 | 77.3772 | 11986.7978 | 12804.2727 | 3257.6422 | 2151.166 | 2492.9579 | 446.0662 | 482.9038 | 242.8853 | 3664.8133 | 7514.0017 | 0 | 7514.0017 | 660.672 | 0 | 24652.4944 | 10617.8427 | 35270.3372 | 0 | 1994.695 | 0
5400 | Commercial | ChoTgsld322 | High Efficiency PTAC | 4075.1171 | 2073.7888 | 77.3772 | 11986.7978 | 12804.2727 | 3257.6422 | 2151.166 | 2492.9579 | 446.0662 | 482.9038 | 242.8853 | 3664.8133 | 7514.0017 | 0 | 7514.0017 | 660.672 | 0 | 24652.4944 | 10617.8427 | 35270.3372 | 0 | 1994.695 | 0
5401 | Commercial | CinNgsld322 | High Efficiency PTAC | 4075.1171 | 2073.7888 | 77.3772 | 11986.7978 | 12804.2727 | 3257.6422 | 2151.166 | 2492.9579 | 446.0662 | 482.9038 | 242.8853 | 3664.8133 | 4475.9214 | 0 | 4475.9214 | 660.672 | 0 | 14153.1518 | 10617.8427 | 24770.9946 | 0 | 4369.8012 | 0
5402 | Commercial | CinTgsld322 | High Efficiency PTAC | 4075.1171 | 2073.7888 | 77.3772 | 11986.7978 | 12804.2727 | 3257.6422 | 2151.166 | 2492.9579 | 446.0662 | 482.9038 | 242.8853 | 3664.8133 | 4475.9214 | 0 | 4475.9214 | 660.672 | 0 | 14153.1518 | 10617.8427 | 24770.9946 | 0 | 4369.8012 | 0
5403 | Commercial | CloNgsld322 | High Efficiency PTAC | 4075.1171 | 2073.7888 | 77.3772 | 11986.7978 | 12804.2727 | 3257.6422 | 2151.166 | 2492.9579 | 446.0662 | 482.9038 | 242.8853 | 3664.8133 | 4475.9214 | 0 | 4475.9214 | 660.672 | 0 | 14153.1518 | 10617.8427 | 24770.9946 | 0 | 1428.9393 | 0
5404 | Commercial | CloTgsld322 | High Efficiency PTAC | 4075.1171 | 2073.7888 | 77.3772 | 11986.7978 | 12804.2727 | 3257.6422 | 2151.166 | 2492.9579 | 446.0662 | 482.9038 | 242.8853 | 3664.8133 | 4475.9214 | 0 | 4475.9214 | 660.672 | 0 | 14153.1518 | 10617.8427 | 24770.9946 | 0 | 1428.9393 | 0
5405 | Commercial | CofNgsld322 | High Efficiency PTAC | 4075.1171 | 2073.7888 | 77.3772 | 11986.7978 | 12804.2727 | 3257.6422 | 2151.166 | 2492.9579 | 446.0662 | 482.9038 | 242.8853 | 3664.8133 | 5315.137 | 0 | 5315.137 | 660.672 | 0 | 17008.6616 | 10617.8427 | 27626.5043 | 0 | 2520.407 | 0
5406 | Commercial | CofTgsld322 | High Efficiency PTAC | 4075.1171 | 2073.7888 | 77.3772 | 11986.7978 | 12804.2727 | 3257.6422 | 2151.166 | 2492.9579 | 446.0662 | 482.9038 | 242.8853 | 3664.8133 | 5315.137 | 0 | 5315.137 | 660.672 | 0 | 17008.6616 | 10617.8427 | 27626.5043 | 0 | 2520.407 | 0
5407 | Commercial | CreNgsld322 | High Efficiency PTAC | 4075.1171 | 2073.7888 | 77.3772 | 11986.7978 | 12804.2727 | 3257.6422 | 2151.166 | 2492.9579 | 446.0662 | 482.9038 | 242.8853 | 3664.8133 | 4475.9214 | 0 | 4475.9214 | 660.672 | 0 | 14153.1518 | 10617.8427 | 24770.9946 | 0 | 1456.6005 | 0
5408 | Commercial | CreTgsld322 | High Efficiency PTAC | 4075.1171 | 2073.7888 | 77.3772 | 11986.7978 | 12804.2727 | 3257.6422 | 2151.166 | 2492.9579 | 446.0662 | 482.9038 | 242.8853 | 3664.8133 | 4475.9214 | 0 | 4475.9214 | 660.672 | 0 | 14153.1518 | 10617.8427 | 24770.9946 | 0 | 1456.6005 | 0
5409 | Commercial | CrtNgsld322 | High Efficiency PTAC | 4075.1171 | 2073.7888 | 77.3772 | 11986.7978 | 12804.2727 | 3257.6422 | 2151.166 | 2492.9579 | 446.0662 | 482.9038 | 242.8853 | 3664.8133 | 4475.9214 | 0 | 4475.9214 | 660.672 | 0 | 14153.1518 | 10617.8427 | 24770.9946 | 0 | 1858.4817 | 0
5410 | Commercial | CrtTgsld322 | High Efficiency PTAC | 4075.1171 | 2073.7888 | 77.3772 | 11986.7978 | 12804.2727 | 3257.6422 | 2151.166 | 2492.9579 | 446.0662 | 482.9038 | 242.8853 | 3664.8133 | 4475.9214 | 0 | 4475.9214 | 660.672 | 0 | 14153.1518 | 10617.8427 | 24770.9946 | 0 | 1858.4817 | 0
5411 | Commercial | CscNgsld322 | High Efficiency PTAC | 4075.1171 | 2073.7888 | 77.3772 | 11986.7978 | 12804.2727 | 3257.6422 | 2151.166 | 2492.9579 | 446.0662 | 482.9038 | 242.8853 | 3664.8133 | 4475.9214 | 0 | 4475.9214 | 660.672 | 0 | 14153.1518 | 10617.8427 | 24770.9946 | 0 | 2137.9624 | 0
5412 | Commercial | CscTgsld322 | High Efficiency PTAC | 4075.1171 | 2073.7888 | 77.3772 | 11986.7978 | 12804.2727 | 3257.6422 | 2151.166 | 2492.9579 | 446.0662 | 482.9038 | 242.8853 | 3664.8133 | 4475.9214 | 0 | 4475.9214 | 660.672 | 0 | 14153.1518 | 10617.8427 | 24770.9946 | 0 | 2137.9624 | 0
5413 | Commercial | CasNgsld323 | High Efficiency PTHP | 3894.5864 | 1981.9184 | 73.9493 | 11987.5723 | 12805.1 | 3077.0586 | 2055.8677 | 2399.5798 | 426.759 | 464.817 | 232.3724 | 3523.5282 | 4477.2289 | 0 | 4477.2289 | 721.5234 | 0 | 14157.2863 | 11040.5152 | 25197.8015 | 0 | 2352.7561 | 0
5414 | Commercial | CasTgsld323 | High Efficiency PTHP | 3894.5864 | 1981.9184 | 73.9493 | 11987.5723 | 12805.1 | 3077.0586 | 2055.8677 | 2399.5798 | 426.759 | 464.817 | 232.3724 | 3523.5282 | 4477.2289 | 0 | 4477.2289 | 721.5234 | 0 | 14157.2863 | 11040.5152 | 25197.8015 | 0 | 2352.7561 | 0
5415 | Commercial | CcoNgsld323 | High Efficiency PTHP | 4102.1335 | 2087.5372 | 77.8901 | 12626.4042 | 13487.4989 | 3241.0387 | 2165.4274 | 2527.4563 | 449.5015 | 489.5876 | 244.7558 | 3711.3012 | 7543.6628 | 0 | 7543.6628 | 721.5234 | 0 | 24749.8086 | 11040.5152 | 35790.3239 | 0 | 3708.754 | 0
5416 | Commercial | CcoTgsld323 | High Efficiency PTHP | 4102.1335 | 2087.5372 | 77.8901 | 12626.4042 | 13487.4989 | 3241.0387 | 2165.4274 | 2527.4563 | 449.5015 | 489.5876 | 244.7558 | 3711.3012 | 7543.6628 | 0 | 7543.6628 | 721.5234 | 0 | 24749.8086 | 11040.5152 | 35790.3239 | 0 | 3708.754 | 0
5417 | Commercial | CgrNgsld323 | High Efficiency PTHP | 3894.5864 | 1981.9184 | 73.9493 | 11987.5723 | 12805.1 | 3077.0586 | 2055.8677 | 2399.5798 | 426.759 | 464.817 | 232.3724 | 3523.5282 | 4477.2289 | 0 | 4477.2289 | 721.5234 | 0 | 14157.2863 | 11040.5152 | 25197.8015 | 0 | 4227.432 | 0
5418 | Commercial | CgrTgsld323 | High Efficiency PTHP | 3894.5864 | 1981.9184 | 73.9493 | 11987.5723 | 12805.1 | 3077.0586 | 2055.8677 | 2399.5798 | 426.759 | 464.817 | 232.3724 | 3523.5282 | 4477.2289 | 0 | 4477.2289 | 721.5234 | 0 | 14157.2863 | 11040.5152 | 25197.8015 | 0 | 4227.432 | 0
5419 | Commercial | CheNgsld323 | High Efficiency PTHP | 3894.5864 | 1981.9184 | 73.9493 | 11987.5723 | 12805.1 | 3077.0586 | 2055.8677 | 2399.5798 | 426.759 | 464.817 | 232.3724 | 3523.5282 | 4477.2289 | 0 | 4477.2289 | 721.5234 | 0 | 14157.2863 | 11040.5152 | 25197.8015 | 0 | 1082.3129 | 0
5420 | Commercial | CheTgsld323 | High Efficiency PTHP | 3894.5864 | 1981.9184 | 73.9493 | 11987.5723 | 12805.1 | 3077.0586 | 2055.8677 | 2399.5798 | 426.759 | 464.817 | 232.3724 | 3523.5282 | 4477.2289 | 0 | 4477.2289 | 721.5234 | 0 | 14157.2863 | 11040.5152 | 25197.8015 | 0 | 1082.3129 | 0
5421 | Commercial | ChoNgsld323 | High Efficiency PTHP | 4102.1335 | 2087.5372 | 77.8901 | 12626.4042 | 13487.4989 | 3241.0387 | 2165.4274 | 2527.4563 | 449.5015 | 489.5876 | 244.7558 | 3711.3012 | 7543.6628 | 0 | 7543.6628 | 721.5234 | 0 | 24749.8086 | 11040.5152 | 35790.3239 | 0 | 1996.428 | 0
5422 | Commercial | ChoTgsld323 | High Efficiency PTHP | 4102.1335 | 2087.5372 | 77.8901 | 12626.4042 | 13487.4989 | 3241.0387 | 2165.4274 | 2527.4563 | 449.5015 | 489.5876 | 244.7558 | 3711.3012 | 7543.6628 | 0 | 7543.6628 | 721.5234 | 0 | 24749.8086 | 11040.5152 | 35790.3239 | 0 | 1996.428 | 0
5423 | Commercial | CinNgsld323 | High Efficiency PTHP | 3894.5864 | 1981.9184 | 73.9493 | 11987.5723 | 12805.1 | 3077.0586 | 2055.8677 | 2399.5798 | 426.759 | 464.817 | 232.3724 | 3523.5282 | 4477.2289 | 0 | 4477.2289 | 721.5234 | 0 | 14157.2863 | 11040.5152 | 25197.8015 | 0 | 4346.143 | 0
5424 | Commercial | CinTgsld323 | High Efficiency PTHP | 3894.5864 | 1981.9184 | 73.9493 | 11987.5723 | 12805.1 | 3077.0586 | 2055.8677 | 2399.5798 | 426.759 | 464.817 | 232.3724 | 3523.5282 | 4477.2289 | 0 | 4477.2289 | 721.5234 | 0 | 14157.2863 | 11040.5152 | 25197.8015 | 0 | 4346.143 | 0
5425 | Commercial | CloNgsld323 | High Efficiency PTHP | 3894.5864 | 1981.9184 | 73.9493 | 11987.5723 | 12805.1 | 3077.0586 | 2055.8677 | 2399.5798 | 426.759 | 464.817 | 232.3724 | 3523.5282 | 4477.2289 | 0 | 4477.2289 | 721.5234 | 0 | 14157.2863 | 11040.5152 | 25197.8015 | 0 | 1426.1166 | 0
5426 | Commercial | CloTgsld323 | High Efficiency PTHP | 3894.5864 | 1981.9184 | 73.9493 | 11987.5723 | 12805.1 | 3077.0586 | 2055.8677 | 2399.5798 | 426.759 | 464.817 | 232.3724 | 3523.5282 | 4477.2289 | 0 | 4477.2289 | 721.5234 | 0 | 14157.2863 | 11040.5152 | 25197.8015 | 0 | 1426.1166 | 0
5427 | Commercial | CmiNgsld323 | High Efficiency PTHP | 3894.5864 | 1981.9184 | 73.9493 | 11987.5723 | 12805.1 | 3077.0586 | 2055.8677 | 2399.5798 | 426.759 | 464.817 | 232.3724 | 3523.5282 | 4477.2289 | 0 | 4477.2289 | 721.5234 | 0 | 14157.2863 | 11040.5152 | 25197.8015 | 0 | 4212.5746 | 0
5428 | Commercial | CmiTgsld323 | High Efficiency PTHP | 3894.5864 | 1981.9184 | 73.9493 | 11987.5723 | 12805.1 | 3077.0586 | 2055.8677 | 2399.5798 | 426.759 | 464.817 | 232.3724 | 3523.5282 | 4477.2289 | 0 | 4477.2289 | 721.5234 | 0 | 14157.2863 | 11040.5152 | 25197.8015 | 0 | 4212.5746 | 0
5429 | Commercial | CofNgsld323 | High Efficiency PTHP | 3894.5864 | 1981.9184 | 73.9493 | 11987.5723 | 12805.1 | 3077.0586 | 2055.8677 | 2399.5798 | 426.759 | 464.817 | 232.3724 | 3523.5282 | 4477.2289 | 0 | 4477.2289 | 721.5234 | 0 | 14157.2863 | 11040.5152 | 25197.8015 | 0 | 2094.018 | 0
5430 | Commercial | CofTgsld323 | High Efficiency PTHP | 3894.5864 | 1981.9184 | 73.9493 | 11987.5723 | 12805.1 | 3077.0586 | 2055.8677 | 2399.5798 | 426.759 | 464.817 | 232.3724 | 3523.5282 | 4477.2289 | 0 | 4477.2289 | 721.5234 | 0 | 14157.2863 | 11040.5152 | 25197.8015 | 0 | 2094.018 | 0
5431 | Commercial | CreNgsld323 | High Efficiency PTHP | 3894.5864 | 1981.9184 | 73.9493 | 11987.5723 | 12805.1 | 3077.0586 | 2055.8677 | 2399.5798 | 426.759 | 464.817 | 232.3724 | 3523.5282 | 4477.2289 | 0 | 4477.2289 | 721.5234 | 0 | 14157.2863 | 11040.5152 | 25197.8015 | 0 | 1445.3357 | 0
5432 | Commercial | CreTgsld323 | High Efficiency PTHP | 3894.5864 | 1981.9184 | 73.9493 | 11987.5723 | 12805.1 | 3077.0586 | 2055.8677 | 2399.5798 | 426.759 | 464.817 | 232.3724 | 3523.5282 | 4477.2289 | 0 | 4477.2289 | 721.5234 | 0 | 14157.2863 | 11040.5152 | 25197.8015 | 0 | 1445.3357 | 0
5433 | Commercial | CrtNgsld323 | High Efficiency PTHP | 3894.5864 | 1981.9184 | 73.9493 | 11987.5723 | 12805.1 | 3077.0586 | 2055.8677 | 2399.5798 | 426.759 | 464.817 | 232.3724 | 3523.5282 | 4477.2289 | 0 | 4477.2289 | 721.5234 | 0 | 14157.2863 | 11040.5152 | 25197.8015 | 0 | 1847.075 | 0
5434 | Commercial | CrtTgsld323 | High Efficiency PTHP | 3894.5864 | 1981.9184 | 73.9493 | 11987.5723 | 12805.1 | 3077.0586 | 2055.8677 | 2399.5798 | 426.759 | 464.817 | 232.3724 | 3523.5282 | 4477.2289 | 0 | 4477.2289 | 721.5234 | 0 | 14157.2863 | 11040.5152 | 25197.8015 | 0 | 1847.075 | 0
5435 | Commercial | CscNgsld323 | High Efficiency PTHP | 3894.5864 | 1981.9184 | 73.9493 | 11987.5723 | 12805.1 | 3077.0586 | 2055.8677 | 2399.5798 | 426.759 | 464.817 | 232.3724 | 3523.5282 | 4477.2289 | 0 | 4477.2289 | 721.5234 | 0 | 14157.2863 | 11040.5152 | 25197.8015 | 0 | 2124.0371 | 0
5436 | Commercial | CscTgsld323 | High Efficiency PTHP | 3894.5864 | 1981.9184 | 73.9493 | 11987.5723 | 12805.1 | 3077.0586 | 2055.8677 | 2399.5798 | 426.759 | 464.817 | 232.3724 | 3523.5282 | 4477.2289 | 0 | 4477.2289 | 721.5234 | 0 | 14157.2863 | 11040.5152 | 25197.8015 | 0 | 2124.0371 | 0
5437 | Commercial | CcoEgsld329 | VAV System | 4577.2188 | 2329.3037 | 86.9109 | 14133.4948 | 15097.37 | 3613.3436 | 2416.2146 | 2821.5553 | 501.5968 | 546.5569 | 273.122 | 4142.8311 | 7540.7139 | 0 | 7540.7139 | 981.7856 | 0 | 24740.1336 | 14872.023 | 39612.1566 | 0 | 3002.8771 | 0
5438 | Commercial | CcoNgsld329 | VAV System | 4577.2188 | 2329.3037 | 86.9109 | 14133.4948 | 15097.37 | 3613.3436 | 2416.2146 | 2821.5553 | 501.5968 | 546.5569 | 273.122 | 4142.8311 | 7540.7139 | 0 | 7540.7139 | 981.7856 | 0 | 24740.1336 | 14872.023 | 39612.1566 | 0 | 3002.8771 | 0
5439 | Commercial | CheEgsld329 | VAV System | 4577.2188 | 2329.3037 | 86.9109 | 14133.4948 | 15097.37 | 3613.3436 | 2416.2146 | 2821.5553 | 501.5968 | 546.5569 | 273.122 | 4142.8311 | 7540.7139 | 0 | 7540.7139 | 981.7856 | 0 | 24740.1336 | 14872.023 | 39612.1566 | 0 | 3002.8771 | 0
5440 | Commercial | CheNgsld329 | VAV System | 4577.2188 | 2329.3037 | 86.9109 | 14133.4948 | 15097.37 | 3613.3436 | 2416.2146 | 2821.5553 | 501.5968 | 546.5569 | 273.122 | 4142.8311 | 7540.7139 | 0 | 7540.7139 | 981.7856 | 0 | 24740.1336 | 14872.023 | 39612.1566 | 0 | 3002.8771 | 0
5441 | Commercial | ChoEgsld329 | VAV System | 4577.2188 | 2329.3037 | 86.9109 | 14133.4948 | 15097.37 | 3613.3436 | 2416.2146 | 2821.5553 | 501.5968 | 546.5569 | 273.122 | 4142.8311 | 7540.7139 | 0 | 7540.7139 | 981.7856 | 0 | 24740.1336 | 14872.023 | 39612.1566 | 0 | 3002.8771 | 0
5442 | Commercial | ChoNgsld329 | VAV System | 4577.2188 | 2329.3037 | 86.9109 | 14133.4948 | 15097.37 | 3613.3436 | 2416.2146 | 2821.5553 | 501.5968 | 546.5569 | 273.122 | 4142.8311 | 7540.7139 | 0 | 7540.7139 | 981.7856 | 0 | 24740.1336 | 14872.023 | 39612.1566 | 0 | 3002.8771 | 0
5443 | Commercial | CinEgsld329 | VAV System | 4577.2188 | 2329.3037 | 86.9109 | 14133.4948 | 15097.37 | 3613.3436 | 2416.2146 | 2821.5553 | 501.5968 | 546.5569 | 273.122 | 4142.8311 | 7540.7139 | 0 | 7540.7139 | 981.7856 | 0 | 24740.1336 | 14872.023 | 39612.1566 | 0 | 3002.8771 | 0
5444 | Commercial | CinNgsld329 | VAV System | 4577.2188 | 2329.3037 | 86.9109 | 14133.4948 | 15097.37 | 3613.3436 | 2416.2146 | 2821.5553 | 501.5968 | 546.5569 | 273.122 | 4142.8311 | 7540.7139 | 0 | 7540.7139 | 981.7856 | 0 | 24740.1336 | 14872.023 | 39612.1566 | 0 | 3002.8771 | 0
5445 | Commercial | CofEgsld329 | VAV System | 4577.2188 | 2329.3037 | 86.9109 | 14133.4948 | 15097.37 | 3613.3436 | 2416.2146 | 2821.5553 | 501.5968 | 546.5569 | 273.122 | 4142.8311 | 7540.7139 | 0 | 7540.7139 | 981.7856 | 0 | 24740.1336 | 14872.023 | 39612.1566 | 0 | 3002.8771 | 0
5446 | Commercial | CofNgsld329 | VAV System | 4577.2188 | 2329.3037 | 86.9109 | 14133.4948 | 15097.37 | 3613.3436 | 2416.2146 | 2821.5553 | 501.5968 | 546.5569 | 273.122 | 4142.8311 | 7540.7139 | 0 | 7540.7139 | 981.7856 | 0 | 24740.1336 | 14872.023 | 39612.1566 | 0 | 3002.8771 | 0
5447 | Commercial | CscEgsld329 | VAV System | 4577.2188 | 2329.3037 | 86.9109 | 14133.4948 | 15097.37 | 3613.3436 | 2416.2146 | 2821.5553 | 501.5968 | 546.5569 | 273.122 | 4142.8311 | 7540.7139 | 0 | 7540.7139 | 981.7856 | 0 | 24740.1336 | 14872.023 | 39612.1566 | 0 | 3002.8771 | 0
5448 | Commercial | CscNgsld329 | VAV System | 4577.2188 | 2329.3037 | 86.9109 | 14133.4948 | 15097.37 | 3613.3436 | 2416.2146 | 2821.5553 | 501.5968 | 546.5569 | 273.122 | 4142.8311 | 7540.7139 | 0 | 7540.7139 | 981.7856 | 0 | 24740.1336 | 14872.023 | 39612.1566 | 0 | 3002.8771 | 0
5449 | Commercial | CasNgsld408 | LED Parking Lighting | 0 | 0 | 0 | 0 | 0 | 0 | 0 | 0 | 0 | 0 | 0 | 0 | 6777.5561 | 0 | 6777.5561 | 382.3619 | 0 | 23765.5372 | 10518.704 | 34284.2412 | 0 | 1289.2765 | 0
5450 | Commercial | CasTgsld408 | LED Parking Lighting | 0 | 0 | 0 | 0 | 0 | 0 | 0 | 0 | 0 | 0 | 0 | 0 | 6777.5561 | 0 | 6777.5561 | 382.3619 | 0 | 23765.5372 | 10518.704 | 34284.2412 | 0 | 1289.2765 | 0
5451 | Commercial | CcoNgsld408 | LED Parking Lighting | 0 | 0 | 0 | 0 | 0 | 0 | 0 | 0 | 0 | 0 | 0 | 0 | 6777.5561 | 0 | 6777.5561 | 382.3619 | 0 | 23765.5372 | 10518.704 | 34284.2412 | 0 | 1289.2765 | 0
5452 | Commercial | CcoTgsld408 | LED Parking Lighting | 0 | 0 | 0 | 0 | 0 | 0 | 0 | 0 | 0 | 0 | 0 | 0 | 6777.5561 | 0 | 6777.5561 | 382.3619 | 0 | 23765.5372 | 10518.704 | 34284.2412 | 0 | 1289.2765 | 0
5453 | Commercial | CgrNgsld408 | LED Parking Lighting | 0 | 0 | 0 | 0 | 0 | 0 | 0 | 0 | 0 | 0 | 0 | 0 | 6777.5561 | 0 | 6777.5561 | 382.3619 | 0 | 23765.5372 | 10518.704 | 34284.2412 | 0 | 1289.2765 | 0
5454 | Commercial | CgrTgsld408 | LED Parking Lighting | 0 | 0 | 0 | 0 | 0 | 0 | 0 | 0 | 0 | 0 | 0 | 0 | 6777.5561 | 0 | 6777.5561 | 382.3619 | 0 | 23765.5372 | 10518.704 | 34284.2412 | 0 | 1289.2765 | 0
5455 | Commercial | CheNgsld408 | LED Parking Lighting | 0 | 0 | 0 | 0 | 0 | 0 | 0 | 0 | 0 | 0 | 0 | 0 | 6777.5561 | 0 | 6777.5561 | 382.3619 | 0 | 23765.5372 | 10518.704 | 34284.2412 | 0 | 1289.2765 | 0
5456 | Commercial | CheTgsld408 | LED Parking Lighting | 0 | 0 | 0 | 0 | 0 | 0 | 0 | 0 | 0 | 0 | 0 | 0 | 6777.5561 | 0 | 6777.5561 | 382.3619 | 0 | 23765.5372 | 10518.704 | 34284.2412 | 0 | 1289.2765 | 0
5457 | Commercial | ChoNgsld408 | LED Parking Lighting | 0 | 0 | 0 | 0 | 0 | 0 | 0 | 0 | 0 | 0 | 0 | 0 | 6777.5561 | 0 | 6777.5561 | 382.3619 | 0 | 23765.5372 | 10518.704 | 34284.2412 | 0 | 1289.2765 | 0
5458 | Commercial | ChoTgsld408 | LED Parking Lighting | 0 | 0 | 0 | 0 | 0 | 0 | 0 | 0 | 0 | 0 | 0 | 0 | 6777.5561 | 0 | 6777.5561 | 382.3619 | 0 | 23765.5372 | 10518.704 | 34284.2412 | 0 | 1289.2765 | 0
5459 | Commercial | CinNgsld408 | LED Parking Lighting | 0 | 0 | 0 | 0 | 0 | 0 | 0 | 0 | 0 | 0 | 0 | 0 | 6777.5561 | 0 | 6777.5561 | 382.3619 | 0 | 23765.5372 | 10518.704 | 34284.2412 | 0 | 1289.2765 | 0
5460 | Commercial | CinTgsld408 | LED Parking Lighting | 0 | 0 | 0 | 0 | 0 | 0 | 0 | 0 | 0 | 0 | 0 | 0 | 6777.5561 | 0 | 6777.5561 | 382.3619 | 0 | 23765.5372 | 10518.704 | 34284.2412 | 0 | 1289.2765 | 0
5461 | Commercial | CloNgsld408 | LED Parking Lighting | 0 | 0 | 0 | 0 | 0 | 0 | 0 | 0 | 0 | 0 | 0 | 0 | 6777.5561 | 0 | 6777.5561 | 382.3619 | 0 | 23765.5372 | 10518.704 | 34284.2412 | 0 | 1289.2765 | 0
5462 | Commercial | CloTgsld408 | LED Parking Lighting | 0 | 0 | 0 | 0 | 0 | 0 | 0 | 0 | 0 | 0 | 0 | 0 | 6777.5561 | 0 | 6777.5561 | 382.3619 | 0 | 23765.5372 | 10518.704 | 34284.2412 | 0 | 1289.2765 | 0
5463 | Commercial | CmiNgsld408 | LED Parking Lighting | 0 | 0 | 0 | 0 | 0 | 0 | 0 | 0 | 0 | 0 | 0 | 0 | 6777.5561 | 0 | 6777.5561 | 382.3619 | 0 | 23765.5372 | 10518.704 | 34284.2412 | 0 | 1289.2765 | 0
5464 | Commercial | CmiTgsld408 | LED Parking Lighting | 0 | 0 | 0 | 0 | 0 | 0 | 0 | 0 | 0 | 0 | 0 | 0 | 6777.5561 | 0 | 6777.5561 | 382.3619 | 0 | 23765.5372 | 10518.704 | 34284.2412 | 0 | 1289.2765 | 0
5465 | Commercial | CofNgsld408 | LED Parking Lighting | 0 | 0 | 0 | 0 | 0 | 0 | 0 | 0 | 0 | 0 | 0 | 0 | 6777.5561 | 0 | 6777.5561 | 382.3619 | 0 | 23765.5372 | 10518.704 | 34284.2412 | 0 | 1289.2765 | 0
5466 | Commercial | CofTgsld408 | LED Parking Lighting | 0 | 0 | 0 | 0 | 0 | 0 | 0 | 0 | 0 | 0 | 0 | 0 | 6777.5561 | 0 | 6777.5561 | 382.3619 | 0 | 23765.5372 | 10518.704 | 34284.2412 | 0 | 1289.2765 | 0
5467 | Commercial | CreNgsld408 | LED Parking Lighting | 0 | 0 | 0 | 0 | 0 | 0 | 0 | 0 | 0 | 0 | 0 | 0 | 6777.5561 | 0 | 6777.5561 | 382.3619 | 0 | 23765.5372 | 10518.704 | 34284.2412 | 0 | 1289.2765 | 0
5468 | Commercial | CreTgsld408 | LED Parking Lighting | 0 | 0 | 0 | 0 | 0 | 0 | 0 | 0 | 0 | 0 | 0 | 0 | 6777.5561 | 0 | 6777.5561 | 382.3619 | 0 | 23765.5372 | 10518.704 | 34284.2412 | 0 | 1289.2765 | 0
5469 | Commercial | CrtNgsld408 | LED Parking Lighting | 0 | 0 | 0 | 0 | 0 | 0 | 0 | 0 | 0 | 0 | 0 | 0 | 6777.5561 | 0 | 6777.5561 | 382.3619 | 0 | 23765.5372 | 10518.704 | 34284.2412 | 0 | 1289.2765 | 0
5470 | Commercial | CrtTgsld408 | LED Parking Lighting | 0 | 0 | 0 | 0 | 0 | 0 | 0 | 0 | 0 | 0 | 0 | 0 | 6777.5561 | 0 | 6777.5561 | 382.3619 | 0 | 23765.5372 | 10518.704 | 34284.2412 | 0 | 1289.2765 | 0
5471 | Commercial | CscNgsld408 | LED Parking Lighting | 0 | 0 | 0 | 0 | 0 | 0 | 0 | 0 | 0 | 0 | 0 | 0 | 6777.5561 | 0 | 6777.5561 | 382.3619 | 0 | 23765.5372 | 10518.704 | 34284.2412 | 0 | 1289.2765 | 0
5472 | Commercial | CscTgsld408 | LED Parking Lighting | 0 | 0 | 0 | 0 | 0 | 0 | 0 | 0 | 0 | 0 | 0 | 0 | 6777.5561 | 0 | 6777.5561 | 382.3619 | 0 | 23765.5372 | 10518.704 | 34284.2412 | 0 | 1289.2765 | 0
5473 | Commercial | CwaNgsld408 | LED Parking Lighting | 0 | 0 | 0 | 0 | 0 | 0 | 0 | 0 | 0 | 0 | 0 | 0 | 6777.5561 | 0 | 6777.5561 | 382.3619 | 0 | 23765.5372 | 10518.704 | 34284.2412 | 0 | 1289.2765 | 0
5474 | Commercial | CwaTgsld408 | LED Parking Lighting | 0 | 0 | 0 | 0 | 0 | 0 | 0 | 0 | 0 | 0 | 0 | 0 | 6777.5561 | 0 | 6777.5561 | 382.3619 | 0 | 23765.5372 | 10518.704 | 34284.2412 | 0 | 1289.2765 | 0
5475 | Commercial | CinNgsld409 | LED Street Lights | 0 | 0 | 0 | 0 | 0 | 0 | 0 | 0 | 0 | 0 | 0 | 0 | 3395.9321 | 0 | 3395.9321 | 605.4063 | 0 | 11907.8544 | 10617.8427 | 22525.6971 | 0 | 1900.4182 | 0
5476 | Commercial | CinTgsld409 | LED Street Lights | 0 | 0 | 0 | 0 | 0 | 0 | 0 | 0 | 0 | 0 | 0 | 0 | 3395.9321 | 0 | 3395.9321 | 605.4063 | 0 | 11907.8544 | 10617.8427 | 22525.6971 | 0 | 1900.4182 | 0
5477 | Commercial | CasNgsld501 | CFL - 23W | 4053.2293 | 2062.6503 | 76.9616 | 12475.8767 | 13326.7058 | 3202.4002 | 2139.6119 | 2497.3248 | 444.1427 | 483.7509 | 241.838 | 3667.0563 | 8843.0717 | 0 | 8843.0717 | 1160.8607 | 0 | 29346.9871 | 11040.5152 | 40387.5023 | 0 | 2461.156 | 0
5478 | Commercial | CasTgsld501 | CFL - 23W | 4053.2293 | 2062.6503 | 76.9616 | 12475.8767 | 13326.7058 | 3202.4002 | 2139.6119 | 2497.3248 | 444.1427 | 483.7509 | 241.838 | 3667.0563 | 8843.0717 | 0 | 8843.0717 | 1160.8607 | 0 | 29346.9871 | 11040.5152 | 40387.5023 | 0 | 2461.156 | 0
5479 | Commercial | CcoNgsld501 | CFL - 23W | 4567.3615 | 2324.2874 | 86.7238 | 14058.3802 | 15017.1328 | 3608.6089 | 2411.0111 | 2814.0982 | 500.48 | 545.1123 | 272.5139 | 4132.2044 | 19756.5239 | 0 | 19756.5239 | 1160.8607 | 0 | 69276.3583 | 11040.5152 | 80316.8735 | 0 | 3790.6002 | 0
5480 | Commercial | CcoTgsld501 | CFL - 23W | 4567.3615 | 2324.2874 | 86.7238 | 14058.3802 | 15017.1328 | 3608.6089 | 2411.0111 | 2814.0982 | 500.48 | 545.1123 | 272.5139 | 4132.2044 | 19756.5239 | 0 | 19756.5239 | 1160.8607 | 0 | 69276.3583 | 11040.5152 | 80316.8735 | 0 | 3790.6002 | 0
5481 | Commercial | CgrNgsld501 | CFL - 23W | 3894.5208 | 1981.8851 | 73.9481 | 11987.3705 | 12804.8844 | 3077.0068 | 2055.8331 | 2399.5394 | 426.7518 | 464.8091 | 232.3685 | 3523.4689 | 8809.5161 | 0 | 8809.5161 | 1160.8607 | 0 | 29235.6279 | 11040.5152 | 40276.1432 | 0 | 1271.9021 | 0
5482 | Commercial | CgrTgsld501 | CFL - 23W | 3894.5208 | 1981.8851 | 73.9481 | 11987.3705 | 12804.8844 | 3077.0068 | 2055.8331 | 2399.5394 | 426.7518 | 464.8091 | 232.3685 | 3523.4689 | 8809.5161 | 0 | 8809.5161 | 1160.8607 | 0 | 29235.6279 | 11040.5152 | 40276.1432 | 0 | 1271.9021 | 0
5483 | Commercial | CheNgsld501 | CFL - 23W | 4053.2293 | 2062.6503 | 76.9616 | 12475.8767 | 13326.7058 | 3202.4002 | 2139.6119 | 2497.3248 | 444.1427 | 483.7509 | 241.838 | 3667.0563 | 8843.0717 | 0 | 8843.0717 | 1160.8607 | 0 | 29346.9871 | 11040.5152 | 40387.5023 | 0 | 1407.7734 | 0
5484 | Commercial | CheTgsld501 | CFL - 23W | 4053.2293 | 2062.6503 | 76.9616 | 12475.8767 | 13326.7058 | 3202.4002 | 2139.6119 | 2497.3248 | 444.1427 | 483.7509 | 241.838 | 3667.0563 | 8843.0717 | 0 | 8843.0717 | 1160.8607 | 0 | 29346.9871 | 11040.5152 | 40387.5023 | 0 | 1407.7734 | 0
5485 | Commercial | ChoNgsld501 | CFL - 23W | 4567.3615 | 2324.2874 | 86.7238 | 14058.3802 | 15017.1328 | 3608.6089 | 2411.0111 | 2814.0982 | 500.48 | 545.1123 | 272.5139 | 4132.2044 | 19756.5239 | 0 | 19756.5239 | 1160.8607 | 0 | 69276.3583 | 11040.5152 | 80316.8735 | 0 | 2456.4782 | 0
5486 | Commercial | ChoTgsld501 | CFL - 23W | 4567.3615 | 2324.2874 | 86.7238 | 14058.3802 | 15017.1328 | 3608.6089 | 2411.0111 | 2814.0982 | 500.48 | 545.1123 | 272.5139 | 4132.2044 | 19756.5239 | 0 | 19756.5239 | 1160.8607 | 0 | 69276.3583 | 11040.5152 | 80316.8735 | 0 | 2456.4782 | 0
5487 | Commercial | CinNgsld501 | CFL - 23W | 4053.2293 | 2062.6503 | 76.9616 | 12475.8767 | 13326.7058 | 3202.4002 | 2139.6119 | 2497.3248 | 444.1427 | 483.7509 | 241.838 | 3667.0563 | 8843.0717 | 0 | 8843.0717 | 1160.8607 | 0 | 29346.9871 | 11040.5152 | 40387.5023 | 0 | 2145.585 | 0
5488 | Commercial | CinTgsld501 | CFL - 23W | 4053.2293 | 2062.6503 | 76.9616 | 12475.8767 | 13326.7058 | 3202.4002 | 2139.6119 | 2497.3248 | 444.1427 | 483.7509 | 241.838 | 3667.0563 | 8843.0717 | 0 | 8843.0717 | 1160.8607 | 0 | 29346.9871 | 11040.5152 | 40387.5023 | 0 | 2145.585 | 0
5489 | Commercial | CloNgsld501 | CFL - 23W | 3894.5208 | 1981.8851 | 73.9481 | 11987.3705 | 12804.8844 | 3077.0068 | 2055.8331 | 2399.5394 | 426.7518 | 464.8091 | 232.3685 | 3523.4689 | 8809.5161 | 0 | 8809.5161 | 1160.8607 | 0 | 29235.6279 | 11040.5152 | 40276.1432 | 0 | 1878.3764 | 0
5490 | Commercial | CloTgsld501 | CFL - 23W | 3894.5208 | 1981.8851 | 73.9481 | 11987.3705 | 12804.8844 | 3077.0068 | 2055.8331 | 2399.5394 | 426.7518 | 464.8091 | 232.3685 | 3523.4689 | 8809.5161 | 0 | 8809.5161 | 1160.8607 | 0 | 29235.6279 | 11040.5152 | 40276.1432 | 0 | 1878.3764 | 0
5491 | Commercial | CmiNgsld501 | CFL - 23W | 4053.2293 | 2062.6503 | 76.9616 | 12475.8767 | 13326.7058 | 3202.4002 | 2139.6119 | 2497.3248 | 444.1427 | 483.7509 | 241.838 | 3667.0563 | 8843.0717 | 0 | 8843.0717 | 1160.8607 | 0 | 29346.9871 | 11040.5152 | 40387.5023 | 0 | 1605.7814 | 0
5492 | Commercial | CmiTgsld501 | CFL - 23W | 4053.2293 | 2062.6503 | 76.9616 | 12475.8767 | 13326.7058 | 3202.4002 | 2139.6119 | 2497.3248 | 444.1427 | 483.7509 | 241.838 | 3667.0563 | 8843.0717 | 0 | 8843.0717 | 1160.8607 | 0 | 29346.9871 | 11040.5152 | 40387.5023 | 0 | 1605.7814 | 0
5493 | Commercial | CofNgsld501 | CFL - 23W | 4053.2293 | 2062.6503 | 76.9616 | 12475.8767 | 13326.7058 | 3202.4002 | 2139.6119 | 2497.3248 | 444.1427 | 483.7509 | 241.838 | 3667.0563 | 8843.0717 | 0 | 8843.0717 | 1160.8607 | 0 | 29346.9871 | 11040.5152 | 40387.5023 | 0 | 2175.9251 | 0
5494 | Commercial | CofTgsld501 | CFL - 23W | 4053.2293 | 2062.6503 | 76.9616 | 12475.8767 | 13326.7058 | 3202.4002 | 2139.6119 | 2497.3248 | 444.1427 | 483.7509 | 241.838 | 3667.0563 | 8843.0717 | 0 | 8843.0717 | 1160.8607 | 0 | 29346.9871 | 11040.5152 | 40387.5023 | 0 | 2175.9251 | 0
5495 | Commercial | CreNgsld501 | CFL - 23W | 3894.5208 | 1981.8851 | 73.9481 | 11987.3705 | 12804.8844 | 3077.0068 | 2055.8331 | 2399.5394 | 426.7518 | 464.8091 | 232.3685 | 3523.4689 | 8809.5161 | 0 | 8809.5161 | 1160.8607 | 0 | 29235.6279 | 11040.5152 | 40276.1432 | 0 | 2100.5139 | 0
5496 | Commercial | CreTgsld501 | CFL - 23W | 3894.5208 | 1981.8851 | 73.9481 | 11987.3705 | 12804.8844 | 3077.0068 | 2055.8331 | 2399.5394 | 426.7518 | 464.8091 | 232.3685 | 3523.4689 | 8809.5161 | 0 | 8809.5161 | 1160.8607 | 0 | 29235.6279 | 11040.5152 | 40276.1432 | 0 | 2100.5139 | 0
5497 | Commercial | CrtNgsld501 | CFL - 23W | 3894.5208 | 1981.8851 | 73.9481 | 11987.3705 | 12804.8844 | 3077.0068 | 2055.8331 | 2399.5394 | 426.7518 | 464.8091 | 232.3685 | 3523.4689 | 8809.5161 | 0 | 8809.5161 | 1160.8607 | 0 | 29235.6279 | 11040.5152 | 40276.1432 | 0 | 1414.8124 | 0
5498 | Commercial | CrtTgsld501 | CFL - 23W | 3894.5208 | 1981.8851 | 73.9481 | 11987.3705 | 12804.8844 | 3077.0068 | 2055.8331 | 2399.5394 | 426.7518 | 464.8091 | 232.3685 | 3523.4689 | 8809.5161 | 0 | 8809.5161 | 1160.8607 | 0 | 29235.6279 | 11040.5152 | 40276.1432 | 0 | 1414.8124 | 0
5499 | Commercial | CscNgsld501 | CFL - 23W | 4053.2293 | 2062.6503 | 76.9616 | 12475.8767 | 13326.7058 | 3202.4002 | 2139.6119 | 2497.3248 | 444.1427 | 483.7509 | 241.838 | 3667.0563 | 8843.0717 | 0 | 8843.0717 | 1160.8607 | 0 | 29346.9871 | 11040.5152 | 40387.5023 | 0 | 2975.3193 | 0
5500 | Commercial | CscTgsld501 | CFL - 23W | 4053.2293 | 2062.6503 | 76.9616 | 12475.8767 | 13326.7058 | 3202.4002 | 2139.6119 | 2497.3248 | 444.1427 | 483.7509 | 241.838 | 3667.0563 | 8843.0717 | 0 | 8843.0717 | 1160.8607 | 0 | 29346.9871 | 11040.5152 | 40387.5023 | 0 | 2975.3193 | 0
5501 | Commercial | CwaNgsld501 | CFL - 23W | 4053.2293 | 2062.6503 | 76.9616 | 12475.8767 | 13326.7058 | 3202.4002 | 2139.6119 | 2497.3248 | 444.1427 | 483.7509 | 241.838 | 3667.0563 | 8843.0717 | 0 | 8843.0717 | 1160.8607 | 0 | 29346.9871 | 11040.5152 | 40387.5023 | 0 | 1851.0159 | 0
5502 | Commercial | CwaTgsld501 | CFL - 23W | 4053.2293 | 2062.6503 | 76.9616 | 12475.8767 | 13326.7058 | 3202.4002 | 2139.6119 | 2497.3248 | 444.1427 | 483.7509 | 241.838 | 3667.0563 | 8843.0717 | 0 | 8843.0717 | 1160.8607 | 0 | 29346.9871 | 11040.5152 | 40387.5023 | 0 | 1851.0159 | 0
5503 | Commercial | CasNgsld504 | High Bay Fluorescent (T5) | 4328.656 | 2202.8124 | 82.1913 | 13365.9847 | 14277.5173 | 3417.1233 | 2285.0037 | 2668.3326 | 474.3579 | 516.8765 | 258.2903 | 3917.8574 | 11234.8401 | 0 | 11234.8401 | 721.5234 | 0 | 38075.9762 | 14872.023 | 52947.9992 | 0 | 8158.7362 | 0
5504 | Commercial | CasTgsld504 | High Bay Fluorescent (T5) | 4328.656 | 2202.8124 | 82.1913 | 13365.9847 | 14277.5173 | 3417.1233 | 2285.0037 | 2668.3326 | 474.3579 | 516.8765 | 258.2903 | 3917.8574 | 11234.8401 | 0 | 11234.8401 | 721.5234 | 0 | 38075.9762 | 14872.023 | 52947.9992 | 0 | 8158.7362 | 0
5505 | Commercial | CrtNgsld504 | High Bay Fluorescent (T5) | 4328.656 | 2202.8124 | 82.1913 | 13365.9847 | 14277.5173 | 3417.1233 | 2285.0037 | 2668.3326 | 474.3579 | 516.8765 | 258.2903 | 3917.8574 | 11234.8401 | 0 | 11234.8401 | 721.5234 | 0 | 38075.9762 | 14872.023 | 52947.9992 | 0 | 4707.9704 | 0
5506 | Commercial | CrtTgsld504 | High Bay Fluorescent (T5) | 4328.656 | 2202.8124 | 82.1913 | 13365.9847 | 14277.5173 | 3417.1233 | 2285.0037 | 2668.3326 | 474.3579 | 516.8765 | 258.2903 | 3917.8574 | 11234.8401 | 0 | 11234.8401 | 721.5234 | 0 | 38075.9762 | 14872.023 | 52947.9992 | 0 | 4707.9704 | 0
5507 | Commercial | CwaNgsld504 | High Bay Fluorescent (T5) | 4328.656 | 2202.8124 | 82.1913 | 13365.9847 | 14277.5173 | 3417.1233 | 2285.0037 | 2668.3326 | 474.3579 | 516.8765 | 258.2903 | 3917.8574 | 11234.8401 | 0 | 11234.8401 | 721.5234 | 0 | 38075.9762 | 14872.023 | 52947.9992 | 0 | 6136.1206 | 0
5508 | Commercial | CwaTgsld504 | High Bay Fluorescent (T5) | 4328.656 | 2202.8124 | 82.1913 | 13365.9847 | 14277.5173 | 3417.1233 | 2285.0037 | 2668.3326 | 474.3579 | 516.8765 | 258.2903 | 3917.8574 | 11234.8401 | 0 | 11234.8401 | 721.5234 | 0 | 38075.9762 | 14872.023 | 52947.9992 | 0 | 6136.1206 | 0
5509 | Commercial | CasNgsld506 | Premium T8 - Lamp Replacement | 4240.2305 | 2157.8135 | 80.5123 | 12472.4725 | 13323.0694 | 3389.6336 | 2238.3258 | 2593.9662 | 464.1397 | 502.4698 | 252.7264 | 3813.3022 | 8783.6964 | 0 | 8783.6964 | 1062.9568 | 0 | 29149.9416 | 10617.8427 | 39767.7844 | 0 | 2516.5319 | 0
5510 | Commercial | CasTgsld506 | Premium T8 - Lamp Replacement | 4240.2305 | 2157.8135 | 80.5123 | 12472.4725 | 13323.0694 | 3389.6336 | 2238.3258 | 2593.9662 | 464.1397 | 502.4698 | 252.7264 | 3813.3022 | 8783.6964 | 0 | 8783.6964 | 1062.9568 | 0 | 29149.9416 | 10617.8427 | 39767.7844 | 0 | 2516.5319 | 0
5511 | Commercial | CcoNgsld506 | Premium T8 - Lamp Replacement | 4765.6242 | 2425.1814 | 90.4883 | 14017.8973 | 14973.8891 | 3809.6324 | 2515.6697 | 2915.3765 | 521.6498 | 564.7293 | 284.041 | 4285.7965 | 19388.384 | 0 | 19388.384 | 1062.9568 | 0 | 67985.4734 | 10617.8427 | 78603.3162 | 0 | 3829.377 | 0
5512 | Commercial | CcoTgsld506 | Premium T8 - Lamp Replacement | 4765.6242 | 2425.1814 | 90.4883 | 14017.8973 | 14973.8891 | 3809.6324 | 2515.6697 | 2915.3765 | 521.6498 | 564.7293 | 284.041 | 4285.7965 | 19388.384 | 0 | 19388.384 | 1062.9568 | 0 | 67985.4734 | 10617.8427 | 78603.3162 | 0 | 3829.377 | 0
5513 | Commercial | CgrNgsld506 | Premium T8 - Lamp Replacement | 4075.2376 | 2073.8501 | 77.3795 | 11987.1521 | 12804.6512 | 3257.7385 | 2151.2296 | 2493.0316 | 446.0794 | 482.9181 | 242.8925 | 3664.9216 | 8795.8261 | 0 | 8795.8261 | 1062.9568 | 0 | 29190.1958 | 10617.8427 | 39808.0386 | 0 | 1307.2764 | 0
5514 | Commercial | CgrTgsld506 | Premium T8 - Lamp Replacement | 4075.2376 | 2073.8501 | 77.3795 | 11987.1521 | 12804.6512 | 3257.7385 | 2151.2296 | 2493.0316 | 446.0794 | 482.9181 | 242.8925 | 3664.9216 | 8795.8261 | 0 | 8795.8261 | 1062.9568 | 0 | 29190.1958 | 10617.8427 | 39808.0386 | 0 | 1307.2764 | 0
5515 | Commercial | CheNgsld506 | Premium T8 - Lamp Replacement | 4240.2305 | 2157.8135 | 80.5123 | 12472.4725 | 13323.0694 | 3389.6336 | 2238.3258 | 2593.9662 | 464.1397 | 502.4698 | 252.7264 | 3813.3022 | 8783.6964 | 0 | 8783.6964 | 1062.9568 | 0 | 29149.9416 | 10617.8427 | 39767.7844 | 0 | 1439.4482 | 0
5516 | Commercial | CheTgsld506 | Premium T8 - Lamp Replacement | 4240.2305 | 2157.8135 | 80.5123 | 12472.4725 | 13323.0694 | 3389.6336 | 2238.3258 | 2593.9662 | 464.1397 | 502.4698 | 252.7264 | 3813.3022 | 8783.6964 | 0 | 8783.6964 | 1062.9568 | 0 | 29149.9416 | 10617.8427 | 39767.7844 | 0 | 1439.4482 | 0
5517 | Commercial | ChoNgsld506 | Premium T8 - Lamp Replacement | 4765.6242 | 2425.1814 | 90.4883 | 14017.8973 | 14973.8891 | 3809.6324 | 2515.6697 | 2915.3765 | 521.6498 | 564.7293 | 284.041 | 4285.7965 | 19388.384 | 0 | 19388.384 | 1062.9568 | 0 | 67985.4734 | 10617.8427 | 78603.3162 | 0 | 2481.6076 | 0
5518 | Commercial | ChoTgsld506 | Premium T8 - Lamp Replacement | 4765.6242 | 2425.1814 | 90.4883 | 14017.8973 | 14973.8891 | 3809.6324 | 2515.6697 | 2915.3765 | 521.6498 | 564.7293 | 284.041 | 4285.7965 | 19388.384 | 0 | 19388.384 | 1062.9568 | 0 | 67985.4734 | 10617.8427 | 78603.3162 | 0 | 2481.6076 | 0
5519 | Commercial | CinNgsld506 | Premium T8 - Lamp Replacement | 4240.2305 | 2157.8135 | 80.5123 | 12472.4725 | 13323.0694 | 3389.6336 | 2238.3258 | 2593.9662 | 464.1397 | 502.4698 | 252.7264 | 3813.3022 | 8783.6964 | 0 | 8783.6964 | 1062.9568 | 0 | 29149.9416 | 10617.8427 | 39767.7844 | 0 | 2193.8604 | 0
5520 | Commercial | CinTgsld506 | Premium T8 - Lamp Replacement | 4240.2305 | 2157.8135 | 80.5123 | 12472.4725 | 13323.0694 | 3389.6336 | 2238.3258 | 2593.9662 | 464.1397 | 502.4698 | 252.7264 | 3813.3022 | 8783.6964 | 0 | 8783.6964 | 1062.9568 | 0 | 29149.9416 | 10617.8427 | 39767.7844 | 0 | 2193.8604 | 0
5521 | Commercial | CloNgsld506 | Premium T8 - Lamp Replacement | 4075.2376 | 2073.8501 | 77.3795 | 11987.1521 | 12804.6512 | 3257.7385 | 2151.2296 | 2493.0316 | 446.0794 | 482.9181 | 242.8925 | 3664.9216 | 8795.8261 | 0 | 8795.8261 | 1062.9568 | 0 | 29190.1958 | 10617.8427 | 39808.0386 | 0 | 1930.6181 | 0
5522 | Commercial | CloTgsld506 | Premium T8 - Lamp Replacement | 4075.2376 | 2073.8501 | 77.3795 | 11987.1521 | 12804.6512 | 3257.7385 | 2151.2296 | 2493.0316 | 446.0794 | 482.9181 | 242.8925 | 3664.9216 | 8795.8261 | 0 | 8795.8261 | 1062.9568 | 0 | 29190.1958 | 10617.8427 | 39808.0386 | 0 | 1930.6181 | 0
5523 | Commercial | CmiNgsld506 | Premium T8 - Lamp Replacement | 4240.2305 | 2157.8135 | 80.5123 | 12472.4725 | 13323.0694 | 3389.6336 | 2238.3258 | 2593.9662 | 464.1397 | 502.4698 | 252.7264 | 3813.3022 | 8783.6964 | 0 | 8783.6964 | 1062.9568 | 0 | 29149.9416 | 10617.8427 | 39767.7844 | 0 | 1641.9115 | 0
5524 | Commercial | CmiTgsld506 | Premium T8 - Lamp Replacement | 4240.2305 | 2157.8135 | 80.5123 | 12472.4725 | 13323.0694 | 3389.6336 | 2238.3258 | 2593.9662 | 464.1397 | 502.4698 | 252.7264 | 3813.3022 | 8783.6964 | 0 | 8783.6964 | 1062.9568 | 0 | 29149.9416 | 10617.8427 | 39767.7844 | 0 | 1641.9115 | 0
5525 | Commercial | CofNgsld506 | Premium T8 - Lamp Replacement | 4240.2305 | 2157.8135 | 80.5123 | 12472.4725 | 13323.0694 | 3389.6336 | 2238.3258 | 2593.9662 | 464.1397 | 502.4698 | 252.7264 | 3813.3022 | 8783.6964 | 0 | 8783.6964 | 1062.9568 | 0 | 29149.9416 | 10617.8427 | 39767.7844 | 0 | 2224.8835 | 0
5526 | Commercial | CofTgsld506 | Premium T8 - Lamp Replacement | 4240.2305 | 2157.8135 | 80.5123 | 12472.4725 | 13323.0694 | 3389.6336 | 2238.3258 | 2593.9662 | 464.1397 | 502.4698 | 252.7264 | 3813.3022 | 8783.6964 | 0 | 8783.6964 | 1062.9568 | 0 | 29149.9416 | 10617.8427 | 39767.7844 | 0 | 2224.8835 | 0
5527 | Commercial | CreNgsld506 | Premium T8 - Lamp Replacement | 4075.2376 | 2073.8501 | 77.3795 | 11987.1521 | 12804.6512 | 3257.7385 | 2151.2296 | 2493.0316 | 446.0794 | 482.9181 | 242.8925 | 3664.9216 | 8795.8261 | 0 | 8795.8261 | 1062.9568 | 0 | 29190.1958 | 10617.8427 | 39808.0386 | 0 | 2158.9338 | 0
5528 | Commercial | CreTgsld506 | Premium T8 - Lamp Replacement | 4075.2376 | 2073.8501 | 77.3795 | 11987.1521 | 12804.6512 | 3257.7385 | 2151.2296 | 2493.0316 | 446.0794 | 482.9181 | 242.8925 | 3664.9216 | 8795.8261 | 0 | 8795.8261 | 1062.9568 | 0 | 29190.1958 | 10617.8427 | 39808.0386 | 0 | 2158.9338 | 0
5529 | Commercial | CrtNgsld506 | Premium T8 - Lamp Replacement | 4075.2376 | 2073.8501 | 77.3795 | 11987.1521 | 12804.6512 | 3257.7385 | 2151.2296 | 2493.0316 | 446.0794 | 482.9181 | 242.8925 | 3664.9216 | 8795.8261 | 0 | 8795.8261 | 1062.9568 | 0 | 29190.1958 | 10617.8427 | 39808.0386 | 0 | 1454.1614 | 0
5530 | Commercial | CrtTgsld506 | Premium T8 - Lamp Replacement | 4075.2376 | 2073.8501 | 77.3795 | 11987.1521 | 12804.6512 | 3257.7385 | 2151.2296 | 2493.0316 | 446.0794 | 482.9181 | 242.8925 | 3664.9216 | 8795.8261 | 0 | 8795.8261 | 1062.9568 | 0 | 29190.1958 | 10617.8427 | 39808.0386 | 0 | 1454.1614 | 0
5531 | Commercial | CscNgsld506 | Premium T8 - Lamp Replacement | 4240.2305 | 2157.8135 | 80.5123 | 12472.4725 | 13323.0694 | 3389.6336 | 2238.3258 | 2593.9662 | 464.1397 | 502.4698 | 252.7264 | 3813.3022 | 8783.6964 | 0 | 8783.6964 | 1062.9568 | 0 | 29149.9416 | 10617.8427 | 39767.7844 | 0 | 3042.2637 | 0
5532 | Commercial | CscTgsld506 | Premium T8 - Lamp Replacement | 4240.2305 | 2157.8135 | 80.5123 | 12472.4725 | 13323.0694 | 3389.6336 | 2238.3258 | 2593.9662 | 464.1397 | 502.4698 | 252.7264 | 3813.3022 | 8783.6964 | 0 | 8783.6964 | 1062.9568 | 0 | 29149.9416 | 10617.8427 | 39767.7844 | 0 | 3042.2637 | 0
5533 | Commercial | CwaNgsld506 | Premium T8 - Lamp Replacement | 4240.2305 | 2157.8135 | 80.5123 | 12472.4725 | 13323.0694 | 3389.6336 | 2238.3258 | 2593.9662 | 464.1397 | 502.4698 | 252.7264 | 3813.3022 | 8783.6964 | 0 | 8783.6964 | 1062.9568 | 0 | 29149.9416 | 10617.8427 | 39767.7844 | 0 | 1892.6636 | 0
5534 | Commercial | CwaTgsld506 | Premium T8 - Lamp Replacement | 4240.2305 | 2157.8135 | 80.5123 | 12472.4725 | 13323.0694 | 3389.6336 | 2238.3258 | 2593.9662 | 464.1397 | 502.4698 | 252.7264 | 3813.3022 | 8783.6964 | 0 | 8783.6964 | 1062.9568 | 0 | 29149.9416 | 10617.8427 | 39767.7844 | 0 | 1892.6636 | 0
5535 | Commercial | CrtTgsld507 | High Bay LED | 4543.9953 | 2312.3965 | 86.2801 | 13365.9847 | 14277.5173 | 3632.4627 | 2398.6766 | 2779.7947 | 497.3901 | 538.4661 | 270.8315 | 4086.4824 | 11234.8401 | 0 | 11234.8401 | 660.672 | 0 | 38075.9762 | 10617.8427 | 48693.819 | 0 | 6945.5359 | 0
5536 | Commercial | CasTgsld508 | LED - 14W | 4241.3878 | 2158.4024 | 80.5343 | 12475.8767 | 13326.7058 | 3390.5587 | 2238.9367 | 2594.6742 | 464.2664 | 502.607 | 252.7954 | 3814.343 | 8843.0717 | 0 | 8843.0717 | 660.672 | 0 | 29346.9871 | 10617.8427 | 39964.8299 | 0 | 1480.2205 | 0
5537 | Commercial | CcoTgsld508 | LED - 14W | 4779.387 | 2432.1852 | 90.7496 | 14058.3802 | 15017.1328 | 3820.6344 | 2522.9348 | 2923.7959 | 523.1563 | 566.3602 | 284.8613 | 4298.1736 | 19756.5239 | 0 | 19756.5239 | 660.672 | 0 | 69276.3583 | 10617.8427 | 79894.201 | 0 | 2279.7921 | 0
5538 | Commercial | CgrTgsld508 | LED - 14W | 4075.3118 | 2073.8879 | 77.3809 | 11987.3705 | 12804.8844 | 3257.7978 | 2151.2688 | 2493.077 | 446.0875 | 482.9269 | 242.8969 | 3664.9884 | 8809.5161 | 0 | 8809.5161 | 660.672 | 0 | 29235.6279 | 10617.8427 | 39853.4707 | 0 | 764.964 | 0
5539 | Commercial | CheTgsld508 | LED - 14W | 4241.3878 | 2158.4024 | 80.5343 | 12475.8767 | 13326.7058 | 3390.5587 | 2238.9367 | 2594.6742 | 464.2664 | 502.607 | 252.7954 | 3814.343 | 8843.0717 | 0 | 8843.0717 | 660.672 | 0 | 29346.9871 | 10617.8427 | 39964.8299 | 0 | 846.6814 | 0
5540 | Commercial | ChoTgsld508 | LED - 14W | 4779.387 | 2432.1852 | 90.7496 | 14058.3802 | 15017.1328 | 3820.6344 | 2522.9348 | 2923.7959 | 523.1563 | 566.3602 | 284.8613 | 4298.1736 | 19756.5239 | 0 | 19756.5239 | 660.672 | 0 | 69276.3583 | 10617.8427 | 79894.201 | 0 | 1477.4071 | 0
5541 | Commercial | CinTgsld508 | LED - 14W | 4241.3878 | 2158.4024 | 80.5343 | 12475.8767 | 13326.7058 | 3390.5587 | 2238.9367 | 2594.6742 | 464.2664 | 502.607 | 252.7954 | 3814.343 | 8843.0717 | 0 | 8843.0717 | 660.672 | 0 | 29346.9871 | 10617.8427 | 39964.8299 | 0 | 1290.4257 | 0
5542 | Commercial | CloTgsld508 | LED - 14W | 4075.3118 | 2073.8879 | 77.3809 | 11987.3705 | 12804.8844 | 3257.7978 | 2151.2688 | 2493.077 | 446.0875 | 482.9269 | 242.8969 | 3664.9884 | 8809.5161 | 0 | 8809.5161 | 660.672 | 0 | 29235.6279 | 10617.8427 | 39853.4707 | 0 | 1129.7176 | 0
5543 | Commercial | CmiTgsld508 | LED - 14W | 4241.3878 | 2158.4024 | 80.5343 | 12475.8767 | 13326.7058 | 3390.5587 | 2238.9367 | 2594.6742 | 464.2664 | 502.607 | 252.7954 | 3814.343 | 8843.0717 | 0 | 8843.0717 | 660.672 | 0 | 29346.9871 | 10617.8427 | 39964.8299 | 0 | 965.77 | 0
5544 | Commercial | CofTgsld508 | LED - 14W | 4241.3878 | 2158.4024 | 80.5343 | 12475.8767 | 13326.7058 | 3390.5587 | 2238.9367 | 2594.6742 | 464.2664 | 502.607 | 252.7954 | 3814.343 | 8843.0717 | 0 | 8843.0717 | 660.672 | 0 | 29346.9871 | 10617.8427 | 39964.8299 | 0 | 1308.6733 | 0
5545 | Commercial | CreTgsld508 | LED - 14W | 4075.3118 | 2073.8879 | 77.3809 | 11987.3705 | 12804.8844 | 3257.7978 | 2151.2688 | 2493.077 | 446.0875 | 482.9269 | 242.8969 | 3664.9884 | 8809.5161 | 0 | 8809.5161 | 660.672 | 0 | 29235.6279 | 10617.8427 | 39853.4707 | 0 | 1263.3185 | 0
5546 | Commercial | CrtTgsld508 | LED - 14W | 4075.3118 | 2073.8879 | 77.3809 | 11987.3705 | 12804.8844 | 3257.7978 | 2151.2688 | 2493.077 | 446.0875 | 482.9269 | 242.8969 | 3664.9884 | 8809.5161 | 0 | 8809.5161 | 660.672 | 0 | 29235.6279 | 10617.8427 | 39853.4707 | 0 | 850.915 | 0
5547 | Commercial | CscTgsld508 | LED - 14W | 4241.3878 | 2158.4024 | 80.5343 | 12475.8767 | 13326.7058 | 3390.5587 | 2238.9367 | 2594.6742 | 464.2664 | 502.607 | 252.7954 | 3814.343 | 8843.0717 | 0 | 8843.0717 | 660.672 | 0 | 29346.9871 | 10617.8427 | 39964.8299 | 0 | 1789.4553 | 0
5548 | Commercial | CwaTgsld508 | LED - 14W | 4241.3878 | 2158.4024 | 80.5343 | 12475.8767 | 13326.7058 | 3390.5587 | 2238.9367 | 2594.6742 | 464.2664 | 502.607 | 252.7954 | 3814.343 | 8843.0717 | 0 | 8843.0717 | 660.672 | 0 | 29346.9871 | 10617.8427 | 39964.8299 | 0 | 1113.262 | 0
5549 | Commercial | CasTgsld509 | LED Display Lighting (Interior) | 4025.5526 | 2048.5659 | 76.436 | 12464.6496 | 13314.713 | 3175.4891 | 2125.002 | 2482.5531 | 441.1704 | 480.8897 | 240.2196 | 3644.8328 | 8657.3243 | 0 | 8657.3243 | 417.2665 | 0 | 28674.0272 | 10518.704 | 39192.7312 | 0 | 4583.0428 | 0
5550 | Commercial | CcoTgsld509 | LED Display Lighting (Interior) | 4511.5707 | 2295.896 | 85.6644 | 13969.5474 | 14922.2417 | 3558.8763 | 2381.5604 | 2782.2798 | 494.4344 | 538.949 | 269.222 | 4084.8853 | 19120.1917 | 0 | 19120.1917 | 417.2665 | 0 | 67045.0559 | 10518.704 | 77563.7599 | 0 | 6991.6434 | 0
5551 | Commercial | CgrTgsld509 | LED Display Lighting (Interior) | 3871.2759 | 1970.056 | 73.5067 | 11986.9501 | 12804.4354 | 3053.7906 | 2043.5627 | 2387.4109 | 424.2629 | 462.4599 | 231.0133 | 3505.147 | 8747.906 | 0 | 8747.906 | 417.2665 | 0 | 29031.1663 | 10518.704 | 39549.8703 | 0 | 2407.1071 | 0
5552 | Commercial | CheTgsld509 | LED Display Lighting (Interior) | 4025.5526 | 2048.5659 | 76.436 | 12464.6496 | 13314.713 | 3175.4891 | 2125.002 | 2482.5531 | 441.1704 | 480.8897 | 240.2196 | 3644.8328 | 8657.3243 | 0 | 8657.3243 | 417.2665 | 0 | 28674.0272 | 10518.704 | 39192.7312 | 0 | 2621.486 | 0
5553 | Commercial | ChoTgsld509 | LED Display Lighting (Interior) | 4511.5707 | 2295.896 | 85.6644 | 13969.5474 | 14922.2417 | 3558.8763 | 2381.5604 | 2782.2798 | 494.4344 | 538.949 | 269.222 | 4084.8853 | 19120.1917 | 0 | 19120.1917 | 417.2665 | 0 | 67045.0559 | 10518.704 | 77563.7599 | 0 | 4530.8977 | 0
5554 | Commercial | CinTgsld509 | LED Display Lighting (Interior) | 4025.5526 | 2048.5659 | 76.436 | 12464.6496 | 13314.713 | 3175.4891 | 2125.002 | 2482.5531 | 441.1704 | 480.8897 | 240.2196 | 3644.8328 | 8657.3243 | 0 | 8657.3243 | 417.2665 | 0 | 28674.0272 | 10518.704 | 39192.7312 | 0 | 3995.4022 | 0
5555 | Commercial | CloTgsld509 | LED Display Lighting (Interior) | 3871.2759 | 1970.056 | 73.5067 | 11986.9501 | 12804.4354 | 3053.7906 | 2043.5627 | 2387.4109 | 424.2629 | 462.4599 | 231.0133 | 3505.147 | 8747.906 | 0 | 8747.906 | 417.2665 | 0 | 29031.1663 | 10518.704 | 39549.8703 | 0 | 3554.8749 | 0
5556 | Commercial | CmiTgsld509 | LED Display Lighting (Interior) | 4025.5526 | 2048.5659 | 76.436 | 12464.6496 | 13314.713 | 3175.4891 | 2125.002 | 2482.5531 | 441.1704 | 480.8897 | 240.2196 | 3644.8328 | 8657.3243 | 0 | 8657.3243 | 417.2665 | 0 | 28674.0272 | 10518.704 | 39192.7312 | 0 | 2990.2067 | 0
5557 | Commercial | CofTgsld509 | LED Display Lighting (Interior) | 4025.5526 | 2048.5659 | 76.436 | 12464.6496 | 13314.713 | 3175.4891 | 2125.002 | 2482.5531 | 441.1704 | 480.8897 | 240.2196 | 3644.8328 | 8657.3243 | 0 | 8657.3243 | 417.2665 | 0 | 28674.0272 | 10518.704 | 39192.7312 | 0 | 4051.9001 | 0
5558 | Commercial | CreTgsld509 | LED Display Lighting (Interior) | 3871.2759 | 1970.056 | 73.5067 | 11986.9501 | 12804.4354 | 3053.7906 | 2043.5627 | 2387.4109 | 424.2629 | 462.4599 | 231.0133 | 3505.147 | 8747.906 | 0 | 8747.906 | 417.2665 | 0 | 29031.1663 | 10518.704 | 39549.8703 | 0 | 3975.2759 | 0
5559 | Commercial | CrtTgsld509 | LED Display Lighting (Interior) | 3871.2759 | 1970.056 | 73.5067 | 11986.9501 | 12804.4354 | 3053.7906 | 2043.5627 | 2387.4109 | 424.2629 | 462.4599 | 231.0133 | 3505.147 | 8747.906 | 0 | 8747.906 | 417.2665 | 0 | 29031.1663 | 10518.704 | 39549.8703 | 0 | 2677.5685 | 0
5560 | Commercial | CscTgsld509 | LED Display Lighting (Interior) | 4025.5526 | 2048.5659 | 76.436 | 12464.6496 | 13314.713 | 3175.4891 | 2125.002 | 2482.5531 | 441.1704 | 480.8897 | 240.2196 | 3644.8328 | 8657.3243 | 0 | 8657.3243 | 417.2665 | 0 | 28674.0272 | 10518.704 | 39192.7312 | 0 | 5540.4926 | 0
5561 | Commercial | CwaTgsld509 | LED Display Lighting (Interior) | 4025.5526 | 2048.5659 | 76.436 | 12464.6496 | 13314.713 | 3175.4891 | 2125.002 | 2482.5531 | 441.1704 | 480.8897 | 240.2196 | 3644.8328 | 8657.3243 | 0 | 8657.3243 | 417.2665 | 0 | 28674.0272 | 10518.704 | 39192.7312 | 0 | 3446.8702 | 0
5562 | Commercial | CasTgsld510 | LED Linear - Fixture Replacement | 4239.629 | 2157.5074 | 80.5009 | 12470.7032 | 13321.1794 | 3389.1527 | 2238.0083 | 2593.5983 | 464.0738 | 502.3986 | 252.6906 | 3812.7613 | 8753.0271 | 0 | 8753.0271 | 660.672 | 0 | 29048.1612 | 10617.8427 | 39666.004 | 0 | 2935.345 | 0
5563 | Commercial | CcoTgsld510 | LED Linear - Fixture Replacement | 4742.1564 | 2413.2389 | 90.0427 | 13948.8679 | 14900.152 | 3790.8724 | 2503.2816 | 2901.02 | 519.081 | 561.9484 | 282.6422 | 4264.6916 | 19162.7166 | 0 | 19162.7166 | 660.672 | 0 | 67194.1697 | 10617.8427 | 77812.0125 | 0 | 4430.1601 | 0
5564 | Commercial | CgrTgsld510 | LED Linear - Fixture Replacement | 4075.1565 | 2073.8089 | 77.3779 | 11986.9137 | 12804.3965 | 3257.6737 | 2151.1868 | 2492.982 | 446.0705 | 482.9085 | 242.8877 | 3664.8487 | 8700.3817 | 0 | 8700.3817 | 660.672 | 0 | 28873.4502 | 10617.8427 | 39491.2929 | 0 | 1513.5782 | 0
5565 | Commercial | CheTgsld510 | LED Linear - Fixture Replacement | 4239.629 | 2157.5074 | 80.5009 | 12470.7032 | 13321.1794 | 3389.1527 | 2238.0083 | 2593.5983 | 464.0738 | 502.3986 | 252.6906 | 3812.7613 | 8753.0271 | 0 | 8753.0271 | 660.672 | 0 | 29048.1612 | 10617.8427 | 39666.004 | 0 | 1679.008 | 0
5566 | Commercial | ChoTgsld510 | LED Linear - Fixture Replacement | 4742.1564 | 2413.2389 | 90.0427 | 13948.8679 | 14900.152 | 3790.8724 | 2503.2816 | 2901.02 | 519.081 | 561.9484 | 282.6422 | 4264.6916 | 19162.7166 | 0 | 19162.7166 | 660.672 | 0 | 67194.1697 | 10617.8427 | 77812.0125 | 0 | 2870.9417 | 0
5567 | Commercial | CinTgsld510 | LED Linear - Fixture Replacement | 4239.629 | 2157.5074 | 80.5009 | 12470.7032 | 13321.1794 | 3389.1527 | 2238.0083 | 2593.5983 | 464.0738 | 502.3986 | 252.6906 | 3812.7613 | 8753.0271 | 0 | 8753.0271 | 660.672 | 0 | 29048.1612 | 10617.8427 | 39666.004 | 0 | 2558.9731 | 0
5568 | Commercial | CloTgsld510 | LED Linear - Fixture Replacement | 4075.1565 | 2073.8089 | 77.3779 | 11986.9137 | 12804.3965 | 3257.6737 | 2151.1868 | 2492.982 | 446.0705 | 482.9085 | 242.8877 | 3664.8487 | 8700.3817 | 0 | 8700.3817 | 660.672 | 0 | 28873.4502 | 10617.8427 | 39491.2929 | 0 | 2235.2895 | 0
5569 | Commercial | CmiTgsld510 | LED Linear - Fixture Replacement | 4239.629 | 2157.5074 | 80.5009 | 12470.7032 | 13321.1794 | 3389.1527 | 2238.0083 | 2593.5983 | 464.0738 | 502.3986 | 252.6906 | 3812.7613 | 8753.0271 | 0 | 8753.0271 | 660.672 | 0 | 29048.1612 | 10617.8427 | 39666.004 | 0 | 1915.1662 | 0
5570 | Commercial | CofTgsld510 | LED Linear - Fixture Replacement | 4239.629 | 2157.5074 | 80.5009 | 12470.7032 | 13321.1794 | 3389.1527 | 2238.0083 | 2593.5983 | 464.0738 | 502.3986 | 252.6906 | 3812.7613 | 8753.0271 | 0 | 8753.0271 | 660.672 | 0 | 29048.1612 | 10617.8427 | 39666.004 | 0 | 2595.1591 | 0
5571 | Commercial | CreTgsld510 | LED Linear - Fixture Replacement | 4075.1565 | 2073.8089 | 77.3779 | 11986.9137 | 12804.3965 | 3257.6737 | 2151.1868 | 2492.982 | 446.0705 | 482.9085 | 242.8877 | 3664.8487 | 8700.3817 | 0 | 8700.3817 | 660.672 | 0 | 28873.4502 | 10617.8427 | 39491.2929 | 0 | 2499.6358 | 0
5572 | Commercial | CrtTgsld510 | LED Linear - Fixture Replacement | 4075.1565 | 2073.8089 | 77.3779 | 11986.9137 | 12804.3965 | 3257.6737 | 2151.1868 | 2492.982 | 446.0705 | 482.9085 | 242.8877 | 3664.8487 | 8700.3817 | 0 | 8700.3817 | 660.672 | 0 | 28873.4502 | 10617.8427 | 39491.2929 | 0 | 1683.6431 | 0
5573 | Commercial | CscTgsld510 | LED Linear - Fixture Replacement | 4239.629 | 2157.5074 | 80.5009 | 12470.7032 | 13321.1794 | 3389.1527 | 2238.0083 | 2593.5983 | 464.0738 | 502.3986 | 252.6906 | 3812.7613 | 8753.0271 | 0 | 8753.0271 | 660.672 | 0 | 29048.1612 | 10617.8427 | 39666.004 | 0 | 3548.5719 | 0
5574 | Commercial | CwaTgsld510 | LED Linear - Fixture Replacement | 4239.629 | 2157.5074 | 80.5009 | 12470.7032 | 13321.1794 | 3389.1527 | 2238.0083 | 2593.5983 | 464.0738 | 502.3986 | 252.6906 | 3812.7613 | 8753.0271 | 0 | 8753.0271 | 660.672 | 0 | 29048.1612 | 10617.8427 | 39666.004 | 0 | 2207.6497 | 0
5575 | Commercial | CasTgsld511 | LED Linear - Lamp Replacement | 4039.2866 | 2055.555 | 76.6968 | 12472.4725 | 13323.0694 | 3188.6896 | 2132.2518 | 2489.9553 | 442.6473 | 482.3235 | 241.0237 | 3655.9497 | 8783.6964 | 0 | 8783.6964 | 721.5234 | 0 | 29149.9416 | 14872.023 | 44021.9646 | 0 | 3757.4063 | 0
5576 | Commercial | CcoTgsld511 | LED Linear - Lamp Replacement | 4539.7819 | 2310.2524 | 86.2001 | 14017.8973 | 14973.8891 | 3583.7902 | 2396.4525 | 2798.4779 | 497.4943 | 542.0866 | 270.8882 | 4108.947 | 19388.384 | 0 | 19388.384 | 721.5234 | 0 | 67985.4734 | 14872.023 | 82857.4964 | 0 | 5717.6013 | 0
5577 | Commercial | CgrTgsld511 | LED Linear - Lamp Replacement | 3882.1126 | 1975.5707 | 73.7124 | 11987.1521 | 12804.6512 | 3064.6135 | 2049.2831 | 2393.0679 | 425.4233 | 463.5556 | 231.6451 | 3513.6919 | 8795.8261 | 0 | 8795.8261 | 721.5234 | 0 | 29190.1958 | 14872.023 | 44062.2188 | 0 | 1951.8802 | 0
5578 | Commercial | CheTgsld511 | LED Linear - Lamp Replacement | 4039.2866 | 2055.555 | 76.6968 | 12472.4725 | 13323.0694 | 3188.6896 | 2132.2518 | 2489.9553 | 442.6473 | 482.3235 | 241.0237 | 3655.9497 | 8783.6964 | 0 | 8783.6964 | 721.5234 | 0 | 29149.9416 | 14872.023 | 44021.9646 | 0 | 2149.2245 | 0
5579 | Commercial | ChoTgsld511 | LED Linear - Lamp Replacement | 4539.7819 | 2310.2524 | 86.2001 | 14017.8973 | 14973.8891 | 3583.7902 | 2396.4525 | 2798.4779 | 497.4943 | 542.0866 | 270.8882 | 4108.947 | 19388.384 | 0 | 19388.384 | 721.5234 | 0 | 67985.4734 | 14872.023 | 82857.4964 | 0 | 3705.2612 | 0
5580 | Commercial | CinTgsld511 | LED Linear - Lamp Replacement | 4039.2866 | 2055.555 | 76.6968 | 12472.4725 | 13323.0694 | 3188.6896 | 2132.2518 | 2489.9553 | 442.6473 | 482.3235 | 241.0237 | 3655.9497 | 8783.6964 | 0 | 8783.6964 | 721.5234 | 0 | 29149.9416 | 14872.023 | 44021.9646 | 0 | 3275.6292 | 0
5581 | Commercial | CloTgsld511 | LED Linear - Lamp Replacement | 3882.1126 | 1975.5707 | 73.7124 | 11987.1521 | 12804.6512 | 3064.6135 | 2049.2831 | 2393.0679 | 425.4233 | 463.5556 | 231.6451 | 3513.6919 | 8795.8261 | 0 | 8795.8261 | 721.5234 | 0 | 29190.1958 | 14872.023 | 44062.2188 | 0 | 2882.5848 | 0
5582 | Commercial | CmiTgsld511 | LED Linear - Lamp Replacement | 4039.2866 | 2055.555 | 76.6968 | 12472.4725 | 13323.0694 | 3188.6896 | 2132.2518 | 2489.9553 | 442.6473 | 482.3235 | 241.0237 | 3655.9497 | 8783.6964 | 0 | 8783.6964 | 721.5234 | 0 | 29149.9416 | 14872.023 | 44021.9646 | 0 | 2451.5202 | 0
5583 | Commercial | CofTgsld511 | LED Linear - Lamp Replacement | 4039.2866 | 2055.555 | 76.6968 | 12472.4725 | 13323.0694 | 3188.6896 | 2132.2518 | 2489.9553 | 442.6473 | 482.3235 | 241.0237 | 3655.9497 | 8783.6964 | 0 | 8783.6964 | 721.5234 | 0 | 29149.9416 | 14872.023 | 44021.9646 | 0 | 3321.9493 | 0
5584 | Commercial | CreTgsld511 | LED Linear - Lamp Replacement | 3882.1126 | 1975.5707 | 73.7124 | 11987.1521 | 12804.6512 | 3064.6135 | 2049.2831 | 2393.0679 | 425.4233 | 463.5556 | 231.6451 | 3513.6919 | 8795.8261 | 0 | 8795.8261 | 721.5234 | 0 | 29190.1958 | 14872.023 | 44062.2188 | 0 | 3223.4804 | 0
5585 | Commercial | CrtTgsld511 | LED Linear - Lamp Replacement | 3882.1126 | 1975.5707 | 73.7124 | 11987.1521 | 12804.6512 | 3064.6135 | 2049.2831 | 2393.0679 | 425.4233 | 463.5556 | 231.6451 | 3513.6919 | 8795.8261 | 0 | 8795.8261 | 721.5234 | 0 | 29190.1958 | 14872.023 | 44062.2188 | 0 | 2171.1926 | 0
5586 | Commercial | CscTgsld511 | LED Linear - Lamp Replacement | 4039.2866 | 2055.555 | 76.6968 | 12472.4725 | 13323.0694 | 3188.6896 | 2132.2518 | 2489.9553 | 442.6473 | 482.3235 | 241.0237 | 3655.9497 | 8783.6964 | 0 | 8783.6964 | 721.5234 | 0 | 29149.9416 | 14872.023 | 44021.9646 | 0 | 4542.371 | 0
5587 | Commercial | CwaTgsld511 | LED Linear - Lamp Replacement | 4039.2866 | 2055.555 | 76.6968 | 12472.4725 | 13323.0694 | 3188.6896 | 2132.2518 | 2489.9553 | 442.6473 | 482.3235 | 241.0237 | 3655.9497 | 8783.6964 | 0 | 8783.6964 | 721.5234 | 0 | 29149.9416 | 14872.023 | 44021.9646 | 0 | 2825.9155 | 0
5588 | Commercial | CcoEgsld804 | Floating Head Pressure Controls | 4443.4568 | 2261.2334 | 84.3711 | 13758.6407 | 14696.9517 | 3505.1458 | 2345.6045 | 2740.2741 | 486.9696 | 530.8122 | 265.1574 | 4023.2133 | 15665.2541 | 0 | 15665.2541 | 417.2665 | 0 | 54308.6151 | 10518.704 | 64827.3191 | 0 | 8156.5295 | 0
5589 | Commercial | CcoNgsld804 | Floating Head Pressure Controls | 4443.4568 | 2261.2334 | 84.3711 | 13758.6407 | 14696.9517 | 3505.1458 | 2345.6045 | 2740.2741 | 486.9696 | 530.8122 | 265.1574 | 4023.2133 | 15665.2541 | 0 | 15665.2541 | 417.2665 | 0 | 54308.6151 | 10518.704 | 64827.3191 | 0 | 8156.5295 | 0
5590 | Commercial | CheEgsld804 | Floating Head Pressure Controls | 4443.4568 | 2261.2334 | 84.3711 | 13758.6407 | 14696.9517 | 3505.1458 | 2345.6045 | 2740.2741 | 486.9696 | 530.8122 | 265.1574 | 4023.2133 | 15665.2541 | 0 | 15665.2541 | 417.2665 | 0 | 54308.6151 | 10518.704 | 64827.3191 | 0 | 8156.5295 | 0
5591 | Commercial | CheNgsld804 | Floating Head Pressure Controls | 4443.4568 | 2261.2334 | 84.3711 | 13758.6407 | 14696.9517 | 3505.1458 | 2345.6045 | 2740.2741 | 486.9696 | 530.8122 | 265.1574 | 4023.2133 | 15665.2541 | 0 | 15665.2541 | 417.2665 | 0 | 54308.6151 | 10518.704 | 64827.3191 | 0 | 8156.5295 | 0
5592 | Commercial | ChoEgsld804 | Floating Head Pressure Controls | 4443.4568 | 2261.2334 | 84.3711 | 13758.6407 | 14696.9517 | 3505.1458 | 2345.6045 | 2740.2741 | 486.9696 | 530.8122 | 265.1574 | 4023.2133 | 15665.2541 | 0 | 15665.2541 | 417.2665 | 0 | 54308.6151 | 10518.704 | 64827.3191 | 0 | 8156.5295 | 0
5593 | Commercial | ChoNgsld804 | Floating Head Pressure Controls | 4443.4568 | 2261.2334 | 84.3711 | 13758.6407 | 14696.9517 | 3505.1458 | 2345.6045 | 2740.2741 | 486.9696 | 530.8122 | 265.1574 | 4023.2133 | 15665.2541 | 0 | 15665.2541 | 417.2665 | 0 | 54308.6151 | 10518.704 | 64827.3191 | 0 | 8156.5295 | 0
5594 | Commercial | CloEgsld804 | Floating Head Pressure Controls | 4443.4568 | 2261.2334 | 84.3711 | 13758.6407 | 14696.9517 | 3505.1458 | 2345.6045 | 2740.2741 | 486.9696 | 530.8122 | 265.1574 | 4023.2133 | 15665.2541 | 0 | 15665.2541 | 417.2665 | 0 | 54308.6151 | 10518.704 | 64827.3191 | 0 | 8156.5295 | 0
5595 | Commercial | CloNgsld804 | Floating Head Pressure Controls | 4443.4568 | 2261.2334 | 84.3711 | 13758.6407 | 14696.9517 | 3505.1458 | 2345.6045 | 2740.2741 | 486.9696 | 530.8122 | 265.1574 | 4023.2133 | 15665.2541 | 0 | 15665.2541 | 417.2665 | 0 | 54308.6151 | 10518.704 | 64827.3191 | 0 | 8156.5295 | 0
5596 | Commercial | CscEgsld804 | Floating Head Pressure Controls | 4443.4568 | 2261.2334 | 84.3711 | 13758.6407 | 14696.9517 | 3505.1458 | 2345.6045 | 2740.2741 | 486.9696 | 530.8122 | 265.1574 | 4023.2133 | 15665.2541 | 0 | 15665.2541 | 417.2665 | 0 | 54308.6151 | 10518.704 | 64827.3191 | 0 | 8156.5295 | 0
5597 | Commercial | CscNgsld804 | Floating Head Pressure Controls | 4443.4568 | 2261.2334 | 84.3711 | 13758.6407 | 14696.9517 | 3505.1458 | 2345.6045 | 2740.2741 | 486.9696 | 530.8122 | 265.1574 | 4023.2133 | 15665.2541 | 0 | 15665.2541 | 417.2665 | 0 | 54308.6151 | 10518.704 | 64827.3191 | 0 | 8156.5295 | 0
5598 | Commercial | CgrNgsld813 | Energy Star Commercial Glass Door Freezer | 4106.1973 | 2089.6052 | 77.9673 | 12714.3564 | 13581.4493 | 3239.1044 | 2167.5725 | 2532.2866 | 450.0085 | 490.5234 | 245.0319 | 3717.8504 | 14035.3419 | 0 | 14035.3419 | 847.9325 | 0 | 48215.2547 | 10518.704 | 58733.9587 | 0 | 2645.1762 | 0
5599 | Commercial | CgrTgsld813 | Energy Star Commercial Glass Door Freezer | 4106.1973 | 2089.6052 | 77.9673 | 12714.3564 | 13581.4493 | 3239.1044 | 2167.5725 | 2532.2866 | 450.0085 | 490.5234 | 245.0319 | 3717.8504 | 14035.3419 | 0 | 14035.3419 | 847.9325 | 0 | 48215.2547 | 10518.704 | 58733.9587 | 0 | 2645.1762 | 0
5600 | Commercial | CrtNgsld813 | Energy Star Commercial Glass Door Freezer | 4106.1973 | 2089.6052 | 77.9673 | 12714.3564 | 13581.4493 | 3239.1044 | 2167.5725 | 2532.2866 | 450.0085 | 490.5234 | 245.0319 | 3717.8504 | 14035.3419 | 0 | 14035.3419 | 847.9325 | 0 | 48215.2547 | 10518.704 | 58733.9587 | 0 | 2645.1762 | 0
5601 | Commercial | CrtTgsld813 | Energy Star Commercial Glass Door Freezer | 4106.1973 | 2089.6052 | 77.9673 | 12714.3564 | 13581.4493 | 3239.1044 | 2167.5725 | 2532.2866 | 450.0085 | 490.5234 | 245.0319 | 3717.8504 | 14035.3419 | 0 | 14035.3419 | 847.9325 | 0 | 48215.2547 | 10518.704 | 58733.9587 | 0 | 2645.1762 | 0
5602 | Commercial | CgrNgsld815 | Energy Star Commercial Solid Door Freezer | 4396.4721 | 2237.3234 | 83.479 | 12932.051 | 13813.9902 | 3514.5328 | 2320.8023 | 2689.5472 | 481.242 | 520.9846 | 262.0388 | 3953.8126 | 13742.6933 | 0 | 13742.6933 | 847.9325 | 0 | 47142.983 | 10617.8427 | 57760.8258 | 0 | 4482.3601 | 0
5603 | Commercial | CgrTgsld815 | Energy Star Commercial Solid Door Freezer | 4396.4721 | 2237.3234 | 83.479 | 12932.051 | 13813.9902 | 3514.5328 | 2320.8023 | 2689.5472 | 481.242 | 520.9846 | 262.0388 | 3953.8126 | 13742.6933 | 0 | 13742.6933 | 847.9325 | 0 | 47142.983 | 10617.8427 | 57760.8258 | 0 | 4482.3601 | 0
5604 | Commercial | CrtNgsld815 | Energy Star Commercial Solid Door Freezer | 4396.4721 | 2237.3234 | 83.479 | 12932.051 | 13813.9902 | 3514.5328 | 2320.8023 | 2689.5472 | 481.242 | 520.9846 | 262.0388 | 3953.8126 | 13742.6933 | 0 | 13742.6933 | 847.9325 | 0 | 47142.983 | 10617.8427 | 57760.8258 | 0 | 4482.3601 | 0
5605 | Commercial | CrtTgsld815 | Energy Star Commercial Solid Door Freezer | 4396.4721 | 2237.3234 | 83.479 | 12932.051 | 13813.9902 | 3514.5328 | 2320.8023 | 2689.5472 | 481.242 | 520.9846 | 262.0388 | 3953.8126 | 13742.6933 | 0 | 13742.6933 | 847.9325 | 0 | 47142.983 | 10617.8427 | 57760.8258 | 0 | 4482.3601 | 0
5606 | Commercial | CasEgsld902 | Faucet Aerator | 4294.575 | 2185.4689 | 81.5442 | 13260.7498 | 14165.1057 | 3390.2192 | 2267.0131 | 2647.3239 | 470.6232 | 512.807 | 256.2567 | 3887.0108 | 10064.0724 | 0 | 10064.0724 | 981.7856 | 0 | 33785.1498 | 14872.023 | 48657.1728 | 0 | 4541.5374 | 0
5607 | Commercial | CasNgsld902 | Faucet Aerator | 4294.575 | 2185.4689 | 81.5442 | 13260.7498 | 14165.1057 | 3390.2192 | 2267.0131 | 2647.3239 | 470.6232 | 512.807 | 256.2567 | 3887.0108 | 10064.0724 | 0 | 10064.0724 | 981.7856 | 0 | 33785.1498 | 14872.023 | 48657.1728 | 0 | 4541.5374 | 0
5608 | Commercial | CcoEgsld902 | Faucet Aerator | 5672.8038 | 2886.8366 | 107.7136 | 17516.432 | 18711.0165 | 4478.2192 | 2994.5501 | 3496.9116 | 621.6571 | 677.3786 | 338.4955 | 5134.4427 | 21781.9351 | 0 | 21781.9351 | 981.7856 | 0 | 76378.4734 | 14872.023 | 91250.4964 | 0 | 10267.1048 | 0
5609 | Commercial | CcoNgsld902 | Faucet Aerator | 5672.8038 | 2886.8366 | 107.7136 | 17516.432 | 18711.0165 | 4478.2192 | 2994.5501 | 3496.9116 | 621.6571 | 677.3786 | 338.4955 | 5134.4427 | 21781.9351 | 0 | 21781.9351 | 981.7856 | 0 | 76378.4734 | 14872.023 | 91250.4964 | 0 | 10267.1048 | 0
5610 | Commercial | CgrEgsld902 | Faucet Aerator | 9727.6617 | 4950.3157 | 184.7061 | 30036.9855 | 32085.4461 | 7679.2011 | 5135.0218 | 5996.4656 | 1066.0107 | 1161.5614 | 580.4483 | 8804.486 | 37837.3607 | 0 | 37837.3607 | 981.7856 | 0 | 132676.9103 | 14872.023 | 147548.9333 | 0 | 17834.9693 | 0
5611 | Commercial | CgrNgsld902 | Faucet Aerator | 9727.6617 | 4950.3157 | 184.7061 | 30036.9855 | 32085.4461 | 7679.2011 | 5135.0218 | 5996.4656 | 1066.0107 | 1161.5614 | 580.4483 | 8804.486 | 37837.3607 | 0 | 37837.3607 | 981.7856 | 0 | 132676.9103 | 14872.023 | 147548.9333 | 0 | 17834.9693 | 0
5612 | Commercial | CheEgsld902 | Faucet Aerator | 4294.575 | 2185.4689 | 81.5442 | 13260.7498 | 14165.1057 | 3390.2192 | 2267.0131 | 2647.3239 | 470.6232 | 512.807 | 256.2567 | 3887.0108 | 10064.0724 | 0 | 10064.0724 | 981.7856 | 0 | 33785.1498 | 14872.023 | 48657.1728 | 0 | 4541.5374 | 0
5613 | Commercial | CheNgsld902 | Faucet Aerator | 4294.575 | 2185.4689 | 81.5442 | 13260.7498 | 14165.1057 | 3390.2192 | 2267.0131 | 2647.3239 | 470.6232 | 512.807 | 256.2567 | 3887.0108 | 10064.0724 | 0 | 10064.0724 | 981.7856 | 0 | 33785.1498 | 14872.023 | 48657.1728 | 0 | 4541.5374 | 0
5614 | Commercial | ChoEgsld902 | Faucet Aerator | 5672.8038 | 2886.8366 | 107.7136 | 17516.432 | 18711.0165 | 4478.2192 | 2994.5501 | 3496.9116 | 621.6571 | 677.3786 | 338.4955 | 5134.4427 | 21781.9351 | 0 | 21781.9351 | 981.7856 | 0 | 76378.4734 | 14872.023 | 91250.4964 | 0 | 10267.1048 | 0
5615 | Commercial | ChoNgsld902 | Faucet Aerator | 5672.8038 | 2886.8366 | 107.7136 | 17516.432 | 18711.0165 | 4478.2192 | 2994.5501 | 3496.9116 | 621.6571 | 677.3786 | 338.4955 | 5134.4427 | 21781.9351 | 0 | 21781.9351 | 981.7856 | 0 | 76378.4734 | 14872.023 | 91250.4964 | 0 | 10267.1048 | 0
5616 | Commercial | CinEgsld902 | Faucet Aerator | 4294.575 | 2185.4689 | 81.5442 | 13260.7498 | 14165.1057 | 3390.2192 | 2267.0131 | 2647.3239 | 470.6232 | 512.807 | 256.2567 | 3887.0108 | 10064.0724 | 0 | 10064.0724 | 981.7856 | 0 | 33785.1498 | 14872.023 | 48657.1728 | 0 | 4541.5374 | 0
5617 | Commercial | CinNgsld902 | Faucet Aerator | 4294.575 | 2185.4689 | 81.5442 | 13260.7498 | 14165.1057 | 3390.2192 | 2267.0131 | 2647.3239 | 470.6232 | 512.807 | 256.2567 | 3887.0108 | 10064.0724 | 0 | 10064.0724 | 981.7856 | 0 | 33785.1498 | 14872.023 | 48657.1728 | 0 | 4541.5374 | 0
5618 | Commercial | CloEgsld902 | Faucet Aerator | 9727.6617 | 4950.3157 | 184.7061 | 30036.9855 | 32085.4461 | 7679.2011 | 5135.0218 | 5996.4656 | 1066.0107 | 1161.5614 | 580.4483 | 8804.486 | 37837.3607 | 0 | 37837.3607 | 981.7856 | 0 | 132676.9103 | 14872.023 | 147548.9333 | 0 | 17834.9693 | 0
5619 | Commercial | CloNgsld902 | Faucet Aerator | 9727.6617 | 4950.3157 | 184.7061 | 30036.9855 | 32085.4461 | 7679.2011 | 5135.0218 | 5996.4656 | 1066.0107 | 1161.5614 | 580.4483 | 8804.486 | 37837.3607 | 0 | 37837.3607 | 981.7856 | 0 | 132676.9103 | 14872.023 | 147548.9333 | 0 | 17834.9693 | 0
5620 | Commercial | CmiEgsld902 | Faucet Aerator | 4294.575 | 2185.4689 | 81.5442 | 13260.7498 | 14165.1057 | 3390.2192 | 2267.0131 | 2647.3239 | 470.6232 | 512.807 | 256.2567 | 3887.0108 | 10064.0724 | 0 | 10064.0724 | 981.7856 | 0 | 33785.1498 | 14872.023 | 48657.1728 | 0 | 4541.5374 | 0
5621 | Commercial | CmiNgsld902 | Faucet Aerator | 4294.575 | 2185.4689 | 81.5442 | 13260.7498 | 14165.1057 | 3390.2192 | 2267.0131 | 2647.3239 | 470.6232 | 512.807 | 256.2567 | 3887.0108 | 10064.0724 | 0 | 10064.0724 | 981.7856 | 0 | 33785.1498 | 14872.023 | 48657.1728 | 0 | 4541.5374 | 0
5622 | Commercial | CofEgsld902 | Faucet Aerator | 4294.575 | 2185.4689 | 81.5442 | 13260.7498 | 14165.1057 | 3390.2192 | 2267.0131 | 2647.3239 | 470.6232 | 512.807 | 256.2567 | 3887.0108 | 10064.0724 | 0 | 10064.0724 | 981.7856 | 0 | 33785.1498 | 14872.023 | 48657.1728 | 0 | 4541.5374 | 0
5623 | Commercial | CofNgsld902 | Faucet Aerator | 4294.575 | 2185.4689 | 81.5442 | 13260.7498 | 14165.1057 | 3390.2192 | 2267.0131 | 2647.3239 | 470.6232 | 512.807 | 256.2567 | 3887.0108 | 10064.0724 | 0 | 10064.0724 | 981.7856 | 0 | 33785.1498 | 14872.023 | 48657.1728 | 0 | 4541.5374 | 0
5624 | Commercial | CreEgsld902 | Faucet Aerator | 9727.6617 | 4950.3157 | 184.7061 | 30036.9855 | 32085.4461 | 7679.2011 | 5135.0218 | 5996.4656 | 1066.0107 | 1161.5614 | 580.4483 | 8804.486 | 37837.3607 | 0 | 37837.3607 | 981.7856 | 0 | 132676.9103 | 14872.023 | 147548.9333 | 0 | 17834.9693 | 0
5625 | Commercial | CreNgsld902 | Faucet Aerator | 9727.6617 | 4950.3157 | 184.7061 | 30036.9855 | 32085.4461 | 7679.2011 | 5135.0218 | 5996.4656 | 1066.0107 | 1161.5614 | 580.4483 | 8804.486 | 37837.3607 | 0 | 37837.3607 | 981.7856 | 0 | 132676.9103 | 14872.023 | 147548.9333 | 0 | 17834.9693 | 0
5626 | Commercial | CrtEgsld902 | Faucet Aerator | 9727.6617 | 4950.3157 | 184.7061 | 30036.9855 | 32085.4461 | 7679.2011 | 5135.0218 | 5996.4656 | 1066.0107 | 1161.5614 | 580.4483 | 8804.486 | 37837.3607 | 0 | 37837.3607 | 981.7856 | 0 | 132676.9103 | 14872.023 | 147548.9333 | 0 | 17834.9693 | 0
5627 | Commercial | CrtNgsld902 | Faucet Aerator | 9727.6617 | 4950.3157 | 184.7061 | 30036.9855 | 32085.4461 | 7679.2011 | 5135.0218 | 5996.4656 | 1066.0107 | 1161.5614 | 580.4483 | 8804.486 | 37837.3607 | 0 | 37837.3607 | 981.7856 | 0 | 132676.9103 | 14872.023 | 147548.9333 | 0 | 17834.9693 | 0
5628 | Commercial | CscEgsld902 | Faucet Aerator | 4294.575 | 2185.4689 | 81.5442 | 13260.7498 | 14165.1057 | 3390.2192 | 2267.0131 | 2647.3239 | 470.6232 | 512.807 | 256.2567 | 3887.0108 | 10064.0724 | 0 | 10064.0724 | 981.7856 | 0 | 33785.1498 | 14872.023 | 48657.1728 | 0 | 4541.5374 | 0
5629 | Commercial | CscNgsld902 | Faucet Aerator | 4294.575 | 2185.4689 | 81.5442 | 13260.7498 | 14165.1057 | 3390.2192 | 2267.0131 | 2647.3239 | 470.6232 | 512.807 | 256.2567 | 3887.0108 | 10064.0724 | 0 | 10064.0724 | 981.7856 | 0 | 33785.1498 | 14872.023 | 48657.1728 | 0 | 4541.5374 | 0
5630 | Commercial | CwaEgsld902 | Faucet Aerator | 4294.575 | 2185.4689 | 81.5442 | 13260.7498 | 14165.1057 | 3390.2192 | 2267.0131 | 2647.3239 | 470.6232 | 512.807 | 256.2567 | 3887.0108 | 10064.0724 | 0 | 10064.0724 | 981.7856 | 0 | 33785.1498 | 14872.023 | 48657.1728 | 0 | 4541.5374 | 0
5631 | Commercial | CwaNgsld902 | Faucet Aerator | 4294.575 | 2185.4689 | 81.5442 | 13260.7498 | 14165.1057 | 3390.2192 | 2267.0131 | 2647.3239 | 470.6232 | 512.807 | 256.2567 | 3887.0108 | 10064.0724 | 0 | 10064.0724 | 981.7856 | 0 | 33785.1498 | 14872.023 | 48657.1728 | 0 | 4541.5374 | 0
5632 | Commercial | CcoEgsld903 | Low Flow Shower Head | 7455.2248 | 3793.8939 | 141.5577 | 23084.2258 | 24658.5225 | 5880.9282 | 3935.4516 | 4597.6275 | 817.0369 | 890.5959 | 444.8807 | 6750.141 | 28621.8597 | 0 | 28621.8597 | 981.7856 | 0 | 100362.7062 | 10518.704 | 110881.4102 | 0 | 11642.9758 | 0
5633 | Commercial | CcoNgsld903 | Low Flow Shower Head | 7455.2248 | 3793.8939 | 141.5577 | 23084.2258 | 24658.5225 | 5880.9282 | 3935.4516 | 4597.6275 | 817.0369 | 890.5959 | 444.8807 | 6750.141 | 28621.8597 | 0 | 28621.8597 | 981.7856 | 0 | 100362.7062 | 10518.704 | 110881.4102 | 0 | 11642.9758 | 0
5634 | Commercial | CheEgsld903 | Low Flow Shower Head | 5657.0638 | 2878.8267 | 107.4147 | 17516.432 | 18711.0165 | 4462.4792 | 2986.2414 | 3488.704 | 619.9719 | 675.7888 | 337.5779 | 5122.0425 | 21781.9351 | 0 | 21781.9351 | 981.7856 | 0 | 76378.4734 | 10518.704 | 86897.1774 | 0 | 8860.5884 | 0
5635 | Commercial | CheNgsld903 | Low Flow Shower Head | 5657.0638 | 2878.8267 | 107.4147 | 17516.432 | 18711.0165 | 4462.4792 | 2986.2414 | 3488.704 | 619.9719 | 675.7888 | 337.5779 | 5122.0425 | 21781.9351 | 0 | 21781.9351 | 981.7856 | 0 | 76378.4734 | 10518.704 | 86897.1774 | 0 | 8860.5884 | 0
5636 | Commercial | ChoEgsld903 | Low Flow Shower Head | 5657.0638 | 2878.8267 | 107.4147 | 17516.432 | 18711.0165 | 4462.4792 | 2986.2414 | 3488.704 | 619.9719 | 675.7888 | 337.5779 | 5122.0425 | 21781.9351 | 0 | 21781.9351 | 981.7856 | 0 | 76378.4734 | 10518.704 | 86897.1774 | 0 | 8860.5884 | 0
5637 | Commercial | ChoNgsld903 | Low Flow Shower Head | 5657.0638 | 2878.8267 | 107.4147 | 17516.432 | 18711.0165 | 4462.4792 | 2986.2414 | 3488.704 | 619.9719 | 675.7888 | 337.5779 | 5122.0425 | 21781.9351 | 0 | 21781.9351 | 981.7856 | 0 | 76378.4734 | 10518.704 | 86897.1774 | 0 | 8860.5884 | 0
5638 | Commercial | CloEgsld903 | Low Flow Shower Head | 9700.7935 | 4936.6427 | 184.1959 | 30037.3648 | 32085.8512 | 7652.3071 | 5120.8386 | 5982.4669 | 1063.1344 | 1158.8499 | 578.8821 | 8783.3332 | 37947.8568 | 0 | 37947.8568 | 981.7856 | 0 | 133064.3656 | 10518.704 | 143583.0696 | 0 | 15436.6615 | 0
5639 | Commercial | CloNgsld903 | Low Flow Shower Head | 9700.7935 | 4936.6427 | 184.1959 | 30037.3648 | 32085.8512 | 7652.3071 | 5120.8386 | 5982.4669 | 1063.1344 | 1158.8499 | 578.8821 | 8783.3332 | 37947.8568 | 0 | 37947.8568 | 981.7856 | 0 | 133064.3656 | 10518.704 | 143583.0696 | 0 | 15436.6615 | 0
5640 | Commercial | CcoEgsld907 | Thermostatic Shower Restriction Valve | 7455.2248 | 3793.8939 | 141.5577 | 23084.2258 | 24658.5225 | 5880.9282 | 3935.4516 | 4597.6275 | 817.0369 | 890.5959 | 444.8807 | 6750.141 | 28621.8597 | 0 | 28621.8597 | 981.7856 | 0 | 100362.7062 | 10518.704 | 110881.4102 | 0 | 5887.6102 | 0
5641 | Commercial | CheEgsld907 | Thermostatic Shower Restriction Valve | 5657.0638 | 2878.8267 | 107.4147 | 17516.432 | 18711.0165 | 4462.4792 | 2986.2414 | 3488.704 | 619.9719 | 675.7888 | 337.5779 | 5122.0425 | 21781.9351 | 0 | 21781.9351 | 981.7856 | 0 | 76378.4734 | 10518.704 | 86897.1774 | 0 | 4480.6151 | 0
5642 | Commercial | ChoEgsld907 | Thermostatic Shower Restriction Valve | 5657.0638 | 2878.8267 | 107.4147 | 17516.432 | 18711.0165 | 4462.4792 | 2986.2414 | 3488.704 | 619.9719 | 675.7888 | 337.5779 | 5122.0425 | 21781.9351 | 0 | 21781.9351 | 981.7856 | 0 | 76378.4734 | 10518.704 | 86897.1774 | 0 | 4480.6151 | 0
5643 | Commercial | CloEgsld907 | Thermostatic Shower Restriction Valve | 9700.7935 | 4936.6427 | 184.1959 | 30037.3648 | 32085.8512 | 7652.3071 | 5120.8386 | 5982.4669 | 1063.1344 | 1158.8499 | 578.8821 | 8783.3332 | 37947.8568 | 0 | 37947.8568 | 981.7856 | 0 | 133064.3656 | 10518.704 | 143583.0696 | 0 | 7805.998 | 0
5644 | Commercial | CcoNgsld911 | Heat Pump Water Heater | 4519.9449 | 2300.1575 | 85.8234 | 13295.2414 | 14201.9495 | 3613.2368 | 2385.9809 | 2765.0819 | 494.7575 | 535.6162 | 269.398 | 4064.8535 | 9087.4138 | 0 | 9087.4138 | 898.9844 | 0 | 30281.6079 | 10617.8427 | 40899.4506 | 0 | 5262.6127 | 0
5645 | Commercial | CcoTgsld911 | Heat Pump Water Heater | 4519.9449 | 2300.1575 | 85.8234 | 13295.2414 | 14201.9495 | 3613.2368 | 2385.9809 | 2765.0819 | 494.7575 | 535.6162 | 269.398 | 4064.8535 | 9087.4138 | 0 | 9087.4138 | 898.9844 | 0 | 30281.6079 | 10617.8427 | 40899.4506 | 0 | 5262.6127 | 0
5646 | Commercial | CgrNgsld911 | Heat Pump Water Heater | 4519.9449 | 2300.1575 | 85.8234 | 13295.2414 | 14201.9495 | 3613.2368 | 2385.9809 | 2765.0819 | 494.7575 | 535.6162 | 269.398 | 4064.8535 | 9087.4138 | 0 | 9087.4138 | 898.9844 | 0 | 30281.6079 | 10617.8427 | 40899.4506 | 0 | 6052.0047 | 0
5647 | Commercial | CgrTgsld911 | Heat Pump Water Heater | 4519.9449 | 2300.1575 | 85.8234 | 13295.2414 | 14201.9495 | 3613.2368 | 2385.9809 | 2765.0819 | 494.7575 | 535.6162 | 269.398 | 4064.8535 | 9087.4138 | 0 | 9087.4138 | 898.9844 | 0 | 30281.6079 | 10617.8427 | 40899.4506 | 0 | 6052.0047 | 0
5648 | Commercial | ChoNgsld911 | Heat Pump Water Heater | 4519.9449 | 2300.1575 | 85.8234 | 13295.2414 | 14201.9495 | 3613.2368 | 2385.9809 | 2765.0819 | 494.7575 | 535.6162 | 269.398 | 4064.8535 | 9087.4138 | 0 | 9087.4138 | 898.9844 | 0 | 30281.6079 | 10617.8427 | 40899.4506 | 0 | 4501.4912 | 0
5649 | Commercial | ChoTgsld911 | Heat Pump Water Heater | 4519.9449 | 2300.1575 | 85.8234 | 13295.2414 | 14201.9495 | 3613.2368 | 2385.9809 | 2765.0819 | 494.7575 | 535.6162 | 269.398 | 4064.8535 | 9087.4138 | 0 | 9087.4138 | 898.9844 | 0 | 30281.6079 | 10617.8427 | 40899.4506 | 0 | 4501.4912 | 0
5650 | Commercial | CinNgsld911 | Heat Pump Water Heater | 4519.9449 | 2300.1575 | 85.8234 | 13295.2414 | 14201.9495 | 3613.2368 | 2385.9809 | 2765.0819 | 494.7575 | 535.6162 | 269.398 | 4064.8535 | 9087.4138 | 0 | 9087.4138 | 898.9844 | 0 | 30281.6079 | 10617.8427 | 40899.4506 | 0 | 3782.5031 | 0
5651 | Commercial | CinTgsld911 | Heat Pump Water Heater | 4519.9449 | 2300.1575 | 85.8234 | 13295.2414 | 14201.9495 | 3613.2368 | 2385.9809 | 2765.0819 | 494.7575 | 535.6162 | 269.398 | 4064.8535 | 9087.4138 | 0 | 9087.4138 | 898.9844 | 0 | 30281.6079 | 10617.8427 | 40899.4506 | 0 | 3782.5031 | 0
5652 | Commercial | CloNgsld911 | Heat Pump Water Heater | 4519.9449 | 2300.1575 | 85.8234 | 13295.2414 | 14201.9495 | 3613.2368 | 2385.9809 | 2765.0819 | 494.7575 | 535.6162 | 269.398 | 4064.8535 | 9087.4138 | 0 | 9087.4138 | 898.9844 | 0 | 30281.6079 | 10617.8427 | 40899.4506 | 0 | 3782.5031 | 0
5653 | Commercial | CloTgsld911 | Heat Pump Water Heater | 4519.9449 | 2300.1575 | 85.8234 | 13295.2414 | 14201.9495 | 3613.2368 | 2385.9809 | 2765.0819 | 494.7575 | 535.6162 | 269.398 | 4064.8535 | 9087.4138 | 0 | 9087.4138 | 898.9844 | 0 | 30281.6079 | 10617.8427 | 40899.4506 | 0 | 3782.5031 | 0
5654 | Commercial | CmiNgsld911 | Heat Pump Water Heater | 4519.9449 | 2300.1575 | 85.8234 | 13295.2414 | 14201.9495 | 3613.2368 | 2385.9809 | 2765.0819 | 494.7575 | 535.6162 | 269.398 | 4064.8535 | 9087.4138 | 0 | 9087.4138 | 898.9844 | 0 | 30281.6079 | 10617.8427 | 40899.4506 | 0 | 4034.6699 | 0
5655 | Commercial | CmiTgsld911 | Heat Pump Water Heater | 4519.9449 | 2300.1575 | 85.8234 | 13295.2414 | 14201.9495 | 3613.2368 | 2385.9809 | 2765.0819 | 494.7575 | 535.6162 | 269.398 | 4064.8535 | 9087.4138 | 0 | 9087.4138 | 898.9844 | 0 | 30281.6079 | 10617.8427 | 40899.4506 | 0 | 4034.6699 | 0
5656 | Commercial | CofNgsld911 | Heat Pump Water Heater | 4519.9449 | 2300.1575 | 85.8234 | 13295.2414 | 14201.9495 | 3613.2368 | 2385.9809 | 2765.0819 | 494.7575 | 535.6162 | 269.398 | 4064.8535 | 9087.4138 | 0 | 9087.4138 | 898.9844 | 0 | 30281.6079 | 10617.8427 | 40899.4506 | 0 | 4357.4436 | 0
5657 | Commercial | CofTgsld911 | Heat Pump Water Heater | 4519.9449 | 2300.1575 | 85.8234 | 13295.2414 | 14201.9495 | 3613.2368 | 2385.9809 | 2765.0819 | 494.7575 | 535.6162 | 269.398 | 4064.8535 | 9087.4138 | 0 | 9087.4138 | 898.9844 | 0 | 30281.6079 | 10617.8427 | 40899.4506 | 0 | 4357.4436 | 0
5658 | Commercial | CreNgsld911 | Heat Pump Water Heater | 4519.9449 | 2300.1575 | 85.8234 | 13295.2414 | 14201.9495 | 3613.2368 | 2385.9809 | 2765.0819 | 494.7575 | 535.6162 | 269.398 | 4064.8535 | 9087.4138 | 0 | 9087.4138 | 898.9844 | 0 | 30281.6079 | 10617.8427 | 40899.4506 | 0 | 7262.4058 | 0
5659 | Commercial | CreTgsld911 | Heat Pump Water Heater | 4519.9449 | 2300.1575 | 85.8234 | 13295.2414 | 14201.9495 | 3613.2368 | 2385.9809 | 2765.0819 | 494.7575 | 535.6162 | 269.398 | 4064.8535 | 9087.4138 | 0 | 9087.4138 | 898.9844 | 0 | 30281.6079 | 10617.8427 | 40899.4506 | 0 | 7262.4058 | 0
5660 | Commercial | CrtNgsld911 | Heat Pump Water Heater | 4519.9449 | 2300.1575 | 85.8234 | 13295.2414 | 14201.9495 | 3613.2368 | 2385.9809 | 2765.0819 | 494.7575 | 535.6162 | 269.398 | 4064.8535 | 9087.4138 | 0 | 9087.4138 | 898.9844 | 0 | 30281.6079 | 10617.8427 | 40899.4506 | 0 | 6113.1364 | 0
5661 | Commercial | CrtTgsld911 | Heat Pump Water Heater | 4519.9449 | 2300.1575 | 85.8234 | 13295.2414 | 14201.9495 | 3613.2368 | 2385.9809 | 2765.0819 | 494.7575 | 535.6162 | 269.398 | 4064.8535 | 9087.4138 | 0 | 9087.4138 | 898.9844 | 0 | 30281.6079 | 10617.8427 | 40899.4506 | 0 | 6113.1364 | 0
5662 | Commercial | CwaNgsld911 | Heat Pump Water Heater | 4519.9449 | 2300.1575 | 85.8234 | 13295.2414 | 14201.9495 | 3613.2368 | 2385.9809 | 2765.0819 | 494.7575 | 535.6162 | 269.398 | 4064.8535 | 9087.4138 | 0 | 9087.4138 | 898.9844 | 0 | 30281.6079 | 10617.8427 | 40899.4506 | 0 | 6052.0047 | 0
5663 | Commercial | CwaTgsld911 | Heat Pump Water Heater | 4519.9449 | 2300.1575 | 85.8234 | 13295.2414 | 14201.9495 | 3613.2368 | 2385.9809 | 2765.0819 | 494.7575 | 535.6162 | 269.398 | 4064.8535 | 9087.4138 | 0 | 9087.4138 | 898.9844 | 0 | 30281.6079 | 10617.8427 | 40899.4506 | 0 | 6052.0047 | 0
5664 | Commercial | CcoEgsld921 | Retro-Commissioning | 4083.3791 | 2077.9933 | 77.534 | 12011.1001 | 12830.2324 | 3264.2468 | 2155.5273 | 2498.0122 | 446.9706 | 483.8828 | 243.3778 | 3672.2434 | 5234.3165 | 0 | 5234.3165 | 1710.9354 | 0 | 16699.5676 | 10617.8427 | 27317.4103 | 0 | 9608.276 | 0
5665 | Commercial | CgrEgsld921 | Retro-Commissioning | 5468.5211 | 2782.879 | 103.8347 | 16085.4411 | 17182.4351 | 4371.5271 | 2886.7137 | 3345.3745 | 598.5895 | 648.023 | 325.9351 | 4917.9221 | 6998.5603 | 0 | 6998.5603 | 1710.9354 | 0 | 22806.3781 | 10617.8427 | 33424.2209 | 0 | 2019.8642 | 0
5666 | Commercial | CheEgsld921 | Retro-Commissioning | 6304.7296 | 3208.4177 | 119.7124 | 18545.1158 | 19809.8545 | 5039.9909 | 3328.1301 | 3856.9261 | 690.1217 | 747.1142 | 375.7748 | 5669.9368 | 12350.7218 | 0 | 12350.7218 | 1710.9354 | 0 | 42118.1604 | 10617.8427 | 52736.0032 | 0 | 9126.0243 | 0
5667 | Commercial | ChoEgsld921 | Retro-Commissioning | 4083.3791 | 2077.9933 | 77.534 | 12011.1001 | 12830.2324 | 3264.2468 | 2155.5273 | 2498.0122 | 446.9706 | 483.8828 | 243.3778 | 3672.2434 | 5234.3149 | 0 | 5234.3149 | 1710.9354 | 0 | 16699.5624 | 10617.8427 | 27317.4052 | 0 | 3618.4057 | 0
5668 | Commercial | CinEgsld921 | Retro-Commissioning | 6304.7296 | 3208.4177 | 119.7124 | 18545.1158 | 19809.8545 | 5039.9909 | 3328.1301 | 3856.9261 | 690.1217 | 747.1142 | 375.7748 | 5669.9368 | 12350.7228 | 0 | 12350.7228 | 1710.9354 | 0 | 42118.1639 | 10617.8427 | 52736.0066 | 0 | 8094.3224 | 0
5669 | Commercial | CloEgsld921 | Retro-Commissioning | 5468.5211 | 2782.879 | 103.8347 | 16085.4411 | 17182.4351 | 4371.5271 | 2886.7137 | 3345.3745 | 598.5895 | 648.023 | 325.9351 | 4917.9221 | 6998.5603 | 0 | 6998.5603 | 1710.9354 | 0 | 22806.3781 | 10617.8427 | 33424.2209 | 0 | 8755.1183 | 0
5670 | Commercial | CmiEgsld921 | Retro-Commissioning | 6304.7296 | 3208.4177 | 119.7124 | 18545.1158 | 19809.8545 | 5039.9909 | 3328.1301 | 3856.9261 | 690.1217 | 747.1142 | 375.7748 | 5669.9368 | 12350.7228 | 0 | 12350.7228 | 1710.9354 | 0 | 42118.1639 | 10617.8427 | 52736.0066 | 0 | 11851.5512 | 0
5671 | Commercial | CofEgsld921 | Retro-Commissioning | 6304.7296 | 3208.4177 | 119.7124 | 18545.1158 | 19809.8545 | 5039.9909 | 3328.1301 | 3856.9261 | 690.1217 | 747.1142 | 375.7748 | 5669.9368 | 12350.7228 | 0 | 12350.7228 | 1710.9354 | 0 | 42118.1639 | 10617.8427 | 52736.0066 | 0 | 8844.6917 | 0
5672 | Commercial | CreEgsld921 | Retro-Commissioning | 5468.5211 | 2782.879 | 103.8347 | 16085.4411 | 17182.4351 | 4371.5271 | 2886.7137 | 3345.3745 | 598.5895 | 648.023 | 325.9351 | 4917.9221 | 6998.5645 | 0 | 6998.5645 | 1710.9354 | 0 | 22806.3919 | 10617.8427 | 33424.2346 | 0 | 2089.8755 | 0
5673 | Commercial | CrtEgsld921 | Retro-Commissioning | 5468.5211 | 2782.879 | 103.8347 | 16085.4411 | 17182.4351 | 4371.5271 | 2886.7137 | 3345.3745 | 598.5895 | 648.023 | 325.9351 | 4917.9221 | 6998.5571 | 0 | 6998.5571 | 1710.9354 | 0 | 22806.3678 | 10617.8427 | 33424.2106 | 0 | 10779.2435 | 0
5674 | Residential | ROC - HS-Cycle | ROC - HS-Cycle | 419.7258 | 213.5945 | 7.9696 | 1299.6314 | 1388.2636 | 331.0936 | 221.5641 | 0 | 0 | 0 | 0 | 0 | 2.3492 | 0.83042 | 1.5188 | 1354.4827 | 601.0161 | 9.4322 | 0 | 9.4322 | 2145.8325 | 0 | 0
5675 | Residential | ROC - HS-Shed | ROC - HS-Shed | 2108.1564 | 1072.821 | 40.0291 | 6527.6579 | 6972.8307 | 1662.9835 | 1112.85 | 0 | 0 | 0 | 0 | 0 | 12.8487 | 4.5395 | 8.3092 | 1354.4827 | 1201.6182 | 51.5881 | 0 | 51.5881 | 2145.8325 | 0 | 0
5676 | Residential | ROC - WH | ROC - WH | 993.0527 | 505.3552 | 18.8558 | 3074.8709 | 3284.5708 | 783.3529 | 524.211 | 0 | 0 | 0 | 0 | 0 | 0.39068 | 0.27037 | 0.12031 | 1354.4827 | 1081.4564 | 1.1814 | 0 | 1.1814 | 2145.8325 | 0 | 0
5677 | Residential | ROC - PP | ROC - PP | 2444.6857 | 1244.0776 | 46.419 | 7569.6813 | 8085.918 | 1928.449 | 1290.4966 | 0 | 0 | 0 | 0 | 0 | 6.2732 | 0 | 6.2732 | 1354.4827 | 2162.9127 | 18.9695 | 0 | 18.9695 | 2145.8325 | 0 | 0
5678 | Commercial | PV Business GS | PV Business GS | 4459.4977 | 2212.4803 | 82.0411 | 12188.2566 | 13019.4706 | 3628.2837 | 2294.5214 | 2807.8046 | 480.0458 | 543.8897 | 261.3874 | 4093.1275 | 6519.2445 | 0 | 6519.2445 | 1206.3975 | 0 | 24475.876 | 0 | 24475.876 | 0 | 53258.1344 | 5512.2751
5679 | Commercial | PV Business GSD | PV Business GSD | 4459.4977 | 2212.4803 | 82.0411 | 12188.2566 | 13019.4706 | 3628.2837 | 2294.5214 | 2807.8046 | 480.0458 | 543.8897 | 261.3874 | 4093.1275 | 6519.2445 | 0 | 6519.2445 | 1206.3975 | 0 | 14053.7548 | 10125.7475 | 24179.5023 | 0 | 53258.1344 | 5512.2751
5680 | Commercial | PV Business GSLD | PV Business GSLD | 4459.4977 | 2212.4803 | 82.0411 | 12188.2566 | 13019.4706 | 3628.2837 | 2294.5214 | 2807.8046 | 480.0458 | 543.8897 | 261.3874 | 4093.1275 | 6519.2445 | 0 | 6519.2445 | 1206.3975 | 0 | 12820.1915 | 12316.7318 | 25136.9233 | 0 | 53258.1344 | 5512.2751
5681 | Residential | PV Residential | PV Residential | 11024.8668 | 5469.7417 | 202.8238 | 36513.5456 | 39003.6943 | 8534.7182 | 5672.5655 | 7166.0583 | 1192.7706 | 1388.1264 | 649.4697 | 10396.425 | 19883.5772 | 0 | 19883.5772 | 1028.3821 | 0 | 77056.8356 | 0 | 77056.8356 | 0 | 212409.079 | 23830.3714
5682 | Residential | Smart Thermostat BYOT | Smart Thermostat BYOT | 3251.8305 | 1654.826 | 61.7448 | 10068.9101 | 10755.5891 | 2565.1515 | 1716.5708 | 0 | 0 | 0 | 0 | 0 | 1086.7179 | 0 | 1086.7179 | 3588.9395 | 0 | 3638.8321 | 0 | 3638.8321 | 163.0932 | 3336.6678 | 0
5683 | Residential | Smart Thermostat FPL | Smart Thermostat FPL | 3251.8305 | 1654.826 | 61.7448 | 10068.9101 | 10755.5891 | 2565.1515 | 1716.5708 | 0 | 0 | 0 | 0 | 0 | 1086.7179 | 0 | 1086.7179 | 3588.9395 | 0 | 3638.8321 | 0 | 3638.8321 | 4171.8756 | 0 | 0
5684 | Residential | PV and Battery Res | PV and Battery Res | 18.5222 | 9.1894 | 0.34075 | 61.3442 | 65.5277 | 14.3387 | 9.5301 | 12.0393 | 2.0039 | 2.3321 | 1.0911 | 17.4664 | 0 | 0 | 0 | 1028.3821 | 0 | 0 | 0 | 0 | 0 | 442551.8303 | 23830.3714
5685 | Commercial | PV and Battery GS | PV and Battery GS | 4524.1035 | 2244.533 | 83.2297 | 11986.7978 | 12804.2727 | 3706.6286 | 2327.7627 | 2832.725 | 486.5757 | 548.7159 | 264.943 | 4132.9595 | 0 | 0 | 0 | 1206.3975 | 0 | 0 | 0 | 0 | 0 | 106804.793 | 5512.2751
5686 | Commercial | PV and Battery GSD | PV and Battery GSD | 4524.1035 | 2244.533 | 83.2297 | 11986.7978 | 12804.2727 | 3706.6286 | 2327.7627 | 2832.725 | 486.5757 | 548.7159 | 264.943 | 4132.9595 | 0 | 0 | 0 | 1206.3975 | 0 | 0 | 10125.7475 | 10125.7475 | 0 | 106804.793 | 5512.2751
5687 | Commercial | PV and Battery GSLD | PV and Battery GSLD | 4524.1035 | 2244.533 | 83.2297 | 11986.7978 | 12804.2727 | 3706.6286 | 2327.7627 | 2832.725 | 486.5757 | 548.7159 | 264.943 | 4132.9595 | 0 | 0 | 0 | 1206.3975 | 0 | 0 | 12316.7318 | 12316.7318 | 0 | 106804.793 | 5512.2751
All NPV values are based on 1,000 participants per year from 2020-2025.
Nominal values are not used in the cost-effectiveness calculation and are therefore unavailable.
* Incentives are based on the maximum incentive that can be offered and still pass the RIM test as well as the two-year payback screening. Incentives for load control programs are based on current tariffs.