## RES RIM
Segment | Vintage | (1) Measure | RIM NPV Benefits | RIM NPV Costs | RIM Benefit/Cost Ratio | 1 Individual Measure
Single Family | Existing | Wall Insulation | 8710.5928 | 8546.7433 | 1.0192
Multi-Family | Existing | Wall Insulation | 3155.9975 | 3002.4947 | 1.0511 | Row Labels
Manufactured Home | Existing | Wall Insulation | 6802.9186 | 6596.2736 | 1.0313 | Wall Insulation
Grand Total

## RES TRC
Segment | Vintage | (1) Measure | TRC NPV Benefits | TRC NPV Costs | TRC Benefit/Cost Ratio | 49 Individual Measures
Single Family | Turnover | Energy Star Clothes Washer | 2093.0948 | 254.8212 | 8.214
Multi-Family | Turnover | Energy Star Clothes Washer | 2093.0948 | 254.8212 | 8.214 | Row Labels
Manufactured Home | Turnover | Energy Star Clothes Washer | 2093.0948 | 254.8212 | 8.214 | 14 SEER ASHP from base electric resistance heating
Single Family | New | Energy Star Clothes Washer | 2093.0948 | 254.8212 | 8.214 | 15 SEER Air Source Heat Pump
Multi-Family | New | Energy Star Clothes Washer | 2093.0948 | 254.8212 | 8.214 | 21 SEER ASHP from base electric resistance heating
Manufactured Home | New | Energy Star Clothes Washer | 2093.0948 | 254.8212 | 8.214 | Air Sealing-Infiltration Control
Single Family | Turnover | Energy Star Dishwasher | 153.8885 | 0.0043679 | 35231.985 | Ceiling Insulation(R12 to R38)
Multi-Family | Turnover | Energy Star Dishwasher | 153.8885 | 0.0043679 | 35231.985 | Ceiling Insulation(R2 to R38)
Manufactured Home | Turnover | Energy Star Dishwasher | 153.8885 | 0.0043679 | 35231.985 | Central AC Tune Up
Single Family | New | Energy Star Dishwasher | 153.8885 | 0.0043679 | 35231.985 | CFL - 15W Flood (Exterior)
Multi-Family | New | Energy Star Dishwasher | 153.8885 | 0.0043679 | 35231.985 | CFL-13W
Manufactured Home | New | Energy Star Dishwasher | 153.8885 | 0.0043679 | 35231.985 | CFL-23W
Single Family | Turnover | High Efficiency Induction Cooktop | 2117.8587 | 989.3213 | 2.1407 | Duct Repair
Multi-Family | Turnover | High Efficiency Induction Cooktop | 2117.8587 | 989.3213 | 2.1407 | Energy Star Air Purifier
Manufactured Home | Turnover | High Efficiency Induction Cooktop | 2117.8587 | 989.3213 | 2.1407 | ENERGY STAR Certified Home
Single Family | New | High Efficiency Induction Cooktop | 2117.8587 | 989.3213 | 2.1407 | Energy Star Certified Roof Products
Multi-Family | New | High Efficiency Induction Cooktop | 2117.8587 | 989.3213 | 2.1407 | Energy Star Clothes Washer
Manufactured Home | New | High Efficiency Induction Cooktop | 2117.8587 | 989.3213 | 2.1407 | Energy Star Dehumidifier
Single Family | Turnover | Heat Pump Water Heater | 7054.6542 | 4394.0715 | 1.6055 | Energy Star Dishwasher
Multi-Family | Turnover | Heat Pump Water Heater | 5545.4244 | 4394.0715 | 1.262 | Energy Star Imaging Equipment
Manufactured Home | Turnover | Heat Pump Water Heater | 5501.2165 | 4394.0715 | 1.252 | Energy Star Personal Computer
Single Family | New | Heat Pump Water Heater | 7054.6542 | 4394.0715 | 1.6055 | Energy Star Room AC
Multi-Family | New | Heat Pump Water Heater | 5545.4244 | 4394.0715 | 1.262 | Energy Star Windows
Manufactured Home | New | Heat Pump Water Heater | 5501.2165 | 4394.0715 | 1.252 | Faucet Aerator
Single Family | Turnover | Energy Star Air Purifier | 2415.5093 | 0.0043679 | 553018.3989 | Heat Pump Pool Heater
Multi-Family | Turnover | Energy Star Air Purifier | 2415.5093 | 0.0043679 | 553018.3989 | Heat Pump Tune Up
Manufactured Home | Turnover | Energy Star Air Purifier | 2415.5093 | 0.0043679 | 553018.3989 | Heat Pump Water Heater
Single Family | New | Energy Star Air Purifier | 2415.5093 | 0.0043679 | 553018.3989 | Heat Trap
Multi-Family | New | Energy Star Air Purifier | 2415.5093 | 0.0043679 | 553018.3989 | High Efficiency Induction Cooktop
Manufactured Home | New | Energy Star Air Purifier | 2415.5093 | 0.0043679 | 553018.3989 | Home Energy Management System
Single Family | Turnover | Energy Star Imaging Equipment | 419.7593 | 0.0043679 | 96101.7151 | Hot Water Pipe Insulation
Multi-Family | Turnover | Energy Star Imaging Equipment | 419.7593 | 0.0043679 | 96101.7151 | LED - 14W
Manufactured Home | Turnover | Energy Star Imaging Equipment | 419.7593 | 0.0043679 | 96101.7151 | LED - 9W
Single Family | New | Energy Star Imaging Equipment | 419.7593 | 0.0043679 | 96101.7151 | LED - 9W Flood
Multi-Family | New | Energy Star Imaging Equipment | 419.7593 | 0.0043679 | 96101.7151 | LED - 9W Flood (Exterior)
Manufactured Home | New | Energy Star Imaging Equipment | 419.7593 | 0.0043679 | 96101.7151 | LED Specialty Lamps-5W Chandelier
Single Family | Turnover | Energy Star Personal Computer | 413.9283 | 129.944 | 3.1854 | Linear LED
Multi-Family | Turnover | Energy Star Personal Computer | 413.9283 | 129.944 | 3.1854 | Low Flow Showerhead
Manufactured Home | Turnover | Energy Star Personal Computer | 413.9283 | 129.944 | 3.1854 | Low Wattage T8 Fixture
Single Family | New | Energy Star Personal Computer | 413.9283 | 129.944 | 3.1854 | Programmable Thermostat
Multi-Family | New | Energy Star Personal Computer | 413.9283 | 129.944 | 3.1854 | Removal of 2nd Refrigerator-Freezer
Manufactured Home | New | Energy Star Personal Computer | 413.9283 | 129.944 | 3.1854 | Smart Power Strip
Single Family | Turnover | 14 SEER ASHP from base electric resistance heating | 24298.5878 | 2049.7951 | 11.8542 | Smart Thermostat
Multi-Family | Turnover | 14 SEER ASHP from base electric resistance heating | 16199.0586 | 1366.53 | 11.8542 | Solar Pool Heater
Manufactured Home | Turnover | 14 SEER ASHP from base electric resistance heating | 24298.5878 | 2049.7951 | 11.8542 | Spray Foam Insulation(Base R2)
Single Family | New | 14 SEER ASHP from base electric resistance heating | 24298.5878 | 2049.7951 | 11.8542 | Thermostatic Shower Restriction Valve
Multi-Family | New | 14 SEER ASHP from base electric resistance heating | 16199.0586 | 1366.53 | 11.8542 | Two Speed Pool Pump
Manufactured Home | New | 14 SEER ASHP from base electric resistance heating | 24298.5878 | 2049.7951 | 11.8542 | Variable Speed Pool Pump
Single Family | Turnover | 15 SEER Air Source Heat Pump | 2209.2554 | 2070.3677 | 1.0671 | Wall Insulation
Manufactured Home | Turnover | 15 SEER Air Source Heat Pump | 2209.2554 | 2070.3677 | 1.0671 | Water Heater Blanket
Single Family | New | 15 SEER Air Source Heat Pump | 2209.2554 | 2070.3677 | 1.0671 | Water Heater Thermostat Setback
Manufactured Home | New | 15 SEER Air Source Heat Pump | 2209.2554 | 2070.3677 | 1.0671 | Grand Total
Single Family | Turnover | 21 SEER ASHP from base electric resistance heating | 35142.3703 | 22753.472 | 1.5445
Multi-Family | Turnover | 21 SEER ASHP from base electric resistance heating | 23428.2468 | 21192.2662 | 1.1055
Manufactured Home | Turnover | 21 SEER ASHP from base electric resistance heating | 35142.3703 | 22753.472 | 1.5445
Single Family | New | 21 SEER ASHP from base electric resistance heating | 35142.3703 | 22753.472 | 1.5445
Multi-Family | New | 21 SEER ASHP from base electric resistance heating | 23428.2468 | 21192.2662 | 1.1055
Single Family | Turnover | Energy Star Room AC | 794.2742 | 81.548 | 9.74
Multi-Family | Turnover | Energy Star Room AC | 794.2742 | 81.548 | 9.74
Manufactured Home | Turnover | Energy Star Room AC | 794.2742 | 81.548 | 9.74
Single Family | New | Energy Star Room AC | 794.2742 | 81.548 | 9.74
Multi-Family | New | Energy Star Room AC | 794.2742 | 81.548 | 9.74
Manufactured Home | New | Energy Star Room AC | 794.2742 | 81.548 | 9.74
Single Family | Turnover | CFL - 15W Flood (Exterior) | 119.9576 | 17.122 | 7.006
Multi-Family | Turnover | CFL - 15W Flood (Exterior) | 119.9576 | 17.122 | 7.006
Manufactured Home | Turnover | CFL - 15W Flood (Exterior) | 119.9576 | 17.122 | 7.006
Single Family | New | CFL - 15W Flood (Exterior) | 119.9576 | 17.122 | 7.006
Multi-Family | New | CFL - 15W Flood (Exterior) | 119.9576 | 17.122 | 7.006
Manufactured Home | New | CFL - 15W Flood (Exterior) | 119.9576 | 17.122 | 7.006
Single Family | Turnover | CFL-13W | 18.7387 | 5.7656 | 3.2501
Multi-Family | Turnover | CFL-13W | 18.7387 | 5.7656 | 3.2501
Manufactured Home | Turnover | CFL-13W | 18.7387 | 5.7656 | 3.2501
Single Family | New | CFL-13W | 18.7387 | 5.7656 | 3.2501
Multi-Family | New | CFL-13W | 18.7387 | 5.7656 | 3.2501
Manufactured Home | New | CFL-13W | 18.7387 | 5.7656 | 3.2501
Single Family | Turnover | CFL-23W | 26.2342 | 3.7127 | 7.0661
Multi-Family | Turnover | CFL-23W | 26.2342 | 3.7127 | 7.0661
Manufactured Home | Turnover | CFL-23W | 26.2342 | 3.7127 | 7.0661
Single Family | New | CFL-23W | 26.2342 | 3.7127 | 7.0661
Multi-Family | New | CFL-23W | 26.2342 | 3.7127 | 7.0661
Manufactured Home | New | CFL-23W | 26.2342 | 3.7127 | 7.0661
Single Family | Turnover | LED - 14W | 59.964 | 8.2116 | 7.3024
Multi-Family | Turnover | LED - 14W | 59.964 | 8.2116 | 7.3024
Manufactured Home | Turnover | LED - 14W | 59.964 | 8.2116 | 7.3024
Single Family | New | LED - 14W | 59.964 | 8.2116 | 7.3024
Multi-Family | New | LED - 14W | 59.964 | 8.2116 | 7.3024
Manufactured Home | New | LED - 14W | 59.964 | 8.2116 | 7.3024
Single Family | Turnover | LED - 9W Flood (Exterior) | 134.3526 | 13.7151 | 9.796
Multi-Family | Turnover | LED - 9W Flood (Exterior) | 134.3526 | 13.7151 | 9.796
Manufactured Home | Turnover | LED - 9W Flood (Exterior) | 134.3526 | 13.7151 | 9.796
Single Family | New | LED - 9W Flood (Exterior) | 134.3526 | 13.7151 | 9.796
Multi-Family | New | LED - 9W Flood (Exterior) | 134.3526 | 13.7151 | 9.796
Manufactured Home | New | LED - 9W Flood (Exterior) | 134.3526 | 13.7151 | 9.796
Single Family | Turnover | LED - 9W Flood | 39.3514 | 13.7151 | 2.8692
Multi-Family | Turnover | LED - 9W Flood | 39.3514 | 13.7151 | 2.8692
Manufactured Home | Turnover | LED - 9W Flood | 39.3514 | 13.7151 | 2.8692
Single Family | New | LED - 9W Flood | 39.3514 | 13.7151 | 2.8692
Multi-Family | New | LED - 9W Flood | 39.3514 | 13.7151 | 2.8692
Manufactured Home | New | LED - 9W Flood | 39.3514 | 13.7151 | 2.8692
Single Family | Turnover | LED - 9W | 33.7297 | 5.2414 | 6.4352
Multi-Family | Turnover | LED - 9W | 33.7297 | 5.2414 | 6.4352
Manufactured Home | Turnover | LED - 9W | 33.7297 | 5.2414 | 6.4352
Single Family | New | LED - 9W | 33.7297 | 5.2414 | 6.4352
Multi-Family | New | LED - 9W | 33.7297 | 5.2414 | 6.4352
Manufactured Home | New | LED - 9W | 33.7297 | 5.2414 | 6.4352
Single Family | Turnover | LED Specialty Lamps-5W Chandelier | 26.2342 | 8.6047 | 3.0488
Multi-Family | Turnover | LED Specialty Lamps-5W Chandelier | 26.2342 | 8.6047 | 3.0488
Manufactured Home | Turnover | LED Specialty Lamps-5W Chandelier | 26.2342 | 8.6047 | 3.0488
Single Family | New | LED Specialty Lamps-5W Chandelier | 26.2342 | 8.6047 | 3.0488
Multi-Family | New | LED Specialty Lamps-5W Chandelier | 26.2342 | 8.6047 | 3.0488
Manufactured Home | New | LED Specialty Lamps-5W Chandelier | 26.2342 | 8.6047 | 3.0488
Single Family | Turnover | Linear LED | 37.4431 | 9.3909 | 3.9872
Multi-Family | Turnover | Linear LED | 37.4431 | 9.3909 | 3.9872
Manufactured Home | Turnover | Linear LED | 37.4431 | 9.3909 | 3.9872
Single Family | New | Linear LED | 37.4431 | 9.3909 | 3.9872
Multi-Family | New | Linear LED | 37.4431 | 9.3909 | 3.9872
Manufactured Home | New | Linear LED | 37.4431 | 9.3909 | 3.9872
Single Family | Turnover | Low Wattage T8 Fixture | 16.047 | 1.9219 | 8.3497
Multi-Family | Turnover | Low Wattage T8 Fixture | 16.047 | 1.9219 | 8.3497
Manufactured Home | Turnover | Low Wattage T8 Fixture | 16.047 | 1.9219 | 8.3497
Single Family | New | Low Wattage T8 Fixture | 16.047 | 1.9219 | 8.3497
Multi-Family | New | Low Wattage T8 Fixture | 16.047 | 1.9219 | 8.3497
Manufactured Home | New | Low Wattage T8 Fixture | 16.047 | 1.9219 | 8.3497
Single Family | Turnover | Energy Star Dehumidifier | 743.3987 | 87.3573 | 8.5099
Multi-Family | Turnover | Energy Star Dehumidifier | 743.3987 | 87.3573 | 8.5099
Manufactured Home | Turnover | Energy Star Dehumidifier | 743.3987 | 87.3573 | 8.5099
Single Family | New | Energy Star Dehumidifier | 743.3987 | 87.3573 | 8.5099
Multi-Family | New | Energy Star Dehumidifier | 743.3987 | 87.3573 | 8.5099
Manufactured Home | New | Energy Star Dehumidifier | 743.3987 | 87.3573 | 8.5099
Single Family | Turnover | Heat Pump Pool Heater | 23793.7434 | 3961.4346 | 6.0063
Multi-Family | Turnover | Heat Pump Pool Heater | 23793.7434 | 3961.4346 | 6.0063
Manufactured Home | Turnover | Heat Pump Pool Heater | 23793.7434 | 3961.4346 | 6.0063
Single Family | New | Heat Pump Pool Heater | 23793.7434 | 3961.4346 | 6.0063
Multi-Family | New | Heat Pump Pool Heater | 23793.7434 | 3961.4346 | 6.0063
Manufactured Home | New | Heat Pump Pool Heater | 23793.7434 | 3961.4346 | 6.0063
Single Family | Turnover | Solar Pool Heater | 25611.3211 | 15187.0643 | 1.6864
Multi-Family | Turnover | Solar Pool Heater | 25611.3211 | 15187.0643 | 1.6864
Manufactured Home | Turnover | Solar Pool Heater | 25611.3211 | 15187.0643 | 1.6864
Single Family | New | Solar Pool Heater | 25611.3211 | 15187.0643 | 1.6864
Multi-Family | New | Solar Pool Heater | 25611.3211 | 15187.0643 | 1.6864
Manufactured Home | New | Solar Pool Heater | 25611.3211 | 15187.0643 | 1.6864
Single Family | Turnover | Two Speed Pool Pump | 4309.9082 | 1568.107 | 2.7485
Multi-Family | Turnover | Two Speed Pool Pump | 4309.9082 | 1568.107 | 2.7485
Manufactured Home | Turnover | Two Speed Pool Pump | 4309.9082 | 1568.107 | 2.7485
Single Family | New | Two Speed Pool Pump | 4309.9082 | 1568.107 | 2.7485
Multi-Family | New | Two Speed Pool Pump | 4309.9082 | 1568.107 | 2.7485
Manufactured Home | New | Two Speed Pool Pump | 4309.9082 | 1568.107 | 2.7485
Single Family | Turnover | Variable Speed Pool Pump | 13027.0825 | 4739.1765 | 2.7488
Multi-Family | Turnover | Variable Speed Pool Pump | 13027.0825 | 4739.1765 | 2.7488
Manufactured Home | Turnover | Variable Speed Pool Pump | 13027.0825 | 4739.1765 | 2.7488
Single Family | New | Variable Speed Pool Pump | 13027.0825 | 4739.1765 | 2.7488
Multi-Family | New | Variable Speed Pool Pump | 13027.0825 | 4739.1765 | 2.7488
Manufactured Home | New | Variable Speed Pool Pump | 13027.0825 | 4739.1765 | 2.7488
Single Family | Existing | Removal of 2nd Refrigerator-Freezer | 3396.5708 | 218.3932 | 15.5525
Multi-Family | Existing | Removal of 2nd Refrigerator-Freezer | 3396.5708 | 218.3932 | 15.5525
Manufactured Home | Existing | Removal of 2nd Refrigerator-Freezer | 3396.5708 | 218.3932 | 15.5525
Single Family | New | Removal of 2nd Refrigerator-Freezer | 3396.5708 | 218.3932 | 15.5525
Multi-Family | New | Removal of 2nd Refrigerator-Freezer | 3396.5708 | 218.3932 | 15.5525
Manufactured Home | New | Removal of 2nd Refrigerator-Freezer | 3396.5708 | 218.3932 | 15.5525
Single Family | Existing | Faucet Aerator | 294.9534 | 13.1036 | 22.5094
Multi-Family | Existing | Faucet Aerator | 231.8528 | 13.1036 | 17.6938
Manufactured Home | Existing | Faucet Aerator | 230.0045 | 13.1036 | 17.5528
Single Family | New | Faucet Aerator | 122.8972 | 13.1036 | 9.3789
Multi-Family | New | Faucet Aerator | 96.6053 | 13.1036 | 7.3724
Manufactured Home | New | Faucet Aerator | 95.8352 | 13.1036 | 7.3137
Single Family | Existing | Heat Trap | 560.3794 | 510.0355 | 1.0987
Single Family | New | Heat Trap | 560.3794 | 510.0355 | 1.0987
Single Family | Existing | Hot Water Pipe Insulation | 626.6339 | 78.6216 | 7.9703
Multi-Family | Existing | Hot Water Pipe Insulation | 536.91 | 78.6216 | 6.829
Manufactured Home | Existing | Hot Water Pipe Insulation | 794.497 | 78.6216 | 10.1053
Single Family | New | Hot Water Pipe Insulation | 626.6339 | 78.6216 | 7.9703
Multi-Family | New | Hot Water Pipe Insulation | 536.91 | 78.6216 | 6.829
Manufactured Home | New | Hot Water Pipe Insulation | 794.497 | 78.6216 | 10.1053
Single Family | Existing | Low Flow Showerhead | 1250.0345 | 30.5751 | 40.8841
Multi-Family | Existing | Low Flow Showerhead | 982.6097 | 30.5751 | 32.1376
Manufactured Home | Existing | Low Flow Showerhead | 974.7764 | 30.5751 | 31.8814
Single Family | New | Low Flow Showerhead | 1250.0345 | 30.5751 | 40.8841
Multi-Family | New | Low Flow Showerhead | 982.6097 | 30.5751 | 32.1376
Manufactured Home | New | Low Flow Showerhead | 974.7764 | 30.5751 | 31.8814
Single Family | Existing | Thermostatic Shower Restriction Valve | 392.5553 | 130.8175 | 3.0008
Multi-Family | Existing | Thermostatic Shower Restriction Valve | 308.5744 | 130.8175 | 2.3588
Manufactured Home | Existing | Thermostatic Shower Restriction Valve | 306.1145 | 130.8175 | 2.34
Single Family | New | Thermostatic Shower Restriction Valve | 392.5553 | 130.8175 | 3.0008
Multi-Family | New | Thermostatic Shower Restriction Valve | 308.5744 | 130.8175 | 2.3588
Manufactured Home | New | Thermostatic Shower Restriction Valve | 306.1145 | 130.8175 | 2.34
Single Family | Existing | Water Heater Blanket | 1118.4365 | 733.4518 | 1.5249
Multi-Family | Existing | Water Heater Blanket | 1118.4365 | 733.4518 | 1.5249
Manufactured Home | Existing | Water Heater Blanket | 1118.4365 | 733.4518 | 1.5249
Single Family | New | Water Heater Blanket | 1069.9117 | 733.4518 | 1.4587
Multi-Family | New | Water Heater Blanket | 1069.9117 | 733.4518 | 1.4587
Manufactured Home | New | Water Heater Blanket | 1069.9117 | 733.4518 | 1.4587
Single Family | Existing | Water Heater Thermostat Setback | 155.0139 | 7.207 | 21.5089
Multi-Family | Existing | Water Heater Thermostat Setback | 155.0139 | 7.207 | 21.5089
Manufactured Home | Existing | Water Heater Thermostat Setback | 155.0139 | 7.207 | 21.5089
Single Family | New | Water Heater Thermostat Setback | 155.0139 | 7.207 | 21.5089
Multi-Family | New | Water Heater Thermostat Setback | 155.0139 | 7.207 | 21.5089
Manufactured Home | New | Water Heater Thermostat Setback | 155.0139 | 7.207 | 21.5089
Single Family | Existing | Smart Power Strip | 193.5751 | 43.6786 | 4.4318
Multi-Family | Existing | Smart Power Strip | 193.5751 | 43.6786 | 4.4318
Manufactured Home | Existing | Smart Power Strip | 193.5751 | 43.6786 | 4.4318
Single Family | New | Smart Power Strip | 193.5751 | 43.6786 | 4.4318
Multi-Family | New | Smart Power Strip | 193.5751 | 43.6786 | 4.4318
Manufactured Home | New | Smart Power Strip | 193.5751 | 43.6786 | 4.4318
Single Family | Existing | Air Sealing-Infiltration Control | 3983.9279 | 2526.792 | 1.5767
Multi-Family | Existing | Air Sealing-Infiltration Control | 2773.4275 | 1499.1384 | 1.85
Manufactured Home | Existing | Air Sealing-Infiltration Control | 4241.8405 | 1581.5338 | 2.6821
Single Family | Existing | Ceiling Insulation(R12 to R38) | 6085.3608 | 3677.7726 | 1.6546
Multi-Family | Existing | Ceiling Insulation(R12 to R38) | 3768.1594 | 3054.8165 | 1.2335
Manufactured Home | Existing | Ceiling Insulation(R12 to R38) | 3733.5096 | 3222.7149 | 1.1585
Single Family | New | Ceiling Insulation(R12 to R38) | 6085.3608 | 3677.7726 | 1.6546
Multi-Family | New | Ceiling Insulation(R12 to R38) | 3768.1594 | 3054.8165 | 1.2335
Manufactured Home | New | Ceiling Insulation(R12 to R38) | 3733.5096 | 3222.7149 | 1.1585
Single Family | Existing | Ceiling Insulation(R2 to R38) | 21853.1422 | 4429.3912 | 4.9337
Multi-Family | Existing | Ceiling Insulation(R2 to R38) | 13161.8585 | 3679.1229 | 3.5774
Manufactured Home | Existing | Ceiling Insulation(R2 to R38) | 13557.6597 | 3881.3343 | 3.493
Single Family | New | Ceiling Insulation(R2 to R38) | 21853.1422 | 4429.3912 | 4.9337
Multi-Family | New | Ceiling Insulation(R2 to R38) | 13161.8585 | 3679.1229 | 3.5774
Manufactured Home | New | Ceiling Insulation(R2 to R38) | 13557.6597 | 3881.3343 | 3.493
Single Family | Existing | Central AC Tune Up | 987.8081 | 764.3763 | 1.2923
Single Family | Existing | Duct Repair | 5311.9038 | 1201.1627 | 4.4223
Multi-Family | Existing | Duct Repair | 3697.9034 | 1201.1627 | 3.0786
Manufactured Home | Existing | Duct Repair | 5655.7873 | 1201.1627 | 4.7086
Single Family | Existing | Energy Star Certified Roof Products | 5533.2332 | 0 | 99.9
Multi-Family | Existing | Energy Star Certified Roof Products | 3851.9827 | 0 | 99.9
Manufactured Home | Existing | Energy Star Certified Roof Products | 5891.4451 | 0 | 99.9
Single Family | New | Energy Star Certified Roof Products | 5533.2332 | 0 | 99.9
Multi-Family | New | Energy Star Certified Roof Products | 3851.9827 | 0 | 99.9
Manufactured Home | New | Energy Star Certified Roof Products | 5891.4451 | 0 | 99.9
Single Family | Existing | Energy Star Windows | 2087.0539 | 1572.4312 | 1.3273
Multi-Family | Existing | Energy Star Windows | 2087.0539 | 1572.4312 | 1.3273
Manufactured Home | Existing | Energy Star Windows | 2087.0539 | 1572.4312 | 1.3273
Single Family | Existing | Heat Pump Tune Up | 2213.2933 | 764.3763 | 2.8956
Multi-Family | Existing | Heat Pump Tune Up | 1540.7931 | 764.3763 | 2.0158
Manufactured Home | Existing | Heat Pump Tune Up | 2356.578 | 764.3763 | 3.083
Single Family | Existing | Home Energy Management System | 2628.6568 | 2102.0784 | 1.2505
Manufactured Home | Existing | Home Energy Management System | 2919.6394 | 2102.0784 | 1.3889
Single Family | New | Home Energy Management System | 2688.1658 | 2102.0784 | 1.2788
Manufactured Home | New | Home Energy Management System | 2985.7359 | 2102.0784 | 1.4204
Single Family | New | Programmable Thermostat | 287.7357 | 144.1395 | 1.9962
Multi-Family | New | Programmable Thermostat | 187.1076 | 144.1395 | 1.2981
Manufactured Home | New | Programmable Thermostat | 281.4659 | 144.1395 | 1.9527
Single Family | New | Smart Thermostat | 669.1528 | 576.6018 | 1.1605
Manufactured Home | New | Smart Thermostat | 654.5718 | 576.6018 | 1.1352
Single Family | Existing | Spray Foam Insulation(Base R2) | 25157.1558 | 22732.8619 | 1.1066
Single Family | New | Spray Foam Insulation(Base R2) | 25157.1558 | 22732.8619 | 1.1066
Single Family | Existing | Wall Insulation | 8710.5928 | 8238.9366 | 1.0572
Manufactured Home | Existing | Wall Insulation | 6802.9186 | 5508.8587 | 1.2349
Manufactured Home | Existing | ENERGY STAR Certified Home | 26452.9804 | 21783.6359 | 1.2144
Manufactured Home | New | ENERGY STAR Certified Home | 26452.9804 | 21783.6359 | 1.2144

## COM RIM
Segment | Vintage | (1) Measure | RIM NPV Benefits | RIM NPV Costs | RIM Benefit/Cost Ratio | 11 Individual Measures
Assembly | Turnover | Geothermal Heat Pump | 21369.5869 | 21115.0009 | 1.0121
Grocery | Turnover | Geothermal Heat Pump | 11855.003 | 11713.7687 | 1.0121 | Row Labels
Healthcare | Turnover | Geothermal Heat Pump | 46473.5441 | 45919.8826 | 1.0121 | Demand Controlled Ventilation
Institutional | Turnover | Geothermal Heat Pump | 11557.4487 | 11419.7593 | 1.0121 | Duct Insulation
Lodging/Hospitality | Turnover | Geothermal Heat Pump | 35274.2429 | 34854.004 | 1.0121 | Duct Sealing Repair
Miscellaneous | Turnover | Geothermal Heat Pump | 11935.2955 | 11793.1047 | 1.0121 | Energy Recovery Ventilation System (ERV)
Offices | Turnover | Geothermal Heat Pump | 24027.7108 | 23741.4572 | 1.0121 | ENERGY STAR certified buildings program
Restaurants | Turnover | Geothermal Heat Pump | 34718.4614 | 34304.8438 | 1.0121 | Geothermal Heat Pump
Retail | Turnover | Geothermal Heat Pump | 27185.995 | 26862.1153 | 1.0121 | Infiltration Reduction - Air Sealing
Schools K-12 | Turnover | Geothermal Heat Pump | 23637.2492 | 23355.6474 | 1.0121 | Programmable Thermostat
Warehouse | Turnover | Geothermal Heat Pump | 5196.2956 | 5134.3896 | 1.0121 | Retro-Commissioning
Assembly | New | Geothermal Heat Pump | 21369.5869 | 21115.0009 | 1.0121 | Smart Thermostat
Grocery | New | Geothermal Heat Pump | 11855.003 | 11713.7687 | 1.0121 | Thermal Energy Storage
Healthcare | New | Geothermal Heat Pump | 46473.5441 | 45919.8826 | 1.0121 | Grand Total
Institutional | New | Geothermal Heat Pump | 11557.4487 | 11419.7593 | 1.0121
Lodging/Hospitality | New | Geothermal Heat Pump | 35274.2429 | 34854.004 | 1.0121
Miscellaneous | New | Geothermal Heat Pump | 11935.2955 | 11793.1047 | 1.0121
Offices | New | Geothermal Heat Pump | 24027.7108 | 23741.4572 | 1.0121
Restaurants | New | Geothermal Heat Pump | 34718.4614 | 34304.8438 | 1.0121
Retail | New | Geothermal Heat Pump | 27185.995 | 26862.1153 | 1.0121
Schools K-12 | New | Geothermal Heat Pump | 23637.2492 | 23355.6474 | 1.0121
Warehouse | New | Geothermal Heat Pump | 5196.2956 | 5134.3896 | 1.0121
Assembly | Existing | Duct Insulation | 7808.5122 | 6736.5711 | 1.1591
College and University | Existing | Duct Insulation | 46637.1612 | 40234.8799 | 1.1591
Grocery | Existing | Duct Insulation | 18799.7496 | 16218.9475 | 1.1591
Healthcare | Existing | Duct Insulation | 32815.0451 | 28310.2437 | 1.1591
Hospitals | Existing | Duct Insulation | 341927.6067 | 294988.285 | 1.1591
Institutional | Existing | Duct Insulation | 37934.5416 | 32726.9432 | 1.1591
Lodging/Hospitality | Existing | Duct Insulation | 31118.6118 | 26846.6943 | 1.1591
Miscellaneous | Existing | Duct Insulation | 361655.9331 | 312008.3356 | 1.1591
Offices | Existing | Duct Insulation | 27033.9201 | 23322.7431 | 1.1591
Restaurants | Existing | Duct Insulation | 19589.4539 | 16900.2423 | 1.1591
Retail | Existing | Duct Insulation | 8556.1964 | 7381.6143 | 1.1591
Schools K-12 | Existing | Duct Insulation | 31975.3055 | 27585.7823 | 1.1591
Warehouse | Existing | Duct Insulation | 3176.4391 | 2740.3822 | 1.1591
Assembly | New | Duct Insulation | 7808.5122 | 6736.5711 | 1.1591
College and University | New | Duct Insulation | 46637.1612 | 40234.8799 | 1.1591
Grocery | New | Duct Insulation | 18799.7496 | 16218.9475 | 1.1591
Healthcare | New | Duct Insulation | 32815.0451 | 28310.2437 | 1.1591
Hospitals | New | Duct Insulation | 341927.6067 | 294988.285 | 1.1591
Institutional | New | Duct Insulation | 37934.5416 | 32726.9432 | 1.1591
Lodging/Hospitality | New | Duct Insulation | 31118.6118 | 26846.6943 | 1.1591
Miscellaneous | New | Duct Insulation | 361655.9331 | 312008.3356 | 1.1591
Offices | New | Duct Insulation | 27033.9201 | 23322.7431 | 1.1591
Restaurants | New | Duct Insulation | 19589.4539 | 16900.2423 | 1.1591
Retail | New | Duct Insulation | 8556.1964 | 7381.6143 | 1.1591
Schools K-12 | New | Duct Insulation | 31975.3055 | 27585.7823 | 1.1591
Warehouse | New | Duct Insulation | 3176.4391 | 2740.3822 | 1.1591
Assembly | Existing | Duct Sealing Repair | 48337.7907 | 39525.1696 | 1.223
College and University | Existing | Duct Sealing Repair | 288702.5426 | 236068.2358 | 1.223
Grocery | Existing | Duct Sealing Repair | 116377.9135 | 95160.6746 | 1.223
Healthcare | Existing | Duct Sealing Repair | 203138.1566 | 166103.3734 | 1.223
Hospitals | Existing | Duct Sealing Repair | 2116667.6295 | 1730771.0161 | 1.223
Institutional | Existing | Duct Sealing Repair | 234829.8722 | 192017.2685 | 1.223
Lodging/Hospitality | Existing | Duct Sealing Repair | 192636.5613 | 157516.3584 | 1.223
Miscellaneous | Existing | Duct Sealing Repair | 2238793.8016 | 1830631.9654 | 1.223
Offices | Existing | Duct Sealing Repair | 167350.6977 | 136840.4435 | 1.223
Restaurants | Existing | Duct Sealing Repair | 121266.4966 | 99158.0041 | 1.223
Retail | Existing | Duct Sealing Repair | 52966.2526 | 43309.8015 | 1.223
Schools K-12 | Existing | Duct Sealing Repair | 197939.8349 | 161852.7748 | 1.223
Warehouse | Existing | Duct Sealing Repair | 19663.4192 | 16078.5168 | 1.223
Assembly | New | Duct Sealing Repair | 48337.7907 | 39525.1696 | 1.223
College and University | New | Duct Sealing Repair | 288702.5426 | 236068.2358 | 1.223
Grocery | New | Duct Sealing Repair | 116377.9135 | 95160.6746 | 1.223
Healthcare | New | Duct Sealing Repair | 203138.1566 | 166103.3734 | 1.223
Hospitals | New | Duct Sealing Repair | 2116667.6295 | 1730771.0161 | 1.223
Institutional | New | Duct Sealing Repair | 234829.8722 | 192017.2685 | 1.223
Lodging/Hospitality | New | Duct Sealing Repair | 192636.5613 | 157516.3584 | 1.223
Miscellaneous | New | Duct Sealing Repair | 2238793.8016 | 1830631.9654 | 1.223
Offices | New | Duct Sealing Repair | 167350.6977 | 136840.4435 | 1.223
Restaurants | New | Duct Sealing Repair | 121266.4966 | 99158.0041 | 1.223
Retail | New | Duct Sealing Repair | 52966.2526 | 43309.8015 | 1.223
Schools K-12 | New | Duct Sealing Repair | 197939.8349 | 161852.7748 | 1.223
Warehouse | New | Duct Sealing Repair | 19663.4192 | 16078.5168 | 1.223
Assembly | Existing | Energy Recovery Ventilation System (ERV) | 156461.1492 | 50681.2235 | 3.0872
College and University | Existing | Energy Recovery Ventilation System (ERV) | 524620.7339 | 169936.248 | 3.0872
Grocery | Existing | Energy Recovery Ventilation System (ERV) | 205179.1957 | 66462.0752 | 3.0872
Healthcare | Existing | Energy Recovery Ventilation System (ERV) | 358141.1829 | 116009.8428 | 3.0872
Hospitals | Existing | Energy Recovery Ventilation System (ERV) | 3731774.7757 | 1208804.3088 | 3.0872
Institutional | Existing | Energy Recovery Ventilation System (ERV) | 414015.0213 | 134108.6136 | 3.0872
Lodging/Hospitality | Existing | Energy Recovery Ventilation System (ERV) | 339626.4251 | 110012.5036 | 3.0872
Miscellaneous | Existing | Energy Recovery Ventilation System (ERV) | 3947088.395 | 1278549.1477 | 3.0872
Offices | Existing | Energy Recovery Ventilation System (ERV) | 181749.7553 | 58872.7618 | 3.0872
Restaurants | Existing | Energy Recovery Ventilation System (ERV) | 234564.4618 | 75980.6122 | 3.0872
Retail | Existing | Energy Recovery Ventilation System (ERV) | 117302.8917 | 37996.9986 | 3.0872
Schools K-12 | Existing | Energy Recovery Ventilation System (ERV) | 359689.7363 | 116511.4535 | 3.0872
Warehouse | Existing | Energy Recovery Ventilation System (ERV) | 34667.4418 | 11229.5504 | 3.0872
Assembly | New | Energy Recovery Ventilation System (ERV) | 156461.1492 | 50681.2235 | 3.0872
College and University | New | Energy Recovery Ventilation System (ERV) | 524620.7339 | 169936.248 | 3.0872
Grocery | New | Energy Recovery Ventilation System (ERV) | 205179.1957 | 66462.0752 | 3.0872
Healthcare | New | Energy Recovery Ventilation System (ERV) | 358141.1829 | 116009.8428 | 3.0872
Hospitals | New | Energy Recovery Ventilation System (ERV) | 3731774.7757 | 1208804.3088 | 3.0872
Institutional | New | Energy Recovery Ventilation System (ERV) | 414015.0213 | 134108.6136 | 3.0872
Lodging/Hospitality | New | Energy Recovery Ventilation System (ERV) | 339626.4251 | 110012.5036 | 3.0872
Miscellaneous | New | Energy Recovery Ventilation System (ERV) | 3947088.395 | 1278549.1477 | 3.0872
Offices | New | Energy Recovery Ventilation System (ERV) | 181749.7553 | 58872.7618 | 3.0872
Restaurants | New | Energy Recovery Ventilation System (ERV) | 234564.4618 | 75980.6122 | 3.0872
Retail | New | Energy Recovery Ventilation System (ERV) | 117302.8917 | 37996.9986 | 3.0872
Schools K-12 | New | Energy Recovery Ventilation System (ERV) | 359689.7363 | 116511.4535 | 3.0872
Warehouse | New | Energy Recovery Ventilation System (ERV) | 34667.4418 | 11229.5504 | 3.0872
Assembly | Existing | Infiltration Reduction - Air Sealing | 0.26215 | 0.21877 | 1.1983
College and University | Existing | Infiltration Reduction - Air Sealing | 0.12806 | 0.10687 | 1.1983
Grocery | Existing | Infiltration Reduction - Air Sealing | 0.89147 | 0.74395 | 1.1983
Healthcare | Existing | Infiltration Reduction - Air Sealing | 0.24841 | 0.2073 | 1.1983
Hospitals | Existing | Infiltration Reduction - Air Sealing | 0.1285 | 0.10723 | 1.1983
Institutional | Existing | Infiltration Reduction - Air Sealing | 0.80169 | 0.66903 | 1.1983
Lodging/Hospitality | Existing | Infiltration Reduction - Air Sealing | 0.60309 | 0.50329 | 1.1983
Miscellaneous | Existing | Infiltration Reduction - Air Sealing | 0.16025 | 0.13373 | 1.1983
Offices | Existing | Infiltration Reduction - Air Sealing | 1.1634 | 0.97092 | 1.1983
Restaurants | Existing | Infiltration Reduction - Air Sealing | 0.865 | 0.72187 | 1.1983
Retail | Existing | Infiltration Reduction - Air Sealing | 0.37787 | 0.31534 | 1.1983
Schools K-12 | Existing | Infiltration Reduction - Air Sealing | 0.086297 | 0.072017 | 1.1983
Warehouse | Existing | Infiltration Reduction - Air Sealing | 0.23863 | 0.19914 | 1.1983
Assembly | New | Infiltration Reduction - Air Sealing | 0.26051 | 0.2174 | 1.1983
College and University | New | Infiltration Reduction - Air Sealing | 0.12725 | 0.1062 | 1.1983
Grocery | New | Infiltration Reduction - Air Sealing | 0.88588 | 0.73929 | 1.1983
Healthcare | New | Infiltration Reduction - Air Sealing | 0.24685 | 0.206 | 1.1983
Hospitals | New | Infiltration Reduction - Air Sealing | 0.12769 | 0.10656 | 1.1983
Institutional | New | Infiltration Reduction - Air Sealing | 0.79666 | 0.66484 | 1.1983
Lodging/Hospitality | New | Infiltration Reduction - Air Sealing | 0.5993 | 0.50013 | 1.1983
Miscellaneous | New | Infiltration Reduction - Air Sealing | 0.15924 | 0.13289 | 1.1983
Offices | New | Infiltration Reduction - Air Sealing | 1.1562 | 0.96484 | 1.1983
Restaurants | New | Infiltration Reduction - Air Sealing | 0.85958 | 0.71734 | 1.1983
Retail | New | Infiltration Reduction - Air Sealing | 0.3755 | 0.31336 | 1.1983
Schools K-12 | New | Infiltration Reduction - Air Sealing | 0.085756 | 0.071565 | 1.1983
Warehouse | New | Infiltration Reduction - Air Sealing | 0.23714 | 0.1979 | 1.1983
Lodging/Hospitality | Existing | Programmable Thermostat | 157398.0375 | 47254.9075 | 3.3308
Lodging/Hospitality | New | Programmable Thermostat | 157398.0375 | 47254.9075 | 3.3308
Lodging/Hospitality | Existing | Smart Thermostat | 437216.7708 | 131263.632 | 3.3308
Lodging/Hospitality | New | Smart Thermostat | 437216.7708 | 131263.632 | 3.3308
Assembly | Existing | Thermal Energy Storage | 29833.9372 | 1769.4156 | 16.8609
College and University | Existing | Thermal Energy Storage | 178186.33 | 10568.021 | 16.8609
Grocery | Existing | Thermal Energy Storage | 71828.0937 | 4260.0395 | 16.8609
Healthcare | Existing | Thermal Energy Storage | 125376.2515 | 7435.9176 | 16.8609
Hospitals | Existing | Thermal Energy Storage | 1306400.8138 | 77481.0913 | 16.8609
Institutional | Existing | Thermal Energy Storage | 144936.2819 | 8595.9999 | 16.8609
Lodging/Hospitality | Existing | Thermal Energy Storage | 118894.6989 | 7051.5043 | 16.8609
Miscellaneous | Existing | Thermal Energy Storage | 1381776.7152 | 81951.5471 | 16.8609
Offices | Existing | Thermal Energy Storage | 103288.3409 | 6125.9097 | 16.8609
Restaurants | Existing | Thermal Energy Storage | 74845.3123 | 4438.9872 | 16.8609
Retail | Existing | Thermal Energy Storage | 32690.6098 | 1938.8415 | 16.8609
Schools K-12 | Existing | Thermal Energy Storage | 122167.8632 | 7245.6319 | 16.8609
Warehouse | Existing | Thermal Energy Storage | 12136.2025 | 719.7839 | 16.8609
Assembly | New | Thermal Energy Storage | 29833.9372 | 1769.4156 | 16.8609
College and University | New | Thermal Energy Storage | 178186.33 | 10568.021 | 16.8609
Grocery | New | Thermal Energy Storage | 71828.0937 | 4260.0395 | 16.8609
Healthcare | New | Thermal Energy Storage | 125376.2515 | 7435.9176 | 16.8609
Hospitals | New | Thermal Energy Storage | 1306400.8138 | 77481.0913 | 16.8609
Institutional | New | Thermal Energy Storage | 144936.2819 | 8595.9999 | 16.8609
Lodging/Hospitality | New | Thermal Energy Storage | 118894.6989 | 7051.5043 | 16.8609
Miscellaneous | New | Thermal Energy Storage | 1381776.7152 | 81951.5471 | 16.8609
Offices | New | Thermal Energy Storage | 103288.3409 | 6125.9097 | 16.8609
Restaurants | New | Thermal Energy Storage | 74845.3123 | 4438.9872 | 16.8609
Retail | New | Thermal Energy Storage | 32690.6098 | 1938.8415 | 16.8609
Schools K-12 | New | Thermal Energy Storage | 122167.8632 | 7245.6319 | 16.8609
Warehouse | New | Thermal Energy Storage | 12136.2025 | 719.7839 | 16.8609
Assembly | Existing | Demand Controlled Ventilation | 33740.3537 | 32051.9077 | 1.0527
College and University | Existing | Demand Controlled Ventilation | 201517.814 | 191433.3923 | 1.0527
Grocery | Existing | Demand Controlled Ventilation | 15326.881 | 14559.8881 | 1.0527
Healthcare | Existing | Demand Controlled Ventilation | 65451.7029 | 62176.3469 | 1.0527
Hospitals | Existing | Demand Controlled Ventilation | 681996.446 | 647867.7523 | 1.0527
Institutional | Existing | Demand Controlled Ventilation | 67109.1446 | 63750.8464 | 1.0527
Lodging/Hospitality | Existing | Demand Controlled Ventilation | 109966.8281 | 104463.8314 | 1.0527
Miscellaneous | Existing | Demand Controlled Ventilation | 99757.5495 | 94765.4489 | 1.0527
Offices | Existing | Demand Controlled Ventilation | 52258.6355 | 49643.4914 | 1.0527
Restaurants | Existing | Demand Controlled Ventilation | 16524.265 | 15697.3523 | 1.0527
Retail | Existing | Demand Controlled Ventilation | 36971.0753 | 35120.9564 | 1.0527
Schools K-12 | Existing | Demand Controlled Ventilation | 138164.3627 | 131250.2956 | 1.0527
Warehouse | Existing | Demand Controlled Ventilation | 13725.3009 | 13038.4548 | 1.0527
Assembly | New | Demand Controlled Ventilation | 33740.3537 | 32051.9077 | 1.0527
College and University | New | Demand Controlled Ventilation | 201517.814 | 191433.3923 | 1.0527
Grocery | New | Demand Controlled Ventilation | 15326.881 | 14559.8881 | 1.0527
Healthcare | New | Demand Controlled Ventilation | 65451.7029 | 62176.3469 | 1.0527
Hospitals | New | Demand Controlled Ventilation | 681996.446 | 647867.7523 | 1.0527
Institutional | New | Demand Controlled Ventilation | 67109.1446 | 63750.8464 | 1.0527
Lodging/Hospitality | New | Demand Controlled Ventilation | 109966.8281 | 104463.8314 | 1.0527
Miscellaneous | New | Demand Controlled Ventilation | 99757.5495 | 94765.4489 | 1.0527
Offices | New | Demand Controlled Ventilation | 52258.6355 | 49643.4914 | 1.0527
Restaurants | New | Demand Controlled Ventilation | 16524.265 | 15697.3523 | 1.0527
Retail | New | Demand Controlled Ventilation | 36971.0753 | 35120.9564 | 1.0527
Schools K-12 | New | Demand Controlled Ventilation | 138164.3627 | 131250.2956 | 1.0527
Warehouse | New | Demand Controlled Ventilation | 13725.3009 | 13038.4548 | 1.0527
Assembly | Existing | ENERGY STAR certified buildings program | 128814.4508 | 125457.4744 | 1.0268
Grocery | Existing | ENERGY STAR certified buildings program | 303161.2615 | 253193.5794 | 1.1973
Healthcare | Existing | ENERGY STAR certified buildings program | 453776.154 | 441950.4943 | 1.0268
Institutional | Existing | ENERGY STAR certified buildings program | 524570.072 | 510899.4833 | 1.0268
Lodging/Hospitality | Existing | ENERGY STAR certified buildings program | 501812.9368 | 419103.0642 | 1.1973
Miscellaneous | Existing | ENERGY STAR certified buildings program | 5001085.3471 | 4870754.2732 | 1.0268
Offices | Existing | ENERGY STAR certified buildings program | 373833.0598 | 364090.7618 | 1.0268
Restaurants | Existing | ENERGY STAR certified buildings program | 315895.8983 | 263829.2664 | 1.1973
Retail | Existing | ENERGY STAR certified buildings program | 137975.6264 | 115234.191 | 1.1973
Schools K-12 | Existing | ENERGY STAR certified buildings program | 442163.9849 | 430640.9448 | 1.0268
Warehouse | Existing | ENERGY STAR certified buildings program | 43924.7423 | 42780.039 | 1.0268
Assembly | New | ENERGY STAR certified buildings program | 128814.4508 | 125457.4744 | 1.0268
Grocery | New | ENERGY STAR certified buildings program | 303161.2615 | 253193.5794 | 1.1973
Healthcare | New | ENERGY STAR certified buildings program | 453776.154 | 441950.4943 | 1.0268
Institutional | New | ENERGY STAR certified buildings program | 524570.072 | 510899.4833 | 1.0268
Lodging/Hospitality | New | ENERGY STAR certified buildings program | 501812.9368 | 419103.0642 | 1.1973
Miscellaneous | New | ENERGY STAR certified buildings program | 5001085.3471 | 4870754.2732 | 1.0268
Offices | New | ENERGY STAR certified buildings program | 373833.0598 | 364090.7618 | 1.0268
Restaurants | New | ENERGY STAR certified buildings program | 315895.8983 | 263829.2664 | 1.1973
Retail | New | ENERGY STAR certified buildings program | 137975.6264 | 115234.191 | 1.1973
Schools K-12 | New | ENERGY STAR certified buildings program | 442163.9849 | 430640.9448 | 1.0268
Warehouse | New | ENERGY STAR certified buildings program | 43924.7423 | 42780.039 | 1.0268
Assembly | Existing | Retro-Commissioning | 136507.9357 | 132950.4627 | 1.0268
Grocery | Existing | Retro-Commissioning | 383261.2222 | 320091.2947 | 1.1973
Healthcare | Existing | Retro-Commissioning | 573670.7725 | 558720.5921 | 1.0268
Institutional | Existing | Retro-Commissioning | 663169.5811 | 645887.0119 | 1.0268
Lodging/Hospitality | Existing | Retro-Commissioning | 634399.6448 | 529836.5498 | 1.1973
Miscellaneous | Existing | Retro-Commissioning | 6322449.1801 | 6157682.6276 | 1.0268
Offices | Existing | Retro-Commissioning | 472605.4893 | 460289.1266 | 1.0268
Restaurants | Existing | Retro-Commissioning | 399360.3901 | 333536.9636 | 1.1973
Retail | Existing | Retro-Commissioning | 174430.9073 | 145680.8352 | 1.1973
Schools K-12 | Existing | Retro-Commissioning | 558990.5582 | 544422.9525 | 1.0268
Warehouse | Existing | Retro-Commissioning | 55530.4449 | 54083.2906 | 1.0268
Assembly | New | Retro-Commissioning | 136507.9357 | 132950.4627 | 1.0268
Grocery | New | Retro-Commissioning | 383261.2222 | 320091.2947 | 1.1973
Healthcare | New | Retro-Commissioning | 573670.7725 | 558720.5921 | 1.0268
Institutional | New | Retro-Commissioning | 663169.5811 | 645887.0119 | 1.0268
Lodging/Hospitality | New | Retro-Commissioning | 634399.6448 | 529836.5498 | 1.1973
Miscellaneous | New | Retro-Commissioning | 6322449.1801 | 6157682.6276 | 1.0268
Offices | New | Retro-Commissioning | 472605.4893 | 460289.1266 | 1.0268
Restaurants | New | Retro-Commissioning | 399360.3901 | 333536.9636 | 1.1973
Retail | New | Retro-Commissioning | 174430.9073 | 145680.8352 | 1.1973
Schools K-12 | New | Retro-Commissioning | 558990.5582 | 544422.9525 | 1.0268
Warehouse | New | Retro-Commissioning | 55530.4449 | 54083.2906 | 1.0268

## COM TRC
Segment | Vintage | (1) Measure | TRC NPV Benefits | TRC NPV Costs | TRC Benefit/Cost Ratio | 96 Individual Measures
Assembly | Turnover | Efficient Exhaust Hood | 35032.6997 | 8683.3143 | 4.0345
College and University | Turnover | Efficient Exhaust Hood | 35032.6997 | 8683.3143 | 4.0345 | Row Labels
Grocery | Turnover | Efficient Exhaust Hood | 35032.6997 | 8683.3143 | 4.0345 | Airside Economizer
Healthcare | Turnover | Efficient Exhaust Hood | 35032.6997 | 8683.3143 | 4.0345 | Anti-Sweat Controls
Hospitals | Turnover | Efficient Exhaust Hood | 35032.6997 | 8683.3143 | 4.0345 | Bi-Level Lighting Control (Exterior)
Institutional | Turnover | Efficient Exhaust Hood | 35032.6997 | 8683.3143 | 4.0345 | Bi-Level Lighting Control (Interior)
Lodging/Hospitality | Turnover | Efficient Exhaust Hood | 35032.6997 | 8683.3143 | 4.0345 | Ceiling Insulation(R2 to R38)
Miscellaneous | Turnover | Efficient Exhaust Hood | 35032.6997 | 8683.3143 | 4.0345 | CFL - 15W Flood
Offices | Turnover | Efficient Exhaust Hood | 35032.6997 | 8683.3143 | 4.0345 | CFL-23W
Restaurants | Turnover | Efficient Exhaust Hood | 35032.6997 | 8683.3143 | 4.0345 | Chilled Water Controls Optimization
Retail | Turnover | Efficient Exhaust Hood | 35032.6997 | 8683.3143 | 4.0345 | Chilled Water System - Variable Speed Drives
Schools K-12 | Turnover | Efficient Exhaust Hood | 35032.6997 | 8683.3143 | 4.0345 | CO Sensors for Parking Garage Exhaust
Warehouse | Turnover | Efficient Exhaust Hood | 35032.6997 | 8683.3143 | 4.0345 | Dedicated Outdoor Air System on VRF unit
Assembly | New | Efficient Exhaust Hood | 35032.6997 | 8683.3143 | 4.0345 | Demand Controlled Ventilation
College and University | New | Efficient Exhaust Hood | 35032.6997 | 8683.3143 | 4.0345 | Duct Sealing Repair
Grocery | New | Efficient Exhaust Hood | 35032.6997 | 8683.3143 | 4.0345 | ECM Motors on Furnaces
Healthcare | New | Efficient Exhaust Hood | 35032.6997 | 8683.3143 | 4.0345 | Efficient Battery Charger
Hospitals | New | Efficient Exhaust Hood | 35032.6997 | 8683.3143 | 4.0345 | Efficient Exhaust Hood
Institutional | New | Efficient Exhaust Hood | 35032.6997 | 8683.3143 | 4.0345 | Energy Recovery Ventilation System (ERV)
Lodging/Hospitality | New | Efficient Exhaust Hood | 35032.6997 | 8683.3143 | 4.0345 | ENERGY STAR certified buildings program
Miscellaneous | New | Efficient Exhaust Hood | 35032.6997 | 8683.3143 | 4.0345 | ENERGY STAR Commercial Clothes Washer
Offices | New | Efficient Exhaust Hood | 35032.6997 | 8683.3143 | 4.0345 | Energy Star Commercial Dishwasher
Restaurants | New | Efficient Exhaust Hood | 35032.6997 | 8683.3143 | 4.0345 | Energy Star Commercial Glass Door Freezer
Retail | New | Efficient Exhaust Hood | 35032.6997 | 8683.3143 | 4.0345 | Energy Star Commercial Glass Door Refrigerator
Schools K-12 | New | Efficient Exhaust Hood | 35032.6997 | 8683.3143 | 4.0345 | Energy Star Commercial Oven
Warehouse | New | Efficient Exhaust Hood | 35032.6997 | 8683.3143 | 4.0345 | Energy Star Commercial Solid Door Freezer
Assembly | Turnover | Energy Star Commercial Oven | 26028.5428 | 5202.1264 | 5.0034 | Energy Star Commercial Solid Door Refrigerator
College and University | Turnover | Energy Star Commercial Oven | 26028.5428 | 5202.1264 | 5.0034 | Energy Star Griddle
Grocery | Turnover | Energy Star Commercial Oven | 26028.5428 | 5202.1264 | 5.0034 | Energy Star Hot Food Holding Cabinet
Healthcare | Turnover | Energy Star Commercial Oven | 26028.5428 | 5202.1264 | 5.0034 | Energy Star PCs
Hospitals | Turnover | Energy Star Commercial Oven | 26028.5428 | 5202.1264 | 5.0034 | Energy Star Refrigerator
Institutional | Turnover | Energy Star Commercial Oven | 26028.5428 | 5202.1264 | 5.0034 | Energy Star Servers
Lodging/Hospitality | Turnover | Energy Star Commercial Oven | 26028.5428 | 5202.1264 | 5.0034 | Energy Star Steamer
Miscellaneous | Turnover | Energy Star Commercial Oven | 26028.5428 | 5202.1264 | 5.0034 | Energy Star Uninterruptable Power Supply
Offices | Turnover | Energy Star Commercial Oven | 26028.5428 | 5202.1264 | 5.0034 | ENERGY STAR Water Cooler
Restaurants | Turnover | Energy Star Commercial Oven | 26028.5428 | 5202.1264 | 5.0034 | Engine Block Timer
Retail | Turnover | Energy Star Commercial Oven | 26028.5428 | 5202.1264 | 5.0034 | Facility Commissioning
Schools K-12 | Turnover | Energy Star Commercial Oven | 26028.5428 | 5202.1264 | 5.0034 | Facility Energy Management System
Warehouse | Turnover | Energy Star Commercial Oven | 26028.5428 | 5202.1264 | 5.0034 | Faucet Aerator
Assembly | New | Energy Star Commercial Oven | 26028.5428 | 5202.1264 | 5.0034 | Floating Head Pressure Controls
College and University | New | Energy Star Commercial Oven | 26028.5428 | 5202.1264 | 5.0034 | Freezer-Cooler Replacement Gaskets
Grocery | New | Energy Star Commercial Oven | 26028.5428 | 5202.1264 | 5.0034 | Heat Pump Pool Heater
Healthcare | New | Energy Star Commercial Oven | 26028.5428 | 5202.1264 | 5.0034 | Heat Pump Water Heater
Hospitals | New | Energy Star Commercial Oven | 26028.5428 | 5202.1264 | 5.0034 | High Bay Fluorescent (T5)
Institutional | New | Energy Star Commercial Oven | 26028.5428 | 5202.1264 | 5.0034 | High Bay LED
Lodging/Hospitality | New | Energy Star Commercial Oven | 26028.5428 | 5202.1264 | 5.0034 | High Efficiency Chiller (Air Cooled, 50 tons)
Miscellaneous | New | Energy Star Commercial Oven | 26028.5428 | 5202.1264 | 5.0034 | High Efficiency Chiller (Water cooled-centrifugal, 200 tons)
Offices | New | Energy Star Commercial Oven | 26028.5428 | 5202.1264 | 5.0034 | High Efficiency Chiller (Water cooled-positive displacement, 100 tons)
Restaurants | New | Energy Star Commercial Oven | 26028.5428 | 5202.1264 | 5.0034 | High Efficiency DX 135k- less than 240k BTU
Retail | New | Energy Star Commercial Oven | 26028.5428 | 5202.1264 | 5.0034 | High Efficiency HID Lighting
Schools K-12 | New | Energy Star Commercial Oven | 26028.5428 | 5202.1264 | 5.0034 | High Efficiency PTAC
Warehouse | New | Energy Star Commercial Oven | 26028.5428 | 5202.1264 | 5.0034 | High Efficiency PTHP
Assembly | Turnover | Energy Star Griddle | 7280.7011 | 0.0043679 | 1666878.9536 | High Speed Fans
College and University | Turnover | Energy Star Griddle | 7280.7011 | 0.0043679 | 1666878.9536 | Hot Water Circulation Pump Control
Grocery | Turnover | Energy Star Griddle | 7280.7011 | 0.0043679 | 1666878.9536 | Hot Water Pipe Insulation
Healthcare | Turnover | Energy Star Griddle | 7280.7011 | 0.0043679 | 1666878.9536 | Hotel Card Energy Control Systems
Hospitals | Turnover | Energy Star Griddle | 7280.7011 | 0.0043679 | 1666878.9536 | HVAC tune-up
Institutional | Turnover | Energy Star Griddle | 7280.7011 | 0.0043679 | 1666878.9536 | HVAC tune-up_RTU
Lodging/Hospitality | Turnover | Energy Star Griddle | 7280.7011 | 0.0043679 | 1666878.9536 | Infiltration Reduction - Air Sealing
Miscellaneous | Turnover | Energy Star Griddle | 7280.7011 | 0.0043679 | 1666878.9536 | Interior Lighting Controls
Offices | Turnover | Energy Star Griddle | 7280.7011 | 0.0043679 | 1666878.9536 | LED - 14W
Restaurants | Turnover | Energy Star Griddle | 7280.7011 | 0.0043679 | 1666878.9536 | LED - 9W Flood
Retail | Turnover | Energy Star Griddle | 7280.7011 | 0.0043679 | 1666878.9536 | LED Display Lighting (Exterior)
Schools K-12 | Turnover | Energy Star Griddle | 7280.7011 | 0.0043679 | 1666878.9536 | LED Display Lighting (Interior)
Warehouse | Turnover | Energy Star Griddle | 7280.7011 | 0.0043679 | 1666878.9536 | LED Exterior Lighting
Assembly | New | Energy Star Griddle | 7280.7011 | 0.0043679 | 1666878.9536 | LED Linear - Fixture Replacement
College and University | New | Energy Star Griddle | 7280.7011 | 0.0043679 | 1666878.9536 | LED Linear - Lamp Replacement
Grocery | New | Energy Star Griddle | 7280.7011 | 0.0043679 | 1666878.9536 | LED Parking Lighting
Healthcare | New | Energy Star Griddle | 7280.7011 | 0.0043679 | 1666878.9536 | LED Street Lights
Hospitals | New | Energy Star Griddle | 7280.7011 | 0.0043679 | 1666878.9536 | Low Flow Shower Head
Institutional | New | Energy Star Griddle | 7280.7011 | 0.0043679 | 1666878.9536 | Low-Flow Pre-Rinse Sprayers
Lodging/Hospitality | New | Energy Star Griddle | 7280.7011 | 0.0043679 | 1666878.9536 | Network PC Power Management
Miscellaneous | New | Energy Star Griddle | 7280.7011 | 0.0043679 | 1666878.9536 | Outdoor Lighting Controls
Offices | New | Energy Star Griddle | 7280.7011 | 0.0043679 | 1666878.9536 | Premium T8 - Fixture Replacement
Restaurants | New | Energy Star Griddle | 7280.7011 | 0.0043679 | 1666878.9536 | Premium T8 - Lamp Replacement
Retail | New | Energy Star Griddle | 7280.7011 | 0.0043679 | 1666878.9536 | Programmable Thermostat
Schools K-12 | New | Energy Star Griddle | 7280.7011 | 0.0043679 | 1666878.9536 | PSC to ECM Evaporator Fan Motor (Reach-In)
Warehouse | New | Energy Star Griddle | 7280.7011 | 0.0043679 | 1666878.9536 | PSC to ECM Evaporator Fan Motor (Walk-In, Refrigerator)
Assembly | Turnover | Energy Star Hot Food Holding Cabinet | 7287.3603 | 3542.338 | 2.0572 | Refrigerated Display Case LED Lighting
College and University | Turnover | Energy Star Hot Food Holding Cabinet | 7287.3603 | 3542.338 | 2.0572 | Retro-Commissioning
Grocery | Turnover | Energy Star Hot Food Holding Cabinet | 7287.3603 | 3542.338 | 2.0572 | Server Virtualization
Healthcare | Turnover | Energy Star Hot Food Holding Cabinet | 7287.3603 | 3542.338 | 2.0572 | Smart Strip Plug Outlet
Hospitals | Turnover | Energy Star Hot Food Holding Cabinet | 7287.3603 | 3542.338 | 2.0572 | Smart Thermostat
Institutional | Turnover | Energy Star Hot Food Holding Cabinet | 7287.3603 | 3542.338 | 2.0572 | Solar Pool Heater
Lodging/Hospitality | Turnover | Energy Star Hot Food Holding Cabinet | 7287.3603 | 3542.338 | 2.0572 | Solar Powered Pool Pump
Miscellaneous | Turnover | Energy Star Hot Food Holding Cabinet | 7287.3603 | 3542.338 | 2.0572 | Solar Water Heater
Offices | Turnover | Energy Star Hot Food Holding Cabinet | 7287.3603 | 3542.338 | 2.0572 | Strip Curtains for Walk-ins
Restaurants | Turnover | Energy Star Hot Food Holding Cabinet | 7287.3603 | 3542.338 | 2.0572 | Tank Wrap on Water Heater
Retail | Turnover | Energy Star Hot Food Holding Cabinet | 7287.3603 | 3542.338 | 2.0572 | Thermal Energy Storage
Schools K-12 | Turnover | Energy Star Hot Food Holding Cabinet | 7287.3603 | 3542.338 | 2.0572 | Thermostatic Shower Restriction Valve
Warehouse | Turnover | Energy Star Hot Food Holding Cabinet | 7287.3603 | 3542.338 | 2.0572 | Two Speed Pool Pump
Assembly | New | Energy Star Hot Food Holding Cabinet | 7287.3603 | 3542.338 | 2.0572 | Variable Refrigerant Flow (VRF) HVAC Systems
College and University | New | Energy Star Hot Food Holding Cabinet | 7287.3603 | 3542.338 | 2.0572 | Variable Speed Pool Pump
Grocery | New | Energy Star Hot Food Holding Cabinet | 7287.3603 | 3542.338 | 2.0572 | VAV System
Healthcare | New | Energy Star Hot Food Holding Cabinet | 7287.3603 | 3542.338 | 2.0572 | VSD Controlled Compressor
Hospitals | New | Energy Star Hot Food Holding Cabinet | 7287.3603 | 3542.338 | 2.0572 | Wall Insulation
Institutional | New | Energy Star Hot Food Holding Cabinet | 7287.3603 | 3542.338 | 2.0572 | Warehouse Loading Dock Seals
Lodging/Hospitality | New | Energy Star Hot Food Holding Cabinet | 7287.3603 | 3542.338 | 2.0572 | Water Cooled Refrigeration Heat Recovery
Miscellaneous | New | Energy Star Hot Food Holding Cabinet | 7287.3603 | 3542.338 | 2.0572 | Grand Total
Offices | New | Energy Star Hot Food Holding Cabinet | 7287.3603 | 3542.338 | 2.0572
Restaurants | New | Energy Star Hot Food Holding Cabinet | 7287.3603 | 3542.338 | 2.0572
Retail | New | Energy Star Hot Food Holding Cabinet | 7287.3603 | 3542.338 | 2.0572
Schools K-12 | New | Energy Star Hot Food Holding Cabinet | 7287.3603 | 3542.338 | 2.0572
Warehouse | New | Energy Star Hot Food Holding Cabinet | 7287.3603 | 3542.338 | 2.0572
Assembly | Turnover | Energy Star Steamer | 40077.5557 | 3606.6329 | 11.1122
College and University | Turnover | Energy Star Steamer | 40077.5557 | 3606.6329 | 11.1122
Grocery | Turnover | Energy Star Steamer | 40077.5557 | 3606.6329 | 11.1122
Healthcare | Turnover | Energy Star Steamer | 40077.5557 | 3606.6329 | 11.1122
Hospitals | Turnover | Energy Star Steamer | 40077.5557 | 3606.6329 | 11.1122
Institutional | Turnover | Energy Star Steamer | 40077.5557 | 3606.6329 | 11.1122
Lodging/Hospitality | Turnover | Energy Star Steamer | 40077.5557 | 3606.6329 | 11.1122
Miscellaneous | Turnover | Energy Star Steamer | 40077.5557 | 3606.6329 | 11.1122
Offices | Turnover | Energy Star Steamer | 40077.5557 | 3606.6329 | 11.1122
Restaurants | Turnover | Energy Star Steamer | 40077.5557 | 3606.6329 | 11.1122
Retail | Turnover | Energy Star Steamer | 40077.5557 | 3606.6329 | 11.1122
Schools K-12 | Turnover | Energy Star Steamer | 40077.5557 | 3606.6329 | 11.1122
Warehouse | Turnover | Energy Star Steamer | 40077.5557 | 3606.6329 | 11.1122
Assembly | New | Energy Star Steamer | 40077.5557 | 3606.6329 | 11.1122
College and University | New | Energy Star Steamer | 40077.5557 | 3606.6329 | 11.1122
Grocery | New | Energy Star Steamer | 40077.5557 | 3606.6329 | 11.1122
Healthcare | New | Energy Star Steamer | 40077.5557 | 3606.6329 | 11.1122
Hospitals | New | Energy Star Steamer | 40077.5557 | 3606.6329 | 11.1122
Institutional | New | Energy Star Steamer | 40077.5557 | 3606.6329 | 11.1122
Lodging/Hospitality | New | Energy Star Steamer | 40077.5557 | 3606.6329 | 11.1122
Miscellaneous | New | Energy Star Steamer | 40077.5557 | 3606.6329 | 11.1122
Offices | New | Energy Star Steamer | 40077.5557 | 3606.6329 | 11.1122
Restaurants | New | Energy Star Steamer | 40077.5557 | 3606.6329 | 11.1122
Retail | New | Energy Star Steamer | 40077.5557 | 3606.6329 | 11.1122
Schools K-12 | New | Energy Star Steamer | 40077.5557 | 3606.6329 | 11.1122
Warehouse | New | Energy Star Steamer | 40077.5557 | 3606.6329 | 11.1122
Assembly | Turnover | Energy Star Commercial Dishwasher | 59341.5939 | 3222.5132 | 18.4147
College and University | Turnover | Energy Star Commercial Dishwasher | 59341.5939 | 3222.5132 | 18.4147
Grocery | Turnover | Energy Star Commercial Dishwasher | 59341.5939 | 3222.5132 | 18.4147
Healthcare | Turnover | Energy Star Commercial Dishwasher | 59341.5939 | 3222.5132 | 18.4147
Hospitals | Turnover | Energy Star Commercial Dishwasher | 59341.5939 | 3222.5132 | 18.4147
Institutional | Turnover | Energy Star Commercial Dishwasher | 59341.5939 | 3222.5132 | 18.4147
Lodging/Hospitality | Turnover | Energy Star Commercial Dishwasher | 59341.5939 | 3222.5132 | 18.4147
Miscellaneous | Turnover | Energy Star Commercial Dishwasher | 59341.5939 | 3222.5132 | 18.4147
Offices | Turnover | Energy Star Commercial Dishwasher | 59341.5939 | 3222.5132 | 18.4147
Restaurants | Turnover | Energy Star Commercial Dishwasher | 59341.5939 | 3222.5132 | 18.4147
Retail | Turnover | Energy Star Commercial Dishwasher | 59341.5939 | 3222.5132 | 18.4147
Schools K-12 | Turnover | Energy Star Commercial Dishwasher | 59341.5939 | 3222.5132 | 18.4147
Warehouse | Turnover | Energy Star Commercial Dishwasher | 59341.5939 | 3222.5132 | 18.4147
Assembly | New | Energy Star Commercial Dishwasher | 59341.5939 | 3222.5132 | 18.4147
College and University | New | Energy Star Commercial Dishwasher | 59341.5939 | 3222.5132 | 18.4147
Grocery | New | Energy Star Commercial Dishwasher | 59341.5939 | 3222.5132 | 18.4147
Healthcare | New | Energy Star Commercial Dishwasher | 59341.5939 | 3222.5132 | 18.4147
Hospitals | New | Energy Star Commercial Dishwasher | 59341.5939 | 3222.5132 | 18.4147
Institutional | New | Energy Star Commercial Dishwasher | 59341.5939 | 3222.5132 | 18.4147
Lodging/Hospitality | New | Energy Star Commercial Dishwasher | 59341.5939 | 3222.5132 | 18.4147
Miscellaneous | New | Energy Star Commercial Dishwasher | 59341.5939 | 3222.5132 | 18.4147
Offices | New | Energy Star Commercial Dishwasher | 59341.5939 | 3222.5132 | 18.4147
Restaurants | New | Energy Star Commercial Dishwasher | 59341.5939 | 3222.5132 | 18.4147
Retail | New | Energy Star Commercial Dishwasher | 59341.5939 | 3222.5132 | 18.4147
Schools K-12 | New | Energy Star Commercial Dishwasher | 59341.5939 | 3222.5132 | 18.4147
Warehouse | New | Energy Star Commercial Dishwasher | 59341.5939 | 3222.5132 | 18.4147
Assembly | Turnover | Heat Pump Water Heater | 20211.2365 | 4394.0715 | 4.5997
College and University | Turnover | Heat Pump Water Heater | 537128.3398 | 43940.7152 | 12.2239
Grocery | Turnover | Heat Pump Water Heater | 52511.9058 | 4394.0715 | 11.9506
Healthcare | Turnover | Heat Pump Water Heater | 26948.3153 | 4394.0715 | 6.1329
Hospitals | Turnover | Heat Pump Water Heater | 941920.7118 | 65911.0728 | 14.2908
Institutional | Turnover | Heat Pump Water Heater | 1616898.9168 | 109851.788 | 14.7189
Lodging/Hospitality | Turnover | Heat Pump Water Heater | 252057.1476 | 13182.2146 | 19.121
Miscellaneous | Turnover | Heat Pump Water Heater | 1212674.1876 | 87881.4304 | 13.799
Offices | Turnover | Heat Pump Water Heater | 168426.9705 | 13182.2146 | 12.7768
Restaurants | Turnover | Heat Pump Water Heater | 87519.8429 | 8788.143 | 9.9589
Retail | Turnover | Heat Pump Water Heater | 155960.3601 | 13182.2146 | 11.8311
Schools K-12 | Turnover | Heat Pump Water Heater | 8421.5331 | 4394.0715 | 1.9166
Warehouse | Turnover | Heat Pump Water Heater | 40422.4729 | 4394.0715 | 9.1993
Assembly | New | Heat Pump Water Heater | 20211.2365 | 4394.0715 | 4.5997
College and University | New | Heat Pump Water Heater | 537128.3398 | 43940.7152 | 12.2239
Grocery | New | Heat Pump Water Heater | 52511.9058 | 4394.0715 | 11.9506
Healthcare | New | Heat Pump Water Heater | 26948.3153 | 4394.0715 | 6.1329
Hospitals | New | Heat Pump Water Heater | 941920.7118 | 65911.0728 | 14.2908
Institutional | New | Heat Pump Water Heater | 1616898.9168 | 109851.788 | 14.7189
Lodging/Hospitality | New | Heat Pump Water Heater | 252057.1476 | 13182.2146 | 19.121
Miscellaneous | New | Heat Pump Water Heater | 1212674.1876 | 87881.4304 | 13.799
Offices | New | Heat Pump Water Heater | 168426.9705 | 13182.2146 | 12.7768
Restaurants | New | Heat Pump Water Heater | 87519.8429 | 8788.143 | 9.9589
Retail | New | Heat Pump Water Heater | 155960.3601 | 13182.2146 | 11.8311
Schools K-12 | New | Heat Pump Water Heater | 8421.5331 | 4394.0715 | 1.9166
Warehouse | New | Heat Pump Water Heater | 40422.4729 | 4394.0715 | 9.1993
College and University | Turnover | Solar Water Heater | 405208.0891 | 295573.3794 | 1.3709
Grocery | Turnover | Solar Water Heater | 35235.486 | 29557.3379 | 1.1921
Hospitals | Turnover | Solar Water Heater | 710582.3012 | 443360.069 | 1.6027
Institutional | Turnover | Solar Water Heater | 1409419.4404 | 738933.4484 | 1.9074
Lodging/Hospitality | Turnover | Solar Water Heater | 169130.3328 | 88672.0138 | 1.9074
Miscellaneous | Turnover | Solar Water Heater | 1057064.5803 | 591146.7587 | 1.7882
Offices | Turnover | Solar Water Heater | 146814.525 | 88672.0138 | 1.6557
Retail | Turnover | Solar Water Heater | 104649.3934 | 88672.0138 | 1.1802
Warehouse | Turnover | Solar Water Heater | 35235.486 | 29557.3379 | 1.1921
College and University | New | Solar Water Heater | 405208.0891 | 295573.3794 | 1.3709
Grocery | New | Solar Water Heater | 35235.486 | 29557.3379 | 1.1921
Hospitals | New | Solar Water Heater | 710582.3012 | 443360.069 | 1.6027
Institutional | New | Solar Water Heater | 1409419.4404 | 738933.4484 | 1.9074
Lodging/Hospitality | New | Solar Water Heater | 169130.3328 | 88672.0138 | 1.9074
Miscellaneous | New | Solar Water Heater | 1057064.5803 | 591146.7587 | 1.7882
Offices | New | Solar Water Heater | 146814.525 | 88672.0138 | 1.6557
Retail | New | Solar Water Heater | 104649.3934 | 88672.0138 | 1.1802
Warehouse | New | Solar Water Heater | 35235.486 | 29557.3379 | 1.1921
Assembly | Turnover | CFL - 15W Flood | 560.8827 | 17.122 | 32.758
College and University | Turnover | CFL - 15W Flood | 560.8827 | 17.122 | 32.758
Grocery | Turnover | CFL - 15W Flood | 560.8827 | 17.122 | 32.758
Healthcare | Turnover | CFL - 15W Flood | 560.8827 | 17.122 | 32.758
Hospitals | Turnover | CFL - 15W Flood | 560.8827 | 17.122 | 32.758
Institutional | Turnover | CFL - 15W Flood | 560.8827 | 17.122 | 32.758
Lodging/Hospitality | Turnover | CFL - 15W Flood | 560.8827 | 17.122 | 32.758
Miscellaneous | Turnover | CFL - 15W Flood | 560.8827 | 17.122 | 32.758
Offices | Turnover | CFL - 15W Flood | 560.8827 | 17.122 | 32.758
Restaurants | Turnover | CFL - 15W Flood | 560.8827 | 17.122 | 32.758
Retail | Turnover | CFL - 15W Flood | 560.8827 | 17.122 | 32.758
Schools K-12 | Turnover | CFL - 15W Flood | 560.8827 | 17.122 | 32.758
Warehouse | Turnover | CFL - 15W Flood | 560.8827 | 17.122 | 32.758
Assembly | New | CFL - 15W Flood | 560.8827 | 17.122 | 32.758
College and University | New | CFL - 15W Flood | 560.8827 | 17.122 | 32.758
Grocery | New | CFL - 15W Flood | 560.8827 | 17.122 | 32.758
Healthcare | New | CFL - 15W Flood | 560.8827 | 17.122 | 32.758
Hospitals | New | CFL - 15W Flood | 560.8827 | 17.122 | 32.758
Institutional | New | CFL - 15W Flood | 560.8827 | 17.122 | 32.758
Lodging/Hospitality | New | CFL - 15W Flood | 560.8827 | 17.122 | 32.758
Miscellaneous | New | CFL - 15W Flood | 560.8827 | 17.122 | 32.758
Offices | New | CFL - 15W Flood | 560.8827 | 17.122 | 32.758
Restaurants | New | CFL - 15W Flood | 560.8827 | 17.122 | 32.758
Retail | New | CFL - 15W Flood | 560.8827 | 17.122 | 32.758
Schools K-12 | New | CFL - 15W Flood | 560.8827 | 17.122 | 32.758
Warehouse | New | CFL - 15W Flood | 560.8827 | 17.122 | 32.758
Assembly | Turnover | High Efficiency HID Lighting | 1351.7274 | 844.9197 | 1.5998
College and University | Turnover | High Efficiency HID Lighting | 1351.7274 | 844.9197 | 1.5998
Grocery | Turnover | High Efficiency HID Lighting | 1351.7274 | 844.9197 | 1.5998
Healthcare | Turnover | High Efficiency HID Lighting | 1351.7274 | 844.9197 | 1.5998
Hospitals | Turnover | High Efficiency HID Lighting | 1351.7274 | 844.9197 | 1.5998
Institutional | Turnover | High Efficiency HID Lighting | 1351.7274 | 844.9197 | 1.5998
Lodging/Hospitality | Turnover | High Efficiency HID Lighting | 1351.7274 | 844.9197 | 1.5998
Miscellaneous | Turnover | High Efficiency HID Lighting | 1351.7274 | 844.9197 | 1.5998
Offices | Turnover | High Efficiency HID Lighting | 1351.7274 | 844.9197 | 1.5998
Restaurants | Turnover | High Efficiency HID Lighting | 1351.7274 | 844.9197 | 1.5998
Retail | Turnover | High Efficiency HID Lighting | 1351.7274 | 844.9197 | 1.5998
Schools K-12 | Turnover | High Efficiency HID Lighting | 1351.7274 | 844.9197 | 1.5998
Warehouse | Turnover | High Efficiency HID Lighting | 1351.7274 | 844.9197 | 1.5998
Assembly | New | High Efficiency HID Lighting | 1351.7274 | 844.9197 | 1.5998
College and University | New | High Efficiency HID Lighting | 1351.7274 | 844.9197 | 1.5998
Grocery | New | High Efficiency HID Lighting | 1351.7274 | 844.9197 | 1.5998
Healthcare | New | High Efficiency HID Lighting | 1351.7274 | 844.9197 | 1.5998
Hospitals | New | High Efficiency HID Lighting | 1351.7274 | 844.9197 | 1.5998
Institutional | New | High Efficiency HID Lighting | 1351.7274 | 844.9197 | 1.5998
Lodging/Hospitality | New | High Efficiency HID Lighting | 1351.7274 | 844.9197 | 1.5998
Miscellaneous | New | High Efficiency HID Lighting | 1351.7274 | 844.9197 | 1.5998
Offices | New | High Efficiency HID Lighting | 1351.7274 | 844.9197 | 1.5998
Restaurants | New | High Efficiency HID Lighting | 1351.7274 | 844.9197 | 1.5998
Retail | New | High Efficiency HID Lighting | 1351.7274 | 844.9197 | 1.5998
Schools K-12 | New | High Efficiency HID Lighting | 1351.7274 | 844.9197 | 1.5998
Warehouse | New | High Efficiency HID Lighting | 1351.7274 | 844.9197 | 1.5998
Assembly | Turnover | LED - 9W Flood | 628.1887 | 13.7151 | 45.8027
College and University | Turnover | LED - 9W Flood | 628.1887 | 13.7151 | 45.8027
Grocery | Turnover | LED - 9W Flood | 628.1887 | 13.7151 | 45.8027
Healthcare | Turnover | LED - 9W Flood | 628.1887 | 13.7151 | 45.8027
Hospitals | Turnover | LED - 9W Flood | 628.1887 | 13.7151 | 45.8027
Institutional | Turnover | LED - 9W Flood | 628.1887 | 13.7151 | 45.8027
Lodging/Hospitality | Turnover | LED - 9W Flood | 628.1887 | 13.7151 | 45.8027
Miscellaneous | Turnover | LED - 9W Flood | 628.1887 | 13.7151 | 45.8027
Offices | Turnover | LED - 9W Flood | 628.1887 | 13.7151 | 45.8027
Restaurants | Turnover | LED - 9W Flood | 628.1887 | 13.7151 | 45.8027
Retail | Turnover | LED - 9W Flood | 628.1887 | 13.7151 | 45.8027
Schools K-12 | Turnover | LED - 9W Flood | 628.1887 | 13.7151 | 45.8027
Warehouse | Turnover | LED - 9W Flood | 628.1887 | 13.7151 | 45.8027
Assembly | New | LED - 9W Flood | 628.1887 | 13.7151 | 45.8027
College and University | New | LED - 9W Flood | 628.1887 | 13.7151 | 45.8027
Grocery | New | LED - 9W Flood | 628.1887 | 13.7151 | 45.8027
Healthcare | New | LED - 9W Flood | 628.1887 | 13.7151 | 45.8027
Hospitals | New | LED - 9W Flood | 628.1887 | 13.7151 | 45.8027
Institutional | New | LED - 9W Flood | 628.1887 | 13.7151 | 45.8027
Lodging/Hospitality | New | LED - 9W Flood | 628.1887 | 13.7151 | 45.8027
Miscellaneous | New | LED - 9W Flood | 628.1887 | 13.7151 | 45.8027
Offices | New | LED - 9W Flood | 628.1887 | 13.7151 | 45.8027
Restaurants | New | LED - 9W Flood | 628.1887 | 13.7151 | 45.8027
Retail | New | LED - 9W Flood | 628.1887 | 13.7151 | 45.8027
Schools K-12 | New | LED - 9W Flood | 628.1887 | 13.7151 | 45.8027
Warehouse | New | LED - 9W Flood | 628.1887 | 13.7151 | 45.8027
Assembly | Turnover | LED Display Lighting (Exterior) | 1054.4596 | 152.8753 | 6.8975
College and University | Turnover | LED Display Lighting (Exterior) | 1054.4596 | 152.8753 | 6.8975
Grocery | Turnover | LED Display Lighting (Exterior) | 1054.4596 | 152.8753 | 6.8975
Healthcare | Turnover | LED Display Lighting (Exterior) | 1054.4596 | 152.8753 | 6.8975
Hospitals | Turnover | LED Display Lighting (Exterior) | 1054.4596 | 152.8753 | 6.8975
Institutional | Turnover | LED Display Lighting (Exterior) | 1054.4596 | 152.8753 | 6.8975
Lodging/Hospitality | Turnover | LED Display Lighting (Exterior) | 1054.4596 | 152.8753 | 6.8975
Miscellaneous | Turnover | LED Display Lighting (Exterior) | 1054.4596 | 152.8753 | 6.8975
Offices | Turnover | LED Display Lighting (Exterior) | 1054.4596 | 152.8753 | 6.8975
Restaurants | Turnover | LED Display Lighting (Exterior) | 1054.4596 | 152.8753 | 6.8975
Retail | Turnover | LED Display Lighting (Exterior) | 1054.4596 | 152.8753 | 6.8975
Schools K-12 | Turnover | LED Display Lighting (Exterior) | 1054.4596 | 152.8753 | 6.8975
Warehouse | Turnover | LED Display Lighting (Exterior) | 1054.4596 | 152.8753 | 6.8975
Assembly | New | LED Display Lighting (Exterior) | 1054.4596 | 152.8753 | 6.8975
College and University | New | LED Display Lighting (Exterior) | 1054.4596 | 152.8753 | 6.8975
Grocery | New | LED Display Lighting (Exterior) | 1054.4596 | 152.8753 | 6.8975
Healthcare | New | LED Display Lighting (Exterior) | 1054.4596 | 152.8753 | 6.8975
Hospitals | New | LED Display Lighting (Exterior) | 1054.4596 | 152.8753 | 6.8975
Institutional | New | LED Display Lighting (Exterior) | 1054.4596 | 152.8753 | 6.8975
Lodging/Hospitality | New | LED Display Lighting (Exterior) | 1054.4596 | 152.8753 | 6.8975
Miscellaneous | New | LED Display Lighting (Exterior) | 1054.4596 | 152.8753 | 6.8975
Offices | New | LED Display Lighting (Exterior) | 1054.4596 | 152.8753 | 6.8975
Restaurants | New | LED Display Lighting (Exterior) | 1054.4596 | 152.8753 | 6.8975
Retail | New | LED Display Lighting (Exterior) | 1054.4596 | 152.8753 | 6.8975
Schools K-12 | New | LED Display Lighting (Exterior) | 1054.4596 | 152.8753 | 6.8975
Warehouse | New | LED Display Lighting (Exterior) | 1054.4596 | 152.8753 | 6.8975
Assembly | Turnover | LED Exterior Lighting | 2131.3544 | 1253.5771 | 1.7002
College and University | Turnover | LED Exterior Lighting | 2131.3544 | 1253.5771 | 1.7002
Grocery | Turnover | LED Exterior Lighting | 2131.3544 | 1253.5771 | 1.7002
Healthcare | Turnover | LED Exterior Lighting | 2131.3544 | 1253.5771 | 1.7002
Hospitals | Turnover | LED Exterior Lighting | 2131.3544 | 1253.5771 | 1.7002
Institutional | Turnover | LED Exterior Lighting | 2131.3544 | 1253.5771 | 1.7002
Lodging/Hospitality | Turnover | LED Exterior Lighting | 2131.3544 | 1253.5771 | 1.7002
Miscellaneous | Turnover | LED Exterior Lighting | 2131.3544 | 1253.5771 | 1.7002
Offices | Turnover | LED Exterior Lighting | 2131.3544 | 1253.5771 | 1.7002
Restaurants | Turnover | LED Exterior Lighting | 2131.3544 | 1253.5771 | 1.7002
Retail | Turnover | LED Exterior Lighting | 2131.3544 | 1253.5771 | 1.7002
Schools K-12 | Turnover | LED Exterior Lighting | 2131.3544 | 1253.5771 | 1.7002
Warehouse | Turnover | LED Exterior Lighting | 2131.3544 | 1253.5771 | 1.7002
Assembly | New | LED Exterior Lighting | 2131.3544 | 1253.5771 | 1.7002
College and University | New | LED Exterior Lighting | 2131.3544 | 1253.5771 | 1.7002
Grocery | New | LED Exterior Lighting | 2131.3544 | 1253.5771 | 1.7002
Healthcare | New | LED Exterior Lighting | 2131.3544 | 1253.5771 | 1.7002
Hospitals | New | LED Exterior Lighting | 2131.3544 | 1253.5771 | 1.7002
Institutional | New | LED Exterior Lighting | 2131.3544 | 1253.5771 | 1.7002
Lodging/Hospitality | New | LED Exterior Lighting | 2131.3544 | 1253.5771 | 1.7002
Miscellaneous | New | LED Exterior Lighting | 2131.3544 | 1253.5771 | 1.7002
Offices | New | LED Exterior Lighting | 2131.3544 | 1253.5771 | 1.7002
Restaurants | New | LED Exterior Lighting | 2131.3544 | 1253.5771 | 1.7002
Retail | New | LED Exterior Lighting | 2131.3544 | 1253.5771 | 1.7002
Schools K-12 | New | LED Exterior Lighting | 2131.3544 | 1253.5771 | 1.7002
Warehouse | New | LED Exterior Lighting | 2131.3544 | 1253.5771 | 1.7002
Assembly | Turnover | LED Parking Lighting | 9422.83 | 706.9388 | 13.3291
College and University | Turnover | LED Parking Lighting | 9422.83 | 706.9388 | 13.3291
Grocery | Turnover | LED Parking Lighting | 9422.83 | 706.9388 | 13.3291
Healthcare | Turnover | LED Parking Lighting | 9422.83 | 706.9388 | 13.3291
Hospitals | Turnover | LED Parking Lighting | 9422.83 | 706.9388 | 13.3291
Institutional | Turnover | LED Parking Lighting | 9422.83 | 706.9388 | 13.3291
Lodging/Hospitality | Turnover | LED Parking Lighting | 9422.83 | 706.9388 | 13.3291
Miscellaneous | Turnover | LED Parking Lighting | 9422.83 | 706.9388 | 13.3291
Offices | Turnover | LED Parking Lighting | 9422.83 | 706.9388 | 13.3291
Restaurants | Turnover | LED Parking Lighting | 9422.83 | 706.9388 | 13.3291
Retail | Turnover | LED Parking Lighting | 9422.83 | 706.9388 | 13.3291
Schools K-12 | Turnover | LED Parking Lighting | 9422.83 | 706.9388 | 13.3291
Warehouse | Turnover | LED Parking Lighting | 9422.83 | 706.9388 | 13.3291
Assembly | New | LED Parking Lighting | 9422.83 | 706.9388 | 13.3291
College and University | New | LED Parking Lighting | 9422.83 | 706.9388 | 13.3291
Grocery | New | LED Parking Lighting | 9422.83 | 706.9388 | 13.3291
Healthcare | New | LED Parking Lighting | 9422.83 | 706.9388 | 13.3291
Hospitals | New | LED Parking Lighting | 9422.83 | 706.9388 | 13.3291
Institutional | New | LED Parking Lighting | 9422.83 | 706.9388 | 13.3291
Lodging/Hospitality | New | LED Parking Lighting | 9422.83 | 706.9388 | 13.3291
Miscellaneous | New | LED Parking Lighting | 9422.83 | 706.9388 | 13.3291
Offices | New | LED Parking Lighting | 9422.83 | 706.9388 | 13.3291
Restaurants | New | LED Parking Lighting | 9422.83 | 706.9388 | 13.3291
Retail | New | LED Parking Lighting | 9422.83 | 706.9388 | 13.3291
Schools K-12 | New | LED Parking Lighting | 9422.83 | 706.9388 | 13.3291
Warehouse | New | LED Parking Lighting | 9422.83 | 706.9388 | 13.3291
Assembly | Turnover | LED Street Lights | 4721.3613 | 1042.0414 | 4.5309
College and University | Turnover | LED Street Lights | 4721.3613 | 1042.0414 | 4.5309
Grocery | Turnover | LED Street Lights | 4721.3613 | 1042.0414 | 4.5309
Healthcare | Turnover | LED Street Lights | 4721.3613 | 1042.0414 | 4.5309
Hospitals | Turnover | LED Street Lights | 4721.3613 | 1042.0414 | 4.5309
Institutional | Turnover | LED Street Lights | 4721.3613 | 1042.0414 | 4.5309
Lodging/Hospitality | Turnover | LED Street Lights | 4721.3613 | 1042.0414 | 4.5309
Miscellaneous | Turnover | LED Street Lights | 4721.3613 | 1042.0414 | 4.5309
Offices | Turnover | LED Street Lights | 4721.3613 | 1042.0414 | 4.5309
Restaurants | Turnover | LED Street Lights | 4721.3613 | 1042.0414 | 4.5309
Retail | Turnover | LED Street Lights | 4721.3613 | 1042.0414 | 4.5309
Schools K-12 | Turnover | LED Street Lights | 4721.3613 | 1042.0414 | 4.5309
Warehouse | Turnover | LED Street Lights | 4721.3613 | 1042.0414 | 4.5309
Assembly | New | LED Street Lights | 4721.3613 | 1042.0414 | 4.5309
College and University | New | LED Street Lights | 4721.3613 | 1042.0414 | 4.5309
Grocery | New | LED Street Lights | 4721.3613 | 1042.0414 | 4.5309
Healthcare | New | LED Street Lights | 4721.3613 | 1042.0414 | 4.5309
Hospitals | New | LED Street Lights | 4721.3613 | 1042.0414 | 4.5309
Institutional | New | LED Street Lights | 4721.3613 | 1042.0414 | 4.5309
Lodging/Hospitality | New | LED Street Lights | 4721.3613 | 1042.0414 | 4.5309
Miscellaneous | New | LED Street Lights | 4721.3613 | 1042.0414 | 4.5309
Offices | New | LED Street Lights | 4721.3613 | 1042.0414 | 4.5309
Restaurants | New | LED Street Lights | 4721.3613 | 1042.0414 | 4.5309
Retail | New | LED Street Lights | 4721.3613 | 1042.0414 | 4.5309
Schools K-12 | New | LED Street Lights | 4721.3613 | 1042.0414 | 4.5309
Warehouse | New | LED Street Lights | 4721.3613 | 1042.0414 | 4.5309
Assembly | Turnover | High Efficiency Chiller (Air Cooled, 50 tons) | 81927.2199 | 29701.4775 | 2.7584
College and University | Turnover | High Efficiency Chiller (Air Cooled, 50 tons) | 90890.9479 | 29701.4775 | 3.0601
Grocery | Turnover | High Efficiency Chiller (Air Cooled, 50 tons) | 45257.4237 | 29701.4775 | 1.5237
Healthcare | Turnover | High Efficiency Chiller (Air Cooled, 50 tons) | 178271.6247 | 29701.4775 | 6.0021
Hospitals | Turnover | High Efficiency Chiller (Air Cooled, 50 tons) | 168869.1128 | 29701.4775 | 5.6855
Institutional | Turnover | High Efficiency Chiller (Air Cooled, 50 tons) | 44254.4891 | 29701.4775 | 1.49
Lodging/Hospitality | Turnover | High Efficiency Chiller (Air Cooled, 50 tons) | 135333.4872 | 29701.4775 | 4.5565
Miscellaneous | Turnover | High Efficiency Chiller (Air Cooled, 50 tons) | 45758.891 | 29701.4775 | 1.5406
Offices | Turnover | High Efficiency Chiller (Air Cooled, 50 tons) | 92207.2995 | 29701.4775 | 3.1045
Restaurants | Turnover | High Efficiency Chiller (Air Cooled, 50 tons) | 132763.4673 | 29701.4775 | 4.4699
Retail | Turnover | High Efficiency Chiller (Air Cooled, 50 tons) | 104054.4645 | 29701.4775 | 3.5033
Schools K-12 | Turnover | High Efficiency Chiller (Air Cooled, 50 tons) | 90452.164 | 29701.4775 | 3.0454
Assembly | New | High Efficiency Chiller (Air Cooled, 50 tons) | 81927.2199 | 29701.4775 | 2.7584
College and University | New | High Efficiency Chiller (Air Cooled, 50 tons) | 90890.9479 | 29701.4775 | 3.0601
Grocery | New | High Efficiency Chiller (Air Cooled, 50 tons) | 45257.4237 | 29701.4775 | 1.5237
Healthcare | New | High Efficiency Chiller (Air Cooled, 50 tons) | 178271.6247 | 29701.4775 | 6.0021
Hospitals | New | High Efficiency Chiller (Air Cooled, 50 tons) | 168869.1128 | 29701.4775 | 5.6855
Institutional | New | High Efficiency Chiller (Air Cooled, 50 tons) | 44254.4891 | 29701.4775 | 1.49
Lodging/Hospitality | New | High Efficiency Chiller (Air Cooled, 50 tons) | 135333.4872 | 29701.4775 | 4.5565
Miscellaneous | New | High Efficiency Chiller (Air Cooled, 50 tons) | 45758.891 | 29701.4775 | 1.5406
Offices | New | High Efficiency Chiller (Air Cooled, 50 tons) | 92207.2995 | 29701.4775 | 3.1045
Restaurants | New | High Efficiency Chiller (Air Cooled, 50 tons) | 132763.4673 | 29701.4775 | 4.4699
Retail | New | High Efficiency Chiller (Air Cooled, 50 tons) | 104054.4645 | 29701.4775 | 3.5033
Schools K-12 | New | High Efficiency Chiller (Air Cooled, 50 tons) | 90452.164 | 29701.4775 | 3.0454
Assembly | Turnover | High Efficiency Chiller (Water cooled-centrifugal, 200 tons) | 78559.7538 | 41640.3066 | 1.8866
College and University | Turnover | High Efficiency Chiller (Water cooled-centrifugal, 200 tons) | 87155.0444 | 41640.3066 | 2.093
Grocery | Turnover | High Efficiency Chiller (Water cooled-centrifugal, 200 tons) | 43397.2014 | 41640.3066 | 1.0422
Healthcare | Turnover | High Efficiency Chiller (Water cooled-centrifugal, 200 tons) | 170944.1009 | 41640.3066 | 4.1053
Hospitals | Turnover | High Efficiency Chiller (Water cooled-centrifugal, 200 tons) | 161928.0619 | 41640.3066 | 3.8887
Institutional | Turnover | High Efficiency Chiller (Water cooled-centrifugal, 200 tons) | 42435.4906 | 41640.3066 | 1.0191
Lodging/Hospitality | Turnover | High Efficiency Chiller (Water cooled-centrifugal, 200 tons) | 129770.8558 | 41640.3066 | 3.1165
Miscellaneous | Turnover | High Efficiency Chiller (Water cooled-centrifugal, 200 tons) | 43878.0569 | 41640.3066 | 1.0537
Offices | Turnover | High Efficiency Chiller (Water cooled-centrifugal, 200 tons) | 88417.2899 | 41640.3066 | 2.1234
Restaurants | Turnover | High Efficiency Chiller (Water cooled-centrifugal, 200 tons) | 127306.4718 | 41640.3066 | 3.0573
Retail | Turnover | High Efficiency Chiller (Water cooled-centrifugal, 200 tons) | 99777.4991 | 41640.3066 | 2.3962
Schools K-12 | Turnover | High Efficiency Chiller (Water cooled-centrifugal, 200 tons) | 86734.2959 | 41640.3066 | 2.0829
Assembly | New | High Efficiency Chiller (Water cooled-centrifugal, 200 tons) | 78559.7538 | 41640.3066 | 1.8866
College and University | New | High Efficiency Chiller (Water cooled-centrifugal, 200 tons) | 87155.0444 | 41640.3066 | 2.093
Grocery | New | High Efficiency Chiller (Water cooled-centrifugal, 200 tons) | 43397.2014 | 41640.3066 | 1.0422
Healthcare | New | High Efficiency Chiller (Water cooled-centrifugal, 200 tons) | 170944.1009 | 41640.3066 | 4.1053
Hospitals | New | High Efficiency Chiller (Water cooled-centrifugal, 200 tons) | 161928.0619 | 41640.3066 | 3.8887
Institutional | New | High Efficiency Chiller (Water cooled-centrifugal, 200 tons) | 42435.4906 | 41640.3066 | 1.0191
Lodging/Hospitality | New | High Efficiency Chiller (Water cooled-centrifugal, 200 tons) | 129770.8558 | 41640.3066 | 3.1165
Miscellaneous | New | High Efficiency Chiller (Water cooled-centrifugal, 200 tons) | 43878.0569 | 41640.3066 | 1.0537
Offices | New | High Efficiency Chiller (Water cooled-centrifugal, 200 tons) | 88417.2899 | 41640.3066 | 2.1234
Restaurants | New | High Efficiency Chiller (Water cooled-centrifugal, 200 tons) | 127306.4718 | 41640.3066 | 3.0573
Retail | New | High Efficiency Chiller (Water cooled-centrifugal, 200 tons) | 99777.4991 | 41640.3066 | 2.3962
Schools K-12 | New | High Efficiency Chiller (Water cooled-centrifugal, 200 tons) | 86734.2959 | 41640.3066 | 2.0829
Assembly | Turnover | High Efficiency Chiller (Water cooled-positive displacement, 100 tons) | 24927.6142 | 22712.8945 | 1.0975
College and University | Turnover | High Efficiency Chiller (Water cooled-positive displacement, 100 tons) | 27654.966 | 22712.8945 | 1.2176
Healthcare | Turnover | High Efficiency Chiller (Water cooled-positive displacement, 100 tons) | 54241.8782 | 22712.8945 | 2.3882
Hospitals | Turnover | High Efficiency Chiller (Water cooled-positive displacement, 100 tons) | 51381.0196 | 22712.8945 | 2.2622
Lodging/Hospitality | Turnover | High Efficiency Chiller (Water cooled-positive displacement, 100 tons) | 41177.2908 | 22712.8945 | 1.8129
Offices | Turnover | High Efficiency Chiller (Water cooled-positive displacement, 100 tons) | 28055.4862 | 22712.8945 | 1.2352
Restaurants | Turnover | High Efficiency Chiller (Water cooled-positive displacement, 100 tons) | 40395.3228 | 22712.8945 | 1.7785
Retail | Turnover | High Efficiency Chiller (Water cooled-positive displacement, 100 tons) | 31660.168 | 22712.8945 | 1.3939
Schools K-12 | Turnover | High Efficiency Chiller (Water cooled-positive displacement, 100 tons) | 27521.4593 | 22712.8945 | 1.2117
Assembly | New | High Efficiency Chiller (Water cooled-positive displacement, 100 tons) | 24927.6142 | 22712.8945 | 1.0975
College and University | New | High Efficiency Chiller (Water cooled-positive displacement, 100 tons) | 27654.966 | 22712.8945 | 1.2176
Healthcare | New | High Efficiency Chiller (Water cooled-positive displacement, 100 tons) | 54241.8782 | 22712.8945 | 2.3882
Hospitals | New | High Efficiency Chiller (Water cooled-positive displacement, 100 tons) | 51381.0196 | 22712.8945 | 2.2622
Lodging/Hospitality | New | High Efficiency Chiller (Water cooled-positive displacement, 100 tons) | 41177.2908 | 22712.8945 | 1.8129
Offices | New | High Efficiency Chiller (Water cooled-positive displacement, 100 tons) | 28055.4862 | 22712.8945 | 1.2352
Restaurants | New | High Efficiency Chiller (Water cooled-positive displacement, 100 tons) | 40395.3228 | 22712.8945 | 1.7785
Retail | New | High Efficiency Chiller (Water cooled-positive displacement, 100 tons) | 31660.168 | 22712.8945 | 1.3939
Schools K-12 | New | High Efficiency Chiller (Water cooled-positive displacement, 100 tons) | 27521.4593 | 22712.8945 | 1.2117
Healthcare | Turnover | High Efficiency DX 135k- less than 240k BTU | 19789.9967 | 14543.2848 | 1.3608
Hospitals | Turnover | High Efficiency DX 135k- less than 240k BTU | 18746.2205 | 14543.2848 | 1.289
Lodging/Hospitality | Turnover | High Efficiency DX 135k- less than 240k BTU | 15023.4187 | 14543.2848 | 1.033
Restaurants | Turnover | High Efficiency DX 135k- less than 240k BTU | 14738.1199 | 14543.2848 | 1.0134
Healthcare | New | High Efficiency DX 135k- less than 240k BTU | 19789.9967 | 14543.2848 | 1.3608
Hospitals | New | High Efficiency DX 135k- less than 240k BTU | 18746.2205 | 14543.2848 | 1.289
Lodging/Hospitality | New | High Efficiency DX 135k- less than 240k BTU | 15023.4187 | 14543.2848 | 1.033
Restaurants | New | High Efficiency DX 135k- less than 240k BTU | 14738.1199 | 14543.2848 | 1.0134
Assembly | Turnover | High Efficiency PTAC | 4110.491 | 550.3509 | 7.4689
College and University | Turnover | High Efficiency PTAC | 3701.7343 | 550.3509 | 6.7261
Grocery | Turnover | High Efficiency PTAC | 2270.6767 | 550.3509 | 4.1259
Healthcare | Turnover | High Efficiency PTAC | 8944.3277 | 550.3509 | 16.252
Hospitals | Turnover | High Efficiency PTAC | 6877.567 | 550.3509 | 12.4967
Institutional | Turnover | High Efficiency PTAC | 2220.357 | 550.3509 | 4.0344
Lodging/Hospitality | Turnover | High Efficiency PTAC | 6790.0153 | 550.3509 | 12.3376
Miscellaneous | Turnover | High Efficiency PTAC | 2125.4631 | 550.3509 | 3.862
Offices | Turnover | High Efficiency PTAC | 4282.9538 | 550.3509 | 7.7822
Restaurants | Turnover | High Efficiency PTAC | 6661.0711 | 550.3509 | 12.1033
Retail | Turnover | High Efficiency PTAC | 5220.6695 | 550.3509 | 9.4861
Schools K-12 | Turnover | High Efficiency PTAC | 4538.2085 | 550.3509 | 8.246
Warehouse | Turnover | High Efficiency PTAC | 996.9592 | 550.3509 | 1.8115
Assembly | New | High Efficiency PTAC | 4110.491 | 550.3509 | 7.4689
College and University | New | High Efficiency PTAC | 3701.7343 | 550.3509 | 6.7261
Grocery | New | High Efficiency PTAC | 2270.6767 | 550.3509 | 4.1259
Healthcare | New | High Efficiency PTAC | 8944.3277 | 550.3509 | 16.252
Hospitals | New | High Efficiency PTAC | 6877.567 | 550.3509 | 12.4967
Institutional | New | High Efficiency PTAC | 2220.357 | 550.3509 | 4.0344
Lodging/Hospitality | New | High Efficiency PTAC | 6790.0153 | 550.3509 | 12.3376
Miscellaneous | New | High Efficiency PTAC | 2125.4631 | 550.3509 | 3.862
Offices | New | High Efficiency PTAC | 4282.9538 | 550.3509 | 7.7822
Restaurants | New | High Efficiency PTAC | 6661.0711 | 550.3509 | 12.1033
Retail | New | High Efficiency PTAC | 5220.6695 | 550.3509 | 9.4861
Schools K-12 | New | High Efficiency PTAC | 4538.2085 | 550.3509 | 8.246
Warehouse | New | High Efficiency PTAC | 996.9592 | 550.3509 | 1.8115
Assembly | Turnover | High Efficiency PTHP | 4127.8625 | 550.3509 | 7.5004
College and University | Turnover | High Efficiency PTHP | 4242.1146 | 550.3509 | 7.708
Grocery | Turnover | High Efficiency PTHP | 2299.9962 | 550.3509 | 4.1791
Healthcare | Turnover | High Efficiency PTHP | 8971.8578 | 550.3509 | 16.3021
Hospitals | Turnover | High Efficiency PTHP | 7880.399 | 550.3509 | 14.3189
Institutional | Turnover | High Efficiency PTHP | 2235.346 | 550.3509 | 4.0617
Lodging/Hospitality | Turnover | High Efficiency PTHP | 6808.6453 | 550.3509 | 12.3715
Miscellaneous | Turnover | High Efficiency PTHP | 2305.4288 | 550.3509 | 4.189
Offices | Turnover | High Efficiency PTHP | 4636.6725 | 550.3509 | 8.4249
Restaurants | Turnover | High Efficiency PTHP | 6724.1464 | 550.3509 | 12.2179
Retail | Turnover | High Efficiency PTHP | 5260.3331 | 550.3509 | 9.5581
Schools K-12 | Turnover | High Efficiency PTHP | 4574.6844 | 550.3509 | 8.3123
Warehouse | Turnover | High Efficiency PTHP | 1006.3999 | 550.3509 | 1.8287
Assembly | New | High Efficiency PTHP | 4127.8625 | 550.3509 | 7.5004
College and University | New | High Efficiency PTHP | 4242.1146 | 550.3509 | 7.708
Grocery | New | High Efficiency PTHP | 2299.9962 | 550.3509 | 4.1791
Healthcare | New | High Efficiency PTHP | 8971.8578 | 550.3509 | 16.3021
Hospitals | New | High Efficiency PTHP | 7880.399 | 550.3509 | 14.3189
Institutional | New | High Efficiency PTHP | 2235.346 | 550.3509 | 4.0617
Lodging/Hospitality | New | High Efficiency PTHP | 6808.6453 | 550.3509 | 12.3715
Miscellaneous | New | High Efficiency PTHP | 2305.4288 | 550.3509 | 4.189
Offices | New | High Efficiency PTHP | 4636.6725 | 550.3509 | 8.4249
Restaurants | New | High Efficiency PTHP | 6724.1464 | 550.3509 | 12.2179
Retail | New | High Efficiency PTHP | 5260.3331 | 550.3509 | 9.5581
Schools K-12 | New | High Efficiency PTHP | 4574.6844 | 550.3509 | 8.3123
Warehouse | New | High Efficiency PTHP | 1006.3999 | 550.3509 | 1.8287
Assembly | Turnover | Variable Refrigerant Flow (VRF) HVAC Systems | 17962.2728 | 14392.113 | 1.2481
College and University | Turnover | Variable Refrigerant Flow (VRF) HVAC Systems | 15311.9057 | 14392.113 | 1.0639
Healthcare | Turnover | Variable Refrigerant Flow (VRF) HVAC Systems | 38915.3272 | 14392.113 | 2.7039
Hospitals | Turnover | Variable Refrigerant Flow (VRF) HVAC Systems | 36946.4208 | 14392.113 | 2.5671
Lodging/Hospitality | Turnover | Variable Refrigerant Flow (VRF) HVAC Systems | 22705.6572 | 14392.113 | 1.5776
Offices | Turnover | Variable Refrigerant Flow (VRF) HVAC Systems | 20064.6166 | 14392.113 | 1.3941
Restaurants | Turnover | Variable Refrigerant Flow (VRF) HVAC Systems | 29686.53 | 14392.113 | 2.0627
Retail | Turnover | Variable Refrigerant Flow (VRF) HVAC Systems | 23105.1729 | 14392.113 | 1.6054
Schools K-12 | Turnover | Variable Refrigerant Flow (VRF) HVAC Systems | 20117.8843 | 14392.113 | 1.3978
Assembly | New | Variable Refrigerant Flow (VRF) HVAC Systems | 17962.2728 | 14392.113 | 1.2481
College and University | New | Variable Refrigerant Flow (VRF) HVAC Systems | 15311.9057 | 14392.113 | 1.0639
Healthcare | New | Variable Refrigerant Flow (VRF) HVAC Systems | 38915.3272 | 14392.113 | 2.7039
Hospitals | New | Variable Refrigerant Flow (VRF) HVAC Systems | 36946.4208 | 14392.113 | 2.5671
Lodging/Hospitality | New | Variable Refrigerant Flow (VRF) HVAC Systems | 22705.6572 | 14392.113 | 1.5776
Offices | New | Variable Refrigerant Flow (VRF) HVAC Systems | 20064.6166 | 14392.113 | 1.3941
Restaurants | New | Variable Refrigerant Flow (VRF) HVAC Systems | 29686.53 | 14392.113 | 2.0627
Retail | New | Variable Refrigerant Flow (VRF) HVAC Systems | 23105.1729 | 14392.113 | 1.6054
Schools K-12 | New | Variable Refrigerant Flow (VRF) HVAC Systems | 20117.8843 | 14392.113 | 1.3978
Assembly | Turnover | CFL-23W | 85.2184 | 3.7127 | 22.9533
College and University | Turnover | CFL-23W | 120.8219 | 3.7127 | 32.543
Grocery | Turnover | CFL-23W | 149.9148 | 3.7127 | 40.3791
Healthcare | Turnover | CFL-23W | 148.984 | 3.7127 | 40.1284
Hospitals | Turnover | CFL-23W | 186.4407 | 3.7127 | 50.2172
Institutional | Turnover | CFL-23W | 97.7522 | 3.7127 | 26.3293
Lodging/Hospitality | Turnover | CFL-23W | 101.5116 | 3.7127 | 27.3418
Miscellaneous | Turnover | CFL-23W | 130.6128 | 3.7127 | 35.1802
Offices | Turnover | CFL-23W | 96.3892 | 3.7127 | 25.9621
Restaurants | Turnover | CFL-23W | 90.7763 | 3.7127 | 24.4503
Retail | Turnover | CFL-23W | 134.7719 | 3.7127 | 36.3004
Schools K-12 | Turnover | CFL-23W | 70.4918 | 3.7127 | 18.9868
Warehouse | Turnover | CFL-23W | 113.3084 | 3.7127 | 30.5193
Assembly | New | CFL-23W | 85.2184 | 3.7127 | 22.9533
College and University | New | CFL-23W | 120.8219 | 3.7127 | 32.543
Grocery | New | CFL-23W | 149.9148 | 3.7127 | 40.3791
Healthcare | New | CFL-23W | 148.984 | 3.7127 | 40.1284
Hospitals | New | CFL-23W | 186.4407 | 3.7127 | 50.2172
Institutional | New | CFL-23W | 97.7522 | 3.7127 | 26.3293
Lodging/Hospitality | New | CFL-23W | 101.5116 | 3.7127 | 27.3418
Miscellaneous | New | CFL-23W | 130.6128 | 3.7127 | 35.1802
Offices | New | CFL-23W | 96.3892 | 3.7127 | 25.9621
Restaurants | New | CFL-23W | 90.7763 | 3.7127 | 24.4503
Retail | New | CFL-23W | 134.7719 | 3.7127 | 36.3004
Schools K-12 | New | CFL-23W | 70.4918 | 3.7127 | 18.9868
Warehouse | New | CFL-23W | 113.3084 | 3.7127 | 30.5193
Assembly | Turnover | High Bay Fluorescent (T5) | 2787.9111 | 436.7864 | 6.3828
College and University | Turnover | High Bay Fluorescent (T5) | 4272.9876 | 436.7864 | 9.7828
Grocery | Turnover | High Bay Fluorescent (T5) | 5374.1931 | 436.7864 | 12.3039
Healthcare | Turnover | High Bay Fluorescent (T5) | 4873.9976 | 436.7864 | 11.1588
Hospitals | Turnover | High Bay Fluorescent (T5) | 6593.6619 | 436.7864 | 15.0958
Institutional | Turnover | High Bay Fluorescent (T5) | 3197.9551 | 436.7864 | 7.3216
Lodging/Hospitality | Turnover | High Bay Fluorescent (T5) | 3639.0189 | 436.7864 | 8.3313
Miscellaneous | Turnover | High Bay Fluorescent (T5) | 4272.9876 | 436.7864 | 9.7828
Offices | Turnover | High Bay Fluorescent (T5) | 3153.364 | 436.7864 | 7.2195
Restaurants | Turnover | High Bay Fluorescent (T5) | 3254.1786 | 436.7864 | 7.4503
Retail | Turnover | High Bay Fluorescent (T5) | 4831.3453 | 436.7864 | 11.0611
Schools K-12 | Turnover | High Bay Fluorescent (T5) | 2306.1337 | 436.7864 | 5.2798
Warehouse | Turnover | High Bay Fluorescent (T5) | 3706.8749 | 436.7864 | 8.4867
Assembly | New | High Bay Fluorescent (T5) | 2787.9111 | 436.7864 | 6.3828
College and University | New | High Bay Fluorescent (T5) | 4272.9876 | 436.7864 | 9.7828
Grocery | New | High Bay Fluorescent (T5) | 5374.1931 | 436.7864 | 12.3039
Healthcare | New | High Bay Fluorescent (T5) | 4873.9976 | 436.7864 | 11.1588
Hospitals | New | High Bay Fluorescent (T5) | 6593.6619 | 436.7864 | 15.0958
Institutional | New | High Bay Fluorescent (T5) | 3197.9551 | 436.7864 | 7.3216
Lodging/Hospitality | New | High Bay Fluorescent (T5) | 3639.0189 | 436.7864 | 8.3313
Miscellaneous | New | High Bay Fluorescent (T5) | 4272.9876 | 436.7864 | 9.7828
Offices | New | High Bay Fluorescent (T5) | 3153.364 | 436.7864 | 7.2195
Restaurants | New | High Bay Fluorescent (T5) | 3254.1786 | 436.7864 | 7.4503
Retail | New | High Bay Fluorescent (T5) | 4831.3453 | 436.7864 | 11.0611
Schools K-12 | New | High Bay Fluorescent (T5) | 2306.1337 | 436.7864 | 5.2798
Warehouse | New | High Bay Fluorescent (T5) | 3706.8749 | 436.7864 | 8.4867
Assembly | Turnover | High Bay LED | 2815.7439 | 650.8118 | 4.3265
College and University | Turnover | High Bay LED | 4315.6464 | 650.8118 | 6.6312
Grocery | Turnover | High Bay LED | 5427.8456 | 650.8118 | 8.3401
Healthcare | Turnover | High Bay LED | 4922.6565 | 650.8118 | 7.5639
Hospitals | Turnover | High Bay LED | 6659.4888 | 650.8118 | 10.2326
Institutional | Turnover | High Bay LED | 3229.8814 | 650.8118 | 4.9629
Lodging/Hospitality | Turnover | High Bay LED | 3675.3486 | 650.8118 | 5.6473
Miscellaneous | Turnover | High Bay LED | 4315.6464 | 650.8118 | 6.6312
Offices | Turnover | High Bay LED | 3184.8452 | 650.8118 | 4.8937
Restaurants | Turnover | High Bay LED | 3286.6662 | 650.8118 | 5.0501
Retail | Turnover | High Bay LED | 4879.5784 | 650.8118 | 7.4977
Schools K-12 | Turnover | High Bay LED | 2329.1567 | 650.8118 | 3.5788
Warehouse | Turnover | High Bay LED | 3743.882 | 650.8118 | 5.7526
Assembly | New | High Bay LED | 2815.7439 | 650.8118 | 4.3265
College and University | New | High Bay LED | 4315.6464 | 650.8118 | 6.6312
Grocery | New | High Bay LED | 5427.8456 | 650.8118 | 8.3401
Healthcare | New | High Bay LED | 4922.6565 | 650.8118 | 7.5639
Hospitals | New | High Bay LED | 6659.4888 | 650.8118 | 10.2326
Institutional | New | High Bay LED | 3229.8814 | 650.8118 | 4.9629
Lodging/Hospitality | New | High Bay LED | 3675.3486 | 650.8118 | 5.6473
Miscellaneous | New | High Bay LED | 4315.6464 | 650.8118 | 6.6312
Offices | New | High Bay LED | 3184.8452 | 650.8118 | 4.8937
Restaurants | New | High Bay LED | 3286.6662 | 650.8118 | 5.0501
Retail | New | High Bay LED | 4879.5784 | 650.8118 | 7.4977
Schools K-12 | New | High Bay LED | 2329.1567 | 650.8118 | 3.5788
Warehouse | New | High Bay LED | 3743.882 | 650.8118 | 5.7526
Assembly | Turnover | LED - 14W | 194.7848 | 8.2116 | 23.7207
College and University | Turnover | LED - 14W | 276.1644 | 8.2116 | 33.6311
Grocery | Turnover | LED - 14W | 342.6623 | 8.2116 | 41.7291
Healthcare | Turnover | LED - 14W | 340.5348 | 8.2116 | 41.47
Hospitals | Turnover | LED - 14W | 426.1502 | 8.2116 | 51.8962
Institutional | Turnover | LED - 14W | 223.4336 | 8.2116 | 27.2096
Lodging/Hospitality | Turnover | LED - 14W | 232.0264 | 8.2116 | 28.256
Miscellaneous | Turnover | LED - 14W | 298.5436 | 8.2116 | 36.3564
Offices | Turnover | LED - 14W | 220.3182 | 8.2116 | 26.8302
Restaurants | Turnover | LED - 14W | 207.4887 | 8.2116 | 25.2678
Retail | Turnover | LED - 14W | 308.05 | 8.2116 | 37.5141
Schools K-12 | Turnover | LED - 14W | 161.1242 | 8.2116 | 19.6216
Warehouse | Turnover | LED - 14W | 258.9907 | 8.2116 | 31.5397
Assembly | New | LED - 14W | 194.7848 | 8.2116 | 23.7207
College and University | New | LED - 14W | 276.1644 | 8.2116 | 33.6311
Grocery | New | LED - 14W | 342.6623 | 8.2116 | 41.7291
Healthcare | New | LED - 14W | 340.5348 | 8.2116 | 41.47
Hospitals | New | LED - 14W | 426.1502 | 8.2116 | 51.8962
Institutional | New | LED - 14W | 223.4336 | 8.2116 | 27.2096
Lodging/Hospitality | New | LED - 14W | 232.0264 | 8.2116 | 28.256
Miscellaneous | New | LED - 14W | 298.5436 | 8.2116 | 36.3564
Offices | New | LED - 14W | 220.3182 | 8.2116 | 26.8302
Restaurants | New | LED - 14W | 207.4887 | 8.2116 | 25.2678
Retail | New | LED - 14W | 308.05 | 8.2116 | 37.5141
Schools K-12 | New | LED - 14W | 161.1242 | 8.2116 | 19.6216
Warehouse | New | LED - 14W | 258.9907 | 8.2116 | 31.5397
Assembly | Turnover | LED Display Lighting (Interior) | 1151.1259 | 152.8753 | 7.5298
College and University | Turnover | LED Display Lighting (Interior) | 1625.6262 | 152.8753 | 10.6337
Grocery | Turnover | LED Display Lighting (Interior) | 2016.9029 | 152.8753 | 13.1931
Healthcare | Turnover | LED Display Lighting (Interior) | 2012.469 | 152.8753 | 13.1641
Hospitals | Turnover | LED Display Lighting (Interior) | 2508.5094 | 152.8753 | 16.4089
Institutional | Turnover | LED Display Lighting (Interior) | 1320.4327 | 152.8753 | 8.6373
Lodging/Hospitality | Turnover | LED Display Lighting (Interior) | 1365.7023 | 152.8753 | 8.9334
Miscellaneous | Turnover | LED Display Lighting (Interior) | 1764.3126 | 152.8753 | 11.5409
Offices | Turnover | LED Display Lighting (Interior) | 1302.021 | 152.8753 | 8.5169
Restaurants | Turnover | LED Display Lighting (Interior) | 1221.274 | 152.8753 | 7.9887
Retail | Turnover | LED Display Lighting (Interior) | 1813.1753 | 152.8753 | 11.8605
Schools K-12 | Turnover | LED Display Lighting (Interior) | 952.2005 | 152.8753 | 6.2286
Warehouse | Turnover | LED Display Lighting (Interior) | 1530.5652 | 152.8753 | 10.0119
Assembly | New | LED Display Lighting (Interior) | 1151.1259 | 152.8753 | 7.5298
College and University | New | LED Display Lighting (Interior) | 1625.6262 | 152.8753 | 10.6337
Grocery | New | LED Display Lighting (Interior) | 2016.9029 | 152.8753 | 13.1931
Healthcare | New | LED Display Lighting (Interior) | 2012.469 | 152.8753 | 13.1641
Hospitals | New | LED Display Lighting (Interior) | 2508.5094 | 152.8753 | 16.4089
Institutional | New | LED Display Lighting (Interior) | 1320.4327 | 152.8753 | 8.6373
Lodging/Hospitality | New | LED Display Lighting (Interior) | 1365.7023 | 152.8753 | 8.9334
Miscellaneous | New | LED Display Lighting (Interior) | 1764.3126 | 152.8753 | 11.5409
Offices | New | LED Display Lighting (Interior) | 1302.021 | 152.8753 | 8.5169
Restaurants | New | LED Display Lighting (Interior) | 1221.274 | 152.8753 | 7.9887
Retail | New | LED Display Lighting (Interior) | 1813.1753 | 152.8753 | 11.8605
Schools K-12 | New | LED Display Lighting (Interior) | 952.2005 | 152.8753 | 6.2286
Warehouse | New | LED Display Lighting (Interior) | 1530.5652 | 152.8753 | 10.0119
Assembly | Turnover | LED Linear - Fixture Replacement | 1036.952 | 87.3573 | 11.8702
College and University | Turnover | LED Linear - Fixture Replacement | 1465.7591 | 87.3573 | 16.7789
Grocery | Turnover | LED Linear - Fixture Replacement | 1825.6981 | 87.3573 | 20.8992
Healthcare | Turnover | LED Linear - Fixture Replacement | 1812.8632 | 87.3573 | 20.7523
Hospitals | Turnover | LED Linear - Fixture Replacement | 2261.818 | 87.3573 | 25.8916
Institutional | Turnover | LED Linear - Fixture Replacement | 1189.4662 | 87.3573 | 13.6161
Lodging/Hospitality | Turnover | LED Linear - Fixture Replacement | 1236.2321 | 87.3573 | 14.1514
Miscellaneous | Turnover | LED Linear - Fixture Replacement | 1589.32 | 87.3573 | 18.1933
Offices | Turnover | LED Linear - Fixture Replacement | 1172.8807 | 87.3573 | 13.4262
Restaurants | Turnover | LED Linear - Fixture Replacement | 1105.4957 | 87.3573 | 12.6549
Retail | Turnover | LED Linear - Fixture Replacement | 1641.2841 | 87.3573 | 18.7882
Schools K-12 | Turnover | LED Linear - Fixture Replacement | 857.7569 | 87.3573 | 9.819
Warehouse | Turnover | LED Linear - Fixture Replacement | 1378.7568 | 87.3573 | 15.783
Assembly | New | LED Linear - Fixture Replacement | 1036.952 | 87.3573 | 11.8702
College and University | New | LED Linear - Fixture Replacement | 1465.7591 | 87.3573 | 16.7789
Grocery | New | LED Linear - Fixture Replacement | 1825.6981 | 87.3573 | 20.8992
Healthcare | New | LED Linear - Fixture Replacement | 1812.8632 | 87.3573 | 20.7523
Hospitals | New | LED Linear - Fixture Replacement | 2261.818 | 87.3573 | 25.8916
Institutional | New | LED Linear - Fixture Replacement | 1189.4662 | 87.3573 | 13.6161
Lodging/Hospitality | New | LED Linear - Fixture Replacement | 1236.2321 | 87.3573 | 14.1514
Miscellaneous | New | LED Linear - Fixture Replacement | 1589.32 | 87.3573 | 18.1933
Offices | New | LED Linear - Fixture Replacement | 1172.8807 | 87.3573 | 13.4262
Restaurants | New | LED Linear - Fixture Replacement | 1105.4957 | 87.3573 | 12.6549
Retail | New | LED Linear - Fixture Replacement | 1641.2841 | 87.3573 | 18.7882
Schools K-12 | New | LED Linear - Fixture Replacement | 857.7569 | 87.3573 | 9.819
Warehouse | New | LED Linear - Fixture Replacement | 1378.7568 | 87.3573 | 15.783
Assembly | Turnover | LED Linear - Lamp Replacement | 87.3128 | 9.3909 | 9.2976
College and University | Turnover | LED Linear - Lamp Replacement | 123.8347 | 9.3909 | 13.1867
Grocery | Turnover | LED Linear - Lamp Replacement | 153.4009 | 9.3909 | 16.335
Healthcare | Turnover | LED Linear - Lamp Replacement | 152.6456 | 9.3909 | 16.2546
Hospitals | Turnover | LED Linear - Lamp Replacement | 191.0898 | 9.3909 | 20.3484
Institutional | Turnover | LED Linear - Lamp Replacement | 100.1547 | 9.3909 | 10.6651
Lodging/Hospitality | Turnover | LED Linear - Lamp Replacement | 103.8721 | 9.3909 | 11.0609
Miscellaneous | Turnover | LED Linear - Lamp Replacement | 133.8229 | 9.3909 | 14.2503
Offices | Turnover | LED Linear - Lamp Replacement | 98.7582 | 9.3909 | 10.5164
Restaurants | Turnover | LED Linear - Lamp Replacement | 92.8872 | 9.3909 | 9.8912
Retail | Turnover | LED Linear - Lamp Replacement | 137.9059 | 9.3909 | 14.685
Schools K-12 | Turnover | LED Linear - Lamp Replacement | 72.2243 | 9.3909 | 7.6909
Warehouse | Turnover | LED Linear - Lamp Replacement | 116.0932 | 9.3909 | 12.3623
Assembly | New | LED Linear - Lamp Replacement | 87.3128 | 9.3909 | 9.2976
College and University | New | LED Linear - Lamp Replacement | 123.8347 | 9.3909 | 13.1867
Grocery | New | LED Linear - Lamp Replacement | 153.4009 | 9.3909 | 16.335
Healthcare | New | LED Linear - Lamp Replacement | 152.6456 | 9.3909 | 16.2546
Hospitals | New | LED Linear - Lamp Replacement | 191.0898 | 9.3909 | 20.3484
Institutional | New | LED Linear - Lamp Replacement | 100.1547 | 9.3909 | 10.6651
Lodging/Hospitality | New | LED Linear - Lamp Replacement | 103.8721 | 9.3909 | 11.0609
Miscellaneous | New | LED Linear - Lamp Replacement | 133.8229 | 9.3909 | 14.2503
Offices | New | LED Linear - Lamp Replacement | 98.7582 | 9.3909 | 10.5164
Restaurants | New | LED Linear - Lamp Replacement | 92.8872 | 9.3909 | 9.8912
Retail | New | LED Linear - Lamp Replacement | 137.9059 | 9.3909 | 14.685
Schools K-12 | New | LED Linear - Lamp Replacement | 72.2243 | 9.3909 | 7.6909
Warehouse | New | LED Linear - Lamp Replacement | 116.0932 | 9.3909 | 12.3623
Assembly | Turnover | Premium T8 - Fixture Replacement | 128.8867 | 87.3573 | 1.4754
College and University | Turnover | Premium T8 - Fixture Replacement | 182.1848 | 87.3573 | 2.0855
Grocery | Turnover | Premium T8 - Fixture Replacement | 226.9229 | 87.3573 | 2.5976
Healthcare | Turnover | Premium T8 - Fixture Replacement | 225.3276 | 87.3573 | 2.5794
Hospitals | Turnover | Premium T8 - Fixture Replacement | 281.1299 | 87.3573 | 3.2182
Institutional | Turnover | Premium T8 - Fixture Replacement | 147.8433 | 87.3573 | 1.6924
Lodging/Hospitality | Turnover | Premium T8 - Fixture Replacement | 153.656 | 87.3573 | 1.7589
Miscellaneous | Turnover | Premium T8 - Fixture Replacement | 197.5426 | 87.3573 | 2.2613
Offices | Turnover | Premium T8 - Fixture Replacement | 145.7818 | 87.3573 | 1.6688
Restaurants | Turnover | Premium T8 - Fixture Replacement | 137.4063 | 87.3573 | 1.5729
Retail | Turnover | Premium T8 - Fixture Replacement | 204.0014 | 87.3573 | 2.3353
Schools K-12 | Turnover | Premium T8 - Fixture Replacement | 106.6139 | 87.3573 | 1.2204
Warehouse | Turnover | Premium T8 - Fixture Replacement | 171.3709 | 87.3573 | 1.9617
Assembly | New | Premium T8 - Fixture Replacement | 128.8867 | 87.3573 | 1.4754
College and University | New | Premium T8 - Fixture Replacement | 182.1848 | 87.3573 | 2.0855
Grocery | New | Premium T8 - Fixture Replacement | 226.9229 | 87.3573 | 2.5976
Healthcare | New | Premium T8 - Fixture Replacement | 225.3276 | 87.3573 | 2.5794
Hospitals | New | Premium T8 - Fixture Replacement | 281.1299 | 87.3573 | 3.2182
Institutional | New | Premium T8 - Fixture Replacement | 147.8433 | 87.3573 | 1.6924
Lodging/Hospitality | New | Premium T8 - Fixture Replacement | 153.656 | 87.3573 | 1.7589
Miscellaneous | New | Premium T8 - Fixture Replacement | 197.5426 | 87.3573 | 2.2613
Offices | New | Premium T8 - Fixture Replacement | 145.7818 | 87.3573 | 1.6688
Restaurants | New | Premium T8 - Fixture Replacement | 137.4063 | 87.3573 | 1.5729
Retail | New | Premium T8 - Fixture Replacement | 204.0014 | 87.3573 | 2.3353
Schools K-12 | New | Premium T8 - Fixture Replacement | 106.6139 | 87.3573 | 1.2204
Warehouse | New | Premium T8 - Fixture Replacement | 171.3709 | 87.3573 | 1.9617
Assembly | Turnover | Premium T8 - Lamp Replacement | 42.9247 | 1.9219 | 22.335
College and University | Turnover | Premium T8 - Lamp Replacement | 60.8796 | 1.9219 | 31.6775
Grocery | Turnover | Premium T8 - Lamp Replacement | 75.415 | 1.9219 | 39.2406
Healthcare | Turnover | Premium T8 - Lamp Replacement | 75.0436 | 1.9219 | 39.0474
Hospitals | Turnover | Premium T8 - Lamp Replacement | 93.9436 | 1.9219 | 48.8816
Institutional | Turnover | Premium T8 - Lamp Replacement | 49.2381 | 1.9219 | 25.62
Lodging/Hospitality | Turnover | Premium T8 - Lamp Replacement | 51.0656 | 1.9219 | 26.5709
Miscellaneous | Turnover | Premium T8 - Lamp Replacement | 65.79 | 1.9219 | 34.2325
Offices | Turnover | Premium T8 - Lamp Replacement | 48.5515 | 1.9219 | 25.2628
Restaurants | Turnover | Premium T8 - Lamp Replacement | 45.6652 | 1.9219 | 23.761
Retail | Turnover | Premium T8 - Lamp Replacement | 67.7973 | 1.9219 | 35.2769
Schools K-12 | Turnover | Premium T8 - Lamp Replacement | 35.5069 | 1.9219 | 18.4753
Warehouse | Turnover | Premium T8 - Lamp Replacement | 57.0738 | 1.9219 | 29.6971
Assembly | New | Premium T8 - Lamp Replacement | 42.9247 | 1.9219 | 22.335
College and University | New | Premium T8 - Lamp Replacement | 60.8796 | 1.9219 | 31.6775
Grocery | New | Premium T8 - Lamp Replacement | 75.415 | 1.9219 | 39.2406
Healthcare | New | Premium T8 - Lamp Replacement | 75.0436 | 1.9219 | 39.0474
Hospitals | New | Premium T8 - Lamp Replacement | 93.9436 | 1.9219 | 48.8816
Institutional | New | Premium T8 - Lamp Replacement | 49.2381 | 1.9219 | 25.62
Lodging/Hospitality | New | Premium T8 - Lamp Replacement | 51.0656 | 1.9219 | 26.5709
Miscellaneous | New | Premium T8 - Lamp Replacement | 65.79 | 1.9219 | 34.2325
Offices | New | Premium T8 - Lamp Replacement | 48.5515 | 1.9219 | 25.2628
Restaurants | New | Premium T8 - Lamp Replacement | 45.6652 | 1.9219 | 23.761
Retail | New | Premium T8 - Lamp Replacement | 67.7973 | 1.9219 | 35.2769
Schools K-12 | New | Premium T8 - Lamp Replacement | 35.5069 | 1.9219 | 18.4753
Warehouse | New | Premium T8 - Lamp Replacement | 57.0738 | 1.9219 | 29.6971
Assembly | Turnover | Efficient Battery Charger | 5809.0933 | 1747.1457 | 3.3249
College and University | Turnover | Efficient Battery Charger | 5809.0933 | 1747.1457 | 3.3249
Grocery | Turnover | Efficient Battery Charger | 5809.0933 | 1747.1457 | 3.3249
Healthcare | Turnover | Efficient Battery Charger | 5809.0933 | 1747.1457 | 3.3249
Hospitals | Turnover | Efficient Battery Charger | 5809.0933 | 1747.1457 | 3.3249
Institutional | Turnover | Efficient Battery Charger | 5809.0933 | 1747.1457 | 3.3249
Lodging/Hospitality | Turnover | Efficient Battery Charger | 5809.0933 | 1747.1457 | 3.3249
Miscellaneous | Turnover | Efficient Battery Charger | 5809.0933 | 1747.1457 | 3.3249
Offices | Turnover | Efficient Battery Charger | 5809.0933 | 1747.1457 | 3.3249
Restaurants | Turnover | Efficient Battery Charger | 5809.0933 | 1747.1457 | 3.3249
Retail | Turnover | Efficient Battery Charger | 5809.0933 | 1747.1457 | 3.3249
Schools K-12 | Turnover | Efficient Battery Charger | 5809.0933 | 1747.1457 | 3.3249
Warehouse | Turnover | Efficient Battery Charger | 5809.0933 | 1747.1457 | 3.3249
Assembly | New | Efficient Battery Charger | 5809.0933 | 1747.1457 | 3.3249
College and University | New | Efficient Battery Charger | 5809.0933 | 1747.1457 | 3.3249
Grocery | New | Efficient Battery Charger | 5809.0933 | 1747.1457 | 3.3249
Healthcare | New | Efficient Battery Charger | 5809.0933 | 1747.1457 | 3.3249
Hospitals | New | Efficient Battery Charger | 5809.0933 | 1747.1457 | 3.3249
Institutional | New | Efficient Battery Charger | 5809.0933 | 1747.1457 | 3.3249
Lodging/Hospitality | New | Efficient Battery Charger | 5809.0933 | 1747.1457 | 3.3249
Miscellaneous | New | Efficient Battery Charger | 5809.0933 | 1747.1457 | 3.3249
Offices | New | Efficient Battery Charger | 5809.0933 | 1747.1457 | 3.3249
Restaurants | New | Efficient Battery Charger | 5809.0933 | 1747.1457 | 3.3249
Retail | New | Efficient Battery Charger | 5809.0933 | 1747.1457 | 3.3249
Schools K-12 | New | Efficient Battery Charger | 5809.0933 | 1747.1457 | 3.3249
Warehouse | New | Efficient Battery Charger | 5809.0933 | 1747.1457 | 3.3249
Assembly | Turnover | ENERGY STAR Commercial Clothes Washer | 2959.8056 | 2402.3254 | 1.2321
College and University | Turnover | ENERGY STAR Commercial Clothes Washer | 4276.8456 | 2402.3254 | 1.7803
Grocery | Turnover | ENERGY STAR Commercial Clothes Washer | 3825.9816 | 2402.3254 | 1.5926
Healthcare | Turnover | ENERGY STAR Commercial Clothes Washer | 3825.9816 | 2402.3254 | 1.5926
Hospitals | Turnover | ENERGY STAR Commercial Clothes Washer | 4276.8456 | 2402.3254 | 1.7803
Institutional | Turnover | ENERGY STAR Commercial Clothes Washer | 2959.8056 | 2402.3254 | 1.2321
Lodging/Hospitality | Turnover | ENERGY STAR Commercial Clothes Washer | 4276.8456 | 2402.3254 | 1.7803
Miscellaneous | Turnover | ENERGY STAR Commercial Clothes Washer | 2959.8056 | 2402.3254 | 1.2321
Offices | Turnover | ENERGY STAR Commercial Clothes Washer | 3825.9816 | 2402.3254 | 1.5926
Restaurants | Turnover | ENERGY STAR Commercial Clothes Washer | 2959.8056 | 2402.3254 | 1.2321
Retail | Turnover | ENERGY STAR Commercial Clothes Washer | 3825.9816 | 2402.3254 | 1.5926
Schools K-12 | Turnover | ENERGY STAR Commercial Clothes Washer | 4276.8456 | 2402.3254 | 1.7803
Warehouse | Turnover | ENERGY STAR Commercial Clothes Washer | 2959.8056 | 2402.3254 | 1.2321
Assembly | New | ENERGY STAR Commercial Clothes Washer | 2959.8056 | 2402.3254 | 1.2321
College and University | New | ENERGY STAR Commercial Clothes Washer | 4276.8456 | 2402.3254 | 1.7803
Grocery | New | ENERGY STAR Commercial Clothes Washer | 3825.9816 | 2402.3254 | 1.5926
Healthcare | New | ENERGY STAR Commercial Clothes Washer | 3825.9816 | 2402.3254 | 1.5926
Hospitals | New | ENERGY STAR Commercial Clothes Washer | 4276.8456 | 2402.3254 | 1.7803
Institutional | New | ENERGY STAR Commercial Clothes Washer | 2959.8056 | 2402.3254 | 1.2321
Lodging/Hospitality | New | ENERGY STAR Commercial Clothes Washer | 4276.8456 | 2402.3254 | 1.7803
Miscellaneous | New | ENERGY STAR Commercial Clothes Washer | 2959.8056 | 2402.3254 | 1.2321
Offices | New | ENERGY STAR Commercial Clothes Washer | 3825.9816 | 2402.3254 | 1.5926
Restaurants | New | ENERGY STAR Commercial Clothes Washer | 2959.8056 | 2402.3254 | 1.2321
Retail | New | ENERGY STAR Commercial Clothes Washer | 3825.9816 | 2402.3254 | 1.5926
Schools K-12 | New | ENERGY STAR Commercial Clothes Washer | 4276.8456 | 2402.3254 | 1.7803
Warehouse | New | ENERGY STAR Commercial Clothes Washer | 2959.8056 | 2402.3254 | 1.2321
Assembly | Turnover | ENERGY STAR Water Cooler | 2594.6267 | 371.2685 | 6.9885
College and University | Turnover | ENERGY STAR Water Cooler | 2594.6267 | 371.2685 | 6.9885
Grocery | Turnover | ENERGY STAR Water Cooler | 2594.6267 | 371.2685 | 6.9885
Healthcare | Turnover | ENERGY STAR Water Cooler | 2594.6267 | 371.2685 | 6.9885
Hospitals | Turnover | ENERGY STAR Water Cooler | 2594.6267 | 371.2685 | 6.9885
Institutional | Turnover | ENERGY STAR Water Cooler | 2594.6267 | 371.2685 | 6.9885
Lodging/Hospitality | Turnover | ENERGY STAR Water Cooler | 2594.6267 | 371.2685 | 6.9885
Miscellaneous | Turnover | ENERGY STAR Water Cooler | 2594.6267 | 371.2685 | 6.9885
Offices | Turnover | ENERGY STAR Water Cooler | 2594.6267 | 371.2685 | 6.9885
Restaurants | Turnover | ENERGY STAR Water Cooler | 2594.6267 | 371.2685 | 6.9885
Retail | Turnover | ENERGY STAR Water Cooler | 2594.6267 | 371.2685 | 6.9885
Schools K-12 | Turnover | ENERGY STAR Water Cooler | 2594.6267 | 371.2685 | 6.9885
Warehouse | Turnover | ENERGY STAR Water Cooler | 2594.6267 | 371.2685 | 6.9885
Assembly | New | ENERGY STAR Water Cooler | 2594.6267 | 371.2685 | 6.9885
College and University | New | ENERGY STAR Water Cooler | 2594.6267 | 371.2685 | 6.9885
Grocery | New | ENERGY STAR Water Cooler | 2594.6267 | 371.2685 | 6.9885
Healthcare | New | ENERGY STAR Water Cooler | 2594.6267 | 371.2685 | 6.9885
Hospitals | New | ENERGY STAR Water Cooler | 2594.6267 | 371.2685 | 6.9885
Institutional | New | ENERGY STAR Water Cooler | 2594.6267 | 371.2685 | 6.9885
Lodging/Hospitality | New | ENERGY STAR Water Cooler | 2594.6267 | 371.2685 | 6.9885
Miscellaneous | New | ENERGY STAR Water Cooler | 2594.6267 | 371.2685 | 6.9885
Offices | New | ENERGY STAR Water Cooler | 2594.6267 | 371.2685 | 6.9885
Restaurants | New | ENERGY STAR Water Cooler | 2594.6267 | 371.2685 | 6.9885
Retail | New | ENERGY STAR Water Cooler | 2594.6267 | 371.2685 | 6.9885
Schools K-12 | New | ENERGY STAR Water Cooler | 2594.6267 | 371.2685 | 6.9885
Warehouse | New | ENERGY STAR Water Cooler | 2594.6267 | 371.2685 | 6.9885
Assembly | Turnover | Heat Pump Pool Heater | 28597.1976 | 3961.4346 | 7.2189
College and University | Turnover | Heat Pump Pool Heater | 28597.1976 | 3961.4346 | 7.2189
Grocery | Turnover | Heat Pump Pool Heater | 28597.1976 | 3961.4346 | 7.2189
Healthcare | Turnover | Heat Pump Pool Heater | 28597.1976 | 3961.4346 | 7.2189
Hospitals | Turnover | Heat Pump Pool Heater | 28597.1976 | 3961.4346 | 7.2189
Institutional | Turnover | Heat Pump Pool Heater | 28597.1976 | 3961.4346 | 7.2189
Lodging/Hospitality | Turnover | Heat Pump Pool Heater | 28597.1976 | 3961.4346 | 7.2189
Miscellaneous | Turnover | Heat Pump Pool Heater | 28597.1976 | 3961.4346 | 7.2189
Offices | Turnover | Heat Pump Pool Heater | 28597.1976 | 3961.4346 | 7.2189
Restaurants | Turnover | Heat Pump Pool Heater | 28597.1976 | 3961.4346 | 7.2189
Retail | Turnover | Heat Pump Pool Heater | 28597.1976 | 3961.4346 | 7.2189
Schools K-12 | Turnover | Heat Pump Pool Heater | 28597.1976 | 3961.4346 | 7.2189
Warehouse | Turnover | Heat Pump Pool Heater | 28597.1976 | 3961.4346 | 7.2189
Assembly | New | Heat Pump Pool Heater | 28597.1976 | 3961.4346 | 7.2189
College and University | New | Heat Pump Pool Heater | 28597.1976 | 3961.4346 | 7.2189
Grocery | New | Heat Pump Pool Heater | 28597.1976 | 3961.4346 | 7.2189
Healthcare | New | Heat Pump Pool Heater | 28597.1976 | 3961.4346 | 7.2189
Hospitals | New | Heat Pump Pool Heater | 28597.1976 | 3961.4346 | 7.2189
Institutional | New | Heat Pump Pool Heater | 28597.1976 | 3961.4346 | 7.2189
Lodging/Hospitality | New | Heat Pump Pool Heater | 28597.1976 | 3961.4346 | 7.2189
Miscellaneous | New | Heat Pump Pool Heater | 28597.1976 | 3961.4346 | 7.2189
Offices | New | Heat Pump Pool Heater | 28597.1976 | 3961.4346 | 7.2189
Restaurants | New | Heat Pump Pool Heater | 28597.1976 | 3961.4346 | 7.2189
Retail | New | Heat Pump Pool Heater | 28597.1976 | 3961.4346 | 7.2189
Schools K-12 | New | Heat Pump Pool Heater | 28597.1976 | 3961.4346 | 7.2189
Warehouse | New | Heat Pump Pool Heater | 28597.1976 | 3961.4346 | 7.2189
Assembly | Turnover | Solar Pool Heater | 30781.7057 | 15187.0643 | 2.0268
College and University | Turnover | Solar Pool Heater | 30781.7057 | 15187.0643 | 2.0268
Grocery | Turnover | Solar Pool Heater | 30781.7057 | 15187.0643 | 2.0268
Healthcare | Turnover | Solar Pool Heater | 30781.7057 | 15187.0643 | 2.0268
Hospitals | Turnover | Solar Pool Heater | 30781.7057 | 15187.0643 | 2.0268
Institutional | Turnover | Solar Pool Heater | 30781.7057 | 15187.0643 | 2.0268
Lodging/Hospitality | Turnover | Solar Pool Heater | 30781.7057 | 15187.0643 | 2.0268
Miscellaneous | Turnover | Solar Pool Heater | 30781.7057 | 15187.0643 | 2.0268
Offices | Turnover | Solar Pool Heater | 30781.7057 | 15187.0643 | 2.0268
Restaurants | Turnover | Solar Pool Heater | 30781.7057 | 15187.0643 | 2.0268
Retail | Turnover | Solar Pool Heater | 30781.7057 | 15187.0643 | 2.0268
Schools K-12 | Turnover | Solar Pool Heater | 30781.7057 | 15187.0643 | 2.0268
Warehouse | Turnover | Solar Pool Heater | 30781.7057 | 15187.0643 | 2.0268
Assembly | New | Solar Pool Heater | 30781.7057 | 15187.0643 | 2.0268
College and University | New | Solar Pool Heater | 30781.7057 | 15187.0643 | 2.0268
Grocery | New | Solar Pool Heater | 30781.7057 | 15187.0643 | 2.0268
Healthcare | New | Solar Pool Heater | 30781.7057 | 15187.0643 | 2.0268
Hospitals | New | Solar Pool Heater | 30781.7057 | 15187.0643 | 2.0268
Institutional | New | Solar Pool Heater | 30781.7057 | 15187.0643 | 2.0268
Lodging/Hospitality | New | Solar Pool Heater | 30781.7057 | 15187.0643 | 2.0268
Miscellaneous | New | Solar Pool Heater | 30781.7057 | 15187.0643 | 2.0268
Offices | New | Solar Pool Heater | 30781.7057 | 15187.0643 | 2.0268
Restaurants | New | Solar Pool Heater | 30781.7057 | 15187.0643 | 2.0268
Retail | New | Solar Pool Heater | 30781.7057 | 15187.0643 | 2.0268
Schools K-12 | New | Solar Pool Heater | 30781.7057 | 15187.0643 | 2.0268
Warehouse | New | Solar Pool Heater | 30781.7057 | 15187.0643 | 2.0268
Assembly | Turnover | Solar Powered Pool Pump | 16604.8638 | 9867.0492 | 1.6829
College and University | Turnover | Solar Powered Pool Pump | 16604.8638 | 9867.0492 | 1.6829
Grocery | Turnover | Solar Powered Pool Pump | 16604.8638 | 9867.0492 | 1.6829
Healthcare | Turnover | Solar Powered Pool Pump | 16604.8638 | 9867.0492 | 1.6829
Hospitals | Turnover | Solar Powered Pool Pump | 16604.8638 | 9867.0492 | 1.6829
Institutional | Turnover | Solar Powered Pool Pump | 16604.8638 | 9867.0492 | 1.6829
Lodging/Hospitality | Turnover | Solar Powered Pool Pump | 16604.8638 | 9867.0492 | 1.6829
Miscellaneous | Turnover | Solar Powered Pool Pump | 16604.8638 | 9867.0492 | 1.6829
Offices | Turnover | Solar Powered Pool Pump | 16604.8638 | 9867.0492 | 1.6829
Restaurants | Turnover | Solar Powered Pool Pump | 16604.8638 | 9867.0492 | 1.6829
Retail | Turnover | Solar Powered Pool Pump | 16604.8638 | 9867.0492 | 1.6829
Schools K-12 | Turnover | Solar Powered Pool Pump | 16604.8638 | 9867.0492 | 1.6829
Assembly | New | Solar Powered Pool Pump | 16604.8638 | 9867.0492 | 1.6829
College and University | New | Solar Powered Pool Pump | 16604.8638 | 9867.0492 | 1.6829
Grocery | New | Solar Powered Pool Pump | 16604.8638 | 9867.0492 | 1.6829
Healthcare | New | Solar Powered Pool Pump | 16604.8638 | 9867.0492 | 1.6829
Hospitals | New | Solar Powered Pool Pump | 16604.8638 | 9867.0492 | 1.6829
Institutional | New | Solar Powered Pool Pump | 16604.8638 | 9867.0492 | 1.6829
Lodging/Hospitality | New | Solar Powered Pool Pump | 16604.8638 | 9867.0492 | 1.6829
Miscellaneous | New | Solar Powered Pool Pump | 16604.8638 | 9867.0492 | 1.6829
Offices | New | Solar Powered Pool Pump | 16604.8638 | 9867.0492 | 1.6829
Restaurants | New | Solar Powered Pool Pump | 16604.8638 | 9867.0492 | 1.6829
Retail | New | Solar Powered Pool Pump | 16604.8638 | 9867.0492 | 1.6829
Schools K-12 | New | Solar Powered Pool Pump | 16604.8638 | 9867.0492 | 1.6829
Assembly | Turnover | Two Speed Pool Pump | 12665.8465 | 1568.107 | 8.0772
College and University | Turnover | Two Speed Pool Pump | 12665.8465 | 1568.107 | 8.0772
Grocery | Turnover | Two Speed Pool Pump | 12665.8465 | 1568.107 | 8.0772
Healthcare | Turnover | Two Speed Pool Pump | 12665.8465 | 1568.107 | 8.0772
Hospitals | Turnover | Two Speed Pool Pump | 12665.8465 | 1568.107 | 8.0772
Institutional | Turnover | Two Speed Pool Pump | 12665.8465 | 1568.107 | 8.0772
Lodging/Hospitality | Turnover | Two Speed Pool Pump | 12665.8465 | 1568.107 | 8.0772
Miscellaneous | Turnover | Two Speed Pool Pump | 12665.8465 | 1568.107 | 8.0772
Offices | Turnover | Two Speed Pool Pump | 12665.8465 | 1568.107 | 8.0772
Restaurants | Turnover | Two Speed Pool Pump | 12665.8465 | 1568.107 | 8.0772
Retail | Turnover | Two Speed Pool Pump | 12665.8465 | 1568.107 | 8.0772
Schools K-12 | Turnover | Two Speed Pool Pump | 12665.8465 | 1568.107 | 8.0772
Warehouse | Turnover | Two Speed Pool Pump | 12665.8465 | 1568.107 | 8.0772
Assembly | New | Two Speed Pool Pump | 12665.8465 | 1568.107 | 8.0772
College and University | New | Two Speed Pool Pump | 12665.8465 | 1568.107 | 8.0772
Grocery | New | Two Speed Pool Pump | 12665.8465 | 1568.107 | 8.0772
Healthcare | New | Two Speed Pool Pump | 12665.8465 | 1568.107 | 8.0772
Hospitals | New | Two Speed Pool Pump | 12665.8465 | 1568.107 | 8.0772
Institutional | New | Two Speed Pool Pump | 12665.8465 | 1568.107 | 8.0772
Lodging/Hospitality | New | Two Speed Pool Pump | 12665.8465 | 1568.107 | 8.0772
Miscellaneous | New | Two Speed Pool Pump | 12665.8465 | 1568.107 | 8.0772
Offices | New | Two Speed Pool Pump | 12665.8465 | 1568.107 | 8.0772
Restaurants | New | Two Speed Pool Pump | 12665.8465 | 1568.107 | 8.0772
Retail | New | Two Speed Pool Pump | 12665.8465 | 1568.107 | 8.0772
Schools K-12 | New | Two Speed Pool Pump | 12665.8465 | 1568.107 | 8.0772
Warehouse | New | Two Speed Pool Pump | 12665.8465 | 1568.107 | 8.0772
Assembly | Turnover | Variable Speed Pool Pump | 13194.4373 | 4739.1765 | 2.7841
College and University | Turnover | Variable Speed Pool Pump | 13194.4373 | 4739.1765 | 2.7841
Grocery | Turnover | Variable Speed Pool Pump | 13194.4373 | 4739.1765 | 2.7841
Healthcare | Turnover | Variable Speed Pool Pump | 13194.4373 | 4739.1765 | 2.7841
Hospitals | Turnover | Variable Speed Pool Pump | 13194.4373 | 4739.1765 | 2.7841
Institutional | Turnover | Variable Speed Pool Pump | 13194.4373 | 4739.1765 | 2.7841
Lodging/Hospitality | Turnover | Variable Speed Pool Pump | 13194.4373 | 4739.1765 | 2.7841
Miscellaneous | Turnover | Variable Speed Pool Pump | 13194.4373 | 4739.1765 | 2.7841
Offices | Turnover | Variable Speed Pool Pump | 13194.4373 | 4739.1765 | 2.7841
Restaurants | Turnover | Variable Speed Pool Pump | 13194.4373 | 4739.1765 | 2.7841
Retail | Turnover | Variable Speed Pool Pump | 13194.4373 | 4739.1765 | 2.7841
Schools K-12 | Turnover | Variable Speed Pool Pump | 13194.4373 | 4739.1765 | 2.7841
Assembly | New | Variable Speed Pool Pump | 13194.4373 | 4739.1765 | 2.7841
College and University | New | Variable Speed Pool Pump | 13194.4373 | 4739.1765 | 2.7841
Grocery | New | Variable Speed Pool Pump | 13194.4373 | 4739.1765 | 2.7841
Healthcare | New | Variable Speed Pool Pump | 13194.4373 | 4739.1765 | 2.7841
Hospitals | New | Variable Speed Pool Pump | 13194.4373 | 4739.1765 | 2.7841
Institutional | New | Variable Speed Pool Pump | 13194.4373 | 4739.1765 | 2.7841
Lodging/Hospitality | New | Variable Speed Pool Pump | 13194.4373 | 4739.1765 | 2.7841
Miscellaneous | New | Variable Speed Pool Pump | 13194.4373 | 4739.1765 | 2.7841
Offices | New | Variable Speed Pool Pump | 13194.4373 | 4739.1765 | 2.7841
Restaurants | New | Variable Speed Pool Pump | 13194.4373 | 4739.1765 | 2.7841
Retail | New | Variable Speed Pool Pump | 13194.4373 | 4739.1765 | 2.7841
Schools K-12 | New | Variable Speed Pool Pump | 13194.4373 | 4739.1765 | 2.7841
Assembly | Turnover | Energy Star PCs | 423.0366 | 87.3573 | 4.8426
College and University | Turnover | Energy Star PCs | 610.224 | 87.3573 | 6.9854
Grocery | Turnover | Energy Star PCs | 469.0975 | 87.3573 | 5.3699
Healthcare | Turnover | Energy Star PCs | 469.0975 | 87.3573 | 5.3699
Hospitals | Turnover | Energy Star PCs | 610.224 | 87.3573 | 6.9854
Institutional | Turnover | Energy Star PCs | 423.0366 | 87.3573 | 4.8426
Lodging/Hospitality | Turnover | Energy Star PCs | 469.0975 | 87.3573 | 5.3699
Miscellaneous | Turnover | Energy Star PCs | 423.0366 | 87.3573 | 4.8426
Offices | Turnover | Energy Star PCs | 469.0975 | 87.3573 | 5.3699
Restaurants | Turnover | Energy Star PCs | 423.0366 | 87.3573 | 4.8426
Retail | Turnover | Energy Star PCs | 469.0975 | 87.3573 | 5.3699
Schools K-12 | Turnover | Energy Star PCs | 469.0975 | 87.3573 | 5.3699
Warehouse | Turnover | Energy Star PCs | 423.0366 | 87.3573 | 4.8426
Assembly | New | Energy Star PCs | 423.0366 | 87.3573 | 4.8426
College and University | New | Energy Star PCs | 610.224 | 87.3573 | 6.9854
Grocery | New | Energy Star PCs | 469.0975 | 87.3573 | 5.3699
Healthcare | New | Energy Star PCs | 469.0975 | 87.3573 | 5.3699
Hospitals | New | Energy Star PCs | 610.224 | 87.3573 | 6.9854
Institutional | New | Energy Star PCs | 423.0366 | 87.3573 | 4.8426
Lodging/Hospitality | New | Energy Star PCs | 469.0975 | 87.3573 | 5.3699
Miscellaneous | New | Energy Star PCs | 423.0366 | 87.3573 | 4.8426
Offices | New | Energy Star PCs | 469.0975 | 87.3573 | 5.3699
Restaurants | New | Energy Star PCs | 423.0366 | 87.3573 | 4.8426
Retail | New | Energy Star PCs | 469.0975 | 87.3573 | 5.3699
Schools K-12 | New | Energy Star PCs | 469.0975 | 87.3573 | 5.3699
Warehouse | New | Energy Star PCs | 423.0366 | 87.3573 | 4.8426
Assembly | Turnover | Energy Star Servers | 4719.9857 | 305.7505 | 15.4374
College and University | Turnover | Energy Star Servers | 4719.9857 | 305.7505 | 15.4374
Grocery | Turnover | Energy Star Servers | 4719.9857 | 305.7505 | 15.4374
Healthcare | Turnover | Energy Star Servers | 4719.9857 | 305.7505 | 15.4374
Hospitals | Turnover | Energy Star Servers | 4719.9857 | 305.7505 | 15.4374
Institutional | Turnover | Energy Star Servers | 4719.9857 | 305.7505 | 15.4374
Lodging/Hospitality | Turnover | Energy Star Servers | 4719.9857 | 305.7505 | 15.4374
Miscellaneous | Turnover | Energy Star Servers | 4719.9857 | 305.7505 | 15.4374
Offices | Turnover | Energy Star Servers | 4719.9857 | 305.7505 | 15.4374
Restaurants | Turnover | Energy Star Servers | 4719.9857 | 305.7505 | 15.4374
Retail | Turnover | Energy Star Servers | 4719.9857 | 305.7505 | 15.4374
Schools K-12 | Turnover | Energy Star Servers | 4719.9857 | 305.7505 | 15.4374
Warehouse | Turnover | Energy Star Servers | 4719.9857 | 305.7505 | 15.4374
Assembly | New | Energy Star Servers | 4719.9857 | 305.7505 | 15.4374
College and University | New | Energy Star Servers | 4719.9857 | 305.7505 | 15.4374
Grocery | New | Energy Star Servers | 4719.9857 | 305.7505 | 15.4374
Healthcare | New | Energy Star Servers | 4719.9857 | 305.7505 | 15.4374
Hospitals | New | Energy Star Servers | 4719.9857 | 305.7505 | 15.4374
Institutional | New | Energy Star Servers | 4719.9857 | 305.7505 | 15.4374
Lodging/Hospitality | New | Energy Star Servers | 4719.9857 | 305.7505 | 15.4374
Miscellaneous | New | Energy Star Servers | 4719.9857 | 305.7505 | 15.4374
Offices | New | Energy Star Servers | 4719.9857 | 305.7505 | 15.4374
Restaurants | New | Energy Star Servers | 4719.9857 | 305.7505 | 15.4374
Retail | New | Energy Star Servers | 4719.9857 | 305.7505 | 15.4374
Schools K-12 | New | Energy Star Servers | 4719.9857 | 305.7505 | 15.4374
Warehouse | New | Energy Star Servers | 4719.9857 | 305.7505 | 15.4374
Assembly | Turnover | Energy Star Uninterruptable Power Supply | 21.7829 | 6.7584 | 3.2231
College and University | Turnover | Energy Star Uninterruptable Power Supply | 21.7829 | 6.7584 | 3.2231
Grocery | Turnover | Energy Star Uninterruptable Power Supply | 21.7829 | 6.7584 | 3.2231
Healthcare | Turnover | Energy Star Uninterruptable Power Supply | 21.7829 | 6.7584 | 3.2231
Hospitals | Turnover | Energy Star Uninterruptable Power Supply | 21.7829 | 6.7584 | 3.2231
Institutional | Turnover | Energy Star Uninterruptable Power Supply | 21.7829 | 6.7584 | 3.2231
Lodging/Hospitality | Turnover | Energy Star Uninterruptable Power Supply | 21.7829 | 6.7584 | 3.2231
Miscellaneous | Turnover | Energy Star Uninterruptable Power Supply | 21.7829 | 6.7584 | 3.2231
Offices | Turnover | Energy Star Uninterruptable Power Supply | 21.7829 | 6.7584 | 3.2231
Restaurants | Turnover | Energy Star Uninterruptable Power Supply | 21.7829 | 6.7584 | 3.2231
Retail | Turnover | Energy Star Uninterruptable Power Supply | 21.7829 | 6.7584 | 3.2231
Schools K-12 | Turnover | Energy Star Uninterruptable Power Supply | 21.7829 | 6.7584 | 3.2231
Warehouse | Turnover | Energy Star Uninterruptable Power Supply | 21.7829 | 6.7584 | 3.2231
Assembly | New | Energy Star Uninterruptable Power Supply | 21.7829 | 6.7584 | 3.2231
College and University | New | Energy Star Uninterruptable Power Supply | 21.7829 | 6.7584 | 3.2231
Grocery | New | Energy Star Uninterruptable Power Supply | 21.7829 | 6.7584 | 3.2231
Healthcare | New | Energy Star Uninterruptable Power Supply | 21.7829 | 6.7584 | 3.2231
Hospitals | New | Energy Star Uninterruptable Power Supply | 21.7829 | 6.7584 | 3.2231
Institutional | New | Energy Star Uninterruptable Power Supply | 21.7829 | 6.7584 | 3.2231
Lodging/Hospitality | New | Energy Star Uninterruptable Power Supply | 21.7829 | 6.7584 | 3.2231
Miscellaneous | New | Energy Star Uninterruptable Power Supply | 21.7829 | 6.7584 | 3.2231
Offices | New | Energy Star Uninterruptable Power Supply | 21.7829 | 6.7584 | 3.2231
Restaurants | New | Energy Star Uninterruptable Power Supply | 21.7829 | 6.7584 | 3.2231
Retail | New | Energy Star Uninterruptable Power Supply | 21.7829 | 6.7584 | 3.2231
Schools K-12 | New | Energy Star Uninterruptable Power Supply | 21.7829 | 6.7584 | 3.2231
Warehouse | New | Energy Star Uninterruptable Power Supply | 21.7829 | 6.7584 | 3.2231
Assembly | Turnover | Server Virtualization | 87299.2021 | 77311.1987 | 1.1292
College and University | Turnover | Server Virtualization | 87299.2021 | 77311.1987 | 1.1292
Grocery | Turnover | Server Virtualization | 87299.2021 | 77311.1987 | 1.1292
Healthcare | Turnover | Server Virtualization | 87299.2021 | 77311.1987 | 1.1292
Hospitals | Turnover | Server Virtualization | 87299.2021 | 77311.1987 | 1.1292
Institutional | Turnover | Server Virtualization | 87299.2021 | 77311.1987 | 1.1292
Lodging/Hospitality | Turnover | Server Virtualization | 87299.2021 | 77311.1987 | 1.1292
Miscellaneous | Turnover | Server Virtualization | 87299.2021 | 77311.1987 | 1.1292
Offices | Turnover | Server Virtualization | 87299.2021 | 77311.1987 | 1.1292
Restaurants | Turnover | Server Virtualization | 87299.2021 | 77311.1987 | 1.1292
Retail | Turnover | Server Virtualization | 87299.2021 | 77311.1987 | 1.1292
Schools K-12 | Turnover | Server Virtualization | 87299.2021 | 77311.1987 | 1.1292
Warehouse | Turnover | Server Virtualization | 87299.2021 | 77311.1987 | 1.1292
Assembly | New | Server Virtualization | 87299.2021 | 77311.1987 | 1.1292
College and University | New | Server Virtualization | 87299.2021 | 77311.1987 | 1.1292
Grocery | New | Server Virtualization | 87299.2021 | 77311.1987 | 1.1292
Healthcare | New | Server Virtualization | 87299.2021 | 77311.1987 | 1.1292
Hospitals | New | Server Virtualization | 87299.2021 | 77311.1987 | 1.1292
Institutional | New | Server Virtualization | 87299.2021 | 77311.1987 | 1.1292
Lodging/Hospitality | New | Server Virtualization | 87299.2021 | 77311.1987 | 1.1292
Miscellaneous | New | Server Virtualization | 87299.2021 | 77311.1987 | 1.1292
Offices | New | Server Virtualization | 87299.2021 | 77311.1987 | 1.1292
Restaurants | New | Server Virtualization | 87299.2021 | 77311.1987 | 1.1292
Retail | New | Server Virtualization | 87299.2021 | 77311.1987 | 1.1292
Schools K-12 | New | Server Virtualization | 87299.2021 | 77311.1987 | 1.1292
Warehouse | New | Server Virtualization | 87299.2021 | 77311.1987 | 1.1292
Assembly | Turnover | Energy Star Commercial Glass Door Freezer | 16594.8573 | 725.0655 | 22.8874
College and University | Turnover | Energy Star Commercial Glass Door Freezer | 18004.9701 | 725.0655 | 24.8322
Grocery | Turnover | Energy Star Commercial Glass Door Freezer | 16594.8573 | 725.0655 | 22.8874
Healthcare | Turnover | Energy Star Commercial Glass Door Freezer | 18004.9701 | 725.0655 | 24.8322
Hospitals | Turnover | Energy Star Commercial Glass Door Freezer | 18004.9701 | 725.0655 | 24.8322
Institutional | Turnover | Energy Star Commercial Glass Door Freezer | 16594.8573 | 725.0655 | 22.8874
Lodging/Hospitality | Turnover | Energy Star Commercial Glass Door Freezer | 18004.9701 | 725.0655 | 24.8322
Miscellaneous | Turnover | Energy Star Commercial Glass Door Freezer | 16594.8573 | 725.0655 | 22.8874
Offices | Turnover | Energy Star Commercial Glass Door Freezer | 16594.8573 | 725.0655 | 22.8874
Restaurants | Turnover | Energy Star Commercial Glass Door Freezer | 18004.9701 | 725.0655 | 24.8322
Retail | Turnover | Energy Star Commercial Glass Door Freezer | 16594.8573 | 725.0655 | 22.8874
Schools K-12 | Turnover | Energy Star Commercial Glass Door Freezer | 18004.9701 | 725.0655 | 24.8322
Warehouse | Turnover | Energy Star Commercial Glass Door Freezer | 16594.8573 | 725.0655 | 22.8874
Assembly | New | Energy Star Commercial Glass Door Freezer | 16594.8573 | 725.0655 | 22.8874
College and University | New | Energy Star Commercial Glass Door Freezer | 18004.9701 | 725.0655 | 24.8322
Grocery | New | Energy Star Commercial Glass Door Freezer | 16594.8573 | 725.0655 | 22.8874
Healthcare | New | Energy Star Commercial Glass Door Freezer | 18004.9701 | 725.0655 | 24.8322
Hospitals | New | Energy Star Commercial Glass Door Freezer | 18004.9701 | 725.0655 | 24.8322
Institutional | New | Energy Star Commercial Glass Door Freezer | 16594.8573 | 725.0655 | 22.8874
Lodging/Hospitality | New | Energy Star Commercial Glass Door Freezer | 18004.9701 | 725.0655 | 24.8322
Miscellaneous | New | Energy Star Commercial Glass Door Freezer | 16594.8573 | 725.0655 | 22.8874
Offices | New | Energy Star Commercial Glass Door Freezer | 16594.8573 | 725.0655 | 22.8874
Restaurants | New | Energy Star Commercial Glass Door Freezer | 18004.9701 | 725.0655 | 24.8322
Retail | New | Energy Star Commercial Glass Door Freezer | 16594.8573 | 725.0655 | 22.8874
Schools K-12 | New | Energy Star Commercial Glass Door Freezer | 18004.9701 | 725.0655 | 24.8322
Warehouse | New | Energy Star Commercial Glass Door Freezer | 16594.8573 | 725.0655 | 22.8874
Assembly | Turnover | Energy Star Commercial Glass Door Refrigerator | 3488.5875 | 716.3298 | 4.8701
College and University | Turnover | Energy Star Commercial Glass Door Refrigerator | 3785.0228 | 716.3298 | 5.2839
Grocery | Turnover | Energy Star Commercial Glass Door Refrigerator | 3488.5875 | 716.3298 | 4.8701
Healthcare | Turnover | Energy Star Commercial Glass Door Refrigerator | 3785.0228 | 716.3298 | 5.2839
Hospitals | Turnover | Energy Star Commercial Glass Door Refrigerator | 3785.0228 | 716.3298 | 5.2839
Institutional | Turnover | Energy Star Commercial Glass Door Refrigerator | 3488.5875 | 716.3298 | 4.8701
Lodging/Hospitality | Turnover | Energy Star Commercial Glass Door Refrigerator | 3785.0228 | 716.3298 | 5.2839
Miscellaneous | Turnover | Energy Star Commercial Glass Door Refrigerator | 3488.5875 | 716.3298 | 4.8701
Offices | Turnover | Energy Star Commercial Glass Door Refrigerator | 3488.5875 | 716.3298 | 4.8701
Restaurants | Turnover | Energy Star Commercial Glass Door Refrigerator | 3785.0228 | 716.3298 | 5.2839
Retail | Turnover | Energy Star Commercial Glass Door Refrigerator | 3488.5875 | 716.3298 | 4.8701
Schools K-12 | Turnover | Energy Star Commercial Glass Door Refrigerator | 3785.0228 | 716.3298 | 5.2839
Warehouse | Turnover | Energy Star Commercial Glass Door Refrigerator | 3488.5875 | 716.3298 | 4.8701
Assembly | New | Energy Star Commercial Glass Door Refrigerator | 3488.5875 | 716.3298 | 4.8701
College and University | New | Energy Star Commercial Glass Door Refrigerator | 3785.0228 | 716.3298 | 5.2839
Grocery | New | Energy Star Commercial Glass Door Refrigerator | 3488.5875 | 716.3298 | 4.8701
Healthcare | New | Energy Star Commercial Glass Door Refrigerator | 3785.0228 | 716.3298 | 5.2839
Hospitals | New | Energy Star Commercial Glass Door Refrigerator | 3785.0228 | 716.3298 | 5.2839
Institutional | New | Energy Star Commercial Glass Door Refrigerator | 3488.5875 | 716.3298 | 4.8701
Lodging/Hospitality | New | Energy Star Commercial Glass Door Refrigerator | 3785.0228 | 716.3298 | 5.2839
Miscellaneous | New | Energy Star Commercial Glass Door Refrigerator | 3488.5875 | 716.3298 | 4.8701
Offices | New | Energy Star Commercial Glass Door Refrigerator | 3488.5875 | 716.3298 | 4.8701
Restaurants | New | Energy Star Commercial Glass Door Refrigerator | 3785.0228 | 716.3298 | 5.2839
Retail | New | Energy Star Commercial Glass Door Refrigerator | 3488.5875 | 716.3298 | 4.8701
Schools K-12 | New | Energy Star Commercial Glass Door Refrigerator | 3785.0228 | 716.3298 | 5.2839
Warehouse | New | Energy Star Commercial Glass Door Refrigerator | 3488.5875 | 716.3298 | 4.8701
Assembly | Turnover | Energy Star Commercial Solid Door Freezer | 9895.1257 | 725.0655 | 13.6472
College and University | Turnover | Energy Star Commercial Solid Door Freezer | 10388.9793 | 725.0655 | 14.3283
Grocery | Turnover | Energy Star Commercial Solid Door Freezer | 9895.1257 | 725.0655 | 13.6472
Healthcare | Turnover | Energy Star Commercial Solid Door Freezer | 10388.9793 | 725.0655 | 14.3283
Hospitals | Turnover | Energy Star Commercial Solid Door Freezer | 10388.9793 | 725.0655 | 14.3283
Institutional | Turnover | Energy Star Commercial Solid Door Freezer | 9895.1257 | 725.0655 | 13.6472
Lodging/Hospitality | Turnover | Energy Star Commercial Solid Door Freezer | 10388.9793 | 725.0655 | 14.3283
Miscellaneous | Turnover | Energy Star Commercial Solid Door Freezer | 9895.1257 | 725.0655 | 13.6472
Offices | Turnover | Energy Star Commercial Solid Door Freezer | 9895.1257 | 725.0655 | 13.6472
Restaurants | Turnover | Energy Star Commercial Solid Door Freezer | 10388.9793 | 725.0655 | 14.3283
Retail | Turnover | Energy Star Commercial Solid Door Freezer | 9895.1257 | 725.0655 | 13.6472
Schools K-12 | Turnover | Energy Star Commercial Solid Door Freezer | 10388.9793 | 725.0655 | 14.3283
Warehouse | Turnover | Energy Star Commercial Solid Door Freezer | 9895.1257 | 725.0655 | 13.6472
Assembly | New | Energy Star Commercial Solid Door Freezer | 9895.1257 | 725.0655 | 13.6472
College and University | New | Energy Star Commercial Solid Door Freezer | 10388.9793 | 725.0655 | 14.3283
Grocery | New | Energy Star Commercial Solid Door Freezer | 9895.1257 | 725.0655 | 13.6472
Healthcare | New | Energy Star Commercial Solid Door Freezer | 10388.9793 | 725.0655 | 14.3283
Hospitals | New | Energy Star Commercial Solid Door Freezer | 10388.9793 | 725.0655 | 14.3283
Institutional | New | Energy Star Commercial Solid Door Freezer | 9895.1257 | 725.0655 | 13.6472
Lodging/Hospitality | New | Energy Star Commercial Solid Door Freezer | 10388.9793 | 725.0655 | 14.3283
Miscellaneous | New | Energy Star Commercial Solid Door Freezer | 9895.1257 | 725.0655 | 13.6472
Offices | New | Energy Star Commercial Solid Door Freezer | 9895.1257 | 725.0655 | 13.6472
Restaurants | New | Energy Star Commercial Solid Door Freezer | 10388.9793 | 725.0655 | 14.3283
Retail | New | Energy Star Commercial Solid Door Freezer | 9895.1257 | 725.0655 | 13.6472
Schools K-12 | New | Energy Star Commercial Solid Door Freezer | 10388.9793 | 725.0655 | 14.3283
Warehouse | New | Energy Star Commercial Solid Door Freezer | 9895.1257 | 725.0655 | 13.6472
Assembly | Turnover | Energy Star Commercial Solid Door Refrigerator | 3320.1533 | 716.3298 | 4.635
College and University | Turnover | Energy Star Commercial Solid Door Refrigerator | 3485.8581 | 716.3298 | 4.8663
Grocery | Turnover | Energy Star Commercial Solid Door Refrigerator | 3320.1533 | 716.3298 | 4.635
Healthcare | Turnover | Energy Star Commercial Solid Door Refrigerator | 3485.8581 | 716.3298 | 4.8663
Hospitals | Turnover | Energy Star Commercial Solid Door Refrigerator | 3485.8581 | 716.3298 | 4.8663
Institutional | Turnover | Energy Star Commercial Solid Door Refrigerator | 3320.1533 | 716.3298 | 4.635
Lodging/Hospitality | Turnover | Energy Star Commercial Solid Door Refrigerator | 3485.8581 | 716.3298 | 4.8663
Miscellaneous | Turnover | Energy Star Commercial Solid Door Refrigerator | 3320.1533 | 716.3298 | 4.635
Offices | Turnover | Energy Star Commercial Solid Door Refrigerator | 3320.1533 | 716.3298 | 4.635
Restaurants | Turnover | Energy Star Commercial Solid Door Refrigerator | 3485.8581 | 716.3298 | 4.8663
Retail | Turnover | Energy Star Commercial Solid Door Refrigerator | 3320.1533 | 716.3298 | 4.635
Schools K-12 | Turnover | Energy Star Commercial Solid Door Refrigerator | 3485.8581 | 716.3298 | 4.8663
Warehouse | Turnover | Energy Star Commercial Solid Door Refrigerator | 3320.1533 | 716.3298 | 4.635
Assembly | New | Energy Star Commercial Solid Door Refrigerator | 3320.1533 | 716.3298 | 4.635
College and University | New | Energy Star Commercial Solid Door Refrigerator | 3485.8581 | 716.3298 | 4.8663
Grocery | New | Energy Star Commercial Solid Door Refrigerator | 3320.1533 | 716.3298 | 4.635
Healthcare | New | Energy Star Commercial Solid Door Refrigerator | 3485.8581 | 716.3298 | 4.8663
Hospitals | New | Energy Star Commercial Solid Door Refrigerator | 3485.8581 | 716.3298 | 4.8663
Institutional | New | Energy Star Commercial Solid Door Refrigerator | 3320.1533 | 716.3298 | 4.635
Lodging/Hospitality | New | Energy Star Commercial Solid Door Refrigerator | 3485.8581 | 716.3298 | 4.8663
Miscellaneous | New | Energy Star Commercial Solid Door Refrigerator | 3320.1533 | 716.3298 | 4.635
Offices | New | Energy Star Commercial Solid Door Refrigerator | 3320.1533 | 716.3298 | 4.635
Restaurants | New | Energy Star Commercial Solid Door Refrigerator | 3485.8581 | 716.3298 | 4.8663
Retail | New | Energy Star Commercial Solid Door Refrigerator | 3320.1533 | 716.3298 | 4.635
Schools K-12 | New | Energy Star Commercial Solid Door Refrigerator | 3485.8581 | 716.3298 | 4.8663
Warehouse | New | Energy Star Commercial Solid Door Refrigerator | 3320.1533 | 716.3298 | 4.635
Assembly | Turnover | Energy Star Refrigerator | 544.2134 | 532.8794 | 1.0213
College and University | Turnover | Energy Star Refrigerator | 544.2134 | 532.8794 | 1.0213
Grocery | Turnover | Energy Star Refrigerator | 544.2134 | 532.8794 | 1.0213
Healthcare | Turnover | Energy Star Refrigerator | 544.2134 | 532.8794 | 1.0213
Hospitals | Turnover | Energy Star Refrigerator | 544.2134 | 532.8794 | 1.0213
Institutional | Turnover | Energy Star Refrigerator | 544.2134 | 532.8794 | 1.0213
Lodging/Hospitality | Turnover | Energy Star Refrigerator | 544.2134 | 532.8794 | 1.0213
Miscellaneous | Turnover | Energy Star Refrigerator | 544.2134 | 532.8794 | 1.0213
Offices | Turnover | Energy Star Refrigerator | 544.2134 | 532.8794 | 1.0213
Restaurants | Turnover | Energy Star Refrigerator | 544.2134 | 532.8794 | 1.0213
Retail | Turnover | Energy Star Refrigerator | 544.2134 | 532.8794 | 1.0213
Schools K-12 | Turnover | Energy Star Refrigerator | 544.2134 | 532.8794 | 1.0213
Warehouse | Turnover | Energy Star Refrigerator | 544.2134 | 532.8794 | 1.0213
Assembly | New | Energy Star Refrigerator | 544.2134 | 532.8794 | 1.0213
College and University | New | Energy Star Refrigerator | 544.2134 | 532.8794 | 1.0213
Grocery | New | Energy Star Refrigerator | 544.2134 | 532.8794 | 1.0213
Healthcare | New | Energy Star Refrigerator | 544.2134 | 532.8794 | 1.0213
Hospitals | New | Energy Star Refrigerator | 544.2134 | 532.8794 | 1.0213
Institutional | New | Energy Star Refrigerator | 544.2134 | 532.8794 | 1.0213
Lodging/Hospitality | New | Energy Star Refrigerator | 544.2134 | 532.8794 | 1.0213
Miscellaneous | New | Energy Star Refrigerator | 544.2134 | 532.8794 | 1.0213
Offices | New | Energy Star Refrigerator | 544.2134 | 532.8794 | 1.0213
Restaurants | New | Energy Star Refrigerator | 544.2134 | 532.8794 | 1.0213
Retail | New | Energy Star Refrigerator | 544.2134 | 532.8794 | 1.0213
Schools K-12 | New | Energy Star Refrigerator | 544.2134 | 532.8794 | 1.0213
Warehouse | New | Energy Star Refrigerator | 544.2134 | 532.8794 | 1.0213
Assembly | Turnover | Refrigerated Display Case LED Lighting | 644.4211 | 240.2325 | 2.6825
College and University | Turnover | Refrigerated Display Case LED Lighting | 660.2792 | 240.2325 | 2.7485
Grocery | Turnover | Refrigerated Display Case LED Lighting | 644.4211 | 240.2325 | 2.6825
Healthcare | Turnover | Refrigerated Display Case LED Lighting | 660.2792 | 240.2325 | 2.7485
Hospitals | Turnover | Refrigerated Display Case LED Lighting | 660.2792 | 240.2325 | 2.7485
Institutional | Turnover | Refrigerated Display Case LED Lighting | 644.4211 | 240.2325 | 2.6825
Lodging/Hospitality | Turnover | Refrigerated Display Case LED Lighting | 660.2792 | 240.2325 | 2.7485
Miscellaneous | Turnover | Refrigerated Display Case LED Lighting | 644.4211 | 240.2325 | 2.6825
Offices | Turnover | Refrigerated Display Case LED Lighting | 644.4211 | 240.2325 | 2.6825
Restaurants | Turnover | Refrigerated Display Case LED Lighting | 660.2792 | 240.2325 | 2.7485
Retail | Turnover | Refrigerated Display Case LED Lighting | 644.4211 | 240.2325 | 2.6825
Schools K-12 | Turnover | Refrigerated Display Case LED Lighting | 660.2792 | 240.2325 | 2.7485
Warehouse | Turnover | Refrigerated Display Case LED Lighting | 644.4211 | 240.2325 | 2.6825
Assembly | Turnover | High Speed Fans | 1778.2682 | 655.1796 | 2.7142
College and University | Turnover | High Speed Fans | 2085.8035 | 655.1796 | 3.1836
Grocery | Turnover | High Speed Fans | 1778.2682 | 655.1796 | 2.7142
Healthcare | Turnover | High Speed Fans | 2085.8035 | 655.1796 | 3.1836
Hospitals | Turnover | High Speed Fans | 2085.8035 | 655.1796 | 3.1836
Institutional | Turnover | High Speed Fans | 1778.2682 | 655.1796 | 2.7142
Lodging/Hospitality | Turnover | High Speed Fans | 2085.8035 | 655.1796 | 3.1836
Miscellaneous | Turnover | High Speed Fans | 1778.2682 | 655.1796 | 2.7142
Offices | Turnover | High Speed Fans | 1778.2682 | 655.1796 | 2.7142
Restaurants | Turnover | High Speed Fans | 2085.8035 | 655.1796 | 3.1836
Retail | Turnover | High Speed Fans | 1778.2682 | 655.1796 | 2.7142
Schools K-12 | Turnover | High Speed Fans | 2085.8035 | 655.1796 | 3.1836
Warehouse | Turnover | High Speed Fans | 1778.2682 | 655.1796 | 2.7142
Assembly | New | High Speed Fans | 1778.2682 | 655.1796 | 2.7142
College and University | New | High Speed Fans | 2085.8035 | 655.1796 | 3.1836
Grocery | New | High Speed Fans | 1778.2682 | 655.1796 | 2.7142
Healthcare | New | High Speed Fans | 2085.8035 | 655.1796 | 3.1836
Hospitals | New | High Speed Fans | 2085.8035 | 655.1796 | 3.1836
Institutional | New | High Speed Fans | 1778.2682 | 655.1796 | 2.7142
Lodging/Hospitality | New | High Speed Fans | 2085.8035 | 655.1796 | 3.1836
Miscellaneous | New | High Speed Fans | 1778.2682 | 655.1796 | 2.7142
Offices | New | High Speed Fans | 1778.2682 | 655.1796 | 2.7142
Restaurants | New | High Speed Fans | 2085.8035 | 655.1796 | 3.1836
Retail | New | High Speed Fans | 1778.2682 | 655.1796 | 2.7142
Schools K-12 | New | High Speed Fans | 2085.8035 | 655.1796 | 3.1836
Warehouse | New | High Speed Fans | 1778.2682 | 655.1796 | 2.7142
Assembly | Existing | Faucet Aerator | 1121.1769 | 85.8285 | 13.063
College and University | Existing | Faucet Aerator | 13438.2412 | 972.7234 | 13.8151
Grocery | Existing | Faucet Aerator | 1494.2484 | 85.8285 | 17.4097
Healthcare | Existing | Faucet Aerator | 1121.1769 | 85.8285 | 13.063
Hospitals | Existing | Faucet Aerator | 15414.4532 | 1115.7709 | 13.8151
Institutional | Existing | Faucet Aerator | 60543.5502 | 4634.7408 | 13.063
Lodging/Hospitality | Existing | Faucet Aerator | 3984.6625 | 228.8761 | 17.4097
Miscellaneous | Existing | Faucet Aerator | 8969.4148 | 686.6283 | 13.063
Offices | Existing | Faucet Aerator | 1121.1769 | 85.8285 | 13.063
Restaurants | Existing | Faucet Aerator | 498.0828 | 28.6095 | 17.4097
Retail | Existing | Faucet Aerator | 996.1656 | 57.219 | 17.4097
Schools K-12 | Existing | Faucet Aerator | 373.7256 | 28.6095 | 13.063
Warehouse | Existing | Faucet Aerator | 373.7256 | 28.6095 | 13.063
Assembly | New | Faucet Aerator | 1121.1769 | 85.8285 | 13.063
College and University | New | Faucet Aerator | 13438.2412 | 972.7234 | 13.8151
Grocery | New | Faucet Aerator | 1494.2484 | 85.8285 | 17.4097
Healthcare | New | Faucet Aerator | 1121.1769 | 85.8285 | 13.063
Hospitals | New | Faucet Aerator | 15414.4532 | 1115.7709 | 13.8151
Institutional | New | Faucet Aerator | 60543.5502 | 4634.7408 | 13.063
Lodging/Hospitality | New | Faucet Aerator | 3984.6625 | 228.8761 | 17.4097
Miscellaneous | New | Faucet Aerator | 8969.4148 | 686.6283 | 13.063
Offices | New | Faucet Aerator | 1121.1769 | 85.8285 | 13.063
Restaurants | New | Faucet Aerator | 498.0828 | 28.6095 | 17.4097
Retail | New | Faucet Aerator | 996.1656 | 57.219 | 17.4097
Schools K-12 | New | Faucet Aerator | 373.7256 | 28.6095 | 13.063
Warehouse | New | Faucet Aerator | 373.7256 | 28.6095 | 13.063
Assembly | Existing | Hot Water Circulation Pump Control | 2174.713 | 2004.8497 | 1.0847
College and University | Existing | Hot Water Circulation Pump Control | 27251.7748 | 20048.4973 | 1.3593
Healthcare | Existing | Hot Water Circulation Pump Control | 2174.713 | 2004.8497 | 1.0847
Hospitals | Existing | Hot Water Circulation Pump Control | 40877.6622 | 30072.7459 | 1.3593
Institutional | Existing | Hot Water Circulation Pump Control | 54367.8249 | 50121.2432 | 1.0847
Miscellaneous | Existing | Hot Water Circulation Pump Control | 43494.2599 | 40096.9946 | 1.0847
Offices | Existing | Hot Water Circulation Pump Control | 6524.139 | 6014.5492 | 1.0847
Schools K-12 | Existing | Hot Water Circulation Pump Control | 2174.713 | 2004.8497 | 1.0847
Warehouse | Existing | Hot Water Circulation Pump Control | 2174.713 | 2004.8497 | 1.0847
Assembly | New | Hot Water Circulation Pump Control | 2174.713 | 2004.8497 | 1.0847
College and University | New | Hot Water Circulation Pump Control | 27251.7748 | 20048.4973 | 1.3593
Healthcare | New | Hot Water Circulation Pump Control | 2174.713 | 2004.8497 | 1.0847
Hospitals | New | Hot Water Circulation Pump Control | 40877.6622 | 30072.7459 | 1.3593
Institutional | New | Hot Water Circulation Pump Control | 54367.8249 | 50121.2432 | 1.0847
Miscellaneous | New | Hot Water Circulation Pump Control | 43494.2599 | 40096.9946 | 1.0847
Offices | New | Hot Water Circulation Pump Control | 6524.139 | 6014.5492 | 1.0847
Schools K-12 | New | Hot Water Circulation Pump Control | 2174.713 | 2004.8497 | 1.0847
Warehouse | New | Hot Water Circulation Pump Control | 2174.713 | 2004.8497 | 1.0847
Assembly | Existing | Hot Water Pipe Insulation | 5606.8001 | 786.2156 | 7.1314
College and University | Existing | Hot Water Pipe Insulation | 55171.8241 | 7862.1558 | 7.0174
Grocery | Existing | Hot Water Pipe Insulation | 5503.7679 | 786.2156 | 7.0003
Healthcare | Existing | Hot Water Pipe Insulation | 5606.8001 | 786.2156 | 7.1314
Hospitals | Existing | Hot Water Pipe Insulation | 82757.7362 | 11793.2337 | 7.0174
Institutional | Existing | Hot Water Pipe Insulation | 140170.0025 | 19655.3895 | 7.1314
Lodging/Hospitality | Existing | Hot Water Pipe Insulation | 16511.3038 | 2358.6467 | 7.0003
Miscellaneous | Existing | Hot Water Pipe Insulation | 112136.002 | 15724.3116 | 7.1314
Offices | Existing | Hot Water Pipe Insulation | 16820.4003 | 2358.6467 | 7.1314
Restaurants | Existing | Hot Water Pipe Insulation | 11007.5359 | 1572.4312 | 7.0003
Retail | Existing | Hot Water Pipe Insulation | 16511.3038 | 2358.6467 | 7.0003
Schools K-12 | Existing | Hot Water Pipe Insulation | 5606.8001 | 786.2156 | 7.1314
Warehouse | Existing | Hot Water Pipe Insulation | 5606.8001 | 786.2156 | 7.1314
Assembly | New | Hot Water Pipe Insulation | 5606.8001 | 786.2156 | 7.1314
College and University | New | Hot Water Pipe Insulation | 55171.8241 | 7862.1558 | 7.0174
Grocery | New | Hot Water Pipe Insulation | 5503.7679 | 786.2156 | 7.0003
Healthcare | New | Hot Water Pipe Insulation | 5606.8001 | 786.2156 | 7.1314
Hospitals | New | Hot Water Pipe Insulation | 82757.7362 | 11793.2337 | 7.0174
Institutional | New | Hot Water Pipe Insulation | 140170.0025 | 19655.3895 | 7.1314
Lodging/Hospitality | New | Hot Water Pipe Insulation | 16511.3038 | 2358.6467 | 7.0003
Miscellaneous | New | Hot Water Pipe Insulation | 112136.002 | 15724.3116 | 7.1314
Offices | New | Hot Water Pipe Insulation | 16820.4003 | 2358.6467 | 7.1314
Restaurants | New | Hot Water Pipe Insulation | 11007.5359 | 1572.4312 | 7.0003
Retail | New | Hot Water Pipe Insulation | 16511.3038 | 2358.6467 | 7.0003
Schools K-12 | New | Hot Water Pipe Insulation | 5606.8001 | 786.2156 | 7.1314
Warehouse | New | Hot Water Pipe Insulation | 5606.8001 | 786.2156 | 7.1314
Assembly | Existing | Low Flow Shower Head | 747.5323 | 52.4144 | 14.262
College and University | Existing | Low Flow Shower Head | 37872.9772 | 2044.1605 | 18.5274
Grocery | Existing | Low Flow Shower Head | 971.102 | 52.4144 | 18.5274
Healthcare | Existing | Low Flow Shower Head | 839.052 | 52.4144 | 16.0081
Hospitals | Existing | Low Flow Shower Head | 21815.3526 | 1362.7737 | 16.0081
Institutional | Existing | Low Flow Shower Head | 16445.7097 | 1153.1162 | 14.262
Lodging/Hospitality | Existing | Low Flow Shower Head | 11612.8619 | 576.5581 | 20.1417
Miscellaneous | Existing | Low Flow Shower Head | 12708.0484 | 891.0443 | 14.262
Offices | Existing | Low Flow Shower Head | 1495.0645 | 104.8287 | 14.262
Restaurants | Existing | Low Flow Shower Head | 971.102 | 52.4144 | 18.5274
Retail | Existing | Low Flow Shower Head | 1942.204 | 104.8287 | 18.5274
Schools K-12 | Existing | Low Flow Shower Head | 747.5323 | 52.4144 | 14.262
Warehouse | Existing | Low Flow Shower Head | 747.5323 | 52.4144 | 14.262
Assembly | New | Low Flow Shower Head | 747.5323 | 52.4144 | 14.262
College and University | New | Low Flow Shower Head | 37872.9772 | 2044.1605 | 18.5274
Grocery | New | Low Flow Shower Head | 971.102 | 52.4144 | 18.5274
Healthcare | New | Low Flow Shower Head | 839.052 | 52.4144 | 16.0081
Hospitals | New | Low Flow Shower Head | 21815.3526 | 1362.7737 | 16.0081
Institutional | New | Low Flow Shower Head | 16445.7097 | 1153.1162 | 14.262
Lodging/Hospitality | New | Low Flow Shower Head | 11612.8619 | 576.5581 | 20.1417
Miscellaneous | New | Low Flow Shower Head | 12708.0484 | 891.0443 | 14.262
Offices | New | Low Flow Shower Head | 1495.0645 | 104.8287 | 14.262
Restaurants | New | Low Flow Shower Head | 971.102 | 52.4144 | 18.5274
Retail | New | Low Flow Shower Head | 1942.204 | 104.8287 | 18.5274
Schools K-12 | New | Low Flow Shower Head | 747.5323 | 52.4144 | 14.262
Warehouse | New | Low Flow Shower Head | 747.5323 | 52.4144 | 14.262
Assembly | Existing | Low-Flow Pre-Rinse Sprayers | 10922.1142 | 811.5492 | 13.4584
College and University | Existing | Low-Flow Pre-Rinse Sprayers | 10922.1142 | 811.5492 | 13.4584
Grocery | Existing | Low-Flow Pre-Rinse Sprayers | 10922.1142 | 811.5492 | 13.4584
Healthcare | Existing | Low-Flow Pre-Rinse Sprayers | 10922.1142 | 811.5492 | 13.4584
Hospitals | Existing | Low-Flow Pre-Rinse Sprayers | 10922.1142 | 811.5492 | 13.4584
Institutional | Existing | Low-Flow Pre-Rinse Sprayers | 10922.1142 | 811.5492 | 13.4584
Lodging/Hospitality | Existing | Low-Flow Pre-Rinse Sprayers | 13764.0028 | 811.5492 | 16.9602
Miscellaneous | Existing | Low-Flow Pre-Rinse Sprayers | 10922.1142 | 811.5492 | 13.4584
Offices | Existing | Low-Flow Pre-Rinse Sprayers | 10922.1142 | 811.5492 | 13.4584
Restaurants | Existing | Low-Flow Pre-Rinse Sprayers | 9232.3332 | 811.5492 | 11.3762
Retail | Existing | Low-Flow Pre-Rinse Sprayers | 10922.1142 | 811.5492 | 13.4584
Schools K-12 | Existing | Low-Flow Pre-Rinse Sprayers | 5461.0571 | 405.7746 | 13.4584
Warehouse | Existing | Low-Flow Pre-Rinse Sprayers | 10922.1142 | 811.5492 | 13.4584
Assembly | New | Low-Flow Pre-Rinse Sprayers | 10922.1142 | 811.5492 | 13.4584
College and University | New | Low-Flow Pre-Rinse Sprayers | 10922.1142 | 811.5492 | 13.4584
Grocery | New | Low-Flow Pre-Rinse Sprayers | 10922.1142 | 811.5492 | 13.4584
Healthcare | New | Low-Flow Pre-Rinse Sprayers | 10922.1142 | 811.5492 | 13.4584
Hospitals | New | Low-Flow Pre-Rinse Sprayers | 10922.1142 | 811.5492 | 13.4584
Institutional | New | Low-Flow Pre-Rinse Sprayers | 10922.1142 | 811.5492 | 13.4584
Lodging/Hospitality | New | Low-Flow Pre-Rinse Sprayers | 13764.0028 | 811.5492 | 16.9602
Miscellaneous | New | Low-Flow Pre-Rinse Sprayers | 10922.1142 | 811.5492 | 13.4584
Offices | New | Low-Flow Pre-Rinse Sprayers | 10922.1142 | 811.5492 | 13.4584
Restaurants | New | Low-Flow Pre-Rinse Sprayers | 9232.3332 | 811.5492 | 11.3762
Retail | New | Low-Flow Pre-Rinse Sprayers | 10922.1142 | 811.5492 | 13.4584
Schools K-12 | New | Low-Flow Pre-Rinse Sprayers | 5461.0571 | 405.7746 | 13.4584
Warehouse | New | Low-Flow Pre-Rinse Sprayers | 10922.1142 | 811.5492 | 13.4584
Assembly | Existing | Tank Wrap on Water Heater | 1036.5366 | 733.4518 | 1.4132
College and University | Existing | Tank Wrap on Water Heater | 10365.3658 | 7334.5178 | 1.4132
Grocery | Existing | Tank Wrap on Water Heater | 1036.5366 | 733.4518 | 1.4132
Healthcare | Existing | Tank Wrap on Water Heater | 1036.5366 | 733.4518 | 1.4132
Hospitals | Existing | Tank Wrap on Water Heater | 15548.0487 | 11001.7767 | 1.4132
Institutional | Existing | Tank Wrap on Water Heater | 25913.4144 | 18336.2945 | 1.4132
Lodging/Hospitality | Existing | Tank Wrap on Water Heater | 3109.6097 | 2200.3553 | 1.4132
Miscellaneous | Existing | Tank Wrap on Water Heater | 20730.7316 | 14669.0356 | 1.4132
Offices | Existing | Tank Wrap on Water Heater | 3109.6097 | 2200.3553 | 1.4132
Restaurants | Existing | Tank Wrap on Water Heater | 2073.0732 | 1466.9036 | 1.4132
Retail | Existing | Tank Wrap on Water Heater | 3109.6097 | 2200.3553 | 1.4132
Schools K-12 | Existing | Tank Wrap on Water Heater | 1036.5366 | 733.4518 | 1.4132
Warehouse | Existing | Tank Wrap on Water Heater | 1036.5366 | 733.4518 | 1.4132
Assembly | New | Tank Wrap on Water Heater | 991.5651 | 733.4518 | 1.3519
College and University | New | Tank Wrap on Water Heater | 9915.6515 | 7334.5178 | 1.3519
Grocery | New | Tank Wrap on Water Heater | 991.5651 | 733.4518 | 1.3519
Healthcare | New | Tank Wrap on Water Heater | 991.5651 | 733.4518 | 1.3519
Hospitals | New | Tank Wrap on Water Heater | 14873.4772 | 11001.7767 | 1.3519
Institutional | New | Tank Wrap on Water Heater | 24789.1287 | 18336.2945 | 1.3519
Lodging/Hospitality | New | Tank Wrap on Water Heater | 2974.6954 | 2200.3553 | 1.3519
Miscellaneous | New | Tank Wrap on Water Heater | 19831.303 | 14669.0356 | 1.3519
Offices | New | Tank Wrap on Water Heater | 2974.6954 | 2200.3553 | 1.3519
Restaurants | New | Tank Wrap on Water Heater | 1983.1303 | 1466.9036 | 1.3519
Retail | New | Tank Wrap on Water Heater | 2974.6954 | 2200.3553 | 1.3519
Schools K-12 | New | Tank Wrap on Water Heater | 991.5651 | 733.4518 | 1.3519
Warehouse | New | Tank Wrap on Water Heater | 991.5651 | 733.4518 | 1.3519
Assembly | Existing | Thermostatic Shower Restriction Valve | 3689.525 | 130.8175 | 28.2036
College and University | Existing | Thermostatic Shower Restriction Valve | 186926.1106 | 5101.8839 | 36.6386
Grocery | Existing | Thermostatic Shower Restriction Valve | 4792.9772 | 130.8175 | 36.6386
Healthcare | Existing | Thermostatic Shower Restriction Valve | 4141.2306 | 130.8175 | 31.6565
Hospitals | Existing | Thermostatic Shower Restriction Valve | 107671.9951 | 3401.256 | 31.6565
Institutional | Existing | Thermostatic Shower Restriction Valve | 81169.5507 | 2877.9858 | 28.2036
Lodging/Hospitality | Existing | Thermostatic Shower Restriction Valve | 57316.5162 | 1438.9929 | 39.831
Miscellaneous | Existing | Thermostatic Shower Restriction Valve | 62721.9256 | 2223.8981 | 28.2036
Offices | Existing | Thermostatic Shower Restriction Valve | 7379.0501 | 261.6351 | 28.2036
Restaurants | Existing | Thermostatic Shower Restriction Valve | 4792.9772 | 130.8175 | 36.6386
Retail | Existing | Thermostatic Shower Restriction Valve | 9585.9544 | 261.6351 | 36.6386
Schools K-12 | Existing | Thermostatic Shower Restriction Valve | 3689.525 | 130.8175 | 28.2036
Warehouse | Existing | Thermostatic Shower Restriction Valve | 3689.525 | 130.8175 | 28.2036
Assembly | New | Thermostatic Shower Restriction Valve | 3689.525 | 130.8175 | 28.2036
College and University | New | Thermostatic Shower Restriction Valve | 186926.1106 | 5101.8839 | 36.6386
Grocery | New | Thermostatic Shower Restriction Valve | 4792.9772 | 130.8175 | 36.6386
Healthcare | New | Thermostatic Shower Restriction Valve | 4141.2306 | 130.8175 | 31.6565
Hospitals | New | Thermostatic Shower Restriction Valve | 107671.9951 | 3401.256 | 31.6565
Institutional | New | Thermostatic Shower Restriction Valve | 81169.5507 | 2877.9858 | 28.2036
Lodging/Hospitality | New | Thermostatic Shower Restriction Valve | 57316.5162 | 1438.9929 | 39.831
Miscellaneous | New | Thermostatic Shower Restriction Valve | 62721.9256 | 2223.8981 | 28.2036
Offices | New | Thermostatic Shower Restriction Valve | 7379.0501 | 261.6351 | 28.2036
Restaurants | New | Thermostatic Shower Restriction Valve | 4792.9772 | 130.8175 | 36.6386
Retail | New | Thermostatic Shower Restriction Valve | 9585.9544 | 261.6351 | 36.6386
Schools K-12 | New | Thermostatic Shower Restriction Valve | 3689.525 | 130.8175 | 28.2036
Warehouse | New | Thermostatic Shower Restriction Valve | 3689.525 | 130.8175 | 28.2036
Assembly | Existing | Bi-Level Lighting Control (Exterior) | 3790.7744 | 1742.7779 | 2.1751
College and University | Existing | Bi-Level Lighting Control (Exterior) | 3790.7744 | 1742.7779 | 2.1751
Grocery | Existing | Bi-Level Lighting Control (Exterior) | 3790.7744 | 1742.7779 | 2.1751
Healthcare | Existing | Bi-Level Lighting Control (Exterior) | 3790.7744 | 1742.7779 | 2.1751
Hospitals | Existing | Bi-Level Lighting Control (Exterior) | 3790.7744 | 1742.7779 | 2.1751
Institutional | Existing | Bi-Level Lighting Control (Exterior) | 3790.7744 | 1742.7779 | 2.1751
Lodging/Hospitality | Existing | Bi-Level Lighting Control (Exterior) | 3790.7744 | 1742.7779 | 2.1751
Miscellaneous | Existing | Bi-Level Lighting Control (Exterior) | 3790.7744 | 1742.7779 | 2.1751
Offices | Existing | Bi-Level Lighting Control (Exterior) | 3790.7744 | 1742.7779 | 2.1751
Restaurants | Existing | Bi-Level Lighting Control (Exterior) | 3790.7744 | 1742.7779 | 2.1751
Retail | Existing | Bi-Level Lighting Control (Exterior) | 3790.7744 | 1742.7779 | 2.1751
Schools K-12 | Existing | Bi-Level Lighting Control (Exterior) | 3790.7744 | 1742.7779 | 2.1751
Warehouse | Existing | Bi-Level Lighting Control (Exterior) | 3790.7744 | 1742.7779 | 2.1751
Assembly | New | Bi-Level Lighting Control (Exterior) | 3790.7744 | 1742.7779 | 2.1751
College and University | New | Bi-Level Lighting Control (Exterior) | 3790.7744 | 1742.7779 | 2.1751
Grocery | New | Bi-Level Lighting Control (Exterior) | 3790.7744 | 1742.7779 | 2.1751
Healthcare | New | Bi-Level Lighting Control (Exterior) | 3790.7744 | 1742.7779 | 2.1751
Hospitals | New | Bi-Level Lighting Control (Exterior) | 3790.7744 | 1742.7779 | 2.1751
Institutional | New | Bi-Level Lighting Control (Exterior) | 3790.7744 | 1742.7779 | 2.1751
Lodging/Hospitality | New | Bi-Level Lighting Control (Exterior) | 3790.7744 | 1742.7779 | 2.1751
Miscellaneous | New | Bi-Level Lighting Control (Exterior) | 3790.7744 | 1742.7779 | 2.1751
Offices | New | Bi-Level Lighting Control (Exterior) | 3790.7744 | 1742.7779 | 2.1751
Restaurants | New | Bi-Level Lighting Control (Exterior) | 3790.7744 | 1742.7779 | 2.1751
Retail | New | Bi-Level Lighting Control (Exterior) | 3790.7744 | 1742.7779 | 2.1751
Schools K-12 | New | Bi-Level Lighting Control (Exterior) | 3790.7744 | 1742.7779 | 2.1751
Warehouse | New | Bi-Level Lighting Control (Exterior) | 3790.7744 | 1742.7779 | 2.1751
Assembly | Existing | Outdoor Lighting Controls | 1570.4717 | 567.8224 | 2.7658
College and University | Existing | Outdoor Lighting Controls | 1570.4717 | 567.8224 | 2.7658
Grocery | Existing | Outdoor Lighting Controls | 1570.4717 | 567.8224 | 2.7658
Healthcare | Existing | Outdoor Lighting Controls | 1570.4717 | 567.8224 | 2.7658
Hospitals | Existing | Outdoor Lighting Controls | 1570.4717 | 567.8224 | 2.7658
Institutional | Existing | Outdoor Lighting Controls | 1570.4717 | 567.8224 | 2.7658
Lodging/Hospitality | Existing | Outdoor Lighting Controls | 1570.4717 | 567.8224 | 2.7658
Miscellaneous | Existing | Outdoor Lighting Controls | 1570.4717 | 567.8224 | 2.7658
Offices | Existing | Outdoor Lighting Controls | 1570.4717 | 567.8224 | 2.7658
Restaurants | Existing | Outdoor Lighting Controls | 1570.4717 | 567.8224 | 2.7658
Retail | Existing | Outdoor Lighting Controls | 1570.4717 | 567.8224 | 2.7658
Schools K-12 | Existing | Outdoor Lighting Controls | 1570.4717 | 567.8224 | 2.7658
Warehouse | Existing | Outdoor Lighting Controls | 1570.4717 | 567.8224 | 2.7658
Assembly | New | Outdoor Lighting Controls | 1570.4717 | 567.8224 | 2.7658
College and University | New | Outdoor Lighting Controls | 1570.4717 | 567.8224 | 2.7658
Grocery | New | Outdoor Lighting Controls | 1570.4717 | 567.8224 | 2.7658
Healthcare | New | Outdoor Lighting Controls | 1570.4717 | 567.8224 | 2.7658
Hospitals | New | Outdoor Lighting Controls | 1570.4717 | 567.8224 | 2.7658
Institutional | New | Outdoor Lighting Controls | 1570.4717 | 567.8224 | 2.7658
Lodging/Hospitality | New | Outdoor Lighting Controls | 1570.4717 | 567.8224 | 2.7658
Miscellaneous | New | Outdoor Lighting Controls | 1570.4717 | 567.8224 | 2.7658
Offices | New | Outdoor Lighting Controls | 1570.4717 | 567.8224 | 2.7658
Restaurants | New | Outdoor Lighting Controls | 1570.4717 | 567.8224 | 2.7658
Retail | New | Outdoor Lighting Controls | 1570.4717 | 567.8224 | 2.7658
Schools K-12 | New | Outdoor Lighting Controls | 1570.4717 | 567.8224 | 2.7658
Warehouse | New | Outdoor Lighting Controls | 1570.4717 | 567.8224 | 2.7658
Assembly | Existing | Airside Economizer | 6290.6846 | 2302.9502 | 2.7316
College and University | Existing | Airside Economizer | 42609.7374 | 1455.7751 | 29.2695
Grocery | Existing | Airside Economizer | 15145.4326 | 5726.4909 | 2.6448
Healthcare | Existing | Airside Economizer | 26436.4187 | 9678.0812 | 2.7316
Hospitals | Existing | Airside Economizer | 312399.9219 | 10673.2414 | 29.2695
Institutional | Existing | Airside Economizer | 30560.7816 | 11187.9649 | 2.7316
Lodging/Hospitality | Existing | Airside Economizer | 25069.7401 | 9478.8735 | 2.6448
Miscellaneous | Existing | Airside Economizer | 291356.8349 | 106662.5227 | 2.7316
Offices | Existing | Airside Economizer | 21779.0355 | 7973.0646 | 2.7316
Restaurants | Existing | Airside Economizer | 15781.6332 | 5967.0385 | 2.6448
Retail | Existing | Airside Economizer | 6893.0331 | 2606.2571 | 2.6448
Schools K-12 | Existing | Airside Economizer | 25759.9086 | 9430.4183 | 2.7316
Warehouse | Existing | Airside Economizer | 2558.9992 | 936.8214 | 2.7316
Assembly | New | Airside Economizer | 6290.6846 | 2302.9502 | 2.7316
College and University | New | Airside Economizer | 42609.7374 | 1455.7751 | 29.2695
Grocery | New | Airside Economizer | 15145.4326 | 5726.4909 | 2.6448
Healthcare | New | Airside Economizer | 26436.4187 | 9678.0812 | 2.7316
Hospitals | New | Airside Economizer | 312399.9219 | 10673.2414 | 29.2695
Institutional | New | Airside Economizer | 30560.7816 | 11187.9649 | 2.7316
Lodging/Hospitality | New | Airside Economizer | 25069.7401 | 9478.8735 | 2.6448
Miscellaneous | New | Airside Economizer | 291356.8349 | 106662.5227 | 2.7316
Offices | New | Airside Economizer | 21779.0355 | 7973.0646 | 2.7316
Restaurants | New | Airside Economizer | 15781.6332 | 5967.0385 | 2.6448
Retail | New | Airside Economizer | 6893.0331 | 2606.2571 | 2.6448
Schools K-12 | New | Airside Economizer | 25759.9086 | 9430.4183 | 2.7316
Warehouse | New | Airside Economizer | 2558.9992 | 936.8214 | 2.7316
Assembly | Existing | Ceiling Insulation(R2 to R38) | 10.1139 | 2.8085 | 3.6012
College and University | Existing | Ceiling Insulation(R2 to R38) | 10.7096 | 2.8085 | 3.8133
Grocery | Existing | Ceiling Insulation(R2 to R38) | 11.6904 | 2.8085 | 4.1625
Healthcare | Existing | Ceiling Insulation(R2 to R38) | 10.1139 | 2.8085 | 3.6012
Hospitals | Existing | Ceiling Insulation(R2 to R38) | 10.7096 | 2.8085 | 3.8133
Institutional | Existing | Ceiling Insulation(R2 to R38) | 10.1139 | 2.8085 | 3.6012
Lodging/Hospitality | Existing | Ceiling Insulation(R2 to R38) | 10.7096 | 2.8085 | 3.8133
Miscellaneous | Existing | Ceiling Insulation(R2 to R38) | 10.1139 | 2.8085 | 3.6012
Offices | Existing | Ceiling Insulation(R2 to R38) | 10.1139 | 2.8085 | 3.6012
Restaurants | Existing | Ceiling Insulation(R2 to R38) | 11.6904 | 2.8085 | 4.1625
Retail | Existing | Ceiling Insulation(R2 to R38) | 11.6904 | 2.8085 | 4.1625
Schools K-12 | Existing | Ceiling Insulation(R2 to R38) | 10.1139 | 2.8085 | 3.6012
Warehouse | Existing | Ceiling Insulation(R2 to R38) | 5.7593 | 2.8085 | 2.0507
Assembly | New | Ceiling Insulation(R2 to R38) | 10.0504 | 2.8085 | 3.5786
College and University | New | Ceiling Insulation(R2 to R38) | 10.6425 | 2.8085 | 3.7894
Grocery | New | Ceiling Insulation(R2 to R38) | 11.6171 | 2.8085 | 4.1364
Healthcare | New | Ceiling Insulation(R2 to R38) | 10.0504 | 2.8085 | 3.5786
Hospitals | New | Ceiling Insulation(R2 to R38) | 10.6425 | 2.8085 | 3.7894
Institutional | New | Ceiling Insulation(R2 to R38) | 10.0504 | 2.8085 | 3.5786
Lodging/Hospitality | New | Ceiling Insulation(R2 to R38) | 10.6425 | 2.8085 | 3.7894
Miscellaneous | New | Ceiling Insulation(R2 to R38) | 10.0504 | 2.8085 | 3.5786
Offices | New | Ceiling Insulation(R2 to R38) | 10.0504 | 2.8085 | 3.5786
Restaurants | New | Ceiling Insulation(R2 to R38) | 11.6171 | 2.8085 | 4.1364
Retail | New | Ceiling Insulation(R2 to R38) | 11.6171 | 2.8085 | 4.1364
Schools K-12 | New | Ceiling Insulation(R2 to R38) | 10.0504 | 2.8085 | 3.5786
Warehouse | New | Ceiling Insulation(R2 to R38) | 5.7094 | 2.8085 | 2.0329
Assembly | Existing | Chilled Water Controls Optimization | 12105.1634 | 471.7293 | 25.6612
College and University | Existing | Chilled Water Controls Optimization | 38709.9793 | 471.7293 | 82.0597
Healthcare | Existing | Chilled Water Controls Optimization | 18478.6946 | 471.7293 | 39.1722
Hospitals | Existing | Chilled Water Controls Optimization | 107213.011 | 471.7293 | 227.2765
Institutional | Existing | Chilled Water Controls Optimization | 6538.8258 | 471.7293 | 13.8614
Lodging/Hospitality | Existing | Chilled Water Controls Optimization | 50296.5919 | 471.7293 | 106.6217
Miscellaneous | Existing | Chilled Water Controls Optimization | 15574.6972 | 471.7293 | 33.0162
Offices | Existing | Chilled Water Controls Optimization | 15952.7059 | 471.7293 | 33.8175
Restaurants | Existing | Chilled Water Controls Optimization | 19616.4775 | 471.7293 | 41.5842
Retail | Existing | Chilled Water Controls Optimization | 14354.834 | 471.7293 | 30.4302
Schools K-12 | Existing | Chilled Water Controls Optimization | 11012.2954 | 471.7293 | 23.3445
Warehouse | Existing | Chilled Water Controls Optimization | 4254.1872 | 471.7293 | 9.0183
Assembly | New | Chilled Water Controls Optimization | 12105.1634 | 471.7293 | 25.6612
College and University | New | Chilled Water Controls Optimization | 38709.9793 | 471.7293 | 82.0597
Healthcare | New | Chilled Water Controls Optimization | 18478.6946 | 471.7293 | 39.1722
Hospitals | New | Chilled Water Controls Optimization | 107213.011 | 471.7293 | 227.2765
Institutional | New | Chilled Water Controls Optimization | 6538.8258 | 471.7293 | 13.8614
Lodging/Hospitality | New | Chilled Water Controls Optimization | 50296.5919 | 471.7293 | 106.6217
Miscellaneous | New | Chilled Water Controls Optimization | 15574.6972 | 471.7293 | 33.0162
Offices | New | Chilled Water Controls Optimization | 15952.7059 | 471.7293 | 33.8175
Restaurants | New | Chilled Water Controls Optimization | 19616.4775 | 471.7293 | 41.5842
Retail | New | Chilled Water Controls Optimization | 14354.834 | 471.7293 | 30.4302
Schools K-12 | New | Chilled Water Controls Optimization | 11012.2954 | 471.7293 | 23.3445
Warehouse | New | Chilled Water Controls Optimization | 4254.1872 | 471.7293 | 9.0183
Assembly | Existing | Chilled Water System - Variable Speed Drives | 36741.1802 | 8290.2065 | 4.4319
College and University | Existing | Chilled Water System - Variable Speed Drives | 36741.1802 | 8290.2065 | 4.4319
Grocery | Existing | Chilled Water System - Variable Speed Drives | 36741.1802 | 8290.2065 | 4.4319
Healthcare | Existing | Chilled Water System - Variable Speed Drives | 36741.1802 | 8290.2065 | 4.4319
Hospitals | Existing | Chilled Water System - Variable Speed Drives | 36741.1802 | 8290.2065 | 4.4319
Institutional | Existing | Chilled Water System - Variable Speed Drives | 36741.1802 | 8290.2065 | 4.4319
Lodging/Hospitality | Existing | Chilled Water System - Variable Speed Drives | 36741.1802 | 8290.2065 | 4.4319
Miscellaneous | Existing | Chilled Water System - Variable Speed Drives | 36741.1802 | 8290.2065 | 4.4319
Offices | Existing | Chilled Water System - Variable Speed Drives | 36741.1802 | 8290.2065 | 4.4319
Restaurants | Existing | Chilled Water System - Variable Speed Drives | 36741.1802 | 8290.2065 | 4.4319
Retail | Existing | Chilled Water System - Variable Speed Drives | 36741.1802 | 8290.2065 | 4.4319
Schools K-12 | Existing | Chilled Water System - Variable Speed Drives | 36741.1802 | 8290.2065 | 4.4319
Warehouse | Existing | Chilled Water System - Variable Speed Drives | 36741.1802 | 8290.2065 | 4.4319
Assembly | New | Chilled Water System - Variable Speed Drives | 36741.1802 | 8290.2065 | 4.4319
College and University | New | Chilled Water System - Variable Speed Drives | 36741.1802 | 8290.2065 | 4.4319
Grocery | New | Chilled Water System - Variable Speed Drives | 36741.1802 | 8290.2065 | 4.4319
Healthcare | New | Chilled Water System - Variable Speed Drives | 36741.1802 | 8290.2065 | 4.4319
Hospitals | New | Chilled Water System - Variable Speed Drives | 36741.1802 | 8290.2065 | 4.4319
Institutional | New | Chilled Water System - Variable Speed Drives | 36741.1802 | 8290.2065 | 4.4319
Lodging/Hospitality | New | Chilled Water System - Variable Speed Drives | 36741.1802 | 8290.2065 | 4.4319
Miscellaneous | New | Chilled Water System - Variable Speed Drives | 36741.1802 | 8290.2065 | 4.4319
Offices | New | Chilled Water System - Variable Speed Drives | 36741.1802 | 8290.2065 | 4.4319
Restaurants | New | Chilled Water System - Variable Speed Drives | 36741.1802 | 8290.2065 | 4.4319
Retail | New | Chilled Water System - Variable Speed Drives | 36741.1802 | 8290.2065 | 4.4319
Schools K-12 | New | Chilled Water System - Variable Speed Drives | 36741.1802 | 8290.2065 | 4.4319
Warehouse | New | Chilled Water System - Variable Speed Drives | 36741.1802 | 8290.2065 | 4.4319
Assembly | Existing | Dedicated Outdoor Air System on VRF unit | 4977.4739 | 4370.3977 | 1.1389
Healthcare | Existing | Dedicated Outdoor Air System on VRF unit | 10711.6984 | 4370.3977 | 2.451
Hospitals | Existing | Dedicated Outdoor Air System on VRF unit | 10205.2806 | 4370.3977 | 2.3351
Lodging/Hospitality | Existing | Dedicated Outdoor Air System on VRF unit | 6237.5817 | 4370.3977 | 1.4272
Offices | Existing | Dedicated Outdoor Air System on VRF unit | 5495.9089 | 4370.3977 | 1.2575
Restaurants | Existing | Dedicated Outdoor Air System on VRF unit | 8471.249 | 4370.3977 | 1.9383
Retail | Existing | Dedicated Outdoor Air System on VRF unit | 6526.0257 | 4370.3977 | 1.4932
Schools K-12 | Existing | Dedicated Outdoor Air System on VRF unit | 5696.098 | 4370.3977 | 1.3033
Assembly | New | Dedicated Outdoor Air System on VRF unit | 4977.4739 | 4370.3977 | 1.1389
Healthcare | New | Dedicated Outdoor Air System on VRF unit | 10711.6984 | 4370.3977 | 2.451
Hospitals | New | Dedicated Outdoor Air System on VRF unit | 10205.2806 | 4370.3977 | 2.3351
Lodging/Hospitality | New | Dedicated Outdoor Air System on VRF unit | 6237.5817 | 4370.3977 | 1.4272
Offices | New | Dedicated Outdoor Air System on VRF unit | 5495.9089 | 4370.3977 | 1.2575
Restaurants | New | Dedicated Outdoor Air System on VRF unit | 8471.249 | 4370.3977 | 1.9383
Retail | New | Dedicated Outdoor Air System on VRF unit | 6526.0257 | 4370.3977 | 1.4932
Schools K-12 | New | Dedicated Outdoor Air System on VRF unit | 5696.098 | 4370.3977 | 1.3033
Assembly | Existing | Duct Sealing Repair | 48337.7907 | 9257.2423 | 5.2216
College and University | Existing | Duct Sealing Repair | 288702.5426 | 36483.2555 | 7.9133
Grocery | Existing | Duct Sealing Repair | 116377.9135 | 2263.8058 | 51.4081
Healthcare | Existing | Duct Sealing Repair | 203138.1566 | 9667.3252 | 21.0129
Hospitals | Existing | Duct Sealing Repair | 2116667.6295 | 100732.007 | 21.0129
Institutional | Existing | Duct Sealing Repair | 234829.8722 | 9912.132 | 23.6912
Lodging/Hospitality | Existing | Duct Sealing Repair | 192636.5613 | 16242.283 | 11.8602
Miscellaneous | Existing | Duct Sealing Repair | 2238793.8016 | 138707.0685 | 16.1404
Offices | Existing | Duct Sealing Repair | 167350.6977 | 7718.6872 | 21.6812
Restaurants | Existing | Duct Sealing Repair | 121266.4966 | 2440.6614 | 49.6859
Retail | Existing | Duct Sealing Repair | 52966.2526 | 5498.3683 | 9.6331
Schools K-12 | Existing | Duct Sealing Repair | 197939.8349 | 25013.5988 | 7.9133
Warehouse | Existing | Duct Sealing Repair | 19663.4192 | 7718.1874 | 2.5477
Assembly | New | Duct Sealing Repair | 48337.7907 | 9257.2423 | 5.2216
College and University | New | Duct Sealing Repair | 288702.5426 | 36483.2555 | 7.9133
Grocery | New | Duct Sealing Repair | 116377.9135 | 2263.8058 | 51.4081
Healthcare | New | Duct Sealing Repair | 203138.1566 | 9667.3252 | 21.0129
Hospitals | New | Duct Sealing Repair | 2116667.6295 | 100732.007 | 21.0129
Institutional | New | Duct Sealing Repair | 234829.8722 | 9912.132 | 23.6912
Lodging/Hospitality | New | Duct Sealing Repair | 192636.5613 | 16242.283 | 11.8602
Miscellaneous | New | Duct Sealing Repair | 2238793.8016 | 138707.0685 | 16.1404
Offices | New | Duct Sealing Repair | 167350.6977 | 7718.6872 | 21.6812
Restaurants | New | Duct Sealing Repair | 121266.4966 | 2440.6614 | 49.6859
Retail | New | Duct Sealing Repair | 52966.2526 | 5498.3683 | 9.6331
Schools K-12 | New | Duct Sealing Repair | 197939.8349 | 25013.5988 | 7.9133
Warehouse | New | Duct Sealing Repair | 19663.4192 | 7718.1874 | 2.5477
Restaurants | Existing | ECM Motors on Furnaces | 2340.495 | 1253.5771 | 1.8671
Retail | Existing | ECM Motors on Furnaces | 1467.2517 | 1253.5771 | 1.1705
Restaurants | New | ECM Motors on Furnaces | 2340.495 | 1253.5771 | 1.8671
Retail | New | ECM Motors on Furnaces | 1467.2517 | 1253.5771 | 1.1705
Grocery | Existing | Energy Recovery Ventilation System (ERV) | 205179.1957 | 123480.314 | 1.6616
Restaurants | Existing | Energy Recovery Ventilation System (ERV) | 234564.4618 | 133126.984 | 1.762
Grocery | New | Energy Recovery Ventilation System (ERV) | 205179.1957 | 123480.314 | 1.6616
Restaurants | New | Energy Recovery Ventilation System (ERV) | 234564.4618 | 133126.984 | 1.762
Grocery | New | Facility Commissioning | 60817.9659 | 23872.8607 | 2.5476
Healthcare | New | Facility Commissioning | 106158.0253 | 101946.338 | 1.0413
Hospitals | New | Facility Commissioning | 1320463.842 | 1062264.8012 | 1.2431
Institutional | New | Facility Commissioning | 122719.8077 | 104527.9379 | 1.174
Offices | New | Facility Commissioning | 87455.8473 | 81397.0649 | 1.0744
Restaurants | New | Facility Commissioning | 63372.6919 | 25737.8836 | 2.4622
Assembly | Existing | Facility Energy Management System | 70746.868 | 63117.5613 | 1.1209
College and University | Existing | Facility Energy Management System | 473970.8582 | 248749.4693 | 1.9054
Grocery | Existing | Facility Energy Management System | 210935.0944 | 15435.0393 | 13.666
Healthcare | Existing | Facility Energy Management System | 297311.6509 | 65913.5806 | 4.5106
Hospitals | Existing | Facility Energy Management System | 3474991.1238 | 686809.1387 | 5.0596
Institutional | Existing | Facility Energy Management System | 343695.4345 | 67582.7185 | 5.0856
Lodging/Hospitality | Existing | Facility Energy Management System | 349153.9763 | 110742.8389 | 3.1528
Miscellaneous | Existing | Facility Energy Management System | 3276683.6736 | 945730.0123 | 3.4647
Offices | Existing | Facility Energy Management System | 244933.3648 | 52627.4127 | 4.6541
Restaurants | Existing | Facility Energy Management System | 219795.6565 | 16640.873 | 13.2082
Retail | Existing | Facility Energy Management System | 96001.3903 | 37488.8749 | 2.5608
Schools K-12 | Existing | Facility Energy Management System | 289703.4219 | 170547.2644 | 1.6987
Assembly | New | Facility Energy Management System | 70746.868 | 63117.5613 | 1.1209
College and University | New | Facility Energy Management System | 473970.8582 | 248749.4693 | 1.9054
Grocery | New | Facility Energy Management System | 210935.0944 | 15435.0393 | 13.666
Healthcare | New | Facility Energy Management System | 297311.6509 | 65913.5806 | 4.5106
Hospitals | New | Facility Energy Management System | 3474991.1238 | 686809.1387 | 5.0596
Institutional | New | Facility Energy Management System | 343695.4345 | 67582.7185 | 5.0856
Lodging/Hospitality | New | Facility Energy Management System | 349153.9763 | 110742.8389 | 3.1528
Miscellaneous | New | Facility Energy Management System | 3276683.6736 | 945730.0123 | 3.4647
Offices | New | Facility Energy Management System | 244933.3648 | 52627.4127 | 4.6541
Restaurants | New | Facility Energy Management System | 219795.6565 | 16640.873 | 13.2082
Retail | New | Facility Energy Management System | 96001.3903 | 37488.8749 | 2.5608
Schools K-12 | New | Facility Energy Management System | 289703.4219 | 170547.2644 | 1.6987
Lodging/Hospitality | Existing | Hotel Card Energy Control Systems | 1567.4006 | 1229.7324 | 1.2746
Lodging/Hospitality | New | Hotel Card Energy Control Systems | 1567.4006 | 1229.7324 | 1.2746
Assembly | Existing | HVAC tune-up | 680.9499 | 229.3129 | 2.9695
College and University | Existing | HVAC tune-up | 1028.4386 | 229.3129 | 4.4849
Grocery | Existing | HVAC tune-up | 376.1636 | 229.3129 | 1.6404
Healthcare | Existing | HVAC tune-up | 1755.0207 | 229.3129 | 7.6534
Hospitals | Existing | HVAC tune-up | 1910.768 | 229.3129 | 8.3326
Institutional | Existing | HVAC tune-up | 367.8276 | 229.3129 | 1.604
Lodging/Hospitality | Existing | HVAC tune-up | 1332.31 | 229.3129 | 5.81
Miscellaneous | Existing | HVAC tune-up | 380.3316 | 229.3129 | 1.6586
Offices | Existing | HVAC tune-up | 766.3942 | 229.3129 | 3.3421
Restaurants | Existing | HVAC tune-up | 1103.4827 | 229.3129 | 4.8121
Retail | Existing | HVAC tune-up | 864.8637 | 229.3129 | 3.7715
Schools K-12 | Existing | HVAC tune-up | 751.8062 | 229.3129 | 3.2785
Assembly | New | HVAC tune-up | 680.9499 | 229.3129 | 2.9695
College and University | New | HVAC tune-up | 1028.4386 | 229.3129 | 4.4849
Grocery | New | HVAC tune-up | 376.1636 | 229.3129 | 1.6404
Healthcare | New | HVAC tune-up | 1755.0207 | 229.3129 | 7.6534
Hospitals | New | HVAC tune-up | 1910.768 | 229.3129 | 8.3326
Institutional | New | HVAC tune-up | 367.8276 | 229.3129 | 1.604
Lodging/Hospitality | New | HVAC tune-up | 1332.31 | 229.3129 | 5.81
Miscellaneous | New | HVAC tune-up | 380.3316 | 229.3129 | 1.6586
Offices | New | HVAC tune-up | 766.3942 | 229.3129 | 3.3421
Restaurants | New | HVAC tune-up | 1103.4827 | 229.3129 | 4.8121
Retail | New | HVAC tune-up | 864.8637 | 229.3129 | 3.7715
Schools K-12 | New | HVAC tune-up | 751.8062 | 229.3129 | 3.2785
Assembly | Existing | HVAC tune-up_RTU | 3073.2485 | 1528.7525 | 2.0103
College and University | Existing | HVAC tune-up_RTU | 4641.5273 | 1528.7525 | 3.0362
Grocery | Existing | HVAC tune-up_RTU | 1697.6935 | 1528.7525 | 1.1105
Healthcare | Existing | HVAC tune-up_RTU | 7920.7221 | 1528.7525 | 5.1812
Hospitals | Existing | HVAC tune-up_RTU | 8623.6377 | 1528.7525 | 5.641
Institutional | Existing | HVAC tune-up_RTU | 1660.0715 | 1528.7525 | 1.0859
Lodging/Hospitality | Existing | HVAC tune-up_RTU | 6012.9532 | 1528.7525 | 3.9332
Miscellaneous | Existing | HVAC tune-up_RTU | 1716.5045 | 1528.7525 | 1.1228
Offices | Existing | HVAC tune-up_RTU | 3458.8742 | 1528.7525 | 2.2625
Restaurants | Existing | HVAC tune-up_RTU | 4980.2145 | 1528.7525 | 3.2577
Retail | Existing | HVAC tune-up_RTU | 3903.2842 | 1528.7525 | 2.5532
Schools K-12 | Existing | HVAC tune-up_RTU | 3393.0356 | 1528.7525 | 2.2195
Assembly | New | HVAC tune-up_RTU | 3073.2485 | 1528.7525 | 2.0103
College and University | New | HVAC tune-up_RTU | 4641.5273 | 1528.7525 | 3.0362
Grocery | New | HVAC tune-up_RTU | 1697.6935 | 1528.7525 | 1.1105
Healthcare | New | HVAC tune-up_RTU | 7920.7221 | 1528.7525 | 5.1812
Hospitals | New | HVAC tune-up_RTU | 8623.6377 | 1528.7525 | 5.641
Institutional | New | HVAC tune-up_RTU | 1660.0715 | 1528.7525 | 1.0859
Lodging/Hospitality | New | HVAC tune-up_RTU | 6012.9532 | 1528.7525 | 3.9332
Miscellaneous | New | HVAC tune-up_RTU | 1716.5045 | 1528.7525 | 1.1228
Offices | New | HVAC tune-up_RTU | 3458.8742 | 1528.7525 | 2.2625
Restaurants | New | HVAC tune-up_RTU | 4980.2145 | 1528.7525 | 3.2577
Retail | New | HVAC tune-up_RTU | 3903.2842 | 1528.7525 | 2.5532
Schools K-12 | New | HVAC tune-up_RTU | 3393.0356 | 1528.7525 | 2.2195
Offices | Existing | Infiltration Reduction - Air Sealing | 1.1634 | 1.1444 | 1.0167
Offices | New | Infiltration Reduction - Air Sealing | 1.1562 | 1.1444 | 1.0103
Grocery | Existing | Programmable Thermostat | 18479.0952 | 3057.3303 | 6.0442
Hospitals | Existing | Programmable Thermostat | 252393.9887 | 128407.8734 | 1.9656
Institutional | Existing | Programmable Thermostat | 23475.2217 | 21876.8095 | 1.0731
Lodging/Hospitality | Existing | Programmable Thermostat | 157398.0375 | 20636.9796 | 7.627
Offices | Existing | Programmable Thermostat | 16729.5357 | 16266.8737 | 1.0284
Restaurants | Existing | Programmable Thermostat | 19255.33 | 3821.6629 | 5.0385
Retail | Existing | Programmable Thermostat | 8410.2593 | 7643.3258 | 1.1003
Grocery | New | Programmable Thermostat | 18479.0952 | 3057.3303 | 6.0442
Hospitals | New | Programmable Thermostat | 252393.9887 | 128407.8734 | 1.9656
Institutional | New | Programmable Thermostat | 23475.2217 | 21876.8095 | 1.0731
Lodging/Hospitality | New | Programmable Thermostat | 157398.0375 | 20636.9796 | 7.627
Offices | New | Programmable Thermostat | 16729.5357 | 16266.8737 | 1.0284
Restaurants | New | Programmable Thermostat | 19255.33 | 3821.6629 | 5.0385
Retail | New | Programmable Thermostat | 8410.2593 | 7643.3258 | 1.1003
College and University | Existing | Smart Thermostat | 95625.6603 | 73004.4844 | 1.3099
Grocery | Existing | Smart Thermostat | 51330.8199 | 4787.1793 | 10.7226
Healthcare | Existing | Smart Thermostat | 56408.6059 | 41690.8451 | 1.353
Hospitals | Existing | Smart Thermostat | 701094.413 | 201061.5309 | 3.487
Institutional | Existing | Smart Thermostat | 65208.9491 | 45020.9443 | 1.4484
Lodging/Hospitality | Existing | Smart Thermostat | 437216.7708 | 32313.4603 | 13.5305
Miscellaneous | Existing | Smart Thermostat | 621681.5168 | 511707.3794 | 1.2149
Offices | Existing | Smart Thermostat | 46470.9325 | 33143.1944 | 1.4021
Restaurants | Existing | Smart Thermostat | 53487.0279 | 5983.9741 | 8.9384
Retail | Existing | Smart Thermostat | 23361.8313 | 11967.9483 | 1.952
College and University | New | Smart Thermostat | 95625.6603 | 73004.4844 | 1.3099
Grocery | New | Smart Thermostat | 51330.8199 | 4787.1793 | 10.7226
Healthcare | New | Smart Thermostat | 56408.6059 | 41690.8451 | 1.353
Hospitals | New | Smart Thermostat | 701094.413 | 201061.5309 | 3.487
Institutional | New | Smart Thermostat | 65208.9491 | 45020.9443 | 1.4484
Lodging/Hospitality | New | Smart Thermostat | 437216.7708 | 32313.4603 | 13.5305
Miscellaneous | New | Smart Thermostat | 621681.5168 | 511707.3794 | 1.2149
Offices | New | Smart Thermostat | 46470.9325 | 33143.1944 | 1.4021
Restaurants | New | Smart Thermostat | 53487.0279 | 5983.9741 | 8.9384
Retail | New | Smart Thermostat | 23361.8313 | 11967.9483 | 1.952
Assembly | Existing | Thermal Energy Storage | 25492.0184 | 22677.4905 | 1.1241
College and University | Existing | Thermal Energy Storage | 152253.7629 | 135443.6993 | 1.1241
Grocery | Existing | Thermal Energy Storage | 61374.5036 | 54598.2553 | 1.1241
Healthcare | Existing | Thermal Energy Storage | 107129.4643 | 95301.4932 | 1.1241
Hospitals | Existing | Thermal Energy Storage | 1116272.162 | 993026.5639 | 1.1241
Institutional | Existing | Thermal Energy Storage | 123842.8015 | 110169.541 | 1.1241
Lodging/Hospitality | Existing | Thermal Energy Storage | 101591.2124 | 90374.7097 | 1.1241
Miscellaneous | Existing | Thermal Energy Storage | 1180678.1387 | 1050321.5928 | 1.1241
Offices | Existing | Thermal Energy Storage | 88256.145 | 78511.943 | 1.1241
Restaurants | Existing | Thermal Energy Storage | 63952.6076 | 56891.7154 | 1.1241
Retail | Existing | Thermal Energy Storage | 27932.9416 | 24848.9159 | 1.1241
Schools K-12 | Existing | Thermal Energy Storage | 104388.0127 | 92862.7203 | 1.1241
Warehouse | Existing | Thermal Energy Storage | 10369.9453 | 9225.0183 | 1.1241
Assembly | New | Thermal Energy Storage | 25492.0184 | 22677.4905 | 1.1241
College and University | New | Thermal Energy Storage | 152253.7629 | 135443.6993 | 1.1241
Grocery | New | Thermal Energy Storage | 61374.5036 | 54598.2553 | 1.1241
Healthcare | New | Thermal Energy Storage | 107129.4643 | 95301.4932 | 1.1241
Hospitals | New | Thermal Energy Storage | 1116272.162 | 993026.5639 | 1.1241
Institutional | New | Thermal Energy Storage | 123842.8015 | 110169.541 | 1.1241
Lodging/Hospitality | New | Thermal Energy Storage | 101591.2124 | 90374.7097 | 1.1241
Miscellaneous | New | Thermal Energy Storage | 1180678.1387 | 1050321.5928 | 1.1241
Offices | New | Thermal Energy Storage | 88256.145 | 78511.943 | 1.1241
Restaurants | New | Thermal Energy Storage | 63952.6076 | 56891.7154 | 1.1241
Retail | New | Thermal Energy Storage | 27932.9416 | 24848.9159 | 1.1241
Schools K-12 | New | Thermal Energy Storage | 104388.0127 | 92862.7203 | 1.1241
Warehouse | New | Thermal Energy Storage | 10369.9453 | 9225.0183 | 1.1241
Assembly | Existing | Wall Insulation | 11.169 | 4.1141 | 2.7148
College and University | Existing | Wall Insulation | 11.4867 | 4.1141 | 2.792
Grocery | Existing | Wall Insulation | 12.7219 | 4.1141 | 3.0923
Healthcare | Existing | Wall Insulation | 10.6932 | 4.1141 | 2.5992
Hospitals | Existing | Wall Insulation | 11.6546 | 4.1141 | 2.8329
Institutional | Existing | Wall Insulation | 10.8477 | 4.1141 | 2.6367
Lodging/Hospitality | Existing | Wall Insulation | 11.4867 | 4.1141 | 2.792
Miscellaneous | Existing | Wall Insulation | 11.0063 | 4.1141 | 2.6753
Offices | Existing | Wall Insulation | 11.0063 | 4.1141 | 2.6753
Restaurants | Existing | Wall Insulation | 12.9099 | 4.1141 | 3.138
Retail | Existing | Wall Insulation | 12.7219 | 4.1141 | 3.0923
Schools K-12 | Existing | Wall Insulation | 11.3359 | 4.1141 | 2.7554
Warehouse | Existing | Wall Insulation | 8.7889 | 4.1141 | 2.1363
Offices | Existing | Warehouse Loading Dock Seals | 1.3217 | 1.2479 | 1.0592
Offices | New | Warehouse Loading Dock Seals | 1.3135 | 1.2479 | 1.0525
Miscellaneous | Existing | Water Cooled Refrigeration Heat Recovery | 112957.8635 | 85057.4166 | 1.328
Miscellaneous | New | Water Cooled Refrigeration Heat Recovery | 112957.8635 | 85057.4166 | 1.328
College and University | Existing | Bi-Level Lighting Control (Interior) | 1915.8547 | 1629.2134 | 1.1759
Grocery | Existing | Bi-Level Lighting Control (Interior) | 2446.285 | 1629.2134 | 1.5015
Healthcare | Existing | Bi-Level Lighting Control (Interior) | 2185.3261 | 1629.2134 | 1.3413
Hospitals | Existing | Bi-Level Lighting Control (Interior) | 2956.362 | 1629.2134 | 1.8146
Lodging/Hospitality | Existing | Bi-Level Lighting Control (Interior) | 1656.4491 | 1629.2134 | 1.0167
Miscellaneous | Existing | Bi-Level Lighting Control (Interior) | 1915.8547 | 1629.2134 | 1.1759
Retail | Existing | Bi-Level Lighting Control (Interior) | 2199.1855 | 1629.2134 | 1.3498
Warehouse | Existing | Bi-Level Lighting Control (Interior) | 1662.03 | 1629.2134 | 1.0201
College and University | New | Bi-Level Lighting Control (Interior) | 1915.8547 | 1629.2134 | 1.1759
Grocery | New | Bi-Level Lighting Control (Interior) | 2446.285 | 1629.2134 | 1.5015
Healthcare | New | Bi-Level Lighting Control (Interior) | 2185.3261 | 1629.2134 | 1.3413
Hospitals | New | Bi-Level Lighting Control (Interior) | 2956.362 | 1629.2134 | 1.8146
Lodging/Hospitality | New | Bi-Level Lighting Control (Interior) | 1656.4491 | 1629.2134 | 1.0167
Miscellaneous | New | Bi-Level Lighting Control (Interior) | 1915.8547 | 1629.2134 | 1.1759
Retail | New | Bi-Level Lighting Control (Interior) | 2199.1855 | 1629.2134 | 1.3498
Warehouse | New | Bi-Level Lighting Control (Interior) | 1662.03 | 1629.2134 | 1.0201
Assembly | Existing | Interior Lighting Controls | 1124.1106 | 683.0449 | 1.6457
College and University | Existing | Interior Lighting Controls | 1722.9067 | 683.0449 | 2.5224
Grocery | Existing | Interior Lighting Controls | 2166.9226 | 683.0449 | 3.1724
Healthcare | Existing | Interior Lighting Controls | 1965.2393 | 683.0449 | 2.8772
Hospitals | Existing | Interior Lighting Controls | 2658.6233 | 683.0449 | 3.8923
Institutional | Existing | Interior Lighting Controls | 1289.444 | 683.0449 | 1.8878
Lodging/Hospitality | Existing | Interior Lighting Controls | 1467.2849 | 683.0449 | 2.1482
Miscellaneous | Existing | Interior Lighting Controls | 1722.9067 | 683.0449 | 2.5224
Offices | Existing | Interior Lighting Controls | 1271.4645 | 683.0449 | 1.8615
Restaurants | Existing | Interior Lighting Controls | 1312.1138 | 683.0449 | 1.921
Retail | Existing | Interior Lighting Controls | 1948.0415 | 683.0449 | 2.852
Schools K-12 | Existing | Interior Lighting Controls | 929.8537 | 683.0449 | 1.3613
Warehouse | Existing | Interior Lighting Controls | 1494.645 | 683.0449 | 2.1882
Assembly | New | Interior Lighting Controls | 1124.1106 | 683.0449 | 1.6457
College and University | New | Interior Lighting Controls | 1722.9067 | 683.0449 | 2.5224
Grocery | New | Interior Lighting Controls | 2166.9226 | 683.0449 | 3.1724
Healthcare | New | Interior Lighting Controls | 1965.2393 | 683.0449 | 2.8772
Hospitals | New | Interior Lighting Controls | 2658.6233 | 683.0449 | 3.8923
Institutional | New | Interior Lighting Controls | 1289.444 | 683.0449 | 1.8878
Lodging/Hospitality | New | Interior Lighting Controls | 1467.2849 | 683.0449 | 2.1482
Miscellaneous | New | Interior Lighting Controls | 1722.9067 | 683.0449 | 2.5224
Offices | New | Interior Lighting Controls | 1271.4645 | 683.0449 | 1.8615
Restaurants | New | Interior Lighting Controls | 1312.1138 | 683.0449 | 1.921
Retail | New | Interior Lighting Controls | 1948.0415 | 683.0449 | 2.852
Schools K-12 | New | Interior Lighting Controls | 929.8537 | 683.0449 | 1.3613
Warehouse | New | Interior Lighting Controls | 1494.645 | 683.0449 | 2.1882
Assembly | Existing | Engine Block Timer | 723.6476 | 342.8337 | 2.1108
College and University | Existing | Engine Block Timer | 1085.0476 | 342.8337 | 3.1649
Grocery | Existing | Engine Block Timer | 723.6476 | 342.8337 | 2.1108
Healthcare | Existing | Engine Block Timer | 723.6476 | 342.8337 | 2.1108
Hospitals | Existing | Engine Block Timer | 1085.0476 | 342.8337 | 3.1649
Institutional | Existing | Engine Block Timer | 865.8765 | 342.8337 | 2.5256
Lodging/Hospitality | Existing | Engine Block Timer | 723.6476 | 342.8337 | 2.1108
Miscellaneous | Existing | Engine Block Timer | 865.8765 | 342.8337 | 2.5256
Offices | Existing | Engine Block Timer | 865.8765 | 342.8337 | 2.5256
Restaurants | Existing | Engine Block Timer | 865.8765 | 342.8337 | 2.5256
Retail | Existing | Engine Block Timer | 865.8765 | 342.8337 | 2.5256
Schools K-12 | Existing | Engine Block Timer | 865.8765 | 342.8337 | 2.5256
Warehouse | Existing | Engine Block Timer | 865.8765 | 342.8337 | 2.5256
Assembly | New | Engine Block Timer | 723.6476 | 342.8337 | 2.1108
College and University | New | Engine Block Timer | 1085.0476 | 342.8337 | 3.1649
Grocery | New | Engine Block Timer | 723.6476 | 342.8337 | 2.1108
Healthcare | New | Engine Block Timer | 723.6476 | 342.8337 | 2.1108
Hospitals | New | Engine Block Timer | 1085.0476 | 342.8337 | 3.1649
Institutional | New | Engine Block Timer | 865.8765 | 342.8337 | 2.5256
Lodging/Hospitality | New | Engine Block Timer | 723.6476 | 342.8337 | 2.1108
Miscellaneous | New | Engine Block Timer | 865.8765 | 342.8337 | 2.5256
Offices | New | Engine Block Timer | 865.8765 | 342.8337 | 2.5256
Restaurants | New | Engine Block Timer | 865.8765 | 342.8337 | 2.5256
Retail | New | Engine Block Timer | 865.8765 | 342.8337 | 2.5256
Schools K-12 | New | Engine Block Timer | 865.8765 | 342.8337 | 2.5256
Warehouse | New | Engine Block Timer | 865.8765 | 342.8337 | 2.5256
Assembly | Existing | VSD Controlled Compressor | 51832.3488 | 17410.3072 | 2.9771
College and University | Existing | VSD Controlled Compressor | 53974.7701 | 17410.3072 | 3.1002
Grocery | Existing | VSD Controlled Compressor | 51832.3488 | 17410.3072 | 2.9771
Healthcare | Existing | VSD Controlled Compressor | 53974.7701 | 17410.3072 | 3.1002
Hospitals | Existing | VSD Controlled Compressor | 53974.7701 | 17410.3072 | 3.1002
Institutional | Existing | VSD Controlled Compressor | 51832.3488 | 17410.3072 | 2.9771
Lodging/Hospitality | Existing | VSD Controlled Compressor | 53974.7701 | 17410.3072 | 3.1002
Miscellaneous | Existing | VSD Controlled Compressor | 51832.3488 | 17410.3072 | 2.9771
Offices | Existing | VSD Controlled Compressor | 51832.3488 | 17410.3072 | 2.9771
Restaurants | Existing | VSD Controlled Compressor | 53974.7701 | 17410.3072 | 3.1002
Retail | Existing | VSD Controlled Compressor | 51832.3488 | 17410.3072 | 2.9771
Schools K-12 | Existing | VSD Controlled Compressor | 53974.7701 | 17410.3072 | 3.1002
Warehouse | Existing | VSD Controlled Compressor | 51832.3488 | 17410.3072 | 2.9771
Assembly | New | VSD Controlled Compressor | 51832.3488 | 17410.3072 | 2.9771
College and University | New | VSD Controlled Compressor | 53974.7701 | 17410.3072 | 3.1002
Grocery | New | VSD Controlled Compressor | 51832.3488 | 17410.3072 | 2.9771
Healthcare | New | VSD Controlled Compressor | 53974.7701 | 17410.3072 | 3.1002
Hospitals | New | VSD Controlled Compressor | 53974.7701 | 17410.3072 | 3.1002
Institutional | New | VSD Controlled Compressor | 51832.3488 | 17410.3072 | 2.9771
Lodging/Hospitality | New | VSD Controlled Compressor | 53974.7701 | 17410.3072 | 3.1002
Miscellaneous | New | VSD Controlled Compressor | 51832.3488 | 17410.3072 | 2.9771
Offices | New | VSD Controlled Compressor | 51832.3488 | 17410.3072 | 2.9771
Restaurants | New | VSD Controlled Compressor | 53974.7701 | 17410.3072 | 3.1002
Retail | New | VSD Controlled Compressor | 51832.3488 | 17410.3072 | 2.9771
Schools K-12 | New | VSD Controlled Compressor | 53974.7701 | 17410.3072 | 3.1002
Warehouse | New | VSD Controlled Compressor | 51832.3488 | 17410.3072 | 2.9771
Assembly | Existing | Network PC Power Management | 9188.7556 | 2786.6974 | 3.2974
College and University | Existing | Network PC Power Management | 29173.9292 | 7220.0797 | 4.0407
Grocery | Existing | Network PC Power Management | 14061.131 | 3546.7058 | 3.9646
Healthcare | Existing | Network PC Power Management | 19761.3407 | 4940.0546 | 4.0002
Hospitals | Existing | Network PC Power Management | 174162.9837 | 42687.1381 | 4.08
Institutional | Existing | Network PC Power Management | 15001.4391 | 4560.0504 | 3.2898
Lodging/Hospitality | Existing | Network PC Power Management | 16225.9116 | 4053.3781 | 4.0031
Miscellaneous | Existing | Network PC Power Management | 201422.1106 | 59660.6589 | 3.3761
Offices | Existing | Network PC Power Management | 13713.7186 | 3420.0378 | 4.0098
Restaurants | Existing | Network PC Power Management | 10994.0501 | 3293.3697 | 3.3382
Retail | Existing | Network PC Power Management | 5982.0115 | 1520.0168 | 3.9355
Schools K-12 | Existing | Network PC Power Management | 19907.1223 | 4940.0546 | 4.0297
Warehouse | Existing | Network PC Power Management | 1352.0969 | 506.6723 | 2.6686
Assembly | New | Network PC Power Management | 9188.7556 | 2786.6974 | 3.2974
College and University | New | Network PC Power Management | 29173.9292 | 7220.0797 | 4.0407
Grocery | New | Network PC Power Management | 14061.131 | 3546.7058 | 3.9646
Healthcare | New | Network PC Power Management | 19761.3407 | 4940.0546 | 4.0002
Hospitals | New | Network PC Power Management | 174162.9837 | 42687.1381 | 4.08
Institutional | New | Network PC Power Management | 15001.4391 | 4560.0504 | 3.2898
Lodging/Hospitality | New | Network PC Power Management | 16225.9116 | 4053.3781 | 4.0031
Miscellaneous | New | Network PC Power Management | 201422.1106 | 59660.6589 | 3.3761
Offices | New | Network PC Power Management | 13713.7186 | 3420.0378 | 4.0098
Restaurants | New | Network PC Power Management | 10994.0501 | 3293.3697 | 3.3382
Retail | New | Network PC Power Management | 5982.0115 | 1520.0168 | 3.9355
Schools K-12 | New | Network PC Power Management | 19907.1223 | 4940.0546 | 4.0297
Warehouse | New | Network PC Power Management | 1352.0969 | 506.6723 | 2.6686
Assembly | Existing | Smart Strip Plug Outlet | 193.0305 | 43.6786 | 4.4193
College and University | Existing | Smart Strip Plug Outlet | 609.7045 | 87.3573 | 6.9794
Grocery | Existing | Smart Strip Plug Outlet | 295.2662 | 43.6786 | 6.76
Healthcare | Existing | Smart Strip Plug Outlet | 414.9635 | 43.6786 | 9.5004
Hospitals | Existing | Smart Strip Plug Outlet | 3639.8236 | 349.4291 | 10.4165
Institutional | Existing | Smart Strip Plug Outlet | 315.139 | 43.6786 | 7.2149
Lodging/Hospitality | Existing | Smart Strip Plug Outlet | 340.7239 | 43.6786 | 7.8007
Miscellaneous | Existing | Smart Strip Plug Outlet | 4231.3249 | 480.4651 | 8.8067
Offices | Existing | Smart Strip Plug Outlet | 287.971 | 43.6786 | 6.5929
Restaurants | Existing | Smart Strip Plug Outlet | 230.9548 | 43.6786 | 5.2876
Retail | Existing | Smart Strip Plug Outlet | 125.6148 | 43.6786 | 2.8759
Schools K-12 | Existing | Smart Strip Plug Outlet | 418.0248 | 43.6786 | 9.5705
Assembly | New | Smart Strip Plug Outlet | 193.0305 | 43.6786 | 4.4193
College and University | New | Smart Strip Plug Outlet | 609.7045 | 87.3573 | 6.9794
Grocery | New | Smart Strip Plug Outlet | 295.2662 | 43.6786 | 6.76
Healthcare | New | Smart Strip Plug Outlet | 414.9635 | 43.6786 | 9.5004
Hospitals | New | Smart Strip Plug Outlet | 3639.8236 | 349.4291 | 10.4165
Institutional | New | Smart Strip Plug Outlet | 315.139 | 43.6786 | 7.2149
Lodging/Hospitality | New | Smart Strip Plug Outlet | 340.7239 | 43.6786 | 7.8007
Miscellaneous | New | Smart Strip Plug Outlet | 4231.3249 | 480.4651 | 8.8067
Offices | New | Smart Strip Plug Outlet | 287.971 | 43.6786 | 6.5929
Restaurants | New | Smart Strip Plug Outlet | 230.9548 | 43.6786 | 5.2876
Retail | New | Smart Strip Plug Outlet | 125.6148 | 43.6786 | 2.8759
Schools K-12 | New | Smart Strip Plug Outlet | 418.0248 | 43.6786 | 9.5705
Assembly | Existing | Anti-Sweat Controls | 3773.0478 | 746.9048 | 5.0516
College and University | Existing | Anti-Sweat Controls | 4194.2055 | 746.9048 | 5.6154
Grocery | Existing | Anti-Sweat Controls | 3773.0478 | 746.9048 | 5.0516
Healthcare | Existing | Anti-Sweat Controls | 4194.2055 | 746.9048 | 5.6154
Hospitals | Existing | Anti-Sweat Controls | 4194.2055 | 746.9048 | 5.6154
Institutional | Existing | Anti-Sweat Controls | 3773.0478 | 746.9048 | 5.0516
Lodging/Hospitality | Existing | Anti-Sweat Controls | 4194.2055 | 746.9048 | 5.6154
Miscellaneous | Existing | Anti-Sweat Controls | 3773.0478 | 746.9048 | 5.0516
Offices | Existing | Anti-Sweat Controls | 3773.0478 | 746.9048 | 5.0516
Restaurants | Existing | Anti-Sweat Controls | 4194.2055 | 746.9048 | 5.6154
Retail | Existing | Anti-Sweat Controls | 3773.0478 | 746.9048 | 5.0516
Schools K-12 | Existing | Anti-Sweat Controls | 4194.2055 | 746.9048 | 5.6154
Warehouse | Existing | Anti-Sweat Controls | 3773.0478 | 746.9048 | 5.0516
Assembly | New | Anti-Sweat Controls | 3773.0478 | 746.9048 | 5.0516
College and University | New | Anti-Sweat Controls | 4194.2055 | 746.9048 | 5.6154
Grocery | New | Anti-Sweat Controls | 3773.0478 | 746.9048 | 5.0516
Healthcare | New | Anti-Sweat Controls | 4194.2055 | 746.9048 | 5.6154
Hospitals | New | Anti-Sweat Controls | 4194.2055 | 746.9048 | 5.6154
Institutional | New | Anti-Sweat Controls | 3773.0478 | 746.9048 | 5.0516
Lodging/Hospitality | New | Anti-Sweat Controls | 4194.2055 | 746.9048 | 5.6154
Miscellaneous | New | Anti-Sweat Controls | 3773.0478 | 746.9048 | 5.0516
Offices | New | Anti-Sweat Controls | 3773.0478 | 746.9048 | 5.0516
Restaurants | New | Anti-Sweat Controls | 4194.2055 | 746.9048 | 5.6154
Retail | New | Anti-Sweat Controls | 3773.0478 | 746.9048 | 5.0516
Schools K-12 | New | Anti-Sweat Controls | 4194.2055 | 746.9048 | 5.6154
Warehouse | New | Anti-Sweat Controls | 3773.0478 | 746.9048 | 5.0516
Assembly | Existing | Floating Head Pressure Controls | 9939.2891 | 1340.9343 | 7.4122
College and University | Existing | Floating Head Pressure Controls | 10350.1164 | 1340.9343 | 7.7186
Grocery | Existing | Floating Head Pressure Controls | 9939.2891 | 1340.9343 | 7.4122
Healthcare | Existing | Floating Head Pressure Controls | 10350.1164 | 1340.9343 | 7.7186
Hospitals | Existing | Floating Head Pressure Controls | 10350.1164 | 1340.9343 | 7.7186
Institutional | Existing | Floating Head Pressure Controls | 9939.2891 | 1340.9343 | 7.4122
Lodging/Hospitality | Existing | Floating Head Pressure Controls | 10350.1164 | 1340.9343 | 7.7186
Miscellaneous | Existing | Floating Head Pressure Controls | 9939.2891 | 1340.9343 | 7.4122
Offices | Existing | Floating Head Pressure Controls | 9939.2891 | 1340.9343 | 7.4122
Restaurants | Existing | Floating Head Pressure Controls | 10350.1164 | 1340.9343 | 7.7186
Retail | Existing | Floating Head Pressure Controls | 9939.2891 | 1340.9343 | 7.4122
Schools K-12 | Existing | Floating Head Pressure Controls | 10350.1164 | 1340.9343 | 7.7186
Warehouse | Existing | Floating Head Pressure Controls | 9939.2891 | 1340.9343 | 7.4122
Assembly | New | Floating Head Pressure Controls | 9939.2891 | 1340.9343 | 7.4122
College and University | New | Floating Head Pressure Controls | 10350.1164 | 1340.9343 | 7.7186
Grocery | New | Floating Head Pressure Controls | 9939.2891 | 1340.9343 | 7.4122
Healthcare | New | Floating Head Pressure Controls | 10350.1164 | 1340.9343 | 7.7186
Hospitals | New | Floating Head Pressure Controls | 10350.1164 | 1340.9343 | 7.7186
Institutional | New | Floating Head Pressure Controls | 9939.2891 | 1340.9343 | 7.4122
Lodging/Hospitality | New | Floating Head Pressure Controls | 10350.1164 | 1340.9343 | 7.7186
Miscellaneous | New | Floating Head Pressure Controls | 9939.2891 | 1340.9343 | 7.4122
Offices | New | Floating Head Pressure Controls | 9939.2891 | 1340.9343 | 7.4122
Restaurants | New | Floating Head Pressure Controls | 10350.1164 | 1340.9343 | 7.7186
Retail | New | Floating Head Pressure Controls | 9939.2891 | 1340.9343 | 7.4122
Schools K-12 | New | Floating Head Pressure Controls | 10350.1164 | 1340.9343 | 7.7186
Warehouse | New | Floating Head Pressure Controls | 9939.2891 | 1340.9343 | 7.4122
Assembly | Existing | Freezer-Cooler Replacement Gaskets | 587.7029 | 422.8093 | 1.39
College and University | Existing | Freezer-Cooler Replacement Gaskets | 641.1744 | 422.8093 | 1.5165
Grocery | Existing | Freezer-Cooler Replacement Gaskets | 587.7029 | 422.8093 | 1.39
Healthcare | Existing | Freezer-Cooler Replacement Gaskets | 641.1744 | 422.8093 | 1.5165
Hospitals | Existing | Freezer-Cooler Replacement Gaskets | 641.1744 | 422.8093 | 1.5165
Institutional | Existing | Freezer-Cooler Replacement Gaskets | 587.7029 | 422.8093 | 1.39
Lodging/Hospitality | Existing | Freezer-Cooler Replacement Gaskets | 641.1744 | 422.8093 | 1.5165
Miscellaneous | Existing | Freezer-Cooler Replacement Gaskets | 587.7029 | 422.8093 | 1.39
Offices | Existing | Freezer-Cooler Replacement Gaskets | 587.7029 | 422.8093 | 1.39
Restaurants | Existing | Freezer-Cooler Replacement Gaskets | 641.1744 | 422.8093 | 1.5165
Retail | Existing | Freezer-Cooler Replacement Gaskets | 587.7029 | 422.8093 | 1.39
Schools K-12 | Existing | Freezer-Cooler Replacement Gaskets | 641.1744 | 422.8093 | 1.5165
Warehouse | Existing | Freezer-Cooler Replacement Gaskets | 587.7029 | 422.8093 | 1.39
Assembly | Existing | PSC to ECM Evaporator Fan Motor (Reach-In) | 1762.0807 | 773.112 | 2.2792
College and University | Existing | PSC to ECM Evaporator Fan Motor (Reach-In) | 2066.8166 | 773.112 | 2.6734
Grocery | Existing | PSC to ECM Evaporator Fan Motor (Reach-In) | 1762.0807 | 773.112 | 2.2792
Healthcare | Existing | PSC to ECM Evaporator Fan Motor (Reach-In) | 2066.8166 | 773.112 | 2.6734
Hospitals | Existing | PSC to ECM Evaporator Fan Motor (Reach-In) | 2066.8166 | 773.112 | 2.6734
Institutional | Existing | PSC to ECM Evaporator Fan Motor (Reach-In) | 1762.0807 | 773.112 | 2.2792
Lodging/Hospitality | Existing | PSC to ECM Evaporator Fan Motor (Reach-In) | 2066.8166 | 773.112 | 2.6734
Miscellaneous | Existing | PSC to ECM Evaporator Fan Motor (Reach-In) | 1762.0807 | 773.112 | 2.2792
Offices | Existing | PSC to ECM Evaporator Fan Motor (Reach-In) | 1762.0807 | 773.112 | 2.2792
Restaurants | Existing | PSC to ECM Evaporator Fan Motor (Reach-In) | 2066.8166 | 773.112 | 2.6734
Retail | Existing | PSC to ECM Evaporator Fan Motor (Reach-In) | 1762.0807 | 773.112 | 2.2792
Schools K-12 | Existing | PSC to ECM Evaporator Fan Motor (Reach-In) | 2066.8166 | 773.112 | 2.6734
Warehouse | Existing | PSC to ECM Evaporator Fan Motor (Reach-In) | 1762.0807 | 773.112 | 2.2792
Assembly | New | PSC to ECM Evaporator Fan Motor (Reach-In) | 1762.0807 | 773.112 | 2.2792
College and University | New | PSC to ECM Evaporator Fan Motor (Reach-In) | 2066.8166 | 773.112 | 2.6734
Grocery | New | PSC to ECM Evaporator Fan Motor (Reach-In) | 1762.0807 | 773.112 | 2.2792
Healthcare | New | PSC to ECM Evaporator Fan Motor (Reach-In) | 2066.8166 | 773.112 | 2.6734
Hospitals | New | PSC to ECM Evaporator Fan Motor (Reach-In) | 2066.8166 | 773.112 | 2.6734
Institutional | New | PSC to ECM Evaporator Fan Motor (Reach-In) | 1762.0807 | 773.112 | 2.2792
Lodging/Hospitality | New | PSC to ECM Evaporator Fan Motor (Reach-In) | 2066.8166 | 773.112 | 2.6734
Miscellaneous | New | PSC to ECM Evaporator Fan Motor (Reach-In) | 1762.0807 | 773.112 | 2.2792
Offices | New | PSC to ECM Evaporator Fan Motor (Reach-In) | 1762.0807 | 773.112 | 2.2792
Restaurants | New | PSC to ECM Evaporator Fan Motor (Reach-In) | 2066.8166 | 773.112 | 2.6734
Retail | New | PSC to ECM Evaporator Fan Motor (Reach-In) | 1762.0807 | 773.112 | 2.2792
Schools K-12 | New | PSC to ECM Evaporator Fan Motor (Reach-In) | 2066.8166 | 773.112 | 2.6734
Warehouse | New | PSC to ECM Evaporator Fan Motor (Reach-In) | 1762.0807 | 773.112 | 2.2792
Assembly | Existing | PSC to ECM Evaporator Fan Motor (Walk-In, Refrigerator) | 1143.5886 | 773.112 | 1.4792
College and University | Existing | PSC to ECM Evaporator Fan Motor (Walk-In, Refrigerator) | 1341.3618 | 773.112 | 1.735
Grocery | Existing | PSC to ECM Evaporator Fan Motor (Walk-In, Refrigerator) | 1143.5886 | 773.112 | 1.4792
Healthcare | Existing | PSC to ECM Evaporator Fan Motor (Walk-In, Refrigerator) | 1341.3618 | 773.112 | 1.735
Hospitals | Existing | PSC to ECM Evaporator Fan Motor (Walk-In, Refrigerator) | 1341.3618 | 773.112 | 1.735
Institutional | Existing | PSC to ECM Evaporator Fan Motor (Walk-In, Refrigerator) | 1143.5886 | 773.112 | 1.4792
Lodging/Hospitality | Existing | PSC to ECM Evaporator Fan Motor (Walk-In, Refrigerator) | 1341.3618 | 773.112 | 1.735
Miscellaneous | Existing | PSC to ECM Evaporator Fan Motor (Walk-In, Refrigerator) | 1143.5886 | 773.112 | 1.4792
Offices | Existing | PSC to ECM Evaporator Fan Motor (Walk-In, Refrigerator) | 1143.5886 | 773.112 | 1.4792
Restaurants | Existing | PSC to ECM Evaporator Fan Motor (Walk-In, Refrigerator) | 1341.3618 | 773.112 | 1.735
Retail | Existing | PSC to ECM Evaporator Fan Motor (Walk-In, Refrigerator) | 1143.5886 | 773.112 | 1.4792
Schools K-12 | Existing | PSC to ECM Evaporator Fan Motor (Walk-In, Refrigerator) | 1341.3618 | 773.112 | 1.735
Warehouse | Existing | PSC to ECM Evaporator Fan Motor (Walk-In, Refrigerator) | 1143.5886 | 773.112 | 1.4792
Assembly | New | PSC to ECM Evaporator Fan Motor (Walk-In, Refrigerator) | 1143.5886 | 773.112 | 1.4792
College and University | New | PSC to ECM Evaporator Fan Motor (Walk-In, Refrigerator) | 1341.3618 | 773.112 | 1.735
Grocery | New | PSC to ECM Evaporator Fan Motor (Walk-In, Refrigerator) | 1143.5886 | 773.112 | 1.4792
Healthcare | New | PSC to ECM Evaporator Fan Motor (Walk-In, Refrigerator) | 1341.3618 | 773.112 | 1.735
Hospitals | New | PSC to ECM Evaporator Fan Motor (Walk-In, Refrigerator) | 1341.3618 | 773.112 | 1.735
Institutional | New | PSC to ECM Evaporator Fan Motor (Walk-In, Refrigerator) | 1143.5886 | 773.112 | 1.4792
Lodging/Hospitality | New | PSC to ECM Evaporator Fan Motor (Walk-In, Refrigerator) | 1341.3618 | 773.112 | 1.735
Miscellaneous | New | PSC to ECM Evaporator Fan Motor (Walk-In, Refrigerator) | 1143.5886 | 773.112 | 1.4792
Offices | New | PSC to ECM Evaporator Fan Motor (Walk-In, Refrigerator) | 1143.5886 | 773.112 | 1.4792
Restaurants | New | PSC to ECM Evaporator Fan Motor (Walk-In, Refrigerator) | 1341.3618 | 773.112 | 1.735
Retail | New | PSC to ECM Evaporator Fan Motor (Walk-In, Refrigerator) | 1143.5886 | 773.112 | 1.4792
Schools K-12 | New | PSC to ECM Evaporator Fan Motor (Walk-In, Refrigerator) | 1341.3618 | 773.112 | 1.735
Warehouse | New | PSC to ECM Evaporator Fan Motor (Walk-In, Refrigerator) | 1143.5886 | 773.112 | 1.4792
Assembly | Existing | Strip Curtains for Walk-ins | 1555.4181 | 937.431 | 1.6592
College and University | Existing | Strip Curtains for Walk-ins | 1722.5782 | 937.431 | 1.8376
Grocery | Existing | Strip Curtains for Walk-ins | 1555.4181 | 937.431 | 1.6592
Healthcare | Existing | Strip Curtains for Walk-ins | 1722.5782 | 937.431 | 1.8376
Hospitals | Existing | Strip Curtains for Walk-ins | 1722.5782 | 937.431 | 1.8376
Institutional | Existing | Strip Curtains for Walk-ins | 1555.4181 | 937.431 | 1.6592
Lodging/Hospitality | Existing | Strip Curtains for Walk-ins | 1722.5782 | 937.431 | 1.8376
Miscellaneous | Existing | Strip Curtains for Walk-ins | 1555.4181 | 937.431 | 1.6592
Offices | Existing | Strip Curtains for Walk-ins | 1555.4181 | 937.431 | 1.6592
Restaurants | Existing | Strip Curtains for Walk-ins | 1722.5782 | 937.431 | 1.8376
Retail | Existing | Strip Curtains for Walk-ins | 1555.4181 | 937.431 | 1.6592
Schools K-12 | Existing | Strip Curtains for Walk-ins | 1722.5782 | 937.431 | 1.8376
Warehouse | Existing | Strip Curtains for Walk-ins | 1555.4181 | 937.431 | 1.6592
Assembly | New | Strip Curtains for Walk-ins | 1555.4181 | 937.431 | 1.6592
College and University | New | Strip Curtains for Walk-ins | 1722.5782 | 937.431 | 1.8376
Grocery | New | Strip Curtains for Walk-ins | 1555.4181 | 937.431 | 1.6592
Healthcare | New | Strip Curtains for Walk-ins | 1722.5782 | 937.431 | 1.8376
Hospitals | New | Strip Curtains for Walk-ins | 1722.5782 | 937.431 | 1.8376
Institutional | New | Strip Curtains for Walk-ins | 1555.4181 | 937.431 | 1.6592
Lodging/Hospitality | New | Strip Curtains for Walk-ins | 1722.5782 | 937.431 | 1.8376
Miscellaneous | New | Strip Curtains for Walk-ins | 1555.4181 | 937.431 | 1.6592
Offices | New | Strip Curtains for Walk-ins | 1555.4181 | 937.431 | 1.6592
Restaurants | New | Strip Curtains for Walk-ins | 1722.5782 | 937.431 | 1.8376
Retail | New | Strip Curtains for Walk-ins | 1555.4181 | 937.431 | 1.6592
Schools K-12 | New | Strip Curtains for Walk-ins | 1722.5782 | 937.431 | 1.8376
Warehouse | New | Strip Curtains for Walk-ins | 1555.4181 | 937.431 | 1.6592
Assembly | Existing | CO Sensors for Parking Garage Exhaust | 16147.9344 | 2651.2936 | 6.0906
College and University | Existing | CO Sensors for Parking Garage Exhaust | 16147.9344 | 2651.2936 | 6.0906
Grocery | Existing | CO Sensors for Parking Garage Exhaust | 16147.9344 | 2651.2936 | 6.0906
Healthcare | Existing | CO Sensors for Parking Garage Exhaust | 16147.9344 | 2651.2936 | 6.0906
Hospitals | Existing | CO Sensors for Parking Garage Exhaust | 16147.9344 | 2651.2936 | 6.0906
Institutional | Existing | CO Sensors for Parking Garage Exhaust | 16147.9344 | 2651.2936 | 6.0906
Lodging/Hospitality | Existing | CO Sensors for Parking Garage Exhaust | 16147.9344 | 2651.2936 | 6.0906
Miscellaneous | Existing | CO Sensors for Parking Garage Exhaust | 16147.9344 | 2651.2936 | 6.0906
Offices | Existing | CO Sensors for Parking Garage Exhaust | 16147.9344 | 2651.2936 | 6.0906
Restaurants | Existing | CO Sensors for Parking Garage Exhaust | 16147.9344 | 2651.2936 | 6.0906
Retail | Existing | CO Sensors for Parking Garage Exhaust | 16147.9344 | 2651.2936 | 6.0906
Schools K-12 | Existing | CO Sensors for Parking Garage Exhaust | 16147.9344 | 2651.2936 | 6.0906
Warehouse | Existing | CO Sensors for Parking Garage Exhaust | 16147.9344 | 2651.2936 | 6.0906
Assembly | New | CO Sensors for Parking Garage Exhaust | 16147.9344 | 2651.2936 | 6.0906
College and University | New | CO Sensors for Parking Garage Exhaust | 16147.9344 | 2651.2936 | 6.0906
Grocery | New | CO Sensors for Parking Garage Exhaust | 16147.9344 | 2651.2936 | 6.0906
Healthcare | New | CO Sensors for Parking Garage Exhaust | 16147.9344 | 2651.2936 | 6.0906
Hospitals | New | CO Sensors for Parking Garage Exhaust | 16147.9344 | 2651.2936 | 6.0906
Institutional | New | CO Sensors for Parking Garage Exhaust | 16147.9344 | 2651.2936 | 6.0906
Lodging/Hospitality | New | CO Sensors for Parking Garage Exhaust | 16147.9344 | 2651.2936 | 6.0906
Miscellaneous | New | CO Sensors for Parking Garage Exhaust | 16147.9344 | 2651.2936 | 6.0906
Offices | New | CO Sensors for Parking Garage Exhaust | 16147.9344 | 2651.2936 | 6.0906
Restaurants | New | CO Sensors for Parking Garage Exhaust | 16147.9344 | 2651.2936 | 6.0906
Retail | New | CO Sensors for Parking Garage Exhaust | 16147.9344 | 2651.2936 | 6.0906
Schools K-12 | New | CO Sensors for Parking Garage Exhaust | 16147.9344 | 2651.2936 | 6.0906
Warehouse | New | CO Sensors for Parking Garage Exhaust | 16147.9344 | 2651.2936 | 6.0906
Assembly | Existing | Demand Controlled Ventilation | 33740.3537 | 6551.7965 | 5.1498
College and University | Existing | Demand Controlled Ventilation | 201517.814 | 19655.3895 | 10.2525
Grocery | Existing | Demand Controlled Ventilation | 15326.881 | 6551.7965 | 2.3393
Healthcare | Existing | Demand Controlled Ventilation | 65451.7029 | 6551.7965 | 9.9899
Hospitals | Existing | Demand Controlled Ventilation | 681996.446 | 45862.5755 | 14.8704
Institutional | Existing | Demand Controlled Ventilation | 67109.1446 | 6551.7965 | 10.2429
Lodging/Hospitality | Existing | Demand Controlled Ventilation | 109966.8281 | 13103.593 | 8.3921
Miscellaneous | Existing | Demand Controlled Ventilation | 99757.5495 | 13103.593 | 7.613
Offices | Existing | Demand Controlled Ventilation | 52258.6355 | 6551.7965 | 7.9762
Restaurants | Existing | Demand Controlled Ventilation | 16524.265 | 6551.7965 | 2.5221
Retail | Existing | Demand Controlled Ventilation | 36971.0753 | 6551.7965 | 5.6429
Schools K-12 | Existing | Demand Controlled Ventilation | 138164.3627 | 13103.593 | 10.544
Warehouse | Existing | Demand Controlled Ventilation | 13725.3009 | 6551.7965 | 2.0949
Assembly | New | Demand Controlled Ventilation | 33740.3537 | 6551.7965 | 5.1498
College and University | New | Demand Controlled Ventilation | 201517.814 | 19655.3895 | 10.2525
Grocery | New | Demand Controlled Ventilation | 15326.881 | 6551.7965 | 2.3393
Healthcare | New | Demand Controlled Ventilation | 65451.7029 | 6551.7965 | 9.9899
Hospitals | New | Demand Controlled Ventilation | 681996.446 | 45862.5755 | 14.8704
Institutional | New | Demand Controlled Ventilation | 67109.1446 | 6551.7965 | 10.2429
Lodging/Hospitality | New | Demand Controlled Ventilation | 109966.8281 | 13103.593 | 8.3921
Miscellaneous | New | Demand Controlled Ventilation | 99757.5495 | 13103.593 | 7.613
Offices | New | Demand Controlled Ventilation | 52258.6355 | 6551.7965 | 7.9762
Restaurants | New | Demand Controlled Ventilation | 16524.265 | 6551.7965 | 2.5221
Retail | New | Demand Controlled Ventilation | 36971.0753 | 6551.7965 | 5.6429
Schools K-12 | New | Demand Controlled Ventilation | 138164.3627 | 13103.593 | 10.544
Warehouse | New | Demand Controlled Ventilation | 13725.3009 | 6551.7965 | 2.0949
Assembly | Existing | VAV System | 418969.8033 | 22011.6651 | 19.034
College and University | Existing | VAV System | 1651180.9714 | 86749.0742 | 19.034
Grocery | Existing | VAV System | 102456.6733 | 5382.827 | 19.034
Healthcare | Existing | VAV System | 437529.5767 | 22986.7509 | 19.034
Hospitals | Existing | VAV System | 4558989.3472 | 239518.3278 | 19.034
Institutional | Existing | VAV System | 448609.1931 | 23568.8473 | 19.034
Lodging/Hospitality | Existing | VAV System | 735102.9481 | 38620.5397 | 19.034
Miscellaneous | Existing | VAV System | 666856.2689 | 35035.0234 | 19.034
Offices | Existing | VAV System | 349336.9558 | 18353.3229 | 19.034
Restaurants | Existing | VAV System | 110460.9104 | 5803.3504 | 19.034
Retail | Existing | VAV System | 248848.4381 | 13073.898 | 19.034
Schools K-12 | Existing | VAV System | 1132080.3961 | 59476.7793 | 19.034
Warehouse | Existing | VAV System | 349314.3343 | 18352.1344 | 19.034
Assembly | New | VAV System | 418969.8033 | 22011.6651 | 19.034
College and University | New | VAV System | 1651180.9714 | 86749.0742 | 19.034
Grocery | New | VAV System | 102456.6733 | 5382.827 | 19.034
Healthcare | New | VAV System | 437529.5767 | 22986.7509 | 19.034
Hospitals | New | VAV System | 4558989.3472 | 239518.3278 | 19.034
Institutional | New | VAV System | 448609.1931 | 23568.8473 | 19.034
Lodging/Hospitality | New | VAV System | 735102.9481 | 38620.5397 | 19.034
Miscellaneous | New | VAV System | 666856.2689 | 35035.0234 | 19.034
Offices | New | VAV System | 349336.9558 | 18353.3229 | 19.034
Restaurants | New | VAV System | 110460.9104 | 5803.3504 | 19.034
Retail | New | VAV System | 248848.4381 | 13073.898 | 19.034
Schools K-12 | New | VAV System | 1132080.3961 | 59476.7793 | 19.034
Warehouse | New | VAV System | 349314.3343 | 18352.1344 | 19.034
Grocery | Existing | ENERGY STAR certified buildings program | 303161.2615 | 42189.1073 | 7.1858
Healthcare | Existing | ENERGY STAR certified buildings program | 453776.154 | 180163.7869 | 2.5187
Hospitals | Existing | ENERGY STAR certified buildings program | 3158611.8686 | 1877278.3125 | 1.6825
Institutional | Existing | ENERGY STAR certified buildings program | 524570.072 | 184726.0971 | 2.8397
Lodging/Hospitality | Existing | ENERGY STAR certified buildings program | 501812.9368 | 302697.0929 | 1.6578
Miscellaneous | Existing | ENERGY STAR certified buildings program | 5001085.3471 | 2578598.4126 | 1.9395
Offices | Existing | ENERGY STAR certified buildings program | 373833.0598 | 143848.2613 | 2.5988
Restaurants | Existing | ENERGY STAR certified buildings program | 315895.8983 | 45485.0529 | 6.945
Retail | Existing | ENERGY STAR certified buildings program | 137975.6264 | 102469.5915 | 1.3465
Grocery | New | ENERGY STAR certified buildings program | 303161.2615 | 42189.1073 | 7.1858
Healthcare | New | ENERGY STAR certified buildings program | 453776.154 | 180163.7869 | 2.5187
Hospitals | New | ENERGY STAR certified buildings program | 3158611.8686 | 1877278.3125 | 1.6825
Institutional | New | ENERGY STAR certified buildings program | 524570.072 | 184726.0971 | 2.8397
Lodging/Hospitality | New | ENERGY STAR certified buildings program | 501812.9368 | 302697.0929 | 1.6578
Miscellaneous | New | ENERGY STAR certified buildings program | 5001085.3471 | 2578598.4126 | 1.9395
Offices | New | ENERGY STAR certified buildings program | 373833.0598 | 143848.2613 | 2.5988
Restaurants | New | ENERGY STAR certified buildings program | 315895.8983 | 45485.0529 | 6.945
Retail | New | ENERGY STAR certified buildings program | 137975.6264 | 102469.5915 | 1.3465
Assembly | Existing | Retro-Commissioning | 136507.9357 | 25247.0245 | 5.4069
College and University | Existing | Retro-Commissioning | 544647.1503 | 99499.7877 | 5.4739
Grocery | Existing | Retro-Commissioning | 383261.2222 | 6174.0157 | 62.0765
Healthcare | Existing | Retro-Commissioning | 573670.7725 | 26365.4322 | 21.7584
Hospitals | Existing | Retro-Commissioning | 3993165.8202 | 274723.6555 | 14.5352
Institutional | Existing | Retro-Commissioning | 663169.5811 | 27033.0874 | 24.5318
Lodging/Hospitality | Existing | Retro-Commissioning | 634399.6448 | 44297.1355 | 14.3215
Miscellaneous | Existing | Retro-Commissioning | 6322449.1801 | 377355.8641 | 16.7546
Offices | Existing | Retro-Commissioning | 472605.4893 | 21050.9651 | 22.4505
Restaurants | Existing | Retro-Commissioning | 399360.3901 | 6656.3492 | 59.9969
Retail | Existing | Retro-Commissioning | 174430.9073 | 14995.55 | 11.6322
Schools K-12 | Existing | Retro-Commissioning | 558990.5582 | 68218.9058 | 8.1941
Warehouse | Existing | Retro-Commissioning | 55530.4449 | 21049.6019 | 2.6381
Assembly | New | Retro-Commissioning | 136507.9357 | 25247.0245 | 5.4069
College and University | New | Retro-Commissioning | 544647.1503 | 99499.7877 | 5.4739
Grocery | New | Retro-Commissioning | 383261.2222 | 6174.0157 | 62.0765
Healthcare | New | Retro-Commissioning | 573670.7725 | 26365.4322 | 21.7584
Hospitals | New | Retro-Commissioning | 3993165.8202 | 274723.6555 | 14.5352
Institutional | New | Retro-Commissioning | 663169.5811 | 27033.0874 | 24.5318
Lodging/Hospitality | New | Retro-Commissioning | 634399.6448 | 44297.1355 | 14.3215
Miscellaneous | New | Retro-Commissioning | 6322449.1801 | 377355.8641 | 16.7546
Offices | New | Retro-Commissioning | 472605.4893 | 21050.9651 | 22.4505
Restaurants | New | Retro-Commissioning | 399360.3901 | 6656.3492 | 59.9969
Retail | New | Retro-Commissioning | 174430.9073 | 14995.55 | 11.6322
Schools K-12 | New | Retro-Commissioning | 558990.5582 | 68218.9058 | 8.1941
Warehouse | New | Retro-Commissioning | 55530.4449 | 21049.6019 | 2.6381

## IND RIM
Segment | Vintage | (1) Measure | RIM NPV Benefits | RIM NPV Costs | RIM Benefit/Cost Ratio | 12 Individual Measures
Chemicals and Plastics |  | Plant Energy Management | 4839457.9587 | 4196465.0052 | 1.1532
Chemicals and Plastics |  | Pump Improved Controls | 246060.4968 | 211575.9429 | 1.163 | Row Labels
Chemicals and Plastics |  | Motor Improved Controls | 1040557.6772 | 353142.4146 | 2.9466 | Building Envelope Improvements
Chemicals and Plastics |  | Lighting Controls | 570439.7655 | 306039.7488 | 1.8639 | Compressed Air Controls
Chemicals and Plastics |  | Building Envelope Improvements | 232700.3926 | 200756.6907 | 1.1591 | HVAC Improved Controls
Construction |  | Process Heat Improved Controls | 112186.331 | 46918.0784 | 2.3911 | Lighting Controls
Construction |  | Process Refrig Controls | 699968.4356 | 518394.4651 | 1.3503 | Motor Improved Controls
Construction |  | Pump Improved Controls | 38005.9375 | 26761.3722 | 1.4202 | Plant Energy Management
Construction |  | Motor Improved Controls | 4195293.1176 | 388737.8768 | 10.7921 | Process Heat Improved Controls
Construction |  | Lighting Controls | 74386.2772 | 44684.8051 | 1.6647 | Process Heat System Optimization
Construction |  | Compressed Air Controls | 55309.4656 | 47082.5737 | 1.1747 | Process Other Systems Optimization
Electrical and Electronic Equip. |  | Process Other Systems Optimization | 28364.588 | 22267.6912 | 1.2738 | Process Refrig Controls
Electrical and Electronic Equip. |  | Process Heat Improved Controls | 32207.0909 | 26148.3371 | 1.2317 | Process Refrig System Optimization
Electrical and Electronic Equip. |  | Pump Improved Controls | 27722.1582 | 17748.3687 | 1.562 | Pump Improved Controls
Electrical and Electronic Equip. |  | Motor Improved Controls | 17999.751 | 17856.1283 | 1.008 | Grand Total
Electrical and Electronic Equip. |  | Lighting Controls | 140073.5083 | 67980.4 | 2.0605
Electrical and Electronic Equip. |  | HVAC Improved Controls | 210644.9134 | 204347.1108 | 1.0308
Electrical and Electronic Equip. |  | Compressed Air Controls | 39967.5284 | 23396.8518 | 1.7082
Lumber/Furniture/Pulp/Paper |  | Process Other Systems Optimization | 27194.2553 | 5195.3968 | 5.2343
Lumber/Furniture/Pulp/Paper |  | Process Heat Improved Controls | 43166.0787 | 11221.6408 | 3.8467
Lumber/Furniture/Pulp/Paper |  | Process Refrig Controls | 60409.7402 | 48693.8777 | 1.2406
Lumber/Furniture/Pulp/Paper |  | Pump Improved Controls | 320924.8523 | 110029.4705 | 2.9167
Lumber/Furniture/Pulp/Paper |  | Motor Improved Controls | 1007583.0037 | 299595.6595 | 3.3631
Lumber/Furniture/Pulp/Paper |  | Lighting Controls | 363643.6304 | 288934.4717 | 1.2586
Lumber/Furniture/Pulp/Paper |  | Compressed Air Controls | 497117.6593 | 74096.9997 | 6.709
Metal Products and Machinery |  | Process Heat Improved Controls | 54472.1489 | 13619.9769 | 3.9994
Metal Products and Machinery |  | Process Refrig System Optimization | 188117.5989 | 73931.0024 | 2.5445
Metal Products and Machinery |  | Process Refrig Controls | 29210.3499 | 14350.8258 | 2.0354
Metal Products and Machinery |  | Pump Improved Controls | 168235.3214 | 66654.6861 | 2.524
Metal Products and Machinery |  | Motor Improved Controls | 95881.8599 | 46877.5081 | 2.0454
Metal Products and Machinery |  | Lighting Controls | 294354.2738 | 191921.5303 | 1.5337
Metal Products and Machinery |  | Compressed Air Controls | 228079.9571 | 212067.4428 | 1.0755
Miscellaneous Manufacturing |  | Process Heat Improved Controls | 36568.8675 | 29756.826 | 1.2289
Miscellaneous Manufacturing |  | Pump Improved Controls | 45041.2462 | 30984.4597 | 1.4537
Miscellaneous Manufacturing |  | Motor Improved Controls | 141141.8546 | 30795.6865 | 4.5832
Miscellaneous Manufacturing |  | Lighting Controls | 273995.5265 | 272357.1506 | 1.006
Miscellaneous Manufacturing |  | HVAC Improved Controls | 504565.6443 | 448327.7976 | 1.1254
Primary Resources Industries |  | Process Other Systems Optimization | 208161.9122 | 11527.4454 | 18.0579
Primary Resources Industries |  | Process Heat Improved Controls | 54641.6779 | 20749.2827 | 2.6334
Primary Resources Industries |  | Process Refrig System Optimization | 22749.7956 | 15374.9655 | 1.4797
Primary Resources Industries |  | Pump Improved Controls | 29811.7892 | 18944.1838 | 1.5737
Primary Resources Industries |  | Motor Improved Controls | 41180.193 | 19058.1213 | 2.1608
Primary Resources Industries |  | Lighting Controls | 45763.2465 | 39588.4968 | 1.156
Primary Resources Industries |  | HVAC Improved Controls | 5824.9327 | 3550.9714 | 1.6404
Primary Resources Industries |  | Compressed Air Controls | 41085.5165 | 36526.1591 | 1.1248
Stone/Clay/Glass/Concrete |  | Process Heat Improved Controls | 17413.3084 | 14169.5608 | 1.2289
Stone/Clay/Glass/Concrete |  | Pump Improved Controls | 23133.8992 | 15361.0101 | 1.506
Stone/Clay/Glass/Concrete |  | Motor Improved Controls | 26934.6631 | 15454.3939 | 1.7428
Stone/Clay/Glass/Concrete |  | Lighting Controls | 24758.9117 | 18330.92 | 1.3507
Stone/Clay/Glass/Concrete |  | HVAC Improved Controls | 4949.7485 | 3397.4232 | 1.4569
Stone/Clay/Glass/Concrete |  | Compressed Air Controls | 13146.0566 | 8414.9181 | 1.5622
Textiles and Leather |  | Process Heat System Optimization | 27663.0111 | 22008.3292 | 1.2569
Textiles and Leather |  | Pump Improved Controls | 257605.4128 | 37379.0166 | 6.8917
Textiles and Leather |  | Motor Improved Controls | 63569.5765 | 37151.2858 | 1.7111
Textiles and Leather |  | Lighting Controls | 238721.5465 | 110940.9304 | 2.1518
Textiles and Leather |  | Building Envelope Improvements | 144096.8122 | 122222.5393 | 1.179
Textiles and Leather |  | Compressed Air Controls | 112197.353 | 90316.2976 | 1.2423
Transportation Equipment |  | Process Other Systems Optimization | 34437.9294 | 7709.6404 | 4.4669
Transportation Equipment |  | Process Heat Improved Controls | 54713.8226 | 16245.7559 | 3.3679
Transportation Equipment |  | Pump Improved Controls | 158583.4188 | 105231.2079 | 1.507
Transportation Equipment |  | Motor Improved Controls | 211274.1469 | 104590.0896 | 2.02
Transportation Equipment |  | Lighting Controls | 611818.2787 | 463440.4951 | 1.3202
Transportation Equipment |  | Compressed Air Controls | 301218.738 | 146580.2845 | 2.055
Water and Wastewater |  | Process Heat Improved Controls | 261768.1068 | 109475.5176 | 2.3911
Water and Wastewater |  | Process Refrig Controls | 1633259.7102 | 1209587.1217 | 1.3503
Water and Wastewater |  | Pump Improved Controls | 88680.5208 | 62443.2013 | 1.4202
Water and Wastewater |  | Motor Improved Controls | 9789017.2272 | 907054.9771 | 10.7921
Water and Wastewater |  | Lighting Controls | 173567.9802 | 104264.5454 | 1.6647
Water and Wastewater |  | Compressed Air Controls | 129055.4197 | 109859.338 | 1.1747
Other |  | Pump Improved Controls | 1429136.481 | 1006307.3302 | 1.4202
Other |  | Motor Improved Controls | 157755520.5207 | 14617704.3525 | 10.7921
Other |  | Lighting Controls | 4401988.3821 | 2644331.7298 | 1.6647
Other |  | Compressed Air Controls | 2079800.6551 | 1770444.9858 | 1.1747

## IND TRC
Segment | Vintage | (1) Measure | TRC NPV Benefits | TRC NPV Costs | TRC Benefit/Cost Ratio | 30 Individual Measures
Chemicals and Plastics |  | Process Other Systems Optimization | 435918.6798 | 7964.47 | 54.7329
Chemicals and Plastics |  | Plant Energy Management | 4839457.9587 | 72954.3282 | 66.3354 | Row Labels
Chemicals and Plastics |  | Process Heat System Optimization | 188423.0715 | 83549.6731 | 2.2552 | Building Envelope Improvements
Chemicals and Plastics |  | Process Heat Improved Controls | 73057.3244 | 33733.5063 | 2.1657 | Compressed Air Controls
Chemicals and Plastics |  | Process Heat Equipment Upgrade | 1281858.3369 | 377875.2121 | 3.3923 | Compressed Air Equipment
Chemicals and Plastics |  | Process Refrig System Optimization | 1107880.4911 | 27088.6196 | 40.8984 | Compressed Air System Optimization
Chemicals and Plastics |  | Process Refrig Controls | 82209.2073 | 22786.2841 | 3.6078 | Efficient Lighting - Exterior
Chemicals and Plastics |  | Process Refrig Equipment Upgrade | 360121.8484 | 76244.6994 | 4.7232 | Efficient Lighting - High Bay
Chemicals and Plastics |  | Pump System Optimization | 4526328.1327 | 540021.3978 | 8.3818 | Efficient Lighting - Other Interior Lighting
Chemicals and Plastics |  | Pump Improved Controls | 246060.4968 | 10125.1495 | 24.3019 | Fan Equipment Upgrades
Chemicals and Plastics |  | Motor Optimization | 1537795.1861 | 180619.8064 | 8.514 | Fan Improved Controls
Chemicals and Plastics |  | Motor Improved Controls | 1040557.6772 | 28072.153 | 37.0673 | Fan System Optimization
Chemicals and Plastics |  | Pump Equipment Upgrade | 345810.4832 | 90606.7224 | 3.8166 | HVAC Equipment Upgrades
Chemicals and Plastics |  | Motor Equipment Upgrades | 316312.9251 | 86533.9237 | 3.6554 | HVAC Improved Controls
Chemicals and Plastics |  | Fan System Optimization | 7374616.0014 | 598943.9935 | 12.3127 | HVAC Recommissioning
Chemicals and Plastics |  | Fan Improved Controls | 1999497.7931 | 57902.3345 | 34.5322 | Lighting Controls
Chemicals and Plastics |  | Fan Equipment Upgrades | 76773.2767 | 22242.7323 | 3.4516 | Lighting Controls - Exterior
Chemicals and Plastics |  | Lighting Controls | 570439.7655 | 32505.4547 | 17.549 | Motor Equipment Upgrades
Chemicals and Plastics |  | Efficient Lighting - Other Interior Lighting | 1660928.549 | 757157.0032 | 2.1936 | Motor Improved Controls
Chemicals and Plastics |  | Efficient Lighting - High Bay | 719405.8559 | 195961.3295 | 3.6712 | Motor Optimization
Chemicals and Plastics |  | HVAC Improved Controls | 296143.7221 | 4786.9669 | 61.8646 | Plant Energy Management
Chemicals and Plastics |  | Building Envelope Improvements | 232700.3926 | 16831.6743 | 13.8251 | Process Heat Equipment Upgrade
Chemicals and Plastics |  | HVAC Equipment Upgrades | 724111.846 | 87004.4054 | 8.3227 | Process Heat Improved Controls
Chemicals and Plastics |  | Lighting Controls - Exterior | 19261.5375 | 4217.654 | 4.5669 | Process Heat System Optimization
Chemicals and Plastics |  | Efficient Lighting - Exterior | 108707.3842 | 19222.8696 | 5.6551 | Process Other Equipment Upgrades
Chemicals and Plastics |  | Compressed Air System Optimization | 312507.5729 | 12615.0028 | 24.7727 | Process Other Systems Optimization
Chemicals and Plastics |  | Compressed Air Controls | 1108927.0964 | 171960.8077 | 6.4487 | Process Refrig Controls
Chemicals and Plastics |  | Compressed Air Equipment | 1919377.491 | 330392.4589 | 5.8094 | Process Refrig Equipment Upgrade
Construction |  | Process Other Systems Optimization | 523214.5021 | 20016.9616 | 26.1386 | Process Refrig System Optimization
Construction |  | Plant Energy Management | 453232.7602 | 9843.9336 | 46.0418 | Pump Equipment Upgrade
Construction |  | Process Heat System Optimization | 18367.2319 | 6890.3179 | 2.6657 | Pump Improved Controls
Construction |  | Process Heat Improved Controls | 112186.331 | 33889.7883 | 3.3103 | Pump System Optimization
Construction |  | Process Refrig System Optimization | 962247.2453 | 135018.9806 | 7.1268 | Grand Total
Construction |  | Process Refrig Controls | 699968.4356 | 25790.1549 | 27.1409
Construction |  | Process Refrig Equipment Upgrade | 83347.6007 | 21891.1592 | 3.8074
Construction |  | Pump System Optimization | 201772.8323 | 14757.5084 | 13.6726
Construction |  | Pump Improved Controls | 38005.9375 | 1280.6886 | 29.6762
Construction |  | Motor Optimization | 40355.3491 | 23065.1064 | 1.7496
Construction |  | Motor Improved Controls | 4195293.1176 | 30237.7592 | 138.7435
Construction |  | Pump Equipment Upgrade | 171608.2961 | 28317.2224 | 6.0602
Construction |  | Motor Equipment Upgrades | 49598.4188 | 10532.5252 | 4.7091
Construction |  | Fan System Optimization | 1620804.5552 | 54055.6238 | 29.984
Construction |  | Fan Improved Controls | 1550500.8042 | 51957.8941 | 29.8415
Construction |  | Fan Equipment Upgrades | 45189.8103 | 10516.1367 | 4.2972
Construction |  | Lighting Controls | 74386.2772 | 4689.3823 | 15.8627
Construction |  | Efficient Lighting - Other Interior Lighting | 215594.2549 | 90690.9667 | 2.3772
Construction |  | Efficient Lighting - High Bay | 163004.5351 | 44412.1926 | 3.6703
Construction |  | HVAC Recommissioning | 1588375.9737 | 389100.4779 | 4.0822
Construction |  | HVAC Improved Controls | 145420.0541 | 7491.0392 | 19.4125
Construction |  | Building Envelope Improvements | 56636.1608 | 6216.2357 | 9.111
Construction |  | HVAC Equipment Upgrades | 72337.0469 | 12545.9245 | 5.7658
Construction |  | Lighting Controls - Exterior | 2834.2786 | 613.1968 | 4.6221
Construction |  | Efficient Lighting - Exterior | 15998.3408 | 2828.5887 | 5.6559
Construction |  | Compressed Air System Optimization | 33846.7994 | 2077.8494 | 16.2893
Construction |  | Compressed Air Controls | 55309.4656 | 1953.0562 | 28.3194
Construction |  | Compressed Air Equipment | 50142.2495 | 6622.7869 | 7.5712
Electrical and Electronic Equip. |  | Process Other Systems Optimization | 28364.588 | 2001.3652 | 14.1726
Electrical and Electronic Equip. |  | Plant Energy Management | 541925.8865 | 11069.3435 | 48.9574
Electrical and Electronic Equip. |  | Process Heat System Optimization | 27954.3195 | 1289.1901 | 21.6836
Electrical and Electronic Equip. |  | Process Heat Improved Controls | 32207.0909 | 17600.7436 | 1.8299
Electrical and Electronic Equip. |  | Process Refrig System Optimization | 217562.5529 | 1775.4745 | 122.5377
Electrical and Electronic Equip. |  | Process Refrig Controls | 37419.1923 | 29017.9339 | 1.2895
Electrical and Electronic Equip. |  | Process Refrig Equipment Upgrade | 69199.9621 | 7929.0684 | 8.7274
Electrical and Electronic Equip. |  | Pump Improved Controls | 27722.1582 | 849.3635 | 32.6387
Electrical and Electronic Equip. |  | Motor Optimization | 367904.6801 | 32809.472 | 11.2134
Electrical and Electronic Equip. |  | Motor Improved Controls | 17999.751 | 854.5204 | 21.0642
Electrical and Electronic Equip. |  | Motor Equipment Upgrades | 47607.2529 | 9985.2552 | 4.7678
Electrical and Electronic Equip. |  | Fan Improved Controls | 140212.6919 | 4181.4871 | 33.5318
Electrical and Electronic Equip. |  | Lighting Controls | 140073.5083 | 7366.9793 | 19.0137
Electrical and Electronic Equip. |  | Efficient Lighting - Other Interior Lighting | 435967.084 | 197994.5911 | 2.2019
Electrical and Electronic Equip. |  | Efficient Lighting - High Bay | 195574.9159 | 53279.5221 | 3.6707
Electrical and Electronic Equip. |  | HVAC Recommissioning | 272653.402 | 10129.5064 | 26.9168
Electrical and Electronic Equip. |  | HVAC Improved Controls | 210644.9134 | 20844.031 | 10.1058
Electrical and Electronic Equip. |  | Building Envelope Improvements | 63839.1813 | 10327.7953 | 6.1813
Electrical and Electronic Equip. |  | HVAC Equipment Upgrades | 234244.0616 | 36830.7691 | 6.36
Electrical and Electronic Equip. |  | Lighting Controls - Exterior | 5236.9798 | 1170.0064 | 4.476
Electrical and Electronic Equip. |  | Efficient Lighting - Exterior | 29551.5579 | 5226.4664 | 5.6542
Electrical and Electronic Equip. |  | Compressed Air System Optimization | 18327.8378 | 1015.4506 | 18.049
Electrical and Electronic Equip. |  | Compressed Air Controls | 39967.5284 | 538.2921 | 74.2488
Electrical and Electronic Equip. |  | Compressed Air Equipment | 83013.3312 | 4048.9963 | 20.5022
Lumber/Furniture/Pulp/Paper |  | Process Other Systems Optimization | 27194.2553 | 459.3983 | 59.1954
Lumber/Furniture/Pulp/Paper |  | Plant Energy Management | 3439980.6899 | 461723.7288 | 7.4503
Lumber/Furniture/Pulp/Paper |  | Process Other Equipment Upgrades | 104397.8084 | 11603.6289 | 8.997
Lumber/Furniture/Pulp/Paper |  | Process Heat System Optimization | 8859.2594 | 2796.7611 | 3.1677
Lumber/Furniture/Pulp/Paper |  | Process Heat Improved Controls | 43166.0787 | 7553.4143 | 5.7148
Lumber/Furniture/Pulp/Paper |  | Process Refrig Controls | 60409.7402 | 32139.79 | 1.8796
Lumber/Furniture/Pulp/Paper |  | Process Refrig Equipment Upgrade | 13910.0007 | 4221.2303 | 3.2952
Lumber/Furniture/Pulp/Paper |  | Pump System Optimization | 2063288.8822 | 654310.7682 | 3.1534
Lumber/Furniture/Pulp/Paper |  | Pump Improved Controls | 320924.8523 | 5265.5554 | 60.948
Lumber/Furniture/Pulp/Paper |  | Motor Optimization | 640465.758 | 61093.6323 | 10.4833
Lumber/Furniture/Pulp/Paper |  | Motor Improved Controls | 1007583.0037 | 11059.3351 | 91.107
Lumber/Furniture/Pulp/Paper |  | Pump Equipment Upgrade | 431844.0085 | 158889.7881 | 2.7179
Lumber/Furniture/Pulp/Paper |  | Motor Equipment Upgrades | 157773.6846 | 13199.4265 | 11.9531
Lumber/Furniture/Pulp/Paper |  | Fan System Optimization | 1484543.9468 | 55525.2848 | 26.7364
Lumber/Furniture/Pulp/Paper |  | Fan Improved Controls | 656929.5242 | 13667.3017 | 48.0658
Lumber/Furniture/Pulp/Paper |  | Fan Equipment Upgrades | 364387.8567 | 107610.8761 | 3.3862
Lumber/Furniture/Pulp/Paper |  | Lighting Controls | 363643.6304 | 37819.4391 | 9.6153
Lumber/Furniture/Pulp/Paper |  | Efficient Lighting - Other Interior Lighting | 764288.8364 | 324710.246 | 2.3538
Lumber/Furniture/Pulp/Paper |  | Efficient Lighting - High Bay | 548470.1661 | 149418.3197 | 3.6707
Lumber/Furniture/Pulp/Paper |  | HVAC Improved Controls | 882924.1332 | 14841.892 | 59.4887
Lumber/Furniture/Pulp/Paper |  | HVAC Equipment Upgrades | 92882.6958 | 14604.1752 | 6.36
Lumber/Furniture/Pulp/Paper |  | Lighting Controls - Exterior | 14686.7072 | 3963.1613 | 3.7058
Lumber/Furniture/Pulp/Paper |  | Efficient Lighting - Exterior | 82947.0897 | 14657.2225 | 5.6591
Lumber/Furniture/Pulp/Paper |  | Compressed Air System Optimization | 97561.4957 | 5758.3273 | 16.9427
Lumber/Furniture/Pulp/Paper |  | Compressed Air Controls | 497117.6593 | 1894.5916 | 262.3878
Lumber/Furniture/Pulp/Paper |  | Compressed Air Equipment | 1298398.5476 | 241087.7658 | 5.3856
Metal Products and Machinery |  | Process Other Systems Optimization | 738042.9339 | 125779.3753 | 5.8678
Metal Products and Machinery |  | Plant Energy Management | 2126803.0309 | 226717.9833 | 9.3808
Metal Products and Machinery |  | Process Heat System Optimization | 14686.8813 | 3201.1017 | 4.5881
Metal Products and Machinery |  | Process Heat Improved Controls | 54472.1489 | 9190.2209 | 5.9272
Metal Products and Machinery |  | Process Heat Equipment Upgrade | 442562.615 | 57499.7931 | 7.6968
Metal Products and Machinery |  | Process Refrig System Optimization | 188117.5989 | 308.5433 | 609.6959
Metal Products and Machinery |  | Process Refrig Controls | 29210.3499 | 6404.715 | 4.5608
Metal Products and Machinery |  | Process Refrig Equipment Upgrade | 54146.3297 | 13449.4456 | 4.0259
Metal Products and Machinery |  | Pump System Optimization | 174190.6297 | 5630.8075 | 30.9353
Metal Products and Machinery |  | Pump Improved Controls | 168235.3214 | 3189.8175 | 52.7414
Metal Products and Machinery |  | Motor Optimization | 490592.5444 | 48554.0658 | 10.104
Metal Products and Machinery |  | Motor Improved Controls | 95881.8599 | 1594.045 | 60.15
Metal Products and Machinery |  | Pump Equipment Upgrade | 92183.0396 | 16684.9694 | 5.5249
Metal Products and Machinery |  | Motor Equipment Upgrades | 46042.2475 | 10733.1476 | 4.2897
Metal Products and Machinery |  | Fan System Optimization | 3670252.1094 | 64868.7553 | 56.5797
Metal Products and Machinery |  | Fan Improved Controls | 293985.0308 | 6636.0239 | 44.3014
Metal Products and Machinery |  | Fan Equipment Upgrades | 38150.9719 | 7151.2528 | 5.3349
Metal Products and Machinery |  | Lighting Controls | 294354.2738 | 22911.6146 | 12.8474
Metal Products and Machinery |  | Efficient Lighting - Other Interior Lighting | 875666.7449 | 333441.8444 | 2.6261
Metal Products and Machinery |  | Efficient Lighting - High Bay | 982434.6567 | 267722.3505 | 3.6696
Metal Products and Machinery |  | HVAC Recommissioning | 3999912.9433 | 3801678.9619 | 1.0521
Metal Products and Machinery |  | HVAC Improved Controls | 444032.0323 | 24333.8691 | 18.2475
Metal Products and Machinery |  | Building Envelope Improvements | 410048.4072 | 47377.5125 | 8.6549
Metal Products and Machinery |  | HVAC Equipment Upgrades | 527434.2116 | 98988.405 | 5.3282
Metal Products and Machinery |  | Lighting Controls - Exterior | 12286.4164 | 3023.84 | 4.0632
Metal Products and Machinery |  | Efficient Lighting - Exterior | 69358.7812 | 12261.7507 | 5.6565
Metal Products and Machinery |  | Compressed Air System Optimization | 80729.2069 | 3754.6102 | 21.5014
Metal Products and Machinery |  | Compressed Air Controls | 228079.9571 | 8006.1751 | 28.488
Metal Products and Machinery |  | Compressed Air Equipment | 103084.0125 | 12976.7477 | 7.9437
Miscellaneous Manufacturing |  | Process Other Systems Optimization | 19169.0326 | 402.8715 | 47.581
Miscellaneous Manufacturing |  | Plant Energy Management | 584950.3552 | 13539.0716 | 43.2046
Miscellaneous Manufacturing |  | Process Heat System Optimization | 7278.5273 | 958.7202 | 7.5919
Miscellaneous Manufacturing |  | Process Heat Improved Controls | 36568.8675 | 20029.6586 | 1.8257
Miscellaneous Manufacturing |  | Process Refrig System Optimization | 132072.6869 | 51080.0301 | 2.5856
Miscellaneous Manufacturing |  | Process Refrig Controls | 37116.5924 | 28783.2537 | 1.2895
Miscellaneous Manufacturing |  | Process Refrig Equipment Upgrade | 8413.0705 | 2529.156 | 3.3264
Miscellaneous Manufacturing |  | Pump System Optimization | 361889.5501 | 63701.8869 | 5.681
Miscellaneous Manufacturing |  | Pump Improved Controls | 45041.2462 | 1482.7881 | 30.3761
Miscellaneous Manufacturing |  | Motor Optimization | 32906.3156 | 23676.2735 | 1.3898
Miscellaneous Manufacturing |  | Motor Improved Controls | 141141.8546 | 1473.7542 | 95.7703
Miscellaneous Manufacturing |  | Pump Equipment Upgrade | 146095.9282 | 24325.3722 | 6.0059
Miscellaneous Manufacturing |  | Motor Equipment Upgrades | 29339.2688 | 8126.0923 | 3.6105
Miscellaneous Manufacturing |  | Fan Improved Controls | 117669.8373 | 2930.9467 | 40.1474
Miscellaneous Manufacturing |  | Fan Equipment Upgrades | 18422.7545 | 4284.547 | 4.2998
Miscellaneous Manufacturing |  | Lighting Controls | 273995.5265 | 23060.172 | 11.8818
Miscellaneous Manufacturing |  | Efficient Lighting - Other Interior Lighting | 393819.1162 | 152644.9664 | 2.58
Miscellaneous Manufacturing |  | Efficient Lighting - High Bay | 417190.8201 | 113690.0659 | 3.6695
Miscellaneous Manufacturing |  | HVAC Improved Controls | 504565.6443 | 2097.8911 | 240.5109
Miscellaneous Manufacturing |  | Building Envelope Improvements | 451807.123 | 36920.2594 | 12.2374
Miscellaneous Manufacturing |  | HVAC Equipment Upgrades | 995329.0614 | 408448.6823 | 2.4369
Miscellaneous Manufacturing |  | Lighting Controls - Exterior | 11174.886 | 1950.601 | 5.7289
Miscellaneous Manufacturing |  | Efficient Lighting - Exterior | 63056.8255 | 11152.452 | 5.6541
Miscellaneous Manufacturing |  | Compressed Air System Optimization | 36946.2277 | 2848.4105 | 12.9708
Miscellaneous Manufacturing |  | Compressed Air Controls | 93400.5098 | 505.2412 | 184.8632
Miscellaneous Manufacturing |  | Compressed Air Equipment | 12918.7098 | 237.6011 | 54.3714
Primary Resources Industries |  | Process Other Systems Optimization | 208161.9122 | 1666.8139 | 124.8861
Primary Resources Industries |  | Plant Energy Management | 586200.1593 | 15174.2697 | 38.6312
Primary Resources Industries |  | Process Heat System Optimization | 23215.1831 | 4480.2626 | 5.1817
Primary Resources Industries |  | Process Heat Improved Controls | 54641.6779 | 13966.5786 | 3.9123
Primary Resources Industries |  | Process Refrig System Optimization | 22749.7956 | 64.1658 | 354.547
Primary Resources Industries |  | Process Refrig Controls | 5404.1947 | 4190.8592 | 1.2895
Primary Resources Industries |  | Process Refrig Equipment Upgrade | 20321.6033 | 3795.4718 | 5.3542
Primary Resources Industries |  | Pump System Optimization | 118414.2826 | 1060.6772 | 111.6403
Primary Resources Industries |  | Pump Improved Controls | 29811.7892 | 906.5903 | 32.8834
Primary Resources Industries |  | Motor Optimization | 168526.2886 | 12836.5229 | 13.1287
Primary Resources Industries |  | Motor Improved Controls | 41180.193 | 912.0429 | 45.1516
Primary Resources Industries |  | Pump Equipment Upgrade | 47116.1769 | 6655.5374 | 7.0792
Primary Resources Industries |  | Motor Equipment Upgrades | 7890.4363 | 1720.1711 | 4.587
Primary Resources Industries |  | Fan System Optimization | 999669.5647 | 3365.2633 | 297.0554
Primary Resources Industries |  | Fan Improved Controls | 73694.275 | 1696.3912 | 43.4418
Primary Resources Industries |  | Fan Equipment Upgrades | 19805.2863 | 2810.8514 | 7.046
Primary Resources Industries |  | Lighting Controls | 45763.2465 | 4364.5506 | 10.4852
Primary Resources Industries |  | Efficient Lighting - Other Interior Lighting | 99988.9611 | 35426.8425 | 2.8224
Primary Resources Industries |  | Efficient Lighting - High Bay | 136476.7162 | 37193.2692 | 3.6694
Primary Resources Industries |  | HVAC Improved Controls | 5824.9327 | 82.9883 | 70.1898
Primary Resources Industries |  | Building Envelope Improvements | 8801.0974 | 864.563 | 10.1798
Primary Resources Industries |  | HVAC Equipment Upgrades | 39717.4944 | 12016.5207 | 3.3052
Primary Resources Industries |  | Lighting Controls - Exterior | 1777.9693 | 404.107 | 4.3997
Primary Resources Industries |  | Efficient Lighting - Exterior | 10036.7142 | 1774.4 | 5.6564
Primary Resources Industries |  | Compressed Air System Optimization | 21704.7352 | 1023.1339 | 21.214
Primary Resources Industries |  | Compressed Air Controls | 41085.5165 | 1247.5368 | 32.9333
Primary Resources Industries |  | Compressed Air Equipment | 54017.6248 | 8329.6725 | 6.485
Stone/Clay/Glass/Concrete |  | Process Other Systems Optimization | 10989.9948 | 257.9384 | 42.6071
Stone/Clay/Glass/Concrete |  | Plant Energy Management | 309040.6451 | 5419.1324 | 57.0277
Stone/Clay/Glass/Concrete |  | Process Heat System Optimization | 5088.9775 | 1470.3237 | 3.4611
Stone/Clay/Glass/Concrete |  | Process Heat Improved Controls | 17413.3084 | 9537.6928 | 1.8257
Stone/Clay/Glass/Concrete |  | Process Heat Equipment Upgrade | 351283.0977 | 103560.1203 | 3.3921
Stone/Clay/Glass/Concrete |  | Process Refrig Controls | 5949.422 | 4583.42 | 1.298
Stone/Clay/Glass/Concrete |  | Process Refrig Equipment Upgrade | 7004.3161 | 2292.3844 | 3.0555
Stone/Clay/Glass/Concrete |  | Pump Improved Controls | 23133.8992 | 735.1144 | 31.4698
Stone/Clay/Glass/Concrete |  | Motor Optimization | 103187.1523 | 8186.5341 | 12.6045
Stone/Clay/Glass/Concrete |  | Motor Improved Controls | 26934.6631 | 739.5834 | 36.4187
Stone/Clay/Glass/Concrete |  | Pump Equipment Upgrade | 19589.3776 | 4225.8674 | 4.6356
Stone/Clay/Glass/Concrete |  | Motor Equipment Upgrades | 7465.7378 | 582.9285 | 12.8073
Stone/Clay/Glass/Concrete |  | Fan Improved Controls | 53814.4166 | 1340.4216 | 40.1474
Stone/Clay/Glass/Concrete |  | Fan Equipment Upgrades | 8421.316 | 1959.469 | 4.2978
Stone/Clay/Glass/Concrete |  | Lighting Controls | 24758.9117 | 2060.7912 | 12.0143
Stone/Clay/Glass/Concrete |  | Efficient Lighting - Other Interior Lighting | 57102.2173 | 24366.4799 | 2.3435
Stone/Clay/Glass/Concrete |  | Efficient Lighting - High Bay | 39991.8245 | 10897.1966 | 3.6699
Stone/Clay/Glass/Concrete |  | HVAC Improved Controls | 4949.7485 | 103.7686 | 47.6999
Stone/Clay/Glass/Concrete |  | Building Envelope Improvements | 4807.7534 | 845.4381 | 5.6867
Stone/Clay/Glass/Concrete |  | HVAC Equipment Upgrades | 4911.0546 | 772.1772 | 6.36
Stone/Clay/Glass/Concrete |  | Lighting Controls - Exterior | 1071.1132 | 248.2485 | 4.3147
Stone/Clay/Glass/Concrete |  | Efficient Lighting - Exterior | 6047.5471 | 1068.9629 | 5.6574
Stone/Clay/Glass/Concrete |  | Compressed Air System Optimization | 15037.8766 | 1103.9615 | 13.6217
Stone/Clay/Glass/Concrete |  | Compressed Air Controls | 13146.0566 | 337.1602 | 38.9905
Stone/Clay/Glass/Concrete |  | Compressed Air Equipment | 16098.6255 | 4546.1854 | 3.5411
Textiles and Leather |  | Process Other Systems Optimization | 16895.3761 | 926.9775 | 18.2263
Textiles and Leather |  | Process Heat System Optimization | 27663.0111 | 17469.5005 | 1.5835
Textiles and Leather |  | Process Heat Equipment Upgrade | 1024564.7534 | 48634.2919 | 21.0667
Textiles and Leather |  | Process Refrig Controls | 22720.1327 | 15195.3947 | 1.4952
Textiles and Leather |  | Process Refrig Equipment Upgrade | 33856.2433 | 7082.536 | 4.7802
Textiles and Leather |  | Pump Improved Controls | 257605.4128 | 1788.8051 | 144.0098
Textiles and Leather |  | Motor Optimization | 13402822.3071 | 5204978.2058 | 2.575
Textiles and Leather |  | Motor Improved Controls | 63569.5765 | 1777.9069 | 35.7553
Textiles and Leather |  | Pump Equipment Upgrade | 65051.0726 | 10143.1367 | 6.4133
Textiles and Leather |  | Motor Equipment Upgrades | 40185.943 | 7205.2823 | 5.5773
Textiles and Leather |  | Fan Improved Controls | 171433.456 | 3778.4906 | 45.3709
Textiles and Leather |  | Fan Equipment Upgrades | 34765.3056 | 5671.5816 | 6.1297
Textiles and Leather |  | Lighting Controls | 238721.5465 | 10684.041 | 22.3438
Textiles and Leather |  | Efficient Lighting - Other Interior Lighting | 753724.2428 | 345704.0525 | 2.1803
Textiles and Leather |  | Efficient Lighting - High Bay | 306910.2494 | 83607.4086 | 3.6708
Textiles and Leather |  | HVAC Recommissioning | 1080179.8474 | 57862.0095 | 18.6682
Textiles and Leather |  | HVAC Improved Controls | 431383.1736 | 1567.0425 | 275.2849
Textiles and Leather |  | Building Envelope Improvements | 144096.8122 | 25819.2871 | 5.581
Textiles and Leather |  | HVAC Equipment Upgrades | 267660.0481 | 43148.1406 | 6.2033
Textiles and Leather |  | Lighting Controls - Exterior | 8217.985 | 1631.5886 | 5.0368
Textiles and Leather |  | Efficient Lighting - Exterior | 46375.4024 | 8201.4871 | 5.6545
Textiles and Leather |  | Compressed Air System Optimization | 45782.7259 | 2605.4917 | 17.5716
Textiles and Leather |  | Compressed Air Controls | 112197.353 | 3718.4831 | 30.1729
Textiles and Leather |  | Compressed Air Equipment | 51029.4814 | 8196.0886 | 6.2261
Transportation Equipment |  | Process Other Systems Optimization | 34437.9294 | 134.0299 | 256.9422
Transportation Equipment |  | Plant Energy Management | 1898332.1208 | 39723.9524 | 47.7881
Transportation Equipment |  | Process Heat System Optimization | 41629.8107 | 4657.0445 | 8.9391
Transportation Equipment |  | Process Heat Improved Controls | 54713.8226 | 10935.2034 | 5.0035
Transportation Equipment |  | Process Refrig Controls | 72342.9785 | 56100.7239 | 1.2895
Transportation Equipment |  | Process Refrig Equipment Upgrade | 22067.1374 | 3424.7189 | 6.4435
Transportation Equipment |  | Pump System Optimization | 8800695.2267 | 842025.4288 | 10.4518
Transportation Equipment |  | Pump Improved Controls | 158583.4188 | 5035.9304 | 31.4904
Transportation Equipment |  | Motor Optimization | 459135.9688 | 41169.6414 | 11.1523
Transportation Equipment |  | Motor Improved Controls | 211274.1469 | 5005.2491 | 42.2105
Transportation Equipment |  | Pump Equipment Upgrade | 130109.6502 | 31407.2627 | 4.1427
Transportation Equipment |  | Motor Equipment Upgrades | 290221.6395 | 11647.2833 | 24.9175
Transportation Equipment |  | Fan System Optimization | 1341872.4007 | 52191.9835 | 25.7103
Transportation Equipment |  | Fan Improved Controls | 7653244.255 | 88584.8303 | 86.3945
Transportation Equipment |  | Fan Equipment Upgrades | 34269.3101 | 11095.9454 | 3.0885
Transportation Equipment |  | Lighting Controls | 611818.2787 | 45690.5011 | 13.3905
Transportation Equipment |  | Efficient Lighting - Other Interior Lighting | 2336388.3391 | 1072820.8567 | 2.1778
Transportation Equipment |  | Efficient Lighting - High Bay | 940356.5708 | 256138.125 | 3.6713
Transportation Equipment |  | HVAC Recommissioning | 4783156.4052 | 1254083.0967 | 3.8141
Transportation Equipment |  | HVAC Improved Controls | 589492.1483 | 7273.3434 | 81.0483
Transportation Equipment |  | Building Envelope Improvements | 886289.4287 | 93260.4827 | 9.5034
Transportation Equipment |  | HVAC Equipment Upgrades | 1622084.0714 | 255044.2621 | 6.36
Transportation Equipment |  | Lighting Controls - Exterior | 13714.5507 | 2787.5015 | 4.92
Transportation Equipment |  | Efficient Lighting - Exterior | 142048.4255 | 25125.9257 | 5.6535
Transportation Equipment |  | Compressed Air System Optimization | 138846.3478 | 10593.9253 | 13.1062
Transportation Equipment |  | Compressed Air Controls | 301218.738 | 7485.0447 | 40.2427
Transportation Equipment |  | Compressed Air Equipment | 265458.8498 | 29307.6216 | 9.0577
Water and Wastewater |  | Process Other Systems Optimization | 1220833.8395 | 46706.2437 | 26.1386
Water and Wastewater |  | Plant Energy Management | 1057543.1105 | 22969.1785 | 46.0418
Water and Wastewater |  | Process Heat System Optimization | 42856.8745 | 16077.4085 | 2.6657
Water and Wastewater |  | Process Heat Improved Controls | 261768.1068 | 79076.1736 | 3.3103
Water and Wastewater |  | Process Refrig System Optimization | 2245243.5726 | 315044.288 | 7.1268
Water and Wastewater |  | Process Refrig Controls | 1633259.7102 | 60177.0298 | 27.1409
Water and Wastewater |  | Process Refrig Equipment Upgrade | 194477.735 | 51079.3714 | 3.8074
Water and Wastewater |  | Pump System Optimization | 470803.2751 | 34434.1863 | 13.6726
Water and Wastewater |  | Pump Improved Controls | 88680.5208 | 2988.2733 | 29.6762
Water and Wastewater |  | Motor Optimization | 94162.4819 | 53818.5822 | 1.7496
Water and Wastewater |  | Motor Improved Controls | 9789017.2272 | 70554.7661 | 138.7435
Water and Wastewater |  | Pump Equipment Upgrade | 400419.3572 | 66073.519 | 6.0602
Water and Wastewater |  | Motor Equipment Upgrades | 115729.6439 | 24575.8921 | 4.7091
Water and Wastewater |  | Fan System Optimization | 3781877.2992 | 126129.7889 | 29.984
Water and Wastewater |  | Fan Improved Controls | 3617835.2179 | 121235.0864 | 29.8415
Water and Wastewater |  | Fan Equipment Upgrades | 105442.8915 | 24537.6524 | 4.2972
Water and Wastewater |  | Lighting Controls | 173567.9802 | 10941.8922 | 15.8627
Water and Wastewater |  | Efficient Lighting - Other Interior Lighting | 503053.2607 | 211612.2551 | 2.3772
Water and Wastewater |  | Efficient Lighting - High Bay | 380343.9155 | 103628.4495 | 3.6703
Water and Wastewater |  | HVAC Recommissioning | 3706210.605 | 907901.1158 | 4.0822
Water and Wastewater |  | HVAC Improved Controls | 339313.4582 | 17479.0913 | 19.4125
Water and Wastewater |  | Building Envelope Improvements | 132151.0421 | 14504.5499 | 9.111
Water and Wastewater |  | HVAC Equipment Upgrades | 168786.4427 | 29273.8238 | 5.7658
Water and Wastewater |  | Lighting Controls - Exterior | 6613.3168 | 1430.7926 | 4.6221
Water and Wastewater |  | Efficient Lighting - Exterior | 37329.4617 | 6600.0404 | 5.6559
Water and Wastewater |  | Compressed Air System Optimization | 78975.8649 | 4848.3152 | 16.2893
Water and Wastewater |  | Compressed Air Controls | 129055.4197 | 4557.131 | 28.3194
Water and Wastewater |  | Compressed Air Equipment | 117277.9567 | 15453.1696 | 7.5892
Other |  | Plant Energy Management | 10417299.2627 | 248275.5324 | 41.9586
Other |  | Pump System Optimization | 7587259.5996 | 554926.2792 | 13.6726
Other |  | Pump Improved Controls | 1429136.481 | 48157.7066 | 29.6762
Other |  | Motor Optimization | 1517481.3517 | 867316.7146 | 1.7496
Other |  | Motor Improved Controls | 157755520.5207 | 1137029.9892 | 138.7435
Other |  | Pump Equipment Upgrade | 6452983.1651 | 1064811.9227 | 6.0602
Other |  | Motor Equipment Upgrades | 1865048.2962 | 396054.3224 | 4.7091
Other |  | Fan System Optimization | 60947080.383 | 2032652.5213 | 29.984
Other |  | Fan Improved Controls | 58303449.0233 | 1953771.5941 | 29.8415
Other |  | Fan Equipment Upgrades | 1699299.5182 | 395438.0643 | 4.2973
Other |  | Lighting Controls | 4401988.3821 | 277505.5752 | 15.8627
Other |  | Efficient Lighting - Other Interior Lighting | 12758312.9577 | 5366857.9205 | 2.3772
Other |  | Efficient Lighting - High Bay | 9646346.7692 | 2628199.2262 | 3.6703
Other |  | HVAC Recommissioning | 106916544.9463 | 26191077.8398 | 4.0822
Other |  | HVAC Improved Controls | 9788494.6271 | 504235.7964 | 19.4125
Other |  | Building Envelope Improvements | 3812285.457 | 418426.3986 | 9.111
Other |  | HVAC Equipment Upgrades | 4869141.3285 | 844489.5396 | 5.7658
Other |  | Lighting Controls - Exterior | 167725.3129 | 36287.4103 | 4.6221
Other |  | Efficient Lighting - Exterior | 946572.9618 | 167388.5988 | 5.6549
Other |  | Compressed Air System Optimization | 1272740.4768 | 78133.3264 | 16.2893
Other |  | Compressed Air Controls | 2079800.6551 | 73440.7278 | 28.3194
Other |  | Compressed Air Equipment | 1885253.3577 | 249036.5217 | 7.5702

## Res DER RIM
Segment | (1) Measure | RIM NPV Benefits | RIM NPV Costs | RIM Benefit/Cost Ratio | 2 Individual Measures
Single Family | Solar Plus Storage | 250.5779 | 0 | 99.9
Multi-Family | Solar Plus Storage | 2236.9946 | 0 | 99.9 | Row Labels
Single Family | Solar Plus Storage with other DSM (EE and DR) | 3988.8166 | 0 | 99.9 | Solar Plus Storage
Multi-Family | Solar Plus Storage with other DSM (EE and DR) | 6959.6031 | 0 | 99.9 | Solar Plus Storage with other DSM (EE and DR)
Grand Total

## Res DER TRC
Segment | (1) Measure | TRC NPV Benefits | TRC NPV Costs | TRC Benefit/Cost Ratio
No Measures Passing TRC

## Com DER RIM
Segment | (1) Measure | RIM NPV Benefits | RIM NPV Costs | RIM Benefit/Cost Ratio
No Measures Passing RIM

## Com DER TRC
Segment | Vintage | (1) Measure | TRC NPV Benefits | TRC NPV Costs | TRC Benefit/Cost Ratio
No Measures Passing TRC

## Ind DER RIM
Segment | (1) Measure | RIM NPV Benefits | RIM NPV Costs | RIM Benefit/Cost Ratio
No Measures Passing RIM

## Ind DER TRC
Segment | Vintage | (1) Measure | TRC NPV Benefits | TRC NPV Costs | TRC Benefit/Cost Ratio
No Measures Passing TRC