## Staff ROG80
Energy Efficiency (EE)
Technical Potential – Change Since Last Goalsetting Proceeding
TPS | Summer Peak (MW) |  |  | Winter Peak (MW) |  |  | Annual Energy (GWh)
| Res | Com & | Total | Res | Com & | Total | Res | Com & | Total
|  | Ind |  |  | Ind |  |  | Ind
2014 | 483.9782 | 255.4585 | 739.4367 | 350.8448 | 124.3543 | 475.1991 | 1989.9131 | 1146.5101 | 3136.4232
2019 | 425.755 | 287.0137 | 712.7688 | 193.2942 | 159.2605 | 352.5547 | 1581.5206 | 1423.1686 | 3004.6892
Delta | -58.2232 | 31.5552 | -26.668 | -157.5506 | 34.9063 | -122.6443 | -408.3925 | 276.6585 | -131.734
Demand Response (DR)
Technical Potential – Change Since Last Goalsetting Proceeding | [9 empty] | NOTE: Nexant defined DR TP differently from Itron in the 2009 TPS. Itron limited TP based on available DR technology, Nexant assumed all curtailable load not currently enrolled in DR was eligible for TP. For the Large C&I customers this included all load for each customer.
TPS | Summer Peak (MW) |  |  | Winter Peak (MW) |  |  | Annual Energy (GWh)
| Res | Com & | Total | Res | Com & | Total | Res | Com & | Total
|  | Ind |  |  | Ind |  |  | Ind
2014 | 485.5493 | 123.9389 | 609.4882 | 559.3036 | 37.3954 | 596.699 | NA | NA | NA
2019 | 488.549 | 538.4 | 1026.949 | 1150.222 | 503.3 | 1653.522 | NA | NA | NA
Delta | 2.9997 | 414.4611 | 417.4608 | 590.9184 | 465.9046 | 1056.823 | NA | NA | NA
Demand-Side Renewable Energy (DSRE)
Technical Potential – Change Since Last Goalsetting Proceeding
TPS | Summer Peak (MW) |  |  | Winter Peak (MW) |  |  | Annual Energy (GWh)
| Res | Com & | Total | Res | Com & | Total | Res | Com & | Total
|  | Ind |  |  | Ind |  |  | Ind
2014 | 958.7609 | 567 | 1525.7609 | 173.7612 | 72 | 245.7612 | 2642.8633 | 1499 | 4141.8633
2019* | 325.3214 | 156.7088 | 482.0302 | 0.17235 | 0.083021 | 0.25537 | 2001.0381 | 963.9093 | 2964.9474
Delta | -633.4395 | -410.2912 | -1043.7307 | -173.5888 | -71.917 | -245.5058 | -641.8252 | -535.0907 | -1176.9159
*PV only for direct comparison with 2014 DSRE results, which were PV only.
DSRE - 2019 Only
2019 - Storage | 67.7758 | 0 | 67.7758 | 65.4923 | 0 | 65.4923 | 0 | 0 | 0
2019 -CHP | N/A | 842.8 | 842.8 | N/A | 699.9297 | 699.9297 | N/A | 4415.0356 | 4415.0356

## Staff ROG81
JEA Response to Staff's 11th Set of Interrogatories - No. 81
| Year | NG Forecast |  |  | CO2 Forecast |  |  | NEL Forecast
|  | ($/MMBTU) |  |  | ($/Ton) |  |  | (GWH)
|  | 2009 | 2014 | 2019 | 2009 | 2014 | 2019 | 2009 | 2014 | 2019
| 2010 | 8.21 | N/A | N/A | 0 | N/A | N/A | 13808 | N/A | N/A
| 2011 | 8.11 | N/A | N/A | 0 | N/A | N/A | 13936 | N/A | N/A
| 2012 | 8.38 | N/A | N/A | $7.72 - $53.26 | N/A | N/A | 14077 | N/A | N/A
| 2013 | 8.18 | N/A | N/A | $8.50 - $50.95 | N/A | N/A | 14271 | N/A | N/A
| 2014 | 8.09 | 4.85 | N/A | $9.35 - $55.09 | 0 | N/A | 14466 | 12692 | N/A
| 2015 | 8.08 | 4.98 | N/A | $10.30 - $60.65 | 0 | N/A | 14716 | 12768 | N/A
| 2016 | 8.19 | 5.58 | N/A | $11.33 - $66.77 | 0 | N/A | 15001 | 12848 | N/A
| 2017 | 8.41 | 6.04 | N/A | $12.48 - $73.50 | 0 | N/A | 15298 | 12925 | N/A
| 2018 | 8.69 | 6.69 | N/A | $13.74 - $80.91 | 0 | N/A | 15626 | 12990 | N/A
| 2019 | 8.97 | 6.67 | N/A | $15.12 - $89.07 | 0 | N/A | 16015 | 13061 | N/A
| 2020 | 9.07 | 6.47 | 3.11 | $16.65 - $98.06 | 0 | 0 | 16406 | 13124 | 12765
| 2021 | 9.14 | 7.02 | 3.1 | $18.32 - $107.94 | 0 | 0 | 16809 | 13166 | 12832
| 2022 | 9.56 | 7.41 | 3.19 | $20.17 - $118.83 | 0 | 0 | 17273 | 13225 | 12907
| 2023 | 9.88 | 7.79 | 3.36 | $22.21 - $130.81 | 0 | 0 | 17731 | 13285 | 12982
| 2024 | 10.29 | 8.22 | 3.52 | $24.45 - $144.01 | 0 | 0 | 18223 | 13344 | 13048
| 2025 | 10.76 | 8.5 | 3.7 | $26.91 - $158.53 | 0 | 0 | 18707 | 13402 | 13120
| 2026 | 11.11 | 9.01 | 3.81 | $29.63 - $174.52 | 0 | 0 | 19240 | 13458 | 13199
| 2027 | 11.54 | 9.43 | 3.93 | $32.61 - $192.12 | 0 | 0 | 19796 | 13513 | 13282
| 2028 | N/A | 9.84 | 4.02 | N/A | 0 | 0 | N/A | 13569 | 13366
| 2029 | N/A | 10.38 | 4.16 | N/A | 0 | 0 | N/A | 13626 | 13446

## Staff ROG83
Economic Potential Totals by Sensitivity
Test | Goal | Base | Fuel |  | Payback |  | CO2
|  |  | High | Low | 3 Years | 1 Year
RIM | Summer Demand (MW) | 0 | 2.5062 | 0 | 0 | 0 | N/A
| Winter Demand (MW) | 0 | -0.00032121 | 0 | 0 | 0 | N/A
| Energy (GWh) | 0.7651 | 7.9848 | 0 | 0.069006 | 2.6625 | N/A
TRC | Summer Demand (MW) | 202.1419 | 212.9587 | 133.4388 | 163.6512 | 256.7264 | N/A
| Winter Demand (MW) | 118.3473 | 125.3364 | 106.4588 | 88.2429 | 175.8187 | N/A
| Energy (GWh) | 1024.2888 | 1123.4197 | 823.0678 | 660.8392 | 1383.3875 | N/A

## Staff ROG84
Measure Permutations Failing 2-Year Payback | [9 empty] | Measure Permutations Failing 2-Year Payback
Economic Potential – [TRC or RIM] | [9 empty] | Economic Potential – [TRC or RIM]
Customer | Measure | *Vintage | *Segment | TRC | RIM | PCT | Summer | Winter | Energy | Customer | Measure | *Vintage | *Segment | TRC | RIM | PCT | Summer | Winter | Energy
Class | Name | [5 empty] | (MW) | (MW) | (GWh) | Class | Name | [5 empty] | (MW) | (MW) | (GWh)
Industrial | Efficient Lighting - Exterior | New | Agriculture and Assembly | 5.8895 | 1.0383 | 5.6724 | 0 | 0 | 0 | Residential | Energy Star Clothes Washer | Turnover | Single Family | 5.2502 | 0.57621 | 9.1115 | 0 | 0 | 0
Industrial | Efficient Lighting - Exterior | Turnover | Agriculture and Assembly | 5.8895 | 1.0383 | 5.6724 | 0 | 0 | 0 | Residential | Energy Star Clothes Washer | Turnover | Multi-Family | 5.2502 | 0.57621 | 9.1115 | 0 | 0 | 0
Industrial | Efficient Lighting - Exterior | New | Chemicals and Plastics | 5.8895 | 1.0383 | 5.6724 | 0 | 0 | 0 | Residential | Energy Star Clothes Washer | Turnover | Manufactured Home | 5.2502 | 0.57621 | 9.1115 | 0 | 0 | 0
Industrial | Efficient Lighting - Exterior | Turnover | Chemicals and Plastics | 5.8895 | 1.0383 | 5.6724 | 0 | 0 | 0 | Residential | Energy Star Clothes Washer | New | Single Family | 5.2502 | 0.57621 | 9.1115 | 0 | 0 | 0
Industrial | Efficient Lighting - Exterior | New | Construction | 5.8895 | 1.0383 | 5.6724 | 0 | 0 | 0 | Residential | Energy Star Clothes Washer | New | Multi-Family | 5.2502 | 0.57621 | 9.1115 | 0 | 0 | 0
Industrial | Efficient Lighting - Exterior | Turnover | Construction | 5.8895 | 1.0383 | 5.6724 | 0 | 0 | 0 | Residential | Energy Star Clothes Washer | New | Manufactured Home | 5.2502 | 0.57621 | 9.1115 | 0 | 0 | 0
Industrial | Efficient Lighting - Exterior | New | Electrical and Electronic Equip. | 5.8895 | 1.0383 | 5.6724 | 0 | 0 | 0 | Residential | Energy Star Dishwasher | Turnover | Single Family | 999 | 0.5776 | 999 | 0 | 0 | 0
Industrial | Efficient Lighting - Exterior | Turnover | Electrical and Electronic Equip. | 5.8895 | 1.0383 | 5.6724 | 0 | 0 | 0 | Residential | Energy Star Dishwasher | Turnover | Multi-Family | 999 | 0.5776 | 999 | 0 | 0 | 0
Industrial | Efficient Lighting - Exterior | New | Lumber/Furniture/Pulp/Paper | 5.8895 | 1.0383 | 5.6724 | 0 | 0 | 0 | Residential | Energy Star Dishwasher | Turnover | Manufactured Home | 999 | 0.5776 | 999 | 0 | 0 | 0
Industrial | Efficient Lighting - Exterior | Turnover | Lumber/Furniture/Pulp/Paper | 5.8895 | 1.0383 | 5.6724 | 0 | 0 | 0 | Residential | Energy Star Dishwasher | New | Single Family | 999 | 0.5776 | 999 | 0 | 0 | 0
Industrial | Efficient Lighting - Exterior | New | Metal Products and Machinery | 5.8895 | 1.0383 | 5.6724 | 0 | 0 | 0 | Residential | Energy Star Dishwasher | New | Multi-Family | 999 | 0.5776 | 999 | 0 | 0 | 0
Industrial | Efficient Lighting - Exterior | Turnover | Metal Products and Machinery | 5.8895 | 1.0383 | 5.6724 | 0 | 0 | 0 | Residential | Energy Star Dishwasher | New | Manufactured Home | 999 | 0.5776 | 999 | 0 | 0 | 0
Industrial | Efficient Lighting - Exterior | New | Miscellaneous Manufacturing | 5.8895 | 1.0383 | 5.6724 | 0 | 0 | 0 | Residential | Energy Star Air Purifier | Turnover | Single Family | 999 | 0.56326 | 999 | 0 | 0 | 0
Industrial | Efficient Lighting - Exterior | Turnover | Miscellaneous Manufacturing | 5.8895 | 1.0383 | 5.6724 | 0 | 0 | 0 | Residential | Energy Star Air Purifier | Turnover | Multi-Family | 999 | 0.56326 | 999 | 0 | 0 | 0
Industrial | Lighting Controls - Exterior | Existing | Miscellaneous Manufacturing | 4.5493 | 1.0174 | 4.4715 | 0 | 0 | 0 | Residential | Energy Star Air Purifier | Turnover | Manufactured Home | 999 | 0.56326 | 999 | 0 | 0 | 0
Industrial | Lighting Controls - Exterior | New | Miscellaneous Manufacturing | 4.5493 | 1.0174 | 4.4715 | 0 | 0 | 0 | Residential | Energy Star Air Purifier | New | Single Family | 999 | 0.56326 | 999 | 0 | 0 | 0
Industrial | Efficient Lighting - Exterior | New | Primary Resources Industries | 5.8895 | 1.0383 | 5.6724 | 0 | 0 | 0 | Residential | Energy Star Air Purifier | New | Multi-Family | 999 | 0.56326 | 999 | 0 | 0 | 0
Industrial | Efficient Lighting - Exterior | Turnover | Primary Resources Industries | 5.8895 | 1.0383 | 5.6724 | 0 | 0 | 0 | Residential | Energy Star Air Purifier | New | Manufactured Home | 999 | 0.56326 | 999 | 0 | 0 | 0
Industrial | Efficient Lighting - Exterior | New | Stone/Clay/Glass/Concrete | 5.8895 | 1.0383 | 5.6724 | 0 | 0 | 0 | Residential | Energy Star Imaging Equipment | Turnover | Single Family | 999 | 0.5477 | 999 | 0 | 0 | 0
Industrial | Efficient Lighting - Exterior | Turnover | Stone/Clay/Glass/Concrete | 5.8895 | 1.0383 | 5.6724 | 0 | 0 | 0 | Residential | Energy Star Imaging Equipment | Turnover | Multi-Family | 999 | 0.5477 | 999 | 0 | 0 | 0
Industrial | Efficient Lighting - Exterior | New | Textiles and Leather | 5.8895 | 1.0383 | 5.6724 | 0 | 0 | 0 | Residential | Energy Star Imaging Equipment | Turnover | Manufactured Home | 999 | 0.5477 | 999 | 0 | 0 | 0
Industrial | Efficient Lighting - Exterior | Turnover | Textiles and Leather | 5.8895 | 1.0383 | 5.6724 | 0 | 0 | 0 | Residential | Energy Star Imaging Equipment | New | Single Family | 999 | 0.5477 | 999 | 0 | 0 | 0
Industrial | Efficient Lighting - Exterior | New | Transportation Equipment | 5.8895 | 1.0383 | 5.6724 | 0 | 0 | 0 | Residential | Energy Star Imaging Equipment | New | Multi-Family | 999 | 0.5477 | 999 | 0 | 0 | 0
Industrial | Efficient Lighting - Exterior | Turnover | Transportation Equipment | 5.8895 | 1.0383 | 5.6724 | 0 | 0 | 0 | Residential | Energy Star Imaging Equipment | New | Manufactured Home | 999 | 0.5477 | 999 | 0 | 0 | 0
Industrial | Efficient Lighting - Exterior | New | Water and Wastewater | 5.8895 | 1.0383 | 5.6724 | 0 | 0 | 0 | Residential | 14 SEER ASHP from base electric resistance heating | Turnover | Single Family | 8.4253 | 0.57611 | 14.6245 | 0 | 0 | 0
Industrial | Efficient Lighting - Exterior | Turnover | Water and Wastewater | 5.8895 | 1.0383 | 5.6724 | 0 | 0 | 0 | Residential | 14 SEER ASHP from base electric resistance heating | Turnover | Multi-Family | 8.4253 | 0.57611 | 14.6245 | 0 | 0 | 0
[10 empty] | Residential | 14 SEER ASHP from base electric resistance heating | Turnover | Manufactured Home | 8.4253 | 0.57611 | 14.6245 | 0 | 0 | 0
[10 empty] | Residential | 14 SEER ASHP from base electric resistance heating | New | Single Family | 8.4253 | 0.57611 | 14.6245 | 0 | 0 | 0
[10 empty] | Residential | 14 SEER ASHP from base electric resistance heating | New | Multi-Family | 8.4253 | 0.57611 | 14.6245 | 0 | 0 | 0
[10 empty] | Residential | 14 SEER ASHP from base electric resistance heating | New | Manufactured Home | 8.4253 | 0.57611 | 14.6245 | 0 | 0 | 0
[10 empty] | Residential | Energy Star Room AC | Turnover | Single Family | 4.0462 | 0.60853 | 6.6491 | 0 | 0 | 0
[10 empty] | Residential | Energy Star Room AC | Turnover | Multi-Family | 4.0462 | 0.60853 | 6.6491 | 0 | 0 | 0
[10 empty] | Residential | Energy Star Room AC | Turnover | Manufactured Home | 4.0462 | 0.60853 | 6.6491 | 0 | 0 | 0
[10 empty] | Residential | Energy Star Room AC | New | Single Family | 4.0462 | 0.60853 | 6.6491 | 0 | 0 | 0
[10 empty] | Residential | Energy Star Room AC | New | Multi-Family | 4.0462 | 0.60853 | 6.6491 | 0 | 0 | 0
[10 empty] | Residential | Energy Star Room AC | New | Manufactured Home | 4.0462 | 0.60853 | 6.6491 | 0 | 0 | 0
[10 empty] | Residential | CFL - 15W Flood (Exterior) | Turnover | Single Family | 4.9532 | 0.56295 | 8.7987 | 0 | 0 | 0
[10 empty] | Residential | CFL - 15W Flood (Exterior) | Turnover | Multi-Family | 4.9532 | 0.56295 | 8.7987 | 0 | 0 | 0
[10 empty] | Residential | CFL - 15W Flood (Exterior) | Turnover | Manufactured Home | 4.9532 | 0.56295 | 8.7987 | 0 | 0 | 0
[10 empty] | Residential | CFL - 15W Flood (Exterior) | New | Single Family | 4.9532 | 0.56295 | 8.7987 | 0 | 0 | 0
[10 empty] | Residential | CFL - 15W Flood (Exterior) | New | Multi-Family | 4.9532 | 0.56295 | 8.7987 | 0 | 0 | 0
[10 empty] | Residential | CFL - 15W Flood (Exterior) | New | Manufactured Home | 4.9532 | 0.56295 | 8.7987 | 0 | 0 | 0
[10 empty] | Residential | CFL-23W | Turnover | Single Family | 3.5724 | 0.56411 | 6.3328 | 0 | 0 | 0
[10 empty] | Residential | CFL-23W | Turnover | Multi-Family | 3.5724 | 0.56411 | 6.3328 | 0 | 0 | 0
[10 empty] | Residential | CFL-23W | Turnover | Manufactured Home | 3.5724 | 0.56411 | 6.3328 | 0 | 0 | 0
[10 empty] | Residential | CFL-23W | New | Single Family | 3.5724 | 0.56411 | 6.3328 | 0 | 0 | 0
[10 empty] | Residential | CFL-23W | New | Multi-Family | 3.5724 | 0.56411 | 6.3328 | 0 | 0 | 0
[10 empty] | Residential | CFL-23W | New | Manufactured Home | 3.5724 | 0.56411 | 6.3328 | 0 | 0 | 0
[10 empty] | Residential | LED - 14W | Turnover | Single Family | 4.6481 | 0.57274 | 8.1155 | 0 | 0 | 0
[10 empty] | Residential | LED - 14W | Turnover | Multi-Family | 4.6481 | 0.57274 | 8.1155 | 0 | 0 | 0
[10 empty] | Residential | LED - 14W | Turnover | Manufactured Home | 4.6481 | 0.57274 | 8.1155 | 0 | 0 | 0
[10 empty] | Residential | LED - 14W | New | Single Family | 4.6481 | 0.57274 | 8.1155 | 0 | 0 | 0
[10 empty] | Residential | LED - 14W | New | Multi-Family | 4.6481 | 0.57274 | 8.1155 | 0 | 0 | 0
[10 empty] | Residential | LED - 14W | New | Manufactured Home | 4.6481 | 0.57274 | 8.1155 | 0 | 0 | 0
[10 empty] | Residential | LED - 9W Flood (Exterior) | Turnover | Single Family | 8.6849 | 0.5693 | 15.2556 | 0 | 0 | 0
[10 empty] | Residential | LED - 9W Flood (Exterior) | Turnover | Multi-Family | 8.6849 | 0.5693 | 15.2556 | 0 | 0 | 0
[10 empty] | Residential | LED - 9W Flood (Exterior) | Turnover | Manufactured Home | 8.6849 | 0.5693 | 15.2556 | 0 | 0 | 0
[10 empty] | Residential | LED - 9W Flood (Exterior) | New | Single Family | 8.6849 | 0.5693 | 15.2556 | 0 | 0 | 0
[10 empty] | Residential | LED - 9W Flood (Exterior) | New | Multi-Family | 8.6849 | 0.5693 | 15.2556 | 0 | 0 | 0
[10 empty] | Residential | LED - 9W Flood (Exterior) | New | Manufactured Home | 8.6849 | 0.5693 | 15.2556 | 0 | 0 | 0
[10 empty] | Residential | LED - 9W | Turnover | Single Family | 4.0961 | 0.57274 | 7.1518 | 0 | 0 | 0
[10 empty] | Residential | LED - 9W | Turnover | Multi-Family | 4.0961 | 0.57274 | 7.1518 | 0 | 0 | 0
[10 empty] | Residential | LED - 9W | Turnover | Manufactured Home | 4.0961 | 0.57274 | 7.1518 | 0 | 0 | 0
[10 empty] | Residential | LED - 9W | New | Single Family | 4.0961 | 0.57274 | 7.1518 | 0 | 0 | 0
[10 empty] | Residential | LED - 9W | New | Multi-Family | 4.0961 | 0.57274 | 7.1518 | 0 | 0 | 0
[10 empty] | Residential | LED - 9W | New | Manufactured Home | 4.0961 | 0.57274 | 7.1518 | 0 | 0 | 0
[10 empty] | Residential | Linear LED | Turnover | Single Family | 5.5359 | 0.64195 | 8.6236 | 0 | 0 | 0
[10 empty] | Residential | Linear LED | Turnover | Multi-Family | 5.5359 | 0.64195 | 8.6236 | 0 | 0 | 0
[10 empty] | Residential | Linear LED | Turnover | Manufactured Home | 5.5359 | 0.64195 | 8.6236 | 0 | 0 | 0
[10 empty] | Residential | Linear LED | New | Single Family | 5.5359 | 0.64195 | 8.6236 | 0 | 0 | 0
[10 empty] | Residential | Linear LED | New | Multi-Family | 5.5359 | 0.64195 | 8.6236 | 0 | 0 | 0
[10 empty] | Residential | Linear LED | New | Manufactured Home | 5.5359 | 0.64195 | 8.6236 | 0 | 0 | 0
[10 empty] | Residential | Low Wattage T8 Fixture | Turnover | Single Family | 11.5917 | 0.64187 | 18.0592 | 0 | 0 | 0
[10 empty] | Residential | Low Wattage T8 Fixture | Turnover | Multi-Family | 11.5917 | 0.64187 | 18.0592 | 0 | 0 | 0
[10 empty] | Residential | Low Wattage T8 Fixture | Turnover | Manufactured Home | 11.5917 | 0.64187 | 18.0592 | 0 | 0 | 0
[10 empty] | Residential | Low Wattage T8 Fixture | New | Single Family | 11.5917 | 0.64187 | 18.0592 | 0 | 0 | 0
[10 empty] | Residential | Low Wattage T8 Fixture | New | Multi-Family | 11.5917 | 0.64187 | 18.0592 | 0 | 0 | 0
[10 empty] | Residential | Low Wattage T8 Fixture | New | Manufactured Home | 11.5917 | 0.64187 | 18.0592 | 0 | 0 | 0
[10 empty] | Residential | Energy Star Dehumidifier | Turnover | Single Family | 6.619 | 0.58879 | 11.2418 | 0 | 0 | 0
[10 empty] | Residential | Energy Star Dehumidifier | Turnover | Multi-Family | 6.619 | 0.58879 | 11.2418 | 0 | 0 | 0
[10 empty] | Residential | Energy Star Dehumidifier | Turnover | Manufactured Home | 6.619 | 0.58879 | 11.2418 | 0 | 0 | 0
[10 empty] | Residential | Energy Star Dehumidifier | New | Single Family | 6.619 | 0.58879 | 11.2418 | 0 | 0 | 0
[10 empty] | Residential | Energy Star Dehumidifier | New | Multi-Family | 6.619 | 0.58879 | 11.2418 | 0 | 0 | 0
[10 empty] | Residential | Energy Star Dehumidifier | New | Manufactured Home | 6.619 | 0.58879 | 11.2418 | 0 | 0 | 0
[10 empty] | Residential | Heat Pump Pool Heater | Turnover | Single Family | 8.127 | 0.62559 | 12.9908 | 0 | 0 | 0
[10 empty] | Residential | Heat Pump Pool Heater | Turnover | Multi-Family | 8.127 | 0.62559 | 12.9908 | 0 | 0 | 0
[10 empty] | Residential | Heat Pump Pool Heater | Turnover | Manufactured Home | 8.127 | 0.62559 | 12.9908 | 0 | 0 | 0
[10 empty] | Residential | Heat Pump Pool Heater | New | Single Family | 8.127 | 0.62559 | 12.9908 | 0 | 0 | 0
[10 empty] | Residential | Heat Pump Pool Heater | New | Multi-Family | 8.127 | 0.62559 | 12.9908 | 0 | 0 | 0
[10 empty] | Residential | Heat Pump Pool Heater | New | Manufactured Home | 8.127 | 0.62559 | 12.9908 | 0 | 0 | 0
[10 empty] | Residential | Two Speed Pool Pump | Turnover | Single Family | 2.9033 | 0.63965 | 4.5389 | 0 | 0 | 0
[10 empty] | Residential | Two Speed Pool Pump | Turnover | Multi-Family | 2.9033 | 0.63965 | 4.5389 | 0 | 0 | 0
[10 empty] | Residential | Two Speed Pool Pump | Turnover | Manufactured Home | 2.9033 | 0.63965 | 4.5389 | 0 | 0 | 0
[10 empty] | Residential | Two Speed Pool Pump | New | Single Family | 2.9033 | 0.63965 | 4.5389 | 0 | 0 | 0
[10 empty] | Residential | Two Speed Pool Pump | New | Multi-Family | 2.9033 | 0.63965 | 4.5389 | 0 | 0 | 0
[10 empty] | Residential | Two Speed Pool Pump | New | Manufactured Home | 2.9033 | 0.63965 | 4.5389 | 0 | 0 | 0
[10 empty] | Residential | Removal of 2nd Refrigerator-Freezer | Existing | Single Family | 5.7136 | 0.55631 | 10.2704 | 0 | 0 | 0
[10 empty] | Residential | Removal of 2nd Refrigerator-Freezer | Existing | Multi-Family | 5.7136 | 0.55631 | 10.2704 | 0 | 0 | 0
[10 empty] | Residential | Removal of 2nd Refrigerator-Freezer | Existing | Manufactured Home | 5.7136 | 0.55631 | 10.2704 | 0 | 0 | 0
[10 empty] | Residential | Removal of 2nd Refrigerator-Freezer | New | Single Family | 5.7136 | 0.55631 | 10.2704 | 0 | 0 | 0
[10 empty] | Residential | Removal of 2nd Refrigerator-Freezer | New | Multi-Family | 5.7136 | 0.55631 | 10.2704 | 0 | 0 | 0
[10 empty] | Residential | Removal of 2nd Refrigerator-Freezer | New | Manufactured Home | 5.7136 | 0.55631 | 10.2704 | 0 | 0 | 0
[10 empty] | Residential | Faucet Aerator | Existing | Single Family | 11.7818 | 0.56334 | 20.9141 | 0 | 0 | 0
[10 empty] | Residential | Faucet Aerator | Existing | Multi-Family | 9.2613 | 0.56334 | 16.4399 | 0 | 0 | 0
[10 empty] | Residential | Faucet Aerator | Existing | Manufactured Home | 9.1875 | 0.56334 | 16.3088 | 0 | 0 | 0
[10 empty] | Residential | Faucet Aerator | New | Single Family | 4.9091 | 0.56334 | 8.7142 | 0 | 0 | 0
[10 empty] | Residential | Faucet Aerator | New | Multi-Family | 3.8589 | 0.56334 | 6.8499 | 0 | 0 | 0
[10 empty] | Residential | Faucet Aerator | New | Manufactured Home | 3.8281 | 0.56334 | 6.7953 | 0 | 0 | 0
[10 empty] | Residential | Hot Water Pipe Insulation | Existing | Single Family | 5.3205 | 0.57896 | 9.1898 | 0 | 0 | 0
[10 empty] | Residential | Hot Water Pipe Insulation | Existing | Multi-Family | 4.5587 | 0.57896 | 7.874 | 0 | 0 | 0
[10 empty] | Residential | Hot Water Pipe Insulation | Existing | Manufactured Home | 6.7458 | 0.57896 | 11.6516 | 0 | 0 | 0
[10 empty] | Residential | Hot Water Pipe Insulation | New | Single Family | 5.3205 | 0.57896 | 9.1898 | 0 | 0 | 0
[10 empty] | Residential | Hot Water Pipe Insulation | New | Multi-Family | 4.5587 | 0.57896 | 7.874 | 0 | 0 | 0
[10 empty] | Residential | Hot Water Pipe Insulation | New | Manufactured Home | 6.7458 | 0.57896 | 11.6516 | 0 | 0 | 0
[10 empty] | Residential | Low Flow Showerhead | Existing | Single Family | 19.3762 | 0.55794 | 34.7281 | 0 | 0 | 0
[10 empty] | Residential | Low Flow Showerhead | Existing | Multi-Family | 15.231 | 0.55794 | 27.2986 | 0 | 0 | 0
[10 empty] | Residential | Low Flow Showerhead | Existing | Manufactured Home | 15.1096 | 0.55794 | 27.0809 | 0 | 0 | 0
[10 empty] | Residential | Low Flow Showerhead | New | Single Family | 19.3762 | 0.55794 | 34.7281 | 0 | 0 | 0
[10 empty] | Residential | Low Flow Showerhead | New | Multi-Family | 15.231 | 0.55794 | 27.2986 | 0 | 0 | 0
[10 empty] | Residential | Low Flow Showerhead | New | Manufactured Home | 15.1096 | 0.55794 | 27.0809 | 0 | 0 | 0
[10 empty] | Residential | Water Heater Thermostat Setback | Existing | Single Family | 4.8583 | 0.55246 | 8.794 | 0 | 0 | 0
[10 empty] | Residential | Water Heater Thermostat Setback | Existing | Multi-Family | 4.8583 | 0.55246 | 8.794 | 0 | 0 | 0
[10 empty] | Residential | Water Heater Thermostat Setback | Existing | Manufactured Home | 4.8583 | 0.55246 | 8.794 | 0 | 0 | 0
[10 empty] | Residential | Water Heater Thermostat Setback | New | Single Family | 4.8583 | 0.55246 | 8.794 | 0 | 0 | 0
[10 empty] | Residential | Water Heater Thermostat Setback | New | Multi-Family | 4.8583 | 0.55246 | 8.794 | 0 | 0 | 0
[10 empty] | Residential | Water Heater Thermostat Setback | New | Manufactured Home | 4.8583 | 0.55246 | 8.794 | 0 | 0 | 0
[10 empty] | Residential | Smart Power Strip | Existing | Single Family | 1.461 | 0.55661 | 2.6248 | 0 | 0 | 0
[10 empty] | Residential | Smart Power Strip | Existing | Multi-Family | 1.461 | 0.55661 | 2.6248 | 0 | 0 | 0
[10 empty] | Residential | Smart Power Strip | Existing | Manufactured Home | 1.461 | 0.55661 | 2.6248 | 0 | 0 | 0
[10 empty] | Residential | Smart Power Strip | New | Single Family | 1.461 | 0.55661 | 2.6248 | 0 | 0 | 0
[10 empty] | Residential | Smart Power Strip | New | Multi-Family | 1.461 | 0.55661 | 2.6248 | 0 | 0 | 0
[10 empty] | Residential | Smart Power Strip | New | Manufactured Home | 1.461 | 0.55661 | 2.6248 | 0 | 0 | 0
[10 empty] | Residential | Energy Star Certified Roof Products | Existing | Single Family | 999 | 0.6824 | 999 | 0 | 0 | 0
[10 empty] | Residential | Energy Star Certified Roof Products | Existing | Multi-Family | 999 | 0.66453 | 999 | 0 | 0 | 0
[10 empty] | Residential | Energy Star Certified Roof Products | Existing | Manufactured Home | 999 | 0.66 | 999 | 0 | 0 | 0
[10 empty] | Residential | Energy Star Certified Roof Products | New | Single Family | 999 | 0.6824 | 999 | 0 | 0 | 0
[10 empty] | Residential | Energy Star Certified Roof Products | New | Multi-Family | 999 | 0.66453 | 999 | 0 | 0 | 0
[10 empty] | Residential | Energy Star Certified Roof Products | New | Manufactured Home | 999 | 0.66 | 999 | 0 | 0 | 0
[10 empty] | Commercial | Energy Star Commercial Oven | Turnover | Assembly | 3.3344 | 0.64165 | 5.1966 | 0 | 0 | 0
[10 empty] | Commercial | Energy Star Commercial Oven | Turnover | College and University | 3.3344 | 0.64165 | 5.1966 | 0 | 0 | 0
[10 empty] | Commercial | Energy Star Commercial Oven | Turnover | Grocery | 3.3344 | 0.64165 | 5.1966 | 0 | 0 | 0
[10 empty] | Commercial | Energy Star Commercial Oven | Turnover | Healthcare | 3.3344 | 0.64165 | 5.1966 | 0 | 0 | 0
[10 empty] | Commercial | Energy Star Commercial Oven | Turnover | Hospitals | 3.3344 | 0.64165 | 5.1966 | 0 | 0 | 0
[10 empty] | Commercial | Energy Star Commercial Oven | Turnover | Institutional | 3.3344 | 0.64165 | 5.1966 | 0 | 0 | 0
[10 empty] | Commercial | Energy Star Commercial Oven | Turnover | Lodging/Hospitality | 3.3344 | 0.64165 | 5.1966 | 0 | 0 | 0
[10 empty] | Commercial | Energy Star Commercial Oven | Turnover | Miscellaneous | 3.3344 | 0.64165 | 5.1966 | 0 | 0 | 0
[10 empty] | Commercial | Energy Star Commercial Oven | Turnover | Offices | 3.3344 | 0.64165 | 5.1966 | 0 | 0 | 0
[10 empty] | Commercial | Energy Star Commercial Oven | Turnover | Restaurants | 3.3344 | 0.64165 | 5.1966 | 0 | 0 | 0
[10 empty] | Commercial | Energy Star Commercial Oven | Turnover | Retail | 3.3344 | 0.64165 | 5.1966 | 0 | 0 | 0
[10 empty] | Commercial | Energy Star Commercial Oven | Turnover | Schools K-12 | 3.3344 | 0.64165 | 5.1966 | 0 | 0 | 0
[10 empty] | Commercial | Energy Star Commercial Oven | Turnover | Warehouse | 3.3344 | 0.64165 | 5.1966 | 0 | 0 | 0
[10 empty] | Commercial | Energy Star Commercial Oven | New | Assembly | 3.3344 | 0.64165 | 5.1966 | 0 | 0 | 0
[10 empty] | Commercial | Energy Star Commercial Oven | New | College and University | 3.3344 | 0.64165 | 5.1966 | 0 | 0 | 0
[10 empty] | Commercial | Energy Star Commercial Oven | New | Grocery | 3.3344 | 0.64165 | 5.1966 | 0 | 0 | 0
[10 empty] | Commercial | Energy Star Commercial Oven | New | Healthcare | 3.3344 | 0.64165 | 5.1966 | 0 | 0 | 0
[10 empty] | Commercial | Energy Star Commercial Oven | New | Hospitals | 3.3344 | 0.64165 | 5.1966 | 0 | 0 | 0
[10 empty] | Commercial | Energy Star Commercial Oven | New | Institutional | 3.3344 | 0.64165 | 5.1966 | 0 | 0 | 0
[10 empty] | Commercial | Energy Star Commercial Oven | New | Lodging/Hospitality | 3.3344 | 0.64165 | 5.1966 | 0 | 0 | 0
[10 empty] | Commercial | Energy Star Commercial Oven | New | Miscellaneous | 3.3344 | 0.64165 | 5.1966 | 0 | 0 | 0
[10 empty] | Commercial | Energy Star Commercial Oven | New | Offices | 3.3344 | 0.64165 | 5.1966 | 0 | 0 | 0
[10 empty] | Commercial | Energy Star Commercial Oven | New | Restaurants | 3.3344 | 0.64165 | 5.1966 | 0 | 0 | 0
[10 empty] | Commercial | Energy Star Commercial Oven | New | Retail | 3.3344 | 0.64165 | 5.1966 | 0 | 0 | 0
[10 empty] | Commercial | Energy Star Commercial Oven | New | Schools K-12 | 3.3344 | 0.64165 | 5.1966 | 0 | 0 | 0
[10 empty] | Commercial | Energy Star Commercial Oven | New | Warehouse | 3.3344 | 0.64165 | 5.1966 | 0 | 0 | 0
[10 empty] | Commercial | Energy Star Griddle | Turnover | Assembly | 999 | 0.64327 | 999 | 0 | 0 | 0
[10 empty] | Commercial | Energy Star Griddle | Turnover | College and University | 999 | 0.64327 | 999 | 0 | 0 | 0
[10 empty] | Commercial | Energy Star Griddle | Turnover | Grocery | 999 | 0.64327 | 999 | 0 | 0 | 0
[10 empty] | Commercial | Energy Star Griddle | Turnover | Healthcare | 999 | 0.64327 | 999 | 0 | 0 | 0
[10 empty] | Commercial | Energy Star Griddle | Turnover | Hospitals | 999 | 0.64327 | 999 | 0 | 0 | 0
[10 empty] | Commercial | Energy Star Griddle | Turnover | Institutional | 999 | 0.64327 | 999 | 0 | 0 | 0
[10 empty] | Commercial | Energy Star Griddle | Turnover | Lodging/Hospitality | 999 | 0.64327 | 999 | 0 | 0 | 0
[10 empty] | Commercial | Energy Star Griddle | Turnover | Miscellaneous | 999 | 0.64327 | 999 | 0 | 0 | 0
[10 empty] | Commercial | Energy Star Griddle | Turnover | Offices | 999 | 0.64327 | 999 | 0 | 0 | 0
[10 empty] | Commercial | Energy Star Griddle | Turnover | Restaurants | 999 | 0.64327 | 999 | 0 | 0 | 0
[10 empty] | Commercial | Energy Star Griddle | Turnover | Retail | 999 | 0.64327 | 999 | 0 | 0 | 0
[10 empty] | Commercial | Energy Star Griddle | Turnover | Schools K-12 | 999 | 0.64327 | 999 | 0 | 0 | 0
[10 empty] | Commercial | Energy Star Griddle | Turnover | Warehouse | 999 | 0.64327 | 999 | 0 | 0 | 0
[10 empty] | Commercial | Energy Star Griddle | New | Assembly | 999 | 0.64327 | 999 | 0 | 0 | 0
[10 empty] | Commercial | Energy Star Griddle | New | College and University | 999 | 0.64327 | 999 | 0 | 0 | 0
[10 empty] | Commercial | Energy Star Griddle | New | Grocery | 999 | 0.64327 | 999 | 0 | 0 | 0
[10 empty] | Commercial | Energy Star Griddle | New | Healthcare | 999 | 0.64327 | 999 | 0 | 0 | 0
[10 empty] | Commercial | Energy Star Griddle | New | Hospitals | 999 | 0.64327 | 999 | 0 | 0 | 0
[10 empty] | Commercial | Energy Star Griddle | New | Institutional | 999 | 0.64327 | 999 | 0 | 0 | 0
[10 empty] | Commercial | Energy Star Griddle | New | Lodging/Hospitality | 999 | 0.64327 | 999 | 0 | 0 | 0
[10 empty] | Commercial | Energy Star Griddle | New | Miscellaneous | 999 | 0.64327 | 999 | 0 | 0 | 0
[10 empty] | Commercial | Energy Star Griddle | New | Offices | 999 | 0.64327 | 999 | 0 | 0 | 0
[10 empty] | Commercial | Energy Star Griddle | New | Restaurants | 999 | 0.64327 | 999 | 0 | 0 | 0
[10 empty] | Commercial | Energy Star Griddle | New | Retail | 999 | 0.64327 | 999 | 0 | 0 | 0
[10 empty] | Commercial | Energy Star Griddle | New | Schools K-12 | 999 | 0.64327 | 999 | 0 | 0 | 0
[10 empty] | Commercial | Energy Star Griddle | New | Warehouse | 999 | 0.64327 | 999 | 0 | 0 | 0
[10 empty] | Commercial | Energy Star Steamer | Turnover | Assembly | 7.5228 | 0.64243 | 11.7098 | 0 | 0 | 0
[10 empty] | Commercial | Energy Star Steamer | Turnover | College and University | 7.5228 | 0.64243 | 11.7098 | 0 | 0 | 0
[10 empty] | Commercial | Energy Star Steamer | Turnover | Grocery | 7.5228 | 0.64243 | 11.7098 | 0 | 0 | 0
[10 empty] | Commercial | Energy Star Steamer | Turnover | Healthcare | 7.5228 | 0.64243 | 11.7098 | 0 | 0 | 0
[10 empty] | Commercial | Energy Star Steamer | Turnover | Hospitals | 7.5228 | 0.64243 | 11.7098 | 0 | 0 | 0
[10 empty] | Commercial | Energy Star Steamer | Turnover | Institutional | 7.5228 | 0.64243 | 11.7098 | 0 | 0 | 0
[10 empty] | Commercial | Energy Star Steamer | Turnover | Lodging/Hospitality | 7.5228 | 0.64243 | 11.7098 | 0 | 0 | 0
[10 empty] | Commercial | Energy Star Steamer | Turnover | Miscellaneous | 7.5228 | 0.64243 | 11.7098 | 0 | 0 | 0
[10 empty] | Commercial | Energy Star Steamer | Turnover | Offices | 7.5228 | 0.64243 | 11.7098 | 0 | 0 | 0
[10 empty] | Commercial | Energy Star Steamer | Turnover | Restaurants | 7.5228 | 0.64243 | 11.7098 | 0 | 0 | 0
[10 empty] | Commercial | Energy Star Steamer | Turnover | Retail | 7.5228 | 0.64243 | 11.7098 | 0 | 0 | 0
[10 empty] | Commercial | Energy Star Steamer | Turnover | Schools K-12 | 7.5228 | 0.64243 | 11.7098 | 0 | 0 | 0
[10 empty] | Commercial | Energy Star Steamer | Turnover | Warehouse | 7.5228 | 0.64243 | 11.7098 | 0 | 0 | 0
[10 empty] | Commercial | Energy Star Steamer | New | Assembly | 7.5228 | 0.64243 | 11.7098 | 0 | 0 | 0
[10 empty] | Commercial | Energy Star Steamer | New | College and University | 7.5228 | 0.64243 | 11.7098 | 0 | 0 | 0
[10 empty] | Commercial | Energy Star Steamer | New | Grocery | 7.5228 | 0.64243 | 11.7098 | 0 | 0 | 0
[10 empty] | Commercial | Energy Star Steamer | New | Healthcare | 7.5228 | 0.64243 | 11.7098 | 0 | 0 | 0
[10 empty] | Commercial | Energy Star Steamer | New | Hospitals | 7.5228 | 0.64243 | 11.7098 | 0 | 0 | 0
[10 empty] | Commercial | Energy Star Steamer | New | Institutional | 7.5228 | 0.64243 | 11.7098 | 0 | 0 | 0
[10 empty] | Commercial | Energy Star Steamer | New | Lodging/Hospitality | 7.5228 | 0.64243 | 11.7098 | 0 | 0 | 0
[10 empty] | Commercial | Energy Star Steamer | New | Miscellaneous | 7.5228 | 0.64243 | 11.7098 | 0 | 0 | 0
[10 empty] | Commercial | Energy Star Steamer | New | Offices | 7.5228 | 0.64243 | 11.7098 | 0 | 0 | 0
[10 empty] | Commercial | Energy Star Steamer | New | Restaurants | 7.5228 | 0.64243 | 11.7098 | 0 | 0 | 0
[10 empty] | Commercial | Energy Star Steamer | New | Retail | 7.5228 | 0.64243 | 11.7098 | 0 | 0 | 0
[10 empty] | Commercial | Energy Star Steamer | New | Schools K-12 | 7.5228 | 0.64243 | 11.7098 | 0 | 0 | 0
[10 empty] | Commercial | Energy Star Steamer | New | Warehouse | 7.5228 | 0.64243 | 11.7098 | 0 | 0 | 0
[10 empty] | Commercial | Energy Star Commercial Dishwasher | Turnover | Assembly | 19.7604 | 0.66657 | 29.6449 | 0 | 0 | 0
[10 empty] | Commercial | Energy Star Commercial Dishwasher | Turnover | College and University | 19.7604 | 0.66657 | 29.6449 | 0 | 0 | 0
[10 empty] | Commercial | Energy Star Commercial Dishwasher | Turnover | Grocery | 19.7604 | 0.66657 | 29.6449 | 0 | 0 | 0
[10 empty] | Commercial | Energy Star Commercial Dishwasher | Turnover | Healthcare | 19.7604 | 0.66657 | 29.6449 | 0 | 0 | 0
[10 empty] | Commercial | Energy Star Commercial Dishwasher | Turnover | Hospitals | 19.7604 | 0.66657 | 29.6449 | 0 | 0 | 0
[10 empty] | Commercial | Energy Star Commercial Dishwasher | Turnover | Institutional | 19.7604 | 0.66657 | 29.6449 | 0 | 0 | 0
[10 empty] | Commercial | Energy Star Commercial Dishwasher | Turnover | Lodging/Hospitality | 19.7604 | 0.66657 | 29.6449 | 0 | 0 | 0
[10 empty] | Commercial | Energy Star Commercial Dishwasher | Turnover | Miscellaneous | 19.7604 | 0.66657 | 29.6449 | 0 | 0 | 0
[10 empty] | Commercial | Energy Star Commercial Dishwasher | Turnover | Offices | 19.7604 | 0.66657 | 29.6449 | 0 | 0 | 0
[10 empty] | Commercial | Energy Star Commercial Dishwasher | Turnover | Restaurants | 19.7604 | 0.66657 | 29.6449 | 0 | 0 | 0
[10 empty] | Commercial | Energy Star Commercial Dishwasher | Turnover | Retail | 19.7604 | 0.66657 | 29.6449 | 0 | 0 | 0
[10 empty] | Commercial | Energy Star Commercial Dishwasher | Turnover | Schools K-12 | 19.7604 | 0.66657 | 29.6449 | 0 | 0 | 0
[10 empty] | Commercial | Energy Star Commercial Dishwasher | Turnover | Warehouse | 19.7604 | 0.66657 | 29.6449 | 0 | 0 | 0
[10 empty] | Commercial | Energy Star Commercial Dishwasher | New | Assembly | 19.7604 | 0.66657 | 29.6449 | 0 | 0 | 0
[10 empty] | Commercial | Energy Star Commercial Dishwasher | New | College and University | 19.7604 | 0.66657 | 29.6449 | 0 | 0 | 0
[10 empty] | Commercial | Energy Star Commercial Dishwasher | New | Grocery | 19.7604 | 0.66657 | 29.6449 | 0 | 0 | 0
[10 empty] | Commercial | Energy Star Commercial Dishwasher | New | Healthcare | 19.7604 | 0.66657 | 29.6449 | 0 | 0 | 0
[10 empty] | Commercial | Energy Star Commercial Dishwasher | New | Hospitals | 19.7604 | 0.66657 | 29.6449 | 0 | 0 | 0
[10 empty] | Commercial | Energy Star Commercial Dishwasher | New | Institutional | 19.7604 | 0.66657 | 29.6449 | 0 | 0 | 0
[10 empty] | Commercial | Energy Star Commercial Dishwasher | New | Lodging/Hospitality | 19.7604 | 0.66657 | 29.6449 | 0 | 0 | 0
[10 empty] | Commercial | Energy Star Commercial Dishwasher | New | Miscellaneous | 19.7604 | 0.66657 | 29.6449 | 0 | 0 | 0
[10 empty] | Commercial | Energy Star Commercial Dishwasher | New | Offices | 19.7604 | 0.66657 | 29.6449 | 0 | 0 | 0
[10 empty] | Commercial | Energy Star Commercial Dishwasher | New | Restaurants | 19.7604 | 0.66657 | 29.6449 | 0 | 0 | 0
[10 empty] | Commercial | Energy Star Commercial Dishwasher | New | Retail | 19.7604 | 0.66657 | 29.6449 | 0 | 0 | 0
[10 empty] | Commercial | Energy Star Commercial Dishwasher | New | Schools K-12 | 19.7604 | 0.66657 | 29.6449 | 0 | 0 | 0
[10 empty] | Commercial | Energy Star Commercial Dishwasher | New | Warehouse | 19.7604 | 0.66657 | 29.6449 | 0 | 0 | 0
[10 empty] | Commercial | Heat Pump Water Heater | Turnover | College and University | 5.3113 | 0.59967 | 8.857 | 0 | 0 | 0
[10 empty] | Commercial | Heat Pump Water Heater | Turnover | Grocery | 4.7203 | 0.61163 | 7.7176 | 0 | 0 | 0
[10 empty] | Commercial | Heat Pump Water Heater | Turnover | Healthcare | 3.1753 | 0.60986 | 5.2066 | 0 | 0 | 0
[10 empty] | Commercial | Heat Pump Water Heater | Turnover | Hospitals | 6.2093 | 0.59967 | 10.3545 | 0 | 0 | 0
[10 empty] | Commercial | Heat Pump Water Heater | Turnover | Institutional | 7.6207 | 0.60986 | 12.4959 | 0 | 0 | 0
[10 empty] | Commercial | Heat Pump Water Heater | Turnover | Lodging/Hospitality | 7.5524 | 0.61163 | 12.3481 | 0 | 0 | 0
[10 empty] | Commercial | Heat Pump Water Heater | Turnover | Miscellaneous | 7.1444 | 0.60986 | 11.7149 | 0 | 0 | 0
[10 empty] | Commercial | Heat Pump Water Heater | Turnover | Offices | 6.6152 | 0.60986 | 10.8471 | 0 | 0 | 0
[10 empty] | Commercial | Heat Pump Water Heater | Turnover | Restaurants | 3.9335 | 0.61163 | 6.4313 | 0 | 0 | 0
[10 empty] | Commercial | Heat Pump Water Heater | Turnover | Retail | 4.6731 | 0.61163 | 7.6404 | 0 | 0 | 0
[10 empty] | Commercial | Heat Pump Water Heater | Turnover | Warehouse | 4.763 | 0.60986 | 7.8099 | 0 | 0 | 0
[10 empty] | Commercial | Heat Pump Water Heater | New | College and University | 5.3113 | 0.59967 | 8.857 | 0 | 0 | 0
[10 empty] | Commercial | Heat Pump Water Heater | New | Grocery | 4.7203 | 0.61163 | 7.7176 | 0 | 0 | 0
[10 empty] | Commercial | Heat Pump Water Heater | New | Healthcare | 3.1753 | 0.60986 | 5.2066 | 0 | 0 | 0
[10 empty] | Commercial | Heat Pump Water Heater | New | Hospitals | 6.2093 | 0.59967 | 10.3545 | 0 | 0 | 0
[10 empty] | Commercial | Heat Pump Water Heater | New | Institutional | 7.6207 | 0.60986 | 12.4959 | 0 | 0 | 0
[10 empty] | Commercial | Heat Pump Water Heater | New | Lodging/Hospitality | 7.5524 | 0.61163 | 12.3481 | 0 | 0 | 0
[10 empty] | Commercial | Heat Pump Water Heater | New | Miscellaneous | 7.1444 | 0.60986 | 11.7149 | 0 | 0 | 0
[10 empty] | Commercial | Heat Pump Water Heater | New | Offices | 6.6152 | 0.60986 | 10.8471 | 0 | 0 | 0
[10 empty] | Commercial | Heat Pump Water Heater | New | Restaurants | 3.9335 | 0.61163 | 6.4313 | 0 | 0 | 0
[10 empty] | Commercial | Heat Pump Water Heater | New | Retail | 4.6731 | 0.61163 | 7.6404 | 0 | 0 | 0
[10 empty] | Commercial | Heat Pump Water Heater | New | Warehouse | 4.763 | 0.60986 | 7.8099 | 0 | 0 | 0
[10 empty] | Commercial | CFL - 15W Flood | Turnover | Assembly | 20.7527 | 0.61293 | 33.8584 | 0 | 0 | 0
[10 empty] | Commercial | CFL - 15W Flood | Turnover | College and University | 20.7527 | 0.61293 | 33.8584 | 0 | 0 | 0
[10 empty] | Commercial | CFL - 15W Flood | Turnover | Grocery | 20.7527 | 0.61293 | 33.8584 | 0 | 0 | 0
[10 empty] | Commercial | CFL - 15W Flood | Turnover | Healthcare | 20.7527 | 0.61293 | 33.8584 | 0 | 0 | 0
[10 empty] | Commercial | CFL - 15W Flood | Turnover | Hospitals | 20.7527 | 0.61293 | 33.8584 | 0 | 0 | 0
[10 empty] | Commercial | CFL - 15W Flood | Turnover | Institutional | 20.7527 | 0.61293 | 33.8584 | 0 | 0 | 0
[10 empty] | Commercial | CFL - 15W Flood | Turnover | Lodging/Hospitality | 20.7527 | 0.61293 | 33.8584 | 0 | 0 | 0
[10 empty] | Commercial | CFL - 15W Flood | Turnover | Miscellaneous | 20.7527 | 0.61293 | 33.8584 | 0 | 0 | 0
[10 empty] | Commercial | CFL - 15W Flood | Turnover | Offices | 20.7527 | 0.61293 | 33.8584 | 0 | 0 | 0
[10 empty] | Commercial | CFL - 15W Flood | Turnover | Restaurants | 20.7527 | 0.61293 | 33.8584 | 0 | 0 | 0
[10 empty] | Commercial | CFL - 15W Flood | Turnover | Retail | 20.7527 | 0.61293 | 33.8584 | 0 | 0 | 0
[10 empty] | Commercial | CFL - 15W Flood | Turnover | Schools K-12 | 20.7527 | 0.61293 | 33.8584 | 0 | 0 | 0
[10 empty] | Commercial | CFL - 15W Flood | Turnover | Warehouse | 20.7527 | 0.61293 | 33.8584 | 0 | 0 | 0
[10 empty] | Commercial | CFL - 15W Flood | New | Assembly | 20.7527 | 0.61293 | 33.8584 | 0 | 0 | 0
[10 empty] | Commercial | CFL - 15W Flood | New | College and University | 20.7527 | 0.61293 | 33.8584 | 0 | 0 | 0
[10 empty] | Commercial | CFL - 15W Flood | New | Grocery | 20.7527 | 0.61293 | 33.8584 | 0 | 0 | 0
[10 empty] | Commercial | CFL - 15W Flood | New | Healthcare | 20.7527 | 0.61293 | 33.8584 | 0 | 0 | 0
[10 empty] | Commercial | CFL - 15W Flood | New | Hospitals | 20.7527 | 0.61293 | 33.8584 | 0 | 0 | 0
[10 empty] | Commercial | CFL - 15W Flood | New | Institutional | 20.7527 | 0.61293 | 33.8584 | 0 | 0 | 0
[10 empty] | Commercial | CFL - 15W Flood | New | Lodging/Hospitality | 20.7527 | 0.61293 | 33.8584 | 0 | 0 | 0
[10 empty] | Commercial | CFL - 15W Flood | New | Miscellaneous | 20.7527 | 0.61293 | 33.8584 | 0 | 0 | 0
[10 empty] | Commercial | CFL - 15W Flood | New | Offices | 20.7527 | 0.61293 | 33.8584 | 0 | 0 | 0
[10 empty] | Commercial | CFL - 15W Flood | New | Restaurants | 20.7527 | 0.61293 | 33.8584 | 0 | 0 | 0
[10 empty] | Commercial | CFL - 15W Flood | New | Retail | 20.7527 | 0.61293 | 33.8584 | 0 | 0 | 0
[10 empty] | Commercial | CFL - 15W Flood | New | Schools K-12 | 20.7527 | 0.61293 | 33.8584 | 0 | 0 | 0
[10 empty] | Commercial | CFL - 15W Flood | New | Warehouse | 20.7527 | 0.61293 | 33.8584 | 0 | 0 | 0
[10 empty] | Commercial | LED - 9W Flood | Turnover | Assembly | 52.0003 | 0.6378 | 81.5312 | 0 | 0 | 0
[10 empty] | Commercial | LED - 9W Flood | Turnover | College and University | 52.0003 | 0.6378 | 81.5312 | 0 | 0 | 0
[10 empty] | Commercial | LED - 9W Flood | Turnover | Grocery | 52.0003 | 0.6378 | 81.5312 | 0 | 0 | 0
[10 empty] | Commercial | LED - 9W Flood | Turnover | Healthcare | 52.0003 | 0.6378 | 81.5312 | 0 | 0 | 0
[10 empty] | Commercial | LED - 9W Flood | Turnover | Hospitals | 52.0003 | 0.6378 | 81.5312 | 0 | 0 | 0
[10 empty] | Commercial | LED - 9W Flood | Turnover | Institutional | 52.0003 | 0.6378 | 81.5312 | 0 | 0 | 0
[10 empty] | Commercial | LED - 9W Flood | Turnover | Lodging/Hospitality | 52.0003 | 0.6378 | 81.5312 | 0 | 0 | 0
[10 empty] | Commercial | LED - 9W Flood | Turnover | Miscellaneous | 52.0003 | 0.6378 | 81.5312 | 0 | 0 | 0
[10 empty] | Commercial | LED - 9W Flood | Turnover | Offices | 52.0003 | 0.6378 | 81.5312 | 0 | 0 | 0
[10 empty] | Commercial | LED - 9W Flood | Turnover | Restaurants | 52.0003 | 0.6378 | 81.5312 | 0 | 0 | 0
[10 empty] | Commercial | LED - 9W Flood | Turnover | Retail | 52.0003 | 0.6378 | 81.5312 | 0 | 0 | 0
[10 empty] | Commercial | LED - 9W Flood | Turnover | Schools K-12 | 52.0003 | 0.6378 | 81.5312 | 0 | 0 | 0
[10 empty] | Commercial | LED - 9W Flood | Turnover | Warehouse | 52.0003 | 0.6378 | 81.5312 | 0 | 0 | 0
[10 empty] | Commercial | LED - 9W Flood | New | Assembly | 52.0003 | 0.6378 | 81.5312 | 0 | 0 | 0
[10 empty] | Commercial | LED - 9W Flood | New | College and University | 52.0003 | 0.6378 | 81.5312 | 0 | 0 | 0
[10 empty] | Commercial | LED - 9W Flood | New | Grocery | 52.0003 | 0.6378 | 81.5312 | 0 | 0 | 0
[10 empty] | Commercial | LED - 9W Flood | New | Healthcare | 52.0003 | 0.6378 | 81.5312 | 0 | 0 | 0
[10 empty] | Commercial | LED - 9W Flood | New | Hospitals | 52.0003 | 0.6378 | 81.5312 | 0 | 0 | 0
[10 empty] | Commercial | LED - 9W Flood | New | Institutional | 52.0003 | 0.6378 | 81.5312 | 0 | 0 | 0
[10 empty] | Commercial | LED - 9W Flood | New | Lodging/Hospitality | 52.0003 | 0.6378 | 81.5312 | 0 | 0 | 0
[10 empty] | Commercial | LED - 9W Flood | New | Miscellaneous | 52.0003 | 0.6378 | 81.5312 | 0 | 0 | 0
[10 empty] | Commercial | LED - 9W Flood | New | Offices | 52.0003 | 0.6378 | 81.5312 | 0 | 0 | 0
[10 empty] | Commercial | LED - 9W Flood | New | Restaurants | 52.0003 | 0.6378 | 81.5312 | 0 | 0 | 0
[10 empty] | Commercial | LED - 9W Flood | New | Retail | 52.0003 | 0.6378 | 81.5312 | 0 | 0 | 0
[10 empty] | Commercial | LED - 9W Flood | New | Schools K-12 | 52.0003 | 0.6378 | 81.5312 | 0 | 0 | 0
[10 empty] | Commercial | LED - 9W Flood | New | Warehouse | 52.0003 | 0.6378 | 81.5312 | 0 | 0 | 0
[10 empty] | Commercial | LED Display Lighting (Exterior) | Turnover | Assembly | 7.8308 | 0.6378 | 12.2779 | 0 | 0 | 0
[10 empty] | Commercial | LED Display Lighting (Exterior) | Turnover | College and University | 7.8308 | 0.6378 | 12.2779 | 0 | 0 | 0
[10 empty] | Commercial | LED Display Lighting (Exterior) | Turnover | Grocery | 7.8308 | 0.6378 | 12.2779 | 0 | 0 | 0
[10 empty] | Commercial | LED Display Lighting (Exterior) | Turnover | Healthcare | 7.8308 | 0.6378 | 12.2779 | 0 | 0 | 0
[10 empty] | Commercial | LED Display Lighting (Exterior) | Turnover | Hospitals | 7.8308 | 0.6378 | 12.2779 | 0 | 0 | 0
[10 empty] | Commercial | LED Display Lighting (Exterior) | Turnover | Institutional | 7.8308 | 0.6378 | 12.2779 | 0 | 0 | 0
[10 empty] | Commercial | LED Display Lighting (Exterior) | Turnover | Lodging/Hospitality | 7.8308 | 0.6378 | 12.2779 | 0 | 0 | 0
[10 empty] | Commercial | LED Display Lighting (Exterior) | Turnover | Miscellaneous | 7.8308 | 0.6378 | 12.2779 | 0 | 0 | 0
[10 empty] | Commercial | LED Display Lighting (Exterior) | Turnover | Offices | 7.8308 | 0.6378 | 12.2779 | 0 | 0 | 0
[10 empty] | Commercial | LED Display Lighting (Exterior) | Turnover | Restaurants | 7.8308 | 0.6378 | 12.2779 | 0 | 0 | 0
[10 empty] | Commercial | LED Display Lighting (Exterior) | Turnover | Retail | 7.8308 | 0.6378 | 12.2779 | 0 | 0 | 0
[10 empty] | Commercial | LED Display Lighting (Exterior) | Turnover | Schools K-12 | 7.8308 | 0.6378 | 12.2779 | 0 | 0 | 0
[10 empty] | Commercial | LED Display Lighting (Exterior) | Turnover | Warehouse | 7.8308 | 0.6378 | 12.2779 | 0 | 0 | 0
[10 empty] | Commercial | LED Display Lighting (Exterior) | New | Assembly | 7.8308 | 0.6378 | 12.2779 | 0 | 0 | 0
[10 empty] | Commercial | LED Display Lighting (Exterior) | New | College and University | 7.8308 | 0.6378 | 12.2779 | 0 | 0 | 0
[10 empty] | Commercial | LED Display Lighting (Exterior) | New | Grocery | 7.8308 | 0.6378 | 12.2779 | 0 | 0 | 0
[10 empty] | Commercial | LED Display Lighting (Exterior) | New | Healthcare | 7.8308 | 0.6378 | 12.2779 | 0 | 0 | 0
[10 empty] | Commercial | LED Display Lighting (Exterior) | New | Hospitals | 7.8308 | 0.6378 | 12.2779 | 0 | 0 | 0
[10 empty] | Commercial | LED Display Lighting (Exterior) | New | Institutional | 7.8308 | 0.6378 | 12.2779 | 0 | 0 | 0
[10 empty] | Commercial | LED Display Lighting (Exterior) | New | Lodging/Hospitality | 7.8308 | 0.6378 | 12.2779 | 0 | 0 | 0
[10 empty] | Commercial | LED Display Lighting (Exterior) | New | Miscellaneous | 7.8308 | 0.6378 | 12.2779 | 0 | 0 | 0
[10 empty] | Commercial | LED Display Lighting (Exterior) | New | Offices | 7.8308 | 0.6378 | 12.2779 | 0 | 0 | 0
[10 empty] | Commercial | LED Display Lighting (Exterior) | New | Restaurants | 7.8308 | 0.6378 | 12.2779 | 0 | 0 | 0
[10 empty] | Commercial | LED Display Lighting (Exterior) | New | Retail | 7.8308 | 0.6378 | 12.2779 | 0 | 0 | 0
[10 empty] | Commercial | LED Display Lighting (Exterior) | New | Schools K-12 | 7.8308 | 0.6378 | 12.2779 | 0 | 0 | 0
[10 empty] | Commercial | LED Display Lighting (Exterior) | New | Warehouse | 7.8308 | 0.6378 | 12.2779 | 0 | 0 | 0
[10 empty] | Commercial | LED Parking Lighting | Turnover | Assembly | 17.6507 | 0.64856 | 27.2155 | 0 | 0 | 0
[10 empty] | Commercial | LED Parking Lighting | Turnover | College and University | 17.6507 | 0.64856 | 27.2155 | 0 | 0 | 0
[10 empty] | Commercial | LED Parking Lighting | Turnover | Grocery | 17.6507 | 0.64856 | 27.2155 | 0 | 0 | 0
[10 empty] | Commercial | LED Parking Lighting | Turnover | Healthcare | 17.6507 | 0.64856 | 27.2155 | 0 | 0 | 0
[10 empty] | Commercial | LED Parking Lighting | Turnover | Hospitals | 17.6507 | 0.64856 | 27.2155 | 0 | 0 | 0
[10 empty] | Commercial | LED Parking Lighting | Turnover | Institutional | 17.6507 | 0.64856 | 27.2155 | 0 | 0 | 0
[10 empty] | Commercial | LED Parking Lighting | Turnover | Lodging/Hospitality | 17.6507 | 0.64856 | 27.2155 | 0 | 0 | 0
[10 empty] | Commercial | LED Parking Lighting | Turnover | Miscellaneous | 17.6507 | 0.64856 | 27.2155 | 0 | 0 | 0
[10 empty] | Commercial | LED Parking Lighting | Turnover | Offices | 17.6507 | 0.64856 | 27.2155 | 0 | 0 | 0
[10 empty] | Commercial | LED Parking Lighting | Turnover | Restaurants | 17.6507 | 0.64856 | 27.2155 | 0 | 0 | 0
[10 empty] | Commercial | LED Parking Lighting | Turnover | Retail | 17.6507 | 0.64856 | 27.2155 | 0 | 0 | 0
[10 empty] | Commercial | LED Parking Lighting | Turnover | Schools K-12 | 17.6507 | 0.64856 | 27.2155 | 0 | 0 | 0
[10 empty] | Commercial | LED Parking Lighting | Turnover | Warehouse | 17.6507 | 0.64856 | 27.2155 | 0 | 0 | 0
[10 empty] | Commercial | LED Parking Lighting | New | Assembly | 17.6507 | 0.64856 | 27.2155 | 0 | 0 | 0
[10 empty] | Commercial | LED Parking Lighting | New | College and University | 17.6507 | 0.64856 | 27.2155 | 0 | 0 | 0
[10 empty] | Commercial | LED Parking Lighting | New | Grocery | 17.6507 | 0.64856 | 27.2155 | 0 | 0 | 0
[10 empty] | Commercial | LED Parking Lighting | New | Healthcare | 17.6507 | 0.64856 | 27.2155 | 0 | 0 | 0
[10 empty] | Commercial | LED Parking Lighting | New | Hospitals | 17.6507 | 0.64856 | 27.2155 | 0 | 0 | 0
[10 empty] | Commercial | LED Parking Lighting | New | Institutional | 17.6507 | 0.64856 | 27.2155 | 0 | 0 | 0
[10 empty] | Commercial | LED Parking Lighting | New | Lodging/Hospitality | 17.6507 | 0.64856 | 27.2155 | 0 | 0 | 0
[10 empty] | Commercial | LED Parking Lighting | New | Miscellaneous | 17.6507 | 0.64856 | 27.2155 | 0 | 0 | 0
[10 empty] | Commercial | LED Parking Lighting | New | Offices | 17.6507 | 0.64856 | 27.2155 | 0 | 0 | 0
[10 empty] | Commercial | LED Parking Lighting | New | Restaurants | 17.6507 | 0.64856 | 27.2155 | 0 | 0 | 0
[10 empty] | Commercial | LED Parking Lighting | New | Retail | 17.6507 | 0.64856 | 27.2155 | 0 | 0 | 0
[10 empty] | Commercial | LED Parking Lighting | New | Schools K-12 | 17.6507 | 0.64856 | 27.2155 | 0 | 0 | 0
[10 empty] | Commercial | LED Parking Lighting | New | Warehouse | 17.6507 | 0.64856 | 27.2155 | 0 | 0 | 0
[10 empty] | Commercial | LED Street Lights | Turnover | Assembly | 5.9999 | 0.64856 | 9.2512 | 0 | 0 | 0
[10 empty] | Commercial | LED Street Lights | Turnover | College and University | 5.9999 | 0.64856 | 9.2512 | 0 | 0 | 0
[10 empty] | Commercial | LED Street Lights | Turnover | Grocery | 5.9999 | 0.64856 | 9.2512 | 0 | 0 | 0
[10 empty] | Commercial | LED Street Lights | Turnover | Healthcare | 5.9999 | 0.64856 | 9.2512 | 0 | 0 | 0
[10 empty] | Commercial | LED Street Lights | Turnover | Hospitals | 5.9999 | 0.64856 | 9.2512 | 0 | 0 | 0
[10 empty] | Commercial | LED Street Lights | Turnover | Institutional | 5.9999 | 0.64856 | 9.2512 | 0 | 0 | 0
[10 empty] | Commercial | LED Street Lights | Turnover | Lodging/Hospitality | 5.9999 | 0.64856 | 9.2512 | 0 | 0 | 0
[10 empty] | Commercial | LED Street Lights | Turnover | Miscellaneous | 5.9999 | 0.64856 | 9.2512 | 0 | 0 | 0
[10 empty] | Commercial | LED Street Lights | Turnover | Offices | 5.9999 | 0.64856 | 9.2512 | 0 | 0 | 0
[10 empty] | Commercial | LED Street Lights | Turnover | Restaurants | 5.9999 | 0.64856 | 9.2512 | 0 | 0 | 0
[10 empty] | Commercial | LED Street Lights | Turnover | Retail | 5.9999 | 0.64856 | 9.2512 | 0 | 0 | 0
[10 empty] | Commercial | LED Street Lights | Turnover | Schools K-12 | 5.9999 | 0.64856 | 9.2512 | 0 | 0 | 0
[10 empty] | Commercial | LED Street Lights | Turnover | Warehouse | 5.9999 | 0.64856 | 9.2512 | 0 | 0 | 0
[10 empty] | Commercial | LED Street Lights | New | Assembly | 5.9999 | 0.64856 | 9.2512 | 0 | 0 | 0
[10 empty] | Commercial | LED Street Lights | New | College and University | 5.9999 | 0.64856 | 9.2512 | 0 | 0 | 0
[10 empty] | Commercial | LED Street Lights | New | Grocery | 5.9999 | 0.64856 | 9.2512 | 0 | 0 | 0
[10 empty] | Commercial | LED Street Lights | New | Healthcare | 5.9999 | 0.64856 | 9.2512 | 0 | 0 | 0
[10 empty] | Commercial | LED Street Lights | New | Hospitals | 5.9999 | 0.64856 | 9.2512 | 0 | 0 | 0
[10 empty] | Commercial | LED Street Lights | New | Institutional | 5.9999 | 0.64856 | 9.2512 | 0 | 0 | 0
[10 empty] | Commercial | LED Street Lights | New | Lodging/Hospitality | 5.9999 | 0.64856 | 9.2512 | 0 | 0 | 0
[10 empty] | Commercial | LED Street Lights | New | Miscellaneous | 5.9999 | 0.64856 | 9.2512 | 0 | 0 | 0
[10 empty] | Commercial | LED Street Lights | New | Offices | 5.9999 | 0.64856 | 9.2512 | 0 | 0 | 0
[10 empty] | Commercial | LED Street Lights | New | Restaurants | 5.9999 | 0.64856 | 9.2512 | 0 | 0 | 0
[10 empty] | Commercial | LED Street Lights | New | Retail | 5.9999 | 0.64856 | 9.2512 | 0 | 0 | 0
[10 empty] | Commercial | LED Street Lights | New | Schools K-12 | 5.9999 | 0.64856 | 9.2512 | 0 | 0 | 0
[10 empty] | Commercial | LED Street Lights | New | Warehouse | 5.9999 | 0.64856 | 9.2512 | 0 | 0 | 0
[10 empty] | Commercial | High Efficiency PTAC | Turnover | Healthcare | 8.4788 | 0.70496 | 12.0274 | 0 | 0 | 0
[10 empty] | Commercial | High Efficiency PTAC | Turnover | Hospitals | 7.4084 | 0.66652 | 11.1151 | 0 | 0 | 0
[10 empty] | Commercial | High Efficiency PTAC | Turnover | Lodging/Hospitality | 6.4366 | 0.70496 | 9.1305 | 0 | 0 | 0
[10 empty] | Commercial | High Efficiency PTAC | Turnover | Restaurants | 6.3144 | 0.70496 | 8.9571 | 0 | 0 | 0
[10 empty] | Commercial | High Efficiency PTAC | Turnover | Retail | 4.949 | 0.70496 | 7.0202 | 0 | 0 | 0
[10 empty] | Commercial | High Efficiency PTAC | New | Healthcare | 8.4788 | 0.70496 | 12.0274 | 0 | 0 | 0
[10 empty] | Commercial | High Efficiency PTAC | New | Hospitals | 7.4084 | 0.66652 | 11.1151 | 0 | 0 | 0
[10 empty] | Commercial | High Efficiency PTAC | New | Lodging/Hospitality | 6.4366 | 0.70496 | 9.1305 | 0 | 0 | 0
[10 empty] | Commercial | High Efficiency PTAC | New | Restaurants | 6.3144 | 0.70496 | 8.9571 | 0 | 0 | 0
[10 empty] | Commercial | High Efficiency PTAC | New | Retail | 4.949 | 0.70496 | 7.0202 | 0 | 0 | 0
[10 empty] | Commercial | High Efficiency PTHP | Turnover | Healthcare | 8.7114 | 0.70494 | 12.3576 | 0 | 0 | 0
[10 empty] | Commercial | High Efficiency PTHP | Turnover | Hospitals | 7.6504 | 0.66639 | 11.4804 | 0 | 0 | 0
[10 empty] | Commercial | High Efficiency PTHP | Turnover | Lodging/Hospitality | 6.5932 | 0.70494 | 9.3529 | 0 | 0 | 0
[10 empty] | Commercial | High Efficiency PTHP | Turnover | Restaurants | 6.8619 | 0.70494 | 9.7341 | 0 | 0 | 0
[10 empty] | Commercial | High Efficiency PTHP | Turnover | Retail | 5.2922 | 0.70494 | 7.5073 | 0 | 0 | 0
[10 empty] | Commercial | High Efficiency PTHP | Turnover | Schools K-12 | 4.6179 | 0.70494 | 6.5508 | 0 | 0 | 0
[10 empty] | Commercial | High Efficiency PTHP | New | Healthcare | 8.7114 | 0.70494 | 12.3576 | 0 | 0 | 0
[10 empty] | Commercial | High Efficiency PTHP | New | Hospitals | 7.6504 | 0.66639 | 11.4804 | 0 | 0 | 0
[10 empty] | Commercial | High Efficiency PTHP | New | Lodging/Hospitality | 6.5932 | 0.70494 | 9.3529 | 0 | 0 | 0
[10 empty] | Commercial | High Efficiency PTHP | New | Restaurants | 6.8619 | 0.70494 | 9.7341 | 0 | 0 | 0
[10 empty] | Commercial | High Efficiency PTHP | New | Retail | 5.2922 | 0.70494 | 7.5073 | 0 | 0 | 0
[10 empty] | Commercial | High Efficiency PTHP | New | Schools K-12 | 4.6179 | 0.70494 | 6.5508 | 0 | 0 | 0
[10 empty] | Commercial | CFL-23W | Turnover | Assembly | 9.521 | 0.59115 | 16.1059 | 0 | 0 | 0
[10 empty] | Commercial | CFL-23W | Turnover | College and University | 14.6058 | 0.60156 | 24.2801 | 0 | 0 | 0
[10 empty] | Commercial | CFL-23W | Turnover | Grocery | 18.9966 | 0.6118 | 31.0503 | 0 | 0 | 0
[10 empty] | Commercial | CFL-23W | Turnover | Healthcare | 16.6452 | 0.59115 | 28.1573 | 0 | 0 | 0
[10 empty] | Commercial | CFL-23W | Turnover | Hospitals | 22.5383 | 0.60156 | 37.4667 | 0 | 0 | 0
[10 empty] | Commercial | CFL-23W | Turnover | Institutional | 10.9213 | 0.59115 | 18.4747 | 0 | 0 | 0
[10 empty] | Commercial | CFL-23W | Turnover | Lodging/Hospitality | 12.8632 | 0.6118 | 21.025 | 0 | 0 | 0
[10 empty] | Commercial | CFL-23W | Turnover | Miscellaneous | 14.5927 | 0.59115 | 24.6852 | 0 | 0 | 0
[10 empty] | Commercial | CFL-23W | Turnover | Offices | 10.7691 | 0.59115 | 18.2171 | 0 | 0 | 0
[10 empty] | Commercial | CFL-23W | Turnover | Restaurants | 11.5028 | 0.6118 | 18.8015 | 0 | 0 | 0
[10 empty] | Commercial | CFL-23W | Turnover | Retail | 17.0778 | 0.6118 | 27.9139 | 0 | 0 | 0
[10 empty] | Commercial | CFL-23W | Turnover | Schools K-12 | 7.8757 | 0.59115 | 13.3226 | 0 | 0 | 0
[10 empty] | Commercial | CFL-23W | Turnover | Warehouse | 12.6594 | 0.59115 | 21.4147 | 0 | 0 | 0
[10 empty] | Commercial | CFL-23W | New | Assembly | 9.521 | 0.59115 | 16.1059 | 0 | 0 | 0
[10 empty] | Commercial | CFL-23W | New | College and University | 14.6058 | 0.60156 | 24.2801 | 0 | 0 | 0
[10 empty] | Commercial | CFL-23W | New | Grocery | 18.9966 | 0.6118 | 31.0503 | 0 | 0 | 0
[10 empty] | Commercial | CFL-23W | New | Healthcare | 16.6452 | 0.59115 | 28.1573 | 0 | 0 | 0
[10 empty] | Commercial | CFL-23W | New | Hospitals | 22.5383 | 0.60156 | 37.4667 | 0 | 0 | 0
[10 empty] | Commercial | CFL-23W | New | Institutional | 10.9213 | 0.59115 | 18.4747 | 0 | 0 | 0
[10 empty] | Commercial | CFL-23W | New | Lodging/Hospitality | 12.8632 | 0.6118 | 21.025 | 0 | 0 | 0
[10 empty] | Commercial | CFL-23W | New | Miscellaneous | 14.5927 | 0.59115 | 24.6852 | 0 | 0 | 0
[10 empty] | Commercial | CFL-23W | New | Offices | 10.7691 | 0.59115 | 18.2171 | 0 | 0 | 0
[10 empty] | Commercial | CFL-23W | New | Restaurants | 11.5028 | 0.6118 | 18.8015 | 0 | 0 | 0
[10 empty] | Commercial | CFL-23W | New | Retail | 17.0778 | 0.6118 | 27.9139 | 0 | 0 | 0
[10 empty] | Commercial | CFL-23W | New | Schools K-12 | 7.8757 | 0.59115 | 13.3226 | 0 | 0 | 0
[10 empty] | Commercial | CFL-23W | New | Warehouse | 12.6594 | 0.59115 | 21.4147 | 0 | 0 | 0
[10 empty] | Commercial | High Bay Fluorescent (T5) | Turnover | Assembly | 4.3592 | 0.65029 | 6.7034 | 0 | 0 | 0
[10 empty] | Commercial | High Bay Fluorescent (T5) | Turnover | College and University | 6.6812 | 0.65029 | 10.2742 | 0 | 0 | 0
[10 empty] | Commercial | High Bay Fluorescent (T5) | Turnover | Grocery | 8.4031 | 0.65029 | 12.9221 | 0 | 0 | 0
[10 empty] | Commercial | High Bay Fluorescent (T5) | Turnover | Healthcare | 7.621 | 0.65029 | 11.7194 | 0 | 0 | 0
[10 empty] | Commercial | High Bay Fluorescent (T5) | Turnover | Hospitals | 10.3098 | 0.65029 | 15.8542 | 0 | 0 | 0
[10 empty] | Commercial | High Bay Fluorescent (T5) | Turnover | Institutional | 5.0003 | 0.65029 | 7.6894 | 0 | 0 | 0
[10 empty] | Commercial | High Bay Fluorescent (T5) | Turnover | Lodging/Hospitality | 5.69 | 0.65029 | 8.7499 | 0 | 0 | 0
[10 empty] | Commercial | High Bay Fluorescent (T5) | Turnover | Miscellaneous | 6.6812 | 0.65029 | 10.2742 | 0 | 0 | 0
[10 empty] | Commercial | High Bay Fluorescent (T5) | Turnover | Offices | 4.9306 | 0.65029 | 7.5822 | 0 | 0 | 0
[10 empty] | Commercial | High Bay Fluorescent (T5) | Turnover | Restaurants | 5.0882 | 0.65029 | 7.8246 | 0 | 0 | 0
[10 empty] | Commercial | High Bay Fluorescent (T5) | Turnover | Retail | 7.5543 | 0.65029 | 11.6168 | 0 | 0 | 0
[10 empty] | Commercial | High Bay Fluorescent (T5) | Turnover | Warehouse | 5.7961 | 0.65029 | 8.9131 | 0 | 0 | 0
[10 empty] | Commercial | High Bay Fluorescent (T5) | New | Assembly | 4.3592 | 0.65029 | 6.7034 | 0 | 0 | 0
[10 empty] | Commercial | High Bay Fluorescent (T5) | New | College and University | 6.6812 | 0.65029 | 10.2742 | 0 | 0 | 0
[10 empty] | Commercial | High Bay Fluorescent (T5) | New | Grocery | 8.4031 | 0.65029 | 12.9221 | 0 | 0 | 0
[10 empty] | Commercial | High Bay Fluorescent (T5) | New | Healthcare | 7.621 | 0.65029 | 11.7194 | 0 | 0 | 0
[10 empty] | Commercial | High Bay Fluorescent (T5) | New | Hospitals | 10.3098 | 0.65029 | 15.8542 | 0 | 0 | 0
[10 empty] | Commercial | High Bay Fluorescent (T5) | New | Institutional | 5.0003 | 0.65029 | 7.6894 | 0 | 0 | 0
[10 empty] | Commercial | High Bay Fluorescent (T5) | New | Lodging/Hospitality | 5.69 | 0.65029 | 8.7499 | 0 | 0 | 0
[10 empty] | Commercial | High Bay Fluorescent (T5) | New | Miscellaneous | 6.6812 | 0.65029 | 10.2742 | 0 | 0 | 0
[10 empty] | Commercial | High Bay Fluorescent (T5) | New | Offices | 4.9306 | 0.65029 | 7.5822 | 0 | 0 | 0
[10 empty] | Commercial | High Bay Fluorescent (T5) | New | Restaurants | 5.0882 | 0.65029 | 7.8246 | 0 | 0 | 0
[10 empty] | Commercial | High Bay Fluorescent (T5) | New | Retail | 7.5543 | 0.65029 | 11.6168 | 0 | 0 | 0
[10 empty] | Commercial | High Bay Fluorescent (T5) | New | Warehouse | 5.7961 | 0.65029 | 8.9131 | 0 | 0 | 0
[10 empty] | Commercial | High Bay LED | Turnover | College and University | 4.5288 | 0.65029 | 6.9643 | 0 | 0 | 0
[10 empty] | Commercial | High Bay LED | Turnover | Grocery | 5.6959 | 0.65029 | 8.7591 | 0 | 0 | 0
[10 empty] | Commercial | High Bay LED | Turnover | Healthcare | 5.1658 | 0.65029 | 7.9439 | 0 | 0 | 0
[10 empty] | Commercial | High Bay LED | Turnover | Hospitals | 6.9884 | 0.65029 | 10.7466 | 0 | 0 | 0
[10 empty] | Commercial | High Bay LED | Turnover | Miscellaneous | 4.5288 | 0.65029 | 6.9643 | 0 | 0 | 0
[10 empty] | Commercial | High Bay LED | Turnover | Retail | 5.1206 | 0.65029 | 7.8743 | 0 | 0 | 0
[10 empty] | Commercial | High Bay LED | New | College and University | 4.5288 | 0.65029 | 6.9643 | 0 | 0 | 0
[10 empty] | Commercial | High Bay LED | New | Grocery | 5.6959 | 0.65029 | 8.7591 | 0 | 0 | 0
[10 empty] | Commercial | High Bay LED | New | Healthcare | 5.1658 | 0.65029 | 7.9439 | 0 | 0 | 0
[10 empty] | Commercial | High Bay LED | New | Hospitals | 6.9884 | 0.65029 | 10.7466 | 0 | 0 | 0
[10 empty] | Commercial | High Bay LED | New | Miscellaneous | 4.5288 | 0.65029 | 6.9643 | 0 | 0 | 0
[10 empty] | Commercial | High Bay LED | New | Retail | 5.1206 | 0.65029 | 7.8743 | 0 | 0 | 0
[10 empty] | Commercial | LED - 14W | Turnover | Assembly | 18.547 | 0.64703 | 28.6649 | 0 | 0 | 0
[10 empty] | Commercial | LED - 14W | Turnover | College and University | 27.6353 | 0.63951 | 43.2133 | 0 | 0 | 0
[10 empty] | Commercial | LED - 14W | Turnover | Grocery | 36.9275 | 0.66822 | 55.2626 | 0 | 0 | 0
[10 empty] | Commercial | LED - 14W | Turnover | Healthcare | 32.425 | 0.64703 | 50.1137 | 0 | 0 | 0
[10 empty] | Commercial | LED - 14W | Turnover | Hospitals | 42.6441 | 0.63951 | 66.6825 | 0 | 0 | 0
[10 empty] | Commercial | LED - 14W | Turnover | Institutional | 21.2749 | 0.64703 | 32.8809 | 0 | 0 | 0
[10 empty] | Commercial | LED - 14W | Turnover | Lodging/Hospitality | 25.0047 | 0.66822 | 37.4199 | 0 | 0 | 0
[10 empty] | Commercial | LED - 14W | Turnover | Miscellaneous | 28.4267 | 0.64703 | 43.9342 | 0 | 0 | 0
[10 empty] | Commercial | LED - 14W | Turnover | Offices | 20.9783 | 0.64703 | 32.4224 | 0 | 0 | 0
[10 empty] | Commercial | LED - 14W | Turnover | Restaurants | 22.3603 | 0.66822 | 33.4626 | 0 | 0 | 0
[10 empty] | Commercial | LED - 14W | Turnover | Retail | 33.1975 | 0.66822 | 49.6806 | 0 | 0 | 0
[10 empty] | Commercial | LED - 14W | Turnover | Schools K-12 | 15.3419 | 0.64703 | 23.7113 | 0 | 0 | 0
[10 empty] | Commercial | LED - 14W | Turnover | Warehouse | 24.6606 | 0.64703 | 38.1135 | 0 | 0 | 0
[10 empty] | Commercial | LED - 14W | New | Assembly | 18.547 | 0.64703 | 28.6649 | 0 | 0 | 0
[10 empty] | Commercial | LED - 14W | New | College and University | 27.6353 | 0.63951 | 43.2133 | 0 | 0 | 0
[10 empty] | Commercial | LED - 14W | New | Grocery | 36.9275 | 0.66822 | 55.2626 | 0 | 0 | 0
[10 empty] | Commercial | LED - 14W | New | Healthcare | 32.425 | 0.64703 | 50.1137 | 0 | 0 | 0
[10 empty] | Commercial | LED - 14W | New | Hospitals | 42.6441 | 0.63951 | 66.6825 | 0 | 0 | 0
[10 empty] | Commercial | LED - 14W | New | Institutional | 21.2749 | 0.64703 | 32.8809 | 0 | 0 | 0
[10 empty] | Commercial | LED - 14W | New | Lodging/Hospitality | 25.0047 | 0.66822 | 37.4199 | 0 | 0 | 0
[10 empty] | Commercial | LED - 14W | New | Miscellaneous | 28.4267 | 0.64703 | 43.9342 | 0 | 0 | 0
[10 empty] | Commercial | LED - 14W | New | Offices | 20.9783 | 0.64703 | 32.4224 | 0 | 0 | 0
[10 empty] | Commercial | LED - 14W | New | Restaurants | 22.3603 | 0.66822 | 33.4626 | 0 | 0 | 0
[10 empty] | Commercial | LED - 14W | New | Retail | 33.1975 | 0.66822 | 49.6806 | 0 | 0 | 0
[10 empty] | Commercial | LED - 14W | New | Schools K-12 | 15.3419 | 0.64703 | 23.7113 | 0 | 0 | 0
[10 empty] | Commercial | LED - 14W | New | Warehouse | 24.6606 | 0.64703 | 38.1135 | 0 | 0 | 0
[10 empty] | Commercial | LED Display Lighting (Interior) | Turnover | Assembly | 5.8625 | 0.64766 | 9.0519 | 0 | 0 | 0
[10 empty] | Commercial | LED Display Lighting (Interior) | Turnover | College and University | 8.7334 | 0.64016 | 13.6424 | 0 | 0 | 0
[10 empty] | Commercial | LED Display Lighting (Interior) | Turnover | Grocery | 11.6607 | 0.66851 | 17.4428 | 0 | 0 | 0
[10 empty] | Commercial | LED Display Lighting (Interior) | Turnover | Healthcare | 10.2492 | 0.64766 | 15.825 | 0 | 0 | 0
[10 empty] | Commercial | LED Display Lighting (Interior) | Turnover | Hospitals | 13.4766 | 0.64016 | 21.0517 | 0 | 0 | 0
[10 empty] | Commercial | LED Display Lighting (Interior) | Turnover | Institutional | 6.7248 | 0.64766 | 10.3832 | 0 | 0 | 0
[10 empty] | Commercial | LED Display Lighting (Interior) | Turnover | Lodging/Hospitality | 7.8958 | 0.66851 | 11.811 | 0 | 0 | 0
[10 empty] | Commercial | LED Display Lighting (Interior) | Turnover | Miscellaneous | 8.9854 | 0.64766 | 13.8736 | 0 | 0 | 0
[10 empty] | Commercial | LED Display Lighting (Interior) | Turnover | Offices | 6.631 | 0.64766 | 10.2384 | 0 | 0 | 0
[10 empty] | Commercial | LED Display Lighting (Interior) | Turnover | Restaurants | 7.0608 | 0.66851 | 10.562 | 0 | 0 | 0
[10 empty] | Commercial | LED Display Lighting (Interior) | Turnover | Retail | 10.4829 | 0.66851 | 15.6809 | 0 | 0 | 0
[10 empty] | Commercial | LED Display Lighting (Interior) | Turnover | Schools K-12 | 4.8494 | 0.64766 | 7.4876 | 0 | 0 | 0
[10 empty] | Commercial | LED Display Lighting (Interior) | Turnover | Warehouse | 7.7949 | 0.64766 | 12.0356 | 0 | 0 | 0
[10 empty] | Commercial | LED Display Lighting (Interior) | New | Assembly | 5.8625 | 0.64766 | 9.0519 | 0 | 0 | 0
[10 empty] | Commercial | LED Display Lighting (Interior) | New | College and University | 8.7334 | 0.64016 | 13.6424 | 0 | 0 | 0
[10 empty] | Commercial | LED Display Lighting (Interior) | New | Grocery | 11.6607 | 0.66851 | 17.4428 | 0 | 0 | 0
[10 empty] | Commercial | LED Display Lighting (Interior) | New | Healthcare | 10.2492 | 0.64766 | 15.825 | 0 | 0 | 0
[10 empty] | Commercial | LED Display Lighting (Interior) | New | Hospitals | 13.4766 | 0.64016 | 21.0517 | 0 | 0 | 0
[10 empty] | Commercial | LED Display Lighting (Interior) | New | Institutional | 6.7248 | 0.64766 | 10.3832 | 0 | 0 | 0
[10 empty] | Commercial | LED Display Lighting (Interior) | New | Lodging/Hospitality | 7.8958 | 0.66851 | 11.811 | 0 | 0 | 0
[10 empty] | Commercial | LED Display Lighting (Interior) | New | Miscellaneous | 8.9854 | 0.64766 | 13.8736 | 0 | 0 | 0
[10 empty] | Commercial | LED Display Lighting (Interior) | New | Offices | 6.631 | 0.64766 | 10.2384 | 0 | 0 | 0
[10 empty] | Commercial | LED Display Lighting (Interior) | New | Restaurants | 7.0608 | 0.66851 | 10.562 | 0 | 0 | 0
[10 empty] | Commercial | LED Display Lighting (Interior) | New | Retail | 10.4829 | 0.66851 | 15.6809 | 0 | 0 | 0
[10 empty] | Commercial | LED Display Lighting (Interior) | New | Schools K-12 | 4.8494 | 0.64766 | 7.4876 | 0 | 0 | 0
[10 empty] | Commercial | LED Display Lighting (Interior) | New | Warehouse | 7.7949 | 0.64766 | 12.0356 | 0 | 0 | 0
[10 empty] | Commercial | LED Linear - Fixture Replacement | Turnover | Assembly | 9.267 | 0.6475 | 14.312 | 0 | 0 | 0
[10 empty] | Commercial | LED Linear - Fixture Replacement | Turnover | College and University | 13.8175 | 0.64036 | 21.5777 | 0 | 0 | 0
[10 empty] | Commercial | LED Linear - Fixture Replacement | Turnover | Grocery | 18.4475 | 0.66854 | 27.5937 | 0 | 0 | 0
[10 empty] | Commercial | LED Linear - Fixture Replacement | Turnover | Healthcare | 16.2012 | 0.6475 | 25.0211 | 0 | 0 | 0
[10 empty] | Commercial | LED Linear - Fixture Replacement | Turnover | Hospitals | 21.3218 | 0.64036 | 33.2966 | 0 | 0 | 0
[10 empty] | Commercial | LED Linear - Fixture Replacement | Turnover | Institutional | 10.63 | 0.6475 | 16.417 | 0 | 0 | 0
[10 empty] | Commercial | LED Linear - Fixture Replacement | Turnover | Lodging/Hospitality | 12.4913 | 0.66854 | 18.6845 | 0 | 0 | 0
[10 empty] | Commercial | LED Linear - Fixture Replacement | Turnover | Miscellaneous | 14.2034 | 0.6475 | 21.9357 | 0 | 0 | 0
[10 empty] | Commercial | LED Linear - Fixture Replacement | Turnover | Offices | 10.4818 | 0.6475 | 16.1881 | 0 | 0 | 0
[10 empty] | Commercial | LED Linear - Fixture Replacement | Turnover | Restaurants | 11.1703 | 0.66854 | 16.7085 | 0 | 0 | 0
[10 empty] | Commercial | LED Linear - Fixture Replacement | Turnover | Retail | 16.5841 | 0.66854 | 24.8064 | 0 | 0 | 0
[10 empty] | Commercial | LED Linear - Fixture Replacement | Turnover | Schools K-12 | 7.6656 | 0.6475 | 11.8387 | 0 | 0 | 0
[10 empty] | Commercial | LED Linear - Fixture Replacement | Turnover | Warehouse | 12.3217 | 0.6475 | 19.0296 | 0 | 0 | 0
[10 empty] | Commercial | LED Linear - Fixture Replacement | New | Assembly | 9.267 | 0.6475 | 14.312 | 0 | 0 | 0
[10 empty] | Commercial | LED Linear - Fixture Replacement | New | College and University | 13.8175 | 0.64036 | 21.5777 | 0 | 0 | 0
[10 empty] | Commercial | LED Linear - Fixture Replacement | New | Grocery | 18.4475 | 0.66854 | 27.5937 | 0 | 0 | 0
[10 empty] | Commercial | LED Linear - Fixture Replacement | New | Healthcare | 16.2012 | 0.6475 | 25.0211 | 0 | 0 | 0
[10 empty] | Commercial | LED Linear - Fixture Replacement | New | Hospitals | 21.3218 | 0.64036 | 33.2966 | 0 | 0 | 0
[10 empty] | Commercial | LED Linear - Fixture Replacement | New | Institutional | 10.63 | 0.6475 | 16.417 | 0 | 0 | 0
[10 empty] | Commercial | LED Linear - Fixture Replacement | New | Lodging/Hospitality | 12.4913 | 0.66854 | 18.6845 | 0 | 0 | 0
[10 empty] | Commercial | LED Linear - Fixture Replacement | New | Miscellaneous | 14.2034 | 0.6475 | 21.9357 | 0 | 0 | 0
[10 empty] | Commercial | LED Linear - Fixture Replacement | New | Offices | 10.4818 | 0.6475 | 16.1881 | 0 | 0 | 0
[10 empty] | Commercial | LED Linear - Fixture Replacement | New | Restaurants | 11.1703 | 0.66854 | 16.7085 | 0 | 0 | 0
[10 empty] | Commercial | LED Linear - Fixture Replacement | New | Retail | 16.5841 | 0.66854 | 24.8064 | 0 | 0 | 0
[10 empty] | Commercial | LED Linear - Fixture Replacement | New | Schools K-12 | 7.6656 | 0.6475 | 11.8387 | 0 | 0 | 0
[10 empty] | Commercial | LED Linear - Fixture Replacement | New | Warehouse | 12.3217 | 0.6475 | 19.0296 | 0 | 0 | 0
[10 empty] | Commercial | LED Linear - Lamp Replacement | Turnover | Assembly | 7.2624 | 0.64734 | 11.2188 | 0 | 0 | 0
[10 empty] | Commercial | LED Linear - Lamp Replacement | Turnover | College and University | 10.8211 | 0.6398 | 16.9134 | 0 | 0 | 0
[10 empty] | Commercial | LED Linear - Lamp Replacement | Turnover | Grocery | 14.4525 | 0.66831 | 21.6254 | 0 | 0 | 0
[10 empty] | Commercial | LED Linear - Lamp Replacement | Turnover | Healthcare | 12.6965 | 0.64734 | 19.6134 | 0 | 0 | 0
[10 empty] | Commercial | LED Linear - Lamp Replacement | Turnover | Hospitals | 16.6981 | 0.6398 | 26.0991 | 0 | 0 | 0
[10 empty] | Commercial | LED Linear - Lamp Replacement | Turnover | Institutional | 8.3305 | 0.64734 | 12.8688 | 0 | 0 | 0
[10 empty] | Commercial | LED Linear - Lamp Replacement | Turnover | Lodging/Hospitality | 9.7862 | 0.66831 | 14.6431 | 0 | 0 | 0
[10 empty] | Commercial | LED Linear - Lamp Replacement | Turnover | Miscellaneous | 11.1309 | 0.64734 | 17.1949 | 0 | 0 | 0
[10 empty] | Commercial | LED Linear - Lamp Replacement | Turnover | Offices | 8.2143 | 0.64734 | 12.6894 | 0 | 0 | 0
[10 empty] | Commercial | LED Linear - Lamp Replacement | Turnover | Restaurants | 8.7513 | 0.66831 | 13.0946 | 0 | 0 | 0
[10 empty] | Commercial | LED Linear - Lamp Replacement | Turnover | Retail | 12.9927 | 0.66831 | 19.441 | 0 | 0 | 0
[10 empty] | Commercial | LED Linear - Lamp Replacement | Turnover | Schools K-12 | 6.0074 | 0.64734 | 9.2801 | 0 | 0 | 0
[10 empty] | Commercial | LED Linear - Lamp Replacement | Turnover | Warehouse | 9.6562 | 0.64734 | 14.9168 | 0 | 0 | 0
[10 empty] | Commercial | LED Linear - Lamp Replacement | New | Assembly | 7.2624 | 0.64734 | 11.2188 | 0 | 0 | 0
[10 empty] | Commercial | LED Linear - Lamp Replacement | New | College and University | 10.8211 | 0.6398 | 16.9134 | 0 | 0 | 0
[10 empty] | Commercial | LED Linear - Lamp Replacement | New | Grocery | 14.4525 | 0.66831 | 21.6254 | 0 | 0 | 0
[10 empty] | Commercial | LED Linear - Lamp Replacement | New | Healthcare | 12.6965 | 0.64734 | 19.6134 | 0 | 0 | 0
[10 empty] | Commercial | LED Linear - Lamp Replacement | New | Hospitals | 16.6981 | 0.6398 | 26.0991 | 0 | 0 | 0
[10 empty] | Commercial | LED Linear - Lamp Replacement | New | Institutional | 8.3305 | 0.64734 | 12.8688 | 0 | 0 | 0
[10 empty] | Commercial | LED Linear - Lamp Replacement | New | Lodging/Hospitality | 9.7862 | 0.66831 | 14.6431 | 0 | 0 | 0
[10 empty] | Commercial | LED Linear - Lamp Replacement | New | Miscellaneous | 11.1309 | 0.64734 | 17.1949 | 0 | 0 | 0
[10 empty] | Commercial | LED Linear - Lamp Replacement | New | Offices | 8.2143 | 0.64734 | 12.6894 | 0 | 0 | 0
[10 empty] | Commercial | LED Linear - Lamp Replacement | New | Restaurants | 8.7513 | 0.66831 | 13.0946 | 0 | 0 | 0
[10 empty] | Commercial | LED Linear - Lamp Replacement | New | Retail | 12.9927 | 0.66831 | 19.441 | 0 | 0 | 0
[10 empty] | Commercial | LED Linear - Lamp Replacement | New | Schools K-12 | 6.0074 | 0.64734 | 9.2801 | 0 | 0 | 0
[10 empty] | Commercial | LED Linear - Lamp Replacement | New | Warehouse | 9.6562 | 0.64734 | 14.9168 | 0 | 0 | 0
[10 empty] | Commercial | Premium T8 - Lamp Replacement | Turnover | Assembly | 9.4709 | 0.59119 | 16.0199 | 0 | 0 | 0
[10 empty] | Commercial | Premium T8 - Lamp Replacement | Turnover | College and University | 14.5313 | 0.60167 | 24.1515 | 0 | 0 | 0
[10 empty] | Commercial | Premium T8 - Lamp Replacement | Turnover | Grocery | 18.896 | 0.61192 | 30.8799 | 0 | 0 | 0
[10 empty] | Commercial | Premium T8 - Lamp Replacement | Turnover | Healthcare | 16.5576 | 0.59119 | 28.0069 | 0 | 0 | 0
[10 empty] | Commercial | Premium T8 - Lamp Replacement | Turnover | Hospitals | 22.4233 | 0.60167 | 37.2682 | 0 | 0 | 0
[10 empty] | Commercial | Premium T8 - Lamp Replacement | Turnover | Institutional | 10.8638 | 0.59119 | 18.3761 | 0 | 0 | 0
[10 empty] | Commercial | Premium T8 - Lamp Replacement | Turnover | Lodging/Hospitality | 12.795 | 0.61192 | 20.9097 | 0 | 0 | 0
[10 empty] | Commercial | Premium T8 - Lamp Replacement | Turnover | Miscellaneous | 14.5159 | 0.59119 | 24.5534 | 0 | 0 | 0
[10 empty] | Commercial | Premium T8 - Lamp Replacement | Turnover | Offices | 10.7124 | 0.59119 | 18.1198 | 0 | 0 | 0
[10 empty] | Commercial | Premium T8 - Lamp Replacement | Turnover | Restaurants | 11.4419 | 0.61192 | 18.6984 | 0 | 0 | 0
[10 empty] | Commercial | Premium T8 - Lamp Replacement | Turnover | Retail | 16.9873 | 0.61192 | 27.7607 | 0 | 0 | 0
[10 empty] | Commercial | Premium T8 - Lamp Replacement | Turnover | Schools K-12 | 7.8342 | 0.59119 | 13.2515 | 0 | 0 | 0
[10 empty] | Commercial | Premium T8 - Lamp Replacement | Turnover | Warehouse | 12.5927 | 0.59119 | 21.3004 | 0 | 0 | 0
[10 empty] | Commercial | Premium T8 - Lamp Replacement | New | Assembly | 9.4709 | 0.59119 | 16.0199 | 0 | 0 | 0
[10 empty] | Commercial | Premium T8 - Lamp Replacement | New | College and University | 14.5313 | 0.60167 | 24.1515 | 0 | 0 | 0
[10 empty] | Commercial | Premium T8 - Lamp Replacement | New | Grocery | 18.896 | 0.61192 | 30.8799 | 0 | 0 | 0
[10 empty] | Commercial | Premium T8 - Lamp Replacement | New | Healthcare | 16.5576 | 0.59119 | 28.0069 | 0 | 0 | 0
[10 empty] | Commercial | Premium T8 - Lamp Replacement | New | Hospitals | 22.4233 | 0.60167 | 37.2682 | 0 | 0 | 0
[10 empty] | Commercial | Premium T8 - Lamp Replacement | New | Institutional | 10.8638 | 0.59119 | 18.3761 | 0 | 0 | 0
[10 empty] | Commercial | Premium T8 - Lamp Replacement | New | Lodging/Hospitality | 12.795 | 0.61192 | 20.9097 | 0 | 0 | 0
[10 empty] | Commercial | Premium T8 - Lamp Replacement | New | Miscellaneous | 14.5159 | 0.59119 | 24.5534 | 0 | 0 | 0
[10 empty] | Commercial | Premium T8 - Lamp Replacement | New | Offices | 10.7124 | 0.59119 | 18.1198 | 0 | 0 | 0
[10 empty] | Commercial | Premium T8 - Lamp Replacement | New | Restaurants | 11.4419 | 0.61192 | 18.6984 | 0 | 0 | 0
[10 empty] | Commercial | Premium T8 - Lamp Replacement | New | Retail | 16.9873 | 0.61192 | 27.7607 | 0 | 0 | 0
[10 empty] | Commercial | Premium T8 - Lamp Replacement | New | Schools K-12 | 7.8342 | 0.59119 | 13.2515 | 0 | 0 | 0
[10 empty] | Commercial | Premium T8 - Lamp Replacement | New | Warehouse | 12.5927 | 0.59119 | 21.3004 | 0 | 0 | 0
[10 empty] | Commercial | ENERGY STAR Water Cooler | Turnover | Assembly | 3.3371 | 0.61925 | 5.3889 | 0 | 0 | 0
[10 empty] | Commercial | ENERGY STAR Water Cooler | Turnover | College and University | 3.3371 | 0.61925 | 5.3889 | 0 | 0 | 0
[10 empty] | Commercial | ENERGY STAR Water Cooler | Turnover | Grocery | 3.3371 | 0.61925 | 5.3889 | 0 | 0 | 0
[10 empty] | Commercial | ENERGY STAR Water Cooler | Turnover | Healthcare | 3.3371 | 0.61925 | 5.3889 | 0 | 0 | 0
[10 empty] | Commercial | ENERGY STAR Water Cooler | Turnover | Hospitals | 3.3371 | 0.61925 | 5.3889 | 0 | 0 | 0
[10 empty] | Commercial | ENERGY STAR Water Cooler | Turnover | Institutional | 3.3371 | 0.61925 | 5.3889 | 0 | 0 | 0
[10 empty] | Commercial | ENERGY STAR Water Cooler | Turnover | Lodging/Hospitality | 3.3371 | 0.61925 | 5.3889 | 0 | 0 | 0
[10 empty] | Commercial | ENERGY STAR Water Cooler | Turnover | Miscellaneous | 3.3371 | 0.61925 | 5.3889 | 0 | 0 | 0
[10 empty] | Commercial | ENERGY STAR Water Cooler | Turnover | Offices | 3.3371 | 0.61925 | 5.3889 | 0 | 0 | 0
[10 empty] | Commercial | ENERGY STAR Water Cooler | Turnover | Restaurants | 3.3371 | 0.61925 | 5.3889 | 0 | 0 | 0
[10 empty] | Commercial | ENERGY STAR Water Cooler | Turnover | Retail | 3.3371 | 0.61925 | 5.3889 | 0 | 0 | 0
[10 empty] | Commercial | ENERGY STAR Water Cooler | Turnover | Schools K-12 | 3.3371 | 0.61925 | 5.3889 | 0 | 0 | 0
[10 empty] | Commercial | ENERGY STAR Water Cooler | Turnover | Warehouse | 3.3371 | 0.61925 | 5.3889 | 0 | 0 | 0
[10 empty] | Commercial | ENERGY STAR Water Cooler | New | Assembly | 3.3371 | 0.61925 | 5.3889 | 0 | 0 | 0
[10 empty] | Commercial | ENERGY STAR Water Cooler | New | College and University | 3.3371 | 0.61925 | 5.3889 | 0 | 0 | 0
[10 empty] | Commercial | ENERGY STAR Water Cooler | New | Grocery | 3.3371 | 0.61925 | 5.3889 | 0 | 0 | 0
[10 empty] | Commercial | ENERGY STAR Water Cooler | New | Healthcare | 3.3371 | 0.61925 | 5.3889 | 0 | 0 | 0
[10 empty] | Commercial | ENERGY STAR Water Cooler | New | Hospitals | 3.3371 | 0.61925 | 5.3889 | 0 | 0 | 0
[10 empty] | Commercial | ENERGY STAR Water Cooler | New | Institutional | 3.3371 | 0.61925 | 5.3889 | 0 | 0 | 0
[10 empty] | Commercial | ENERGY STAR Water Cooler | New | Lodging/Hospitality | 3.3371 | 0.61925 | 5.3889 | 0 | 0 | 0
[10 empty] | Commercial | ENERGY STAR Water Cooler | New | Miscellaneous | 3.3371 | 0.61925 | 5.3889 | 0 | 0 | 0
[10 empty] | Commercial | ENERGY STAR Water Cooler | New | Offices | 3.3371 | 0.61925 | 5.3889 | 0 | 0 | 0
[10 empty] | Commercial | ENERGY STAR Water Cooler | New | Restaurants | 3.3371 | 0.61925 | 5.3889 | 0 | 0 | 0
[10 empty] | Commercial | ENERGY STAR Water Cooler | New | Retail | 3.3371 | 0.61925 | 5.3889 | 0 | 0 | 0
[10 empty] | Commercial | ENERGY STAR Water Cooler | New | Schools K-12 | 3.3371 | 0.61925 | 5.3889 | 0 | 0 | 0
[10 empty] | Commercial | ENERGY STAR Water Cooler | New | Warehouse | 3.3371 | 0.61925 | 5.3889 | 0 | 0 | 0
[10 empty] | Commercial | Heat Pump Pool Heater | Turnover | Assembly | 7.2006 | 0.60985 | 11.8071 | 0 | 0 | 0
[10 empty] | Commercial | Heat Pump Pool Heater | Turnover | College and University | 7.2006 | 0.60985 | 11.8071 | 0 | 0 | 0
[10 empty] | Commercial | Heat Pump Pool Heater | Turnover | Grocery | 7.2006 | 0.60985 | 11.8071 | 0 | 0 | 0
[10 empty] | Commercial | Heat Pump Pool Heater | Turnover | Healthcare | 7.2006 | 0.60985 | 11.8071 | 0 | 0 | 0
[10 empty] | Commercial | Heat Pump Pool Heater | Turnover | Hospitals | 7.2006 | 0.60985 | 11.8071 | 0 | 0 | 0
[10 empty] | Commercial | Heat Pump Pool Heater | Turnover | Institutional | 7.2006 | 0.60985 | 11.8071 | 0 | 0 | 0
[10 empty] | Commercial | Heat Pump Pool Heater | Turnover | Lodging/Hospitality | 7.2006 | 0.60985 | 11.8071 | 0 | 0 | 0
[10 empty] | Commercial | Heat Pump Pool Heater | Turnover | Miscellaneous | 7.2006 | 0.60985 | 11.8071 | 0 | 0 | 0
[10 empty] | Commercial | Heat Pump Pool Heater | Turnover | Offices | 7.2006 | 0.60985 | 11.8071 | 0 | 0 | 0
[10 empty] | Commercial | Heat Pump Pool Heater | Turnover | Restaurants | 7.2006 | 0.60985 | 11.8071 | 0 | 0 | 0
[10 empty] | Commercial | Heat Pump Pool Heater | Turnover | Retail | 7.2006 | 0.60985 | 11.8071 | 0 | 0 | 0
[10 empty] | Commercial | Heat Pump Pool Heater | Turnover | Schools K-12 | 7.2006 | 0.60985 | 11.8071 | 0 | 0 | 0
[10 empty] | Commercial | Heat Pump Pool Heater | Turnover | Warehouse | 7.2006 | 0.60985 | 11.8071 | 0 | 0 | 0
[10 empty] | Commercial | Heat Pump Pool Heater | New | Assembly | 7.2006 | 0.60985 | 11.8071 | 0 | 0 | 0
[10 empty] | Commercial | Heat Pump Pool Heater | New | College and University | 7.2006 | 0.60985 | 11.8071 | 0 | 0 | 0
[10 empty] | Commercial | Heat Pump Pool Heater | New | Grocery | 7.2006 | 0.60985 | 11.8071 | 0 | 0 | 0
[10 empty] | Commercial | Heat Pump Pool Heater | New | Healthcare | 7.2006 | 0.60985 | 11.8071 | 0 | 0 | 0
[10 empty] | Commercial | Heat Pump Pool Heater | New | Hospitals | 7.2006 | 0.60985 | 11.8071 | 0 | 0 | 0
[10 empty] | Commercial | Heat Pump Pool Heater | New | Institutional | 7.2006 | 0.60985 | 11.8071 | 0 | 0 | 0
[10 empty] | Commercial | Heat Pump Pool Heater | New | Lodging/Hospitality | 7.2006 | 0.60985 | 11.8071 | 0 | 0 | 0
[10 empty] | Commercial | Heat Pump Pool Heater | New | Miscellaneous | 7.2006 | 0.60985 | 11.8071 | 0 | 0 | 0
[10 empty] | Commercial | Heat Pump Pool Heater | New | Offices | 7.2006 | 0.60985 | 11.8071 | 0 | 0 | 0
[10 empty] | Commercial | Heat Pump Pool Heater | New | Restaurants | 7.2006 | 0.60985 | 11.8071 | 0 | 0 | 0
[10 empty] | Commercial | Heat Pump Pool Heater | New | Retail | 7.2006 | 0.60985 | 11.8071 | 0 | 0 | 0
[10 empty] | Commercial | Heat Pump Pool Heater | New | Schools K-12 | 7.2006 | 0.60985 | 11.8071 | 0 | 0 | 0
[10 empty] | Commercial | Heat Pump Pool Heater | New | Warehouse | 7.2006 | 0.60985 | 11.8071 | 0 | 0 | 0
[10 empty] | Commercial | Two Speed Pool Pump | Turnover | Assembly | 4.5303 | 0.62236 | 7.2793 | 0 | 0 | 0
[10 empty] | Commercial | Two Speed Pool Pump | Turnover | College and University | 4.5303 | 0.62236 | 7.2793 | 0 | 0 | 0
[10 empty] | Commercial | Two Speed Pool Pump | Turnover | Grocery | 4.5303 | 0.62236 | 7.2793 | 0 | 0 | 0
[10 empty] | Commercial | Two Speed Pool Pump | Turnover | Healthcare | 4.5303 | 0.62236 | 7.2793 | 0 | 0 | 0
[10 empty] | Commercial | Two Speed Pool Pump | Turnover | Hospitals | 4.5303 | 0.62236 | 7.2793 | 0 | 0 | 0
[10 empty] | Commercial | Two Speed Pool Pump | Turnover | Institutional | 4.5303 | 0.62236 | 7.2793 | 0 | 0 | 0
[10 empty] | Commercial | Two Speed Pool Pump | Turnover | Lodging/Hospitality | 4.5303 | 0.62236 | 7.2793 | 0 | 0 | 0
[10 empty] | Commercial | Two Speed Pool Pump | Turnover | Miscellaneous | 4.5303 | 0.62236 | 7.2793 | 0 | 0 | 0
[10 empty] | Commercial | Two Speed Pool Pump | Turnover | Offices | 4.5303 | 0.62236 | 7.2793 | 0 | 0 | 0
[10 empty] | Commercial | Two Speed Pool Pump | Turnover | Restaurants | 4.5303 | 0.62236 | 7.2793 | 0 | 0 | 0
[10 empty] | Commercial | Two Speed Pool Pump | Turnover | Retail | 4.5303 | 0.62236 | 7.2793 | 0 | 0 | 0
[10 empty] | Commercial | Two Speed Pool Pump | Turnover | Schools K-12 | 4.5303 | 0.62236 | 7.2793 | 0 | 0 | 0
[10 empty] | Commercial | Two Speed Pool Pump | Turnover | Warehouse | 4.5303 | 0.62236 | 7.2793 | 0 | 0 | 0
[10 empty] | Commercial | Two Speed Pool Pump | New | Assembly | 4.5303 | 0.62236 | 7.2793 | 0 | 0 | 0
[10 empty] | Commercial | Two Speed Pool Pump | New | College and University | 4.5303 | 0.62236 | 7.2793 | 0 | 0 | 0
[10 empty] | Commercial | Two Speed Pool Pump | New | Grocery | 4.5303 | 0.62236 | 7.2793 | 0 | 0 | 0
[10 empty] | Commercial | Two Speed Pool Pump | New | Healthcare | 4.5303 | 0.62236 | 7.2793 | 0 | 0 | 0
[10 empty] | Commercial | Two Speed Pool Pump | New | Hospitals | 4.5303 | 0.62236 | 7.2793 | 0 | 0 | 0
[10 empty] | Commercial | Two Speed Pool Pump | New | Institutional | 4.5303 | 0.62236 | 7.2793 | 0 | 0 | 0
[10 empty] | Commercial | Two Speed Pool Pump | New | Lodging/Hospitality | 4.5303 | 0.62236 | 7.2793 | 0 | 0 | 0
[10 empty] | Commercial | Two Speed Pool Pump | New | Miscellaneous | 4.5303 | 0.62236 | 7.2793 | 0 | 0 | 0
[10 empty] | Commercial | Two Speed Pool Pump | New | Offices | 4.5303 | 0.62236 | 7.2793 | 0 | 0 | 0
[10 empty] | Commercial | Two Speed Pool Pump | New | Restaurants | 4.5303 | 0.62236 | 7.2793 | 0 | 0 | 0
[10 empty] | Commercial | Two Speed Pool Pump | New | Retail | 4.5303 | 0.62236 | 7.2793 | 0 | 0 | 0
[10 empty] | Commercial | Two Speed Pool Pump | New | Schools K-12 | 4.5303 | 0.62236 | 7.2793 | 0 | 0 | 0
[10 empty] | Commercial | Two Speed Pool Pump | New | Warehouse | 4.5303 | 0.62236 | 7.2793 | 0 | 0 | 0
[10 empty] | Commercial | Energy Star PCs | Turnover | Assembly | 1.3433 | 0.59304 | 2.2651 | 0 | 0 | 0
[10 empty] | Commercial | Energy Star PCs | Turnover | College and University | 1.3669 | 0.59992 | 2.2785 | 0 | 0 | 0
[10 empty] | Commercial | Energy Star PCs | Turnover | Grocery | 1.3602 | 0.6005 | 2.2651 | 0 | 0 | 0
[10 empty] | Commercial | Energy Star PCs | Turnover | Healthcare | 1.3602 | 0.6005 | 2.2651 | 0 | 0 | 0
[10 empty] | Commercial | Energy Star PCs | Turnover | Hospitals | 1.3669 | 0.59992 | 2.2785 | 0 | 0 | 0
[10 empty] | Commercial | Energy Star PCs | Turnover | Institutional | 1.3433 | 0.59304 | 2.2651 | 0 | 0 | 0
[10 empty] | Commercial | Energy Star PCs | Turnover | Lodging/Hospitality | 1.3602 | 0.6005 | 2.2651 | 0 | 0 | 0
[10 empty] | Commercial | Energy Star PCs | Turnover | Miscellaneous | 1.3433 | 0.59304 | 2.2651 | 0 | 0 | 0
[10 empty] | Commercial | Energy Star PCs | Turnover | Offices | 1.3602 | 0.6005 | 2.2651 | 0 | 0 | 0
[10 empty] | Commercial | Energy Star PCs | Turnover | Restaurants | 1.3433 | 0.59304 | 2.2651 | 0 | 0 | 0
[10 empty] | Commercial | Energy Star PCs | Turnover | Retail | 1.3602 | 0.6005 | 2.2651 | 0 | 0 | 0
[10 empty] | Commercial | Energy Star PCs | Turnover | Schools K-12 | 1.3602 | 0.6005 | 2.2651 | 0 | 0 | 0
[10 empty] | Commercial | Energy Star PCs | Turnover | Warehouse | 1.3433 | 0.59304 | 2.2651 | 0 | 0 | 0
[10 empty] | Commercial | Energy Star PCs | New | Assembly | 1.3433 | 0.59304 | 2.2651 | 0 | 0 | 0
[10 empty] | Commercial | Energy Star PCs | New | College and University | 1.3669 | 0.59992 | 2.2785 | 0 | 0 | 0
[10 empty] | Commercial | Energy Star PCs | New | Grocery | 1.3602 | 0.6005 | 2.2651 | 0 | 0 | 0
[10 empty] | Commercial | Energy Star PCs | New | Healthcare | 1.3602 | 0.6005 | 2.2651 | 0 | 0 | 0
[10 empty] | Commercial | Energy Star PCs | New | Hospitals | 1.3669 | 0.59992 | 2.2785 | 0 | 0 | 0
[10 empty] | Commercial | Energy Star PCs | New | Institutional | 1.3433 | 0.59304 | 2.2651 | 0 | 0 | 0
[10 empty] | Commercial | Energy Star PCs | New | Lodging/Hospitality | 1.3602 | 0.6005 | 2.2651 | 0 | 0 | 0
[10 empty] | Commercial | Energy Star PCs | New | Miscellaneous | 1.3433 | 0.59304 | 2.2651 | 0 | 0 | 0
[10 empty] | Commercial | Energy Star PCs | New | Offices | 1.3602 | 0.6005 | 2.2651 | 0 | 0 | 0
[10 empty] | Commercial | Energy Star PCs | New | Restaurants | 1.3433 | 0.59304 | 2.2651 | 0 | 0 | 0
[10 empty] | Commercial | Energy Star PCs | New | Retail | 1.3602 | 0.6005 | 2.2651 | 0 | 0 | 0
[10 empty] | Commercial | Energy Star PCs | New | Schools K-12 | 1.3602 | 0.6005 | 2.2651 | 0 | 0 | 0
[10 empty] | Commercial | Energy Star PCs | New | Warehouse | 1.3433 | 0.59304 | 2.2651 | 0 | 0 | 0
[10 empty] | Commercial | Energy Star Servers | Turnover | Assembly | 3.5694 | 0.59885 | 5.9604 | 0 | 0 | 0
[10 empty] | Commercial | Energy Star Servers | Turnover | College and University | 3.5694 | 0.59885 | 5.9604 | 0 | 0 | 0
[10 empty] | Commercial | Energy Star Servers | Turnover | Grocery | 3.5694 | 0.59885 | 5.9604 | 0 | 0 | 0
[10 empty] | Commercial | Energy Star Servers | Turnover | Healthcare | 3.5694 | 0.59885 | 5.9604 | 0 | 0 | 0
[10 empty] | Commercial | Energy Star Servers | Turnover | Hospitals | 3.5694 | 0.59885 | 5.9604 | 0 | 0 | 0
[10 empty] | Commercial | Energy Star Servers | Turnover | Institutional | 3.5694 | 0.59885 | 5.9604 | 0 | 0 | 0
[10 empty] | Commercial | Energy Star Servers | Turnover | Lodging/Hospitality | 3.5694 | 0.59885 | 5.9604 | 0 | 0 | 0
[10 empty] | Commercial | Energy Star Servers | Turnover | Miscellaneous | 3.5694 | 0.59885 | 5.9604 | 0 | 0 | 0
[10 empty] | Commercial | Energy Star Servers | Turnover | Offices | 3.5694 | 0.59885 | 5.9604 | 0 | 0 | 0
[10 empty] | Commercial | Energy Star Servers | Turnover | Restaurants | 3.5694 | 0.59885 | 5.9604 | 0 | 0 | 0
[10 empty] | Commercial | Energy Star Servers | Turnover | Retail | 3.5694 | 0.59885 | 5.9604 | 0 | 0 | 0
[10 empty] | Commercial | Energy Star Servers | Turnover | Schools K-12 | 3.5694 | 0.59885 | 5.9604 | 0 | 0 | 0
[10 empty] | Commercial | Energy Star Servers | Turnover | Warehouse | 3.5694 | 0.59885 | 5.9604 | 0 | 0 | 0
[10 empty] | Commercial | Energy Star Servers | New | Assembly | 3.5694 | 0.59885 | 5.9604 | 0 | 0 | 0
[10 empty] | Commercial | Energy Star Servers | New | College and University | 3.5694 | 0.59885 | 5.9604 | 0 | 0 | 0
[10 empty] | Commercial | Energy Star Servers | New | Grocery | 3.5694 | 0.59885 | 5.9604 | 0 | 0 | 0
[10 empty] | Commercial | Energy Star Servers | New | Healthcare | 3.5694 | 0.59885 | 5.9604 | 0 | 0 | 0
[10 empty] | Commercial | Energy Star Servers | New | Hospitals | 3.5694 | 0.59885 | 5.9604 | 0 | 0 | 0
[10 empty] | Commercial | Energy Star Servers | New | Institutional | 3.5694 | 0.59885 | 5.9604 | 0 | 0 | 0
[10 empty] | Commercial | Energy Star Servers | New | Lodging/Hospitality | 3.5694 | 0.59885 | 5.9604 | 0 | 0 | 0
[10 empty] | Commercial | Energy Star Servers | New | Miscellaneous | 3.5694 | 0.59885 | 5.9604 | 0 | 0 | 0
[10 empty] | Commercial | Energy Star Servers | New | Offices | 3.5694 | 0.59885 | 5.9604 | 0 | 0 | 0
[10 empty] | Commercial | Energy Star Servers | New | Restaurants | 3.5694 | 0.59885 | 5.9604 | 0 | 0 | 0
[10 empty] | Commercial | Energy Star Servers | New | Retail | 3.5694 | 0.59885 | 5.9604 | 0 | 0 | 0
[10 empty] | Commercial | Energy Star Servers | New | Schools K-12 | 3.5694 | 0.59885 | 5.9604 | 0 | 0 | 0
[10 empty] | Commercial | Energy Star Servers | New | Warehouse | 3.5694 | 0.59885 | 5.9604 | 0 | 0 | 0
[10 empty] | Commercial | Energy Star Commercial Glass Door Freezer | Turnover | Assembly | 16.2383 | 0.63301 | 25.6524 | 0 | 0 | 0
[10 empty] | Commercial | Energy Star Commercial Glass Door Freezer | Turnover | College and University | 16.1035 | 0.62899 | 25.6019 | 0 | 0 | 0
[10 empty] | Commercial | Energy Star Commercial Glass Door Freezer | Turnover | Grocery | 16.2383 | 0.63301 | 25.6524 | 0 | 0 | 0
[10 empty] | Commercial | Energy Star Commercial Glass Door Freezer | Turnover | Healthcare | 16.1035 | 0.62899 | 25.6019 | 0 | 0 | 0
[10 empty] | Commercial | Energy Star Commercial Glass Door Freezer | Turnover | Hospitals | 16.1035 | 0.62899 | 25.6019 | 0 | 0 | 0
[10 empty] | Commercial | Energy Star Commercial Glass Door Freezer | Turnover | Institutional | 16.2383 | 0.63301 | 25.6524 | 0 | 0 | 0
[10 empty] | Commercial | Energy Star Commercial Glass Door Freezer | Turnover | Lodging/Hospitality | 16.1035 | 0.62899 | 25.6019 | 0 | 0 | 0
[10 empty] | Commercial | Energy Star Commercial Glass Door Freezer | Turnover | Miscellaneous | 16.2383 | 0.63301 | 25.6524 | 0 | 0 | 0
[10 empty] | Commercial | Energy Star Commercial Glass Door Freezer | Turnover | Offices | 16.2383 | 0.63301 | 25.6524 | 0 | 0 | 0
[10 empty] | Commercial | Energy Star Commercial Glass Door Freezer | Turnover | Restaurants | 16.1035 | 0.62899 | 25.6019 | 0 | 0 | 0
[10 empty] | Commercial | Energy Star Commercial Glass Door Freezer | Turnover | Retail | 16.2383 | 0.63301 | 25.6524 | 0 | 0 | 0
[10 empty] | Commercial | Energy Star Commercial Glass Door Freezer | Turnover | Schools K-12 | 16.1035 | 0.62899 | 25.6019 | 0 | 0 | 0
[10 empty] | Commercial | Energy Star Commercial Glass Door Freezer | Turnover | Warehouse | 16.2383 | 0.63301 | 25.6524 | 0 | 0 | 0
[10 empty] | Commercial | Energy Star Commercial Glass Door Freezer | New | Assembly | 16.2383 | 0.63301 | 25.6524 | 0 | 0 | 0
[10 empty] | Commercial | Energy Star Commercial Glass Door Freezer | New | College and University | 16.1035 | 0.62899 | 25.6019 | 0 | 0 | 0
[10 empty] | Commercial | Energy Star Commercial Glass Door Freezer | New | Grocery | 16.2383 | 0.63301 | 25.6524 | 0 | 0 | 0
[10 empty] | Commercial | Energy Star Commercial Glass Door Freezer | New | Healthcare | 16.1035 | 0.62899 | 25.6019 | 0 | 0 | 0
[10 empty] | Commercial | Energy Star Commercial Glass Door Freezer | New | Hospitals | 16.1035 | 0.62899 | 25.6019 | 0 | 0 | 0
[10 empty] | Commercial | Energy Star Commercial Glass Door Freezer | New | Institutional | 16.2383 | 0.63301 | 25.6524 | 0 | 0 | 0
[10 empty] | Commercial | Energy Star Commercial Glass Door Freezer | New | Lodging/Hospitality | 16.1035 | 0.62899 | 25.6019 | 0 | 0 | 0
[10 empty] | Commercial | Energy Star Commercial Glass Door Freezer | New | Miscellaneous | 16.2383 | 0.63301 | 25.6524 | 0 | 0 | 0
[10 empty] | Commercial | Energy Star Commercial Glass Door Freezer | New | Offices | 16.2383 | 0.63301 | 25.6524 | 0 | 0 | 0
[10 empty] | Commercial | Energy Star Commercial Glass Door Freezer | New | Restaurants | 16.1035 | 0.62899 | 25.6019 | 0 | 0 | 0
[10 empty] | Commercial | Energy Star Commercial Glass Door Freezer | New | Retail | 16.2383 | 0.63301 | 25.6524 | 0 | 0 | 0
[10 empty] | Commercial | Energy Star Commercial Glass Door Freezer | New | Schools K-12 | 16.1035 | 0.62899 | 25.6019 | 0 | 0 | 0
[10 empty] | Commercial | Energy Star Commercial Glass Door Freezer | New | Warehouse | 16.2383 | 0.63301 | 25.6524 | 0 | 0 | 0
[10 empty] | Commercial | Energy Star Commercial Glass Door Refrigerator | Turnover | Assembly | 3.4553 | 0.63301 | 5.4584 | 0 | 0 | 0
[10 empty] | Commercial | Energy Star Commercial Glass Door Refrigerator | Turnover | College and University | 3.4266 | 0.62899 | 5.4477 | 0 | 0 | 0
[10 empty] | Commercial | Energy Star Commercial Glass Door Refrigerator | Turnover | Grocery | 3.4553 | 0.63301 | 5.4584 | 0 | 0 | 0
[10 empty] | Commercial | Energy Star Commercial Glass Door Refrigerator | Turnover | Healthcare | 3.4266 | 0.62899 | 5.4477 | 0 | 0 | 0
[10 empty] | Commercial | Energy Star Commercial Glass Door Refrigerator | Turnover | Hospitals | 3.4266 | 0.62899 | 5.4477 | 0 | 0 | 0
[10 empty] | Commercial | Energy Star Commercial Glass Door Refrigerator | Turnover | Institutional | 3.4553 | 0.63301 | 5.4584 | 0 | 0 | 0
[10 empty] | Commercial | Energy Star Commercial Glass Door Refrigerator | Turnover | Lodging/Hospitality | 3.4266 | 0.62899 | 5.4477 | 0 | 0 | 0
[10 empty] | Commercial | Energy Star Commercial Glass Door Refrigerator | Turnover | Miscellaneous | 3.4553 | 0.63301 | 5.4584 | 0 | 0 | 0
[10 empty] | Commercial | Energy Star Commercial Glass Door Refrigerator | Turnover | Offices | 3.4553 | 0.63301 | 5.4584 | 0 | 0 | 0
[10 empty] | Commercial | Energy Star Commercial Glass Door Refrigerator | Turnover | Restaurants | 3.4266 | 0.62899 | 5.4477 | 0 | 0 | 0
[10 empty] | Commercial | Energy Star Commercial Glass Door Refrigerator | Turnover | Retail | 3.4553 | 0.63301 | 5.4584 | 0 | 0 | 0
[10 empty] | Commercial | Energy Star Commercial Glass Door Refrigerator | Turnover | Schools K-12 | 3.4266 | 0.62899 | 5.4477 | 0 | 0 | 0
[10 empty] | Commercial | Energy Star Commercial Glass Door Refrigerator | Turnover | Warehouse | 3.4553 | 0.63301 | 5.4584 | 0 | 0 | 0
[10 empty] | Commercial | Energy Star Commercial Glass Door Refrigerator | New | Assembly | 3.4553 | 0.63301 | 5.4584 | 0 | 0 | 0
[10 empty] | Commercial | Energy Star Commercial Glass Door Refrigerator | New | College and University | 3.4266 | 0.62899 | 5.4477 | 0 | 0 | 0
[10 empty] | Commercial | Energy Star Commercial Glass Door Refrigerator | New | Grocery | 3.4553 | 0.63301 | 5.4584 | 0 | 0 | 0
[10 empty] | Commercial | Energy Star Commercial Glass Door Refrigerator | New | Healthcare | 3.4266 | 0.62899 | 5.4477 | 0 | 0 | 0
[10 empty] | Commercial | Energy Star Commercial Glass Door Refrigerator | New | Hospitals | 3.4266 | 0.62899 | 5.4477 | 0 | 0 | 0
[10 empty] | Commercial | Energy Star Commercial Glass Door Refrigerator | New | Institutional | 3.4553 | 0.63301 | 5.4584 | 0 | 0 | 0
[10 empty] | Commercial | Energy Star Commercial Glass Door Refrigerator | New | Lodging/Hospitality | 3.4266 | 0.62899 | 5.4477 | 0 | 0 | 0
[10 empty] | Commercial | Energy Star Commercial Glass Door Refrigerator | New | Miscellaneous | 3.4553 | 0.63301 | 5.4584 | 0 | 0 | 0
[10 empty] | Commercial | Energy Star Commercial Glass Door Refrigerator | New | Offices | 3.4553 | 0.63301 | 5.4584 | 0 | 0 | 0
[10 empty] | Commercial | Energy Star Commercial Glass Door Refrigerator | New | Restaurants | 3.4266 | 0.62899 | 5.4477 | 0 | 0 | 0
[10 empty] | Commercial | Energy Star Commercial Glass Door Refrigerator | New | Retail | 3.4553 | 0.63301 | 5.4584 | 0 | 0 | 0
[10 empty] | Commercial | Energy Star Commercial Glass Door Refrigerator | New | Schools K-12 | 3.4266 | 0.62899 | 5.4477 | 0 | 0 | 0
[10 empty] | Commercial | Energy Star Commercial Glass Door Refrigerator | New | Warehouse | 3.4553 | 0.63301 | 5.4584 | 0 | 0 | 0
[10 empty] | Commercial | Energy Star Commercial Solid Door Freezer | Turnover | Assembly | 9.3597 | 0.6321 | 14.8075 | 0 | 0 | 0
[10 empty] | Commercial | Energy Star Commercial Solid Door Freezer | Turnover | College and University | 9.2918 | 0.62899 | 14.7725 | 0 | 0 | 0
[10 empty] | Commercial | Energy Star Commercial Solid Door Freezer | Turnover | Grocery | 9.3597 | 0.6321 | 14.8075 | 0 | 0 | 0
[10 empty] | Commercial | Energy Star Commercial Solid Door Freezer | Turnover | Healthcare | 9.2918 | 0.62899 | 14.7725 | 0 | 0 | 0
[10 empty] | Commercial | Energy Star Commercial Solid Door Freezer | Turnover | Hospitals | 9.2918 | 0.62899 | 14.7725 | 0 | 0 | 0
[10 empty] | Commercial | Energy Star Commercial Solid Door Freezer | Turnover | Institutional | 9.3597 | 0.6321 | 14.8075 | 0 | 0 | 0
[10 empty] | Commercial | Energy Star Commercial Solid Door Freezer | Turnover | Lodging/Hospitality | 9.2918 | 0.62899 | 14.7725 | 0 | 0 | 0
[10 empty] | Commercial | Energy Star Commercial Solid Door Freezer | Turnover | Miscellaneous | 9.3597 | 0.6321 | 14.8075 | 0 | 0 | 0
[10 empty] | Commercial | Energy Star Commercial Solid Door Freezer | Turnover | Offices | 9.3597 | 0.6321 | 14.8075 | 0 | 0 | 0
[10 empty] | Commercial | Energy Star Commercial Solid Door Freezer | Turnover | Restaurants | 9.2918 | 0.62899 | 14.7725 | 0 | 0 | 0
[10 empty] | Commercial | Energy Star Commercial Solid Door Freezer | Turnover | Retail | 9.3597 | 0.6321 | 14.8075 | 0 | 0 | 0
[10 empty] | Commercial | Energy Star Commercial Solid Door Freezer | Turnover | Schools K-12 | 9.2918 | 0.62899 | 14.7725 | 0 | 0 | 0
[10 empty] | Commercial | Energy Star Commercial Solid Door Freezer | Turnover | Warehouse | 9.3597 | 0.6321 | 14.8075 | 0 | 0 | 0
[10 empty] | Commercial | Energy Star Commercial Solid Door Freezer | New | Assembly | 9.3597 | 0.6321 | 14.8075 | 0 | 0 | 0
[10 empty] | Commercial | Energy Star Commercial Solid Door Freezer | New | College and University | 9.2918 | 0.62899 | 14.7725 | 0 | 0 | 0
[10 empty] | Commercial | Energy Star Commercial Solid Door Freezer | New | Grocery | 9.3597 | 0.6321 | 14.8075 | 0 | 0 | 0
[10 empty] | Commercial | Energy Star Commercial Solid Door Freezer | New | Healthcare | 9.2918 | 0.62899 | 14.7725 | 0 | 0 | 0
[10 empty] | Commercial | Energy Star Commercial Solid Door Freezer | New | Hospitals | 9.2918 | 0.62899 | 14.7725 | 0 | 0 | 0
[10 empty] | Commercial | Energy Star Commercial Solid Door Freezer | New | Institutional | 9.3597 | 0.6321 | 14.8075 | 0 | 0 | 0
[10 empty] | Commercial | Energy Star Commercial Solid Door Freezer | New | Lodging/Hospitality | 9.2918 | 0.62899 | 14.7725 | 0 | 0 | 0
[10 empty] | Commercial | Energy Star Commercial Solid Door Freezer | New | Miscellaneous | 9.3597 | 0.6321 | 14.8075 | 0 | 0 | 0
[10 empty] | Commercial | Energy Star Commercial Solid Door Freezer | New | Offices | 9.3597 | 0.6321 | 14.8075 | 0 | 0 | 0
[10 empty] | Commercial | Energy Star Commercial Solid Door Freezer | New | Restaurants | 9.2918 | 0.62899 | 14.7725 | 0 | 0 | 0
[10 empty] | Commercial | Energy Star Commercial Solid Door Freezer | New | Retail | 9.3597 | 0.6321 | 14.8075 | 0 | 0 | 0
[10 empty] | Commercial | Energy Star Commercial Solid Door Freezer | New | Schools K-12 | 9.2918 | 0.62899 | 14.7725 | 0 | 0 | 0
[10 empty] | Commercial | Energy Star Commercial Solid Door Freezer | New | Warehouse | 9.3597 | 0.6321 | 14.8075 | 0 | 0 | 0
[10 empty] | Commercial | Faucet Aerator | Existing | Assembly | 6.3913 | 0.60878 | 10.4985 | 0 | 0 | 0
[10 empty] | Commercial | Faucet Aerator | Existing | College and University | 6.2671 | 0.60533 | 10.3532 | 0 | 0 | 0
[10 empty] | Commercial | Faucet Aerator | Existing | Grocery | 6.3032 | 0.6117 | 10.3043 | 0 | 0 | 0
[10 empty] | Commercial | Faucet Aerator | Existing | Healthcare | 6.3913 | 0.60878 | 10.4985 | 0 | 0 | 0
[10 empty] | Commercial | Faucet Aerator | Existing | Hospitals | 6.2671 | 0.60533 | 10.3532 | 0 | 0 | 0
[10 empty] | Commercial | Faucet Aerator | Existing | Institutional | 6.3913 | 0.60878 | 10.4985 | 0 | 0 | 0
[10 empty] | Commercial | Faucet Aerator | Existing | Lodging/Hospitality | 6.3032 | 0.6117 | 10.3043 | 0 | 0 | 0
[10 empty] | Commercial | Faucet Aerator | Existing | Miscellaneous | 6.3913 | 0.60878 | 10.4985 | 0 | 0 | 0
[10 empty] | Commercial | Faucet Aerator | Existing | Offices | 6.3913 | 0.60878 | 10.4985 | 0 | 0 | 0
[10 empty] | Commercial | Faucet Aerator | Existing | Restaurants | 6.3032 | 0.6117 | 10.3043 | 0 | 0 | 0
[10 empty] | Commercial | Faucet Aerator | Existing | Retail | 6.3032 | 0.6117 | 10.3043 | 0 | 0 | 0
[10 empty] | Commercial | Faucet Aerator | Existing | Schools K-12 | 6.3913 | 0.60878 | 10.4985 | 0 | 0 | 0
[10 empty] | Commercial | Faucet Aerator | Existing | Warehouse | 6.3913 | 0.60878 | 10.4985 | 0 | 0 | 0
[10 empty] | Commercial | Faucet Aerator | New | Assembly | 6.3913 | 0.60878 | 10.4985 | 0 | 0 | 0
[10 empty] | Commercial | Faucet Aerator | New | College and University | 6.2671 | 0.60533 | 10.3532 | 0 | 0 | 0
[10 empty] | Commercial | Faucet Aerator | New | Grocery | 6.3032 | 0.6117 | 10.3043 | 0 | 0 | 0
[10 empty] | Commercial | Faucet Aerator | New | Healthcare | 6.3913 | 0.60878 | 10.4985 | 0 | 0 | 0
[10 empty] | Commercial | Faucet Aerator | New | Hospitals | 6.2671 | 0.60533 | 10.3532 | 0 | 0 | 0
[10 empty] | Commercial | Faucet Aerator | New | Institutional | 6.3913 | 0.60878 | 10.4985 | 0 | 0 | 0
[10 empty] | Commercial | Faucet Aerator | New | Lodging/Hospitality | 6.3032 | 0.6117 | 10.3043 | 0 | 0 | 0
[10 empty] | Commercial | Faucet Aerator | New | Miscellaneous | 6.3913 | 0.60878 | 10.4985 | 0 | 0 | 0
[10 empty] | Commercial | Faucet Aerator | New | Offices | 6.3913 | 0.60878 | 10.4985 | 0 | 0 | 0
[10 empty] | Commercial | Faucet Aerator | New | Restaurants | 6.3032 | 0.6117 | 10.3043 | 0 | 0 | 0
[10 empty] | Commercial | Faucet Aerator | New | Retail | 6.3032 | 0.6117 | 10.3043 | 0 | 0 | 0
[10 empty] | Commercial | Faucet Aerator | New | Schools K-12 | 6.3913 | 0.60878 | 10.4985 | 0 | 0 | 0
[10 empty] | Commercial | Faucet Aerator | New | Warehouse | 6.3913 | 0.60878 | 10.4985 | 0 | 0 | 0
[10 empty] | Commercial | Hot Water Pipe Insulation | Existing | Assembly | 4.8905 | 0.63015 | 7.7609 | 0 | 0 | 0
[10 empty] | Commercial | Hot Water Pipe Insulation | Existing | College and University | 4.8964 | 0.63072 | 7.7631 | 0 | 0 | 0
[10 empty] | Commercial | Hot Water Pipe Insulation | Existing | Grocery | 4.8595 | 0.62865 | 7.73 | 0 | 0 | 0
[10 empty] | Commercial | Hot Water Pipe Insulation | Existing | Healthcare | 4.8905 | 0.63015 | 7.7609 | 0 | 0 | 0
[10 empty] | Commercial | Hot Water Pipe Insulation | Existing | Hospitals | 4.8964 | 0.63072 | 7.7631 | 0 | 0 | 0
[10 empty] | Commercial | Hot Water Pipe Insulation | Existing | Institutional | 4.8905 | 0.63015 | 7.7609 | 0 | 0 | 0
[10 empty] | Commercial | Hot Water Pipe Insulation | Existing | Lodging/Hospitality | 4.8595 | 0.62865 | 7.73 | 0 | 0 | 0
[10 empty] | Commercial | Hot Water Pipe Insulation | Existing | Miscellaneous | 4.8905 | 0.63015 | 7.7609 | 0 | 0 | 0
[10 empty] | Commercial | Hot Water Pipe Insulation | Existing | Offices | 4.8905 | 0.63015 | 7.7609 | 0 | 0 | 0
[10 empty] | Commercial | Hot Water Pipe Insulation | Existing | Restaurants | 4.8595 | 0.62865 | 7.73 | 0 | 0 | 0
[10 empty] | Commercial | Hot Water Pipe Insulation | Existing | Retail | 4.8595 | 0.62865 | 7.73 | 0 | 0 | 0
[10 empty] | Commercial | Hot Water Pipe Insulation | Existing | Schools K-12 | 4.8905 | 0.63015 | 7.7609 | 0 | 0 | 0
[10 empty] | Commercial | Hot Water Pipe Insulation | Existing | Warehouse | 4.8905 | 0.63015 | 7.7609 | 0 | 0 | 0
[10 empty] | Commercial | Hot Water Pipe Insulation | New | Assembly | 4.8905 | 0.63015 | 7.7609 | 0 | 0 | 0
[10 empty] | Commercial | Hot Water Pipe Insulation | New | College and University | 4.8964 | 0.63072 | 7.7631 | 0 | 0 | 0
[10 empty] | Commercial | Hot Water Pipe Insulation | New | Grocery | 4.8595 | 0.62865 | 7.73 | 0 | 0 | 0
[10 empty] | Commercial | Hot Water Pipe Insulation | New | Healthcare | 4.8905 | 0.63015 | 7.7609 | 0 | 0 | 0
[10 empty] | Commercial | Hot Water Pipe Insulation | New | Hospitals | 4.8964 | 0.63072 | 7.7631 | 0 | 0 | 0
[10 empty] | Commercial | Hot Water Pipe Insulation | New | Institutional | 4.8905 | 0.63015 | 7.7609 | 0 | 0 | 0
[10 empty] | Commercial | Hot Water Pipe Insulation | New | Lodging/Hospitality | 4.8595 | 0.62865 | 7.73 | 0 | 0 | 0
[10 empty] | Commercial | Hot Water Pipe Insulation | New | Miscellaneous | 4.8905 | 0.63015 | 7.7609 | 0 | 0 | 0
[10 empty] | Commercial | Hot Water Pipe Insulation | New | Offices | 4.8905 | 0.63015 | 7.7609 | 0 | 0 | 0
[10 empty] | Commercial | Hot Water Pipe Insulation | New | Restaurants | 4.8595 | 0.62865 | 7.73 | 0 | 0 | 0
[10 empty] | Commercial | Hot Water Pipe Insulation | New | Retail | 4.8595 | 0.62865 | 7.73 | 0 | 0 | 0
[10 empty] | Commercial | Hot Water Pipe Insulation | New | Schools K-12 | 4.8905 | 0.63015 | 7.7609 | 0 | 0 | 0
[10 empty] | Commercial | Hot Water Pipe Insulation | New | Warehouse | 4.8905 | 0.63015 | 7.7609 | 0 | 0 | 0
[10 empty] | Commercial | Low Flow Shower Head | Existing | Assembly | 7.3841 | 0.60986 | 12.1079 | 0 | 0 | 0
[10 empty] | Commercial | Low Flow Shower Head | Existing | College and University | 7.318 | 0.61163 | 11.9647 | 0 | 0 | 0
[10 empty] | Commercial | Low Flow Shower Head | Existing | Grocery | 7.318 | 0.61163 | 11.9647 | 0 | 0 | 0
[10 empty] | Commercial | Low Flow Shower Head | Existing | Healthcare | 7.262 | 0.60533 | 11.9967 | 0 | 0 | 0
[10 empty] | Commercial | Low Flow Shower Head | Existing | Hospitals | 7.262 | 0.60533 | 11.9967 | 0 | 0 | 0
[10 empty] | Commercial | Low Flow Shower Head | Existing | Institutional | 7.3841 | 0.60986 | 12.1079 | 0 | 0 | 0
[10 empty] | Commercial | Low Flow Shower Head | Existing | Lodging/Hospitality | 7.3028 | 0.61164 | 11.9398 | 0 | 0 | 0
[10 empty] | Commercial | Low Flow Shower Head | Existing | Miscellaneous | 7.3841 | 0.60986 | 12.1079 | 0 | 0 | 0
[10 empty] | Commercial | Low Flow Shower Head | Existing | Offices | 7.3841 | 0.60986 | 12.1079 | 0 | 0 | 0
[10 empty] | Commercial | Low Flow Shower Head | Existing | Restaurants | 7.318 | 0.61163 | 11.9647 | 0 | 0 | 0
[10 empty] | Commercial | Low Flow Shower Head | Existing | Retail | 7.318 | 0.61163 | 11.9647 | 0 | 0 | 0
[10 empty] | Commercial | Low Flow Shower Head | Existing | Schools K-12 | 7.3841 | 0.60986 | 12.1079 | 0 | 0 | 0
[10 empty] | Commercial | Low Flow Shower Head | Existing | Warehouse | 7.3841 | 0.60986 | 12.1079 | 0 | 0 | 0
[10 empty] | Commercial | Low Flow Shower Head | New | Assembly | 7.3841 | 0.60986 | 12.1079 | 0 | 0 | 0
[10 empty] | Commercial | Low Flow Shower Head | New | College and University | 7.318 | 0.61163 | 11.9647 | 0 | 0 | 0
[10 empty] | Commercial | Low Flow Shower Head | New | Grocery | 7.318 | 0.61163 | 11.9647 | 0 | 0 | 0
[10 empty] | Commercial | Low Flow Shower Head | New | Healthcare | 7.262 | 0.60533 | 11.9967 | 0 | 0 | 0
[10 empty] | Commercial | Low Flow Shower Head | New | Hospitals | 7.262 | 0.60533 | 11.9967 | 0 | 0 | 0
[10 empty] | Commercial | Low Flow Shower Head | New | Institutional | 7.3841 | 0.60986 | 12.1079 | 0 | 0 | 0
[10 empty] | Commercial | Low Flow Shower Head | New | Lodging/Hospitality | 7.3028 | 0.61164 | 11.9398 | 0 | 0 | 0
[10 empty] | Commercial | Low Flow Shower Head | New | Miscellaneous | 7.3841 | 0.60986 | 12.1079 | 0 | 0 | 0
[10 empty] | Commercial | Low Flow Shower Head | New | Offices | 7.3841 | 0.60986 | 12.1079 | 0 | 0 | 0
[10 empty] | Commercial | Low Flow Shower Head | New | Restaurants | 7.318 | 0.61163 | 11.9647 | 0 | 0 | 0
[10 empty] | Commercial | Low Flow Shower Head | New | Retail | 7.318 | 0.61163 | 11.9647 | 0 | 0 | 0
[10 empty] | Commercial | Low Flow Shower Head | New | Schools K-12 | 7.3841 | 0.60986 | 12.1079 | 0 | 0 | 0
[10 empty] | Commercial | Low Flow Shower Head | New | Warehouse | 7.3841 | 0.60986 | 12.1079 | 0 | 0 | 0
[10 empty] | Commercial | Low-Flow Pre-Rinse Sprayers | Existing | Assembly | 3.2237 | 0.59053 | 5.459 | 0 | 0 | 0
[10 empty] | Commercial | Low-Flow Pre-Rinse Sprayers | Existing | College and University | 3.2237 | 0.59053 | 5.459 | 0 | 0 | 0
[10 empty] | Commercial | Low-Flow Pre-Rinse Sprayers | Existing | Grocery | 3.2237 | 0.59053 | 5.459 | 0 | 0 | 0
[10 empty] | Commercial | Low-Flow Pre-Rinse Sprayers | Existing | Healthcare | 3.2237 | 0.59053 | 5.459 | 0 | 0 | 0
[10 empty] | Commercial | Low-Flow Pre-Rinse Sprayers | Existing | Hospitals | 3.2237 | 0.59053 | 5.459 | 0 | 0 | 0
[10 empty] | Commercial | Low-Flow Pre-Rinse Sprayers | Existing | Institutional | 3.2237 | 0.59053 | 5.459 | 0 | 0 | 0
[10 empty] | Commercial | Low-Flow Pre-Rinse Sprayers | Existing | Lodging/Hospitality | 3.2413 | 0.59657 | 5.4332 | 0 | 0 | 0
[10 empty] | Commercial | Low-Flow Pre-Rinse Sprayers | Existing | Miscellaneous | 3.2237 | 0.59053 | 5.459 | 0 | 0 | 0
[10 empty] | Commercial | Low-Flow Pre-Rinse Sprayers | Existing | Offices | 3.2237 | 0.59053 | 5.459 | 0 | 0 | 0
[10 empty] | Commercial | Low-Flow Pre-Rinse Sprayers | Existing | Restaurants | 3.2373 | 0.58839 | 5.502 | 0 | 0 | 0
[10 empty] | Commercial | Low-Flow Pre-Rinse Sprayers | Existing | Retail | 3.2237 | 0.59053 | 5.459 | 0 | 0 | 0
[10 empty] | Commercial | Low-Flow Pre-Rinse Sprayers | Existing | Schools K-12 | 3.2237 | 0.59053 | 5.459 | 0 | 0 | 0
[10 empty] | Commercial | Low-Flow Pre-Rinse Sprayers | Existing | Warehouse | 3.2237 | 0.59053 | 5.459 | 0 | 0 | 0
[10 empty] | Commercial | Low-Flow Pre-Rinse Sprayers | New | Assembly | 3.2237 | 0.59053 | 5.459 | 0 | 0 | 0
[10 empty] | Commercial | Low-Flow Pre-Rinse Sprayers | New | College and University | 3.2237 | 0.59053 | 5.459 | 0 | 0 | 0
[10 empty] | Commercial | Low-Flow Pre-Rinse Sprayers | New | Grocery | 3.2237 | 0.59053 | 5.459 | 0 | 0 | 0
[10 empty] | Commercial | Low-Flow Pre-Rinse Sprayers | New | Healthcare | 3.2237 | 0.59053 | 5.459 | 0 | 0 | 0
[10 empty] | Commercial | Low-Flow Pre-Rinse Sprayers | New | Hospitals | 3.2237 | 0.59053 | 5.459 | 0 | 0 | 0
[10 empty] | Commercial | Low-Flow Pre-Rinse Sprayers | New | Institutional | 3.2237 | 0.59053 | 5.459 | 0 | 0 | 0
[10 empty] | Commercial | Low-Flow Pre-Rinse Sprayers | New | Lodging/Hospitality | 3.2413 | 0.59657 | 5.4332 | 0 | 0 | 0
[10 empty] | Commercial | Low-Flow Pre-Rinse Sprayers | New | Miscellaneous | 3.2237 | 0.59053 | 5.459 | 0 | 0 | 0
[10 empty] | Commercial | Low-Flow Pre-Rinse Sprayers | New | Offices | 3.2237 | 0.59053 | 5.459 | 0 | 0 | 0
[10 empty] | Commercial | Low-Flow Pre-Rinse Sprayers | New | Restaurants | 3.2373 | 0.58839 | 5.502 | 0 | 0 | 0
[10 empty] | Commercial | Low-Flow Pre-Rinse Sprayers | New | Retail | 3.2237 | 0.59053 | 5.459 | 0 | 0 | 0
[10 empty] | Commercial | Low-Flow Pre-Rinse Sprayers | New | Schools K-12 | 3.2237 | 0.59053 | 5.459 | 0 | 0 | 0
[10 empty] | Commercial | Low-Flow Pre-Rinse Sprayers | New | Warehouse | 3.2237 | 0.59053 | 5.459 | 0 | 0 | 0
[10 empty] | Commercial | Thermostatic Shower Restriction Valve | Existing | Assembly | 14.6024 | 0.60986 | 23.9439 | 0 | 0 | 0
[10 empty] | Commercial | Thermostatic Shower Restriction Valve | Existing | College and University | 14.4715 | 0.61163 | 23.6607 | 0 | 0 | 0
[10 empty] | Commercial | Thermostatic Shower Restriction Valve | Existing | Grocery | 14.4715 | 0.61163 | 23.6607 | 0 | 0 | 0
[10 empty] | Commercial | Thermostatic Shower Restriction Valve | Existing | Healthcare | 14.3608 | 0.60533 | 23.7239 | 0 | 0 | 0
[10 empty] | Commercial | Thermostatic Shower Restriction Valve | Existing | Hospitals | 14.3608 | 0.60533 | 23.7239 | 0 | 0 | 0
[10 empty] | Commercial | Thermostatic Shower Restriction Valve | Existing | Institutional | 14.6024 | 0.60986 | 23.9439 | 0 | 0 | 0
[10 empty] | Commercial | Thermostatic Shower Restriction Valve | Existing | Lodging/Hospitality | 14.4415 | 0.61164 | 23.6113 | 0 | 0 | 0
[10 empty] | Commercial | Thermostatic Shower Restriction Valve | Existing | Miscellaneous | 14.6024 | 0.60986 | 23.9439 | 0 | 0 | 0
[10 empty] | Commercial | Thermostatic Shower Restriction Valve | Existing | Offices | 14.6024 | 0.60986 | 23.9439 | 0 | 0 | 0
[10 empty] | Commercial | Thermostatic Shower Restriction Valve | Existing | Restaurants | 14.4715 | 0.61163 | 23.6607 | 0 | 0 | 0
[10 empty] | Commercial | Thermostatic Shower Restriction Valve | Existing | Retail | 14.4715 | 0.61163 | 23.6607 | 0 | 0 | 0
[10 empty] | Commercial | Thermostatic Shower Restriction Valve | Existing | Schools K-12 | 14.6024 | 0.60986 | 23.9439 | 0 | 0 | 0
[10 empty] | Commercial | Thermostatic Shower Restriction Valve | Existing | Warehouse | 14.6024 | 0.60986 | 23.9439 | 0 | 0 | 0
[10 empty] | Commercial | Thermostatic Shower Restriction Valve | New | Assembly | 14.6024 | 0.60986 | 23.9439 | 0 | 0 | 0
[10 empty] | Commercial | Thermostatic Shower Restriction Valve | New | College and University | 14.4715 | 0.61163 | 23.6607 | 0 | 0 | 0
[10 empty] | Commercial | Thermostatic Shower Restriction Valve | New | Grocery | 14.4715 | 0.61163 | 23.6607 | 0 | 0 | 0
[10 empty] | Commercial | Thermostatic Shower Restriction Valve | New | Healthcare | 14.3608 | 0.60533 | 23.7239 | 0 | 0 | 0
[10 empty] | Commercial | Thermostatic Shower Restriction Valve | New | Hospitals | 14.3608 | 0.60533 | 23.7239 | 0 | 0 | 0
[10 empty] | Commercial | Thermostatic Shower Restriction Valve | New | Institutional | 14.6024 | 0.60986 | 23.9439 | 0 | 0 | 0
[10 empty] | Commercial | Thermostatic Shower Restriction Valve | New | Lodging/Hospitality | 14.4415 | 0.61164 | 23.6113 | 0 | 0 | 0
[10 empty] | Commercial | Thermostatic Shower Restriction Valve | New | Miscellaneous | 14.6024 | 0.60986 | 23.9439 | 0 | 0 | 0
[10 empty] | Commercial | Thermostatic Shower Restriction Valve | New | Offices | 14.6024 | 0.60986 | 23.9439 | 0 | 0 | 0
[10 empty] | Commercial | Thermostatic Shower Restriction Valve | New | Restaurants | 14.4715 | 0.61163 | 23.6607 | 0 | 0 | 0
[10 empty] | Commercial | Thermostatic Shower Restriction Valve | New | Retail | 14.4715 | 0.61163 | 23.6607 | 0 | 0 | 0
[10 empty] | Commercial | Thermostatic Shower Restriction Valve | New | Schools K-12 | 14.6024 | 0.60986 | 23.9439 | 0 | 0 | 0
[10 empty] | Commercial | Thermostatic Shower Restriction Valve | New | Warehouse | 14.6024 | 0.60986 | 23.9439 | 0 | 0 | 0
[10 empty] | Commercial | Airside Economizer | Existing | Assembly | 19.0108 | 0.58951 | 32.2485 | 0 | 0 | 0
[10 empty] | Commercial | Airside Economizer | Existing | College and University | 18.9808 | 0.58226 | 32.5984 | 0 | 0 | 0
[10 empty] | Commercial | Airside Economizer | Existing | Grocery | 19.4715 | 0.60514 | 32.1768 | 0 | 0 | 0
[10 empty] | Commercial | Airside Economizer | Existing | Healthcare | 19.0108 | 0.58951 | 32.2485 | 0 | 0 | 0
[10 empty] | Commercial | Airside Economizer | Existing | Hospitals | 18.9808 | 0.58226 | 32.5984 | 0 | 0 | 0
[10 empty] | Commercial | Airside Economizer | Existing | Institutional | 19.0108 | 0.58951 | 32.2485 | 0 | 0 | 0
[10 empty] | Commercial | Airside Economizer | Existing | Lodging/Hospitality | 19.4715 | 0.60514 | 32.1768 | 0 | 0 | 0
[10 empty] | Commercial | Airside Economizer | Existing | Miscellaneous | 19.0108 | 0.58951 | 32.2485 | 0 | 0 | 0
[10 empty] | Commercial | Airside Economizer | Existing | Offices | 19.0108 | 0.58951 | 32.2485 | 0 | 0 | 0
[10 empty] | Commercial | Airside Economizer | Existing | Restaurants | 19.4715 | 0.60514 | 32.1768 | 0 | 0 | 0
[10 empty] | Commercial | Airside Economizer | Existing | Retail | 19.4715 | 0.60514 | 32.1768 | 0 | 0 | 0
[10 empty] | Commercial | Airside Economizer | Existing | Schools K-12 | 19.0108 | 0.58951 | 32.2485 | 0 | 0 | 0
[10 empty] | Commercial | Airside Economizer | Existing | Warehouse | 19.0108 | 0.58951 | 32.2485 | 0 | 0 | 0
[10 empty] | Commercial | Airside Economizer | New | Assembly | 19.0108 | 0.58951 | 32.2485 | 0 | 0 | 0
[10 empty] | Commercial | Airside Economizer | New | College and University | 18.9808 | 0.58226 | 32.5984 | 0 | 0 | 0
[10 empty] | Commercial | Airside Economizer | New | Grocery | 19.4715 | 0.60514 | 32.1768 | 0 | 0 | 0
[10 empty] | Commercial | Airside Economizer | New | Healthcare | 19.0108 | 0.58951 | 32.2485 | 0 | 0 | 0
[10 empty] | Commercial | Airside Economizer | New | Hospitals | 18.9808 | 0.58226 | 32.5984 | 0 | 0 | 0
[10 empty] | Commercial | Airside Economizer | New | Institutional | 19.0108 | 0.58951 | 32.2485 | 0 | 0 | 0
[10 empty] | Commercial | Airside Economizer | New | Lodging/Hospitality | 19.4715 | 0.60514 | 32.1768 | 0 | 0 | 0
[10 empty] | Commercial | Airside Economizer | New | Miscellaneous | 19.0108 | 0.58951 | 32.2485 | 0 | 0 | 0
[10 empty] | Commercial | Airside Economizer | New | Offices | 19.0108 | 0.58951 | 32.2485 | 0 | 0 | 0
[10 empty] | Commercial | Airside Economizer | New | Restaurants | 19.4715 | 0.60514 | 32.1768 | 0 | 0 | 0
[10 empty] | Commercial | Airside Economizer | New | Retail | 19.4715 | 0.60514 | 32.1768 | 0 | 0 | 0
[10 empty] | Commercial | Airside Economizer | New | Schools K-12 | 19.0108 | 0.58951 | 32.2485 | 0 | 0 | 0
[10 empty] | Commercial | Airside Economizer | New | Warehouse | 19.0108 | 0.58951 | 32.2485 | 0 | 0 | 0
[10 empty] | Commercial | Chilled Water Controls Optimization | Existing | Assembly | 9.3541 | 0.63536 | 14.7225 | 0 | 0 | 0
[10 empty] | Commercial | Chilled Water Controls Optimization | Existing | College and University | 28.4778 | 0.61654 | 46.1894 | 0 | 0 | 0
[10 empty] | Commercial | Chilled Water Controls Optimization | Existing | Healthcare | 14.2791 | 0.63536 | 22.4741 | 0 | 0 | 0
[10 empty] | Commercial | Chilled Water Controls Optimization | Existing | Hospitals | 78.8734 | 0.61654 | 127.9283 | 0 | 0 | 0
[10 empty] | Commercial | Chilled Water Controls Optimization | Existing | Institutional | 5.0528 | 0.63536 | 7.9526 | 0 | 0 | 0
[10 empty] | Commercial | Chilled Water Controls Optimization | Existing | Lodging/Hospitality | 38.8659 | 0.63536 | 61.1716 | 0 | 0 | 0
[10 empty] | Commercial | Chilled Water Controls Optimization | Existing | Miscellaneous | 12.0351 | 0.63536 | 18.9422 | 0 | 0 | 0
[10 empty] | Commercial | Chilled Water Controls Optimization | Existing | Offices | 12.3272 | 0.63536 | 19.402 | 0 | 0 | 0
[10 empty] | Commercial | Chilled Water Controls Optimization | Existing | Restaurants | 15.1583 | 0.63536 | 23.8579 | 0 | 0 | 0
[10 empty] | Commercial | Chilled Water Controls Optimization | Existing | Retail | 11.0925 | 0.63536 | 17.4586 | 0 | 0 | 0
[10 empty] | Commercial | Chilled Water Controls Optimization | Existing | Schools K-12 | 8.5096 | 0.63536 | 13.3934 | 0 | 0 | 0
[10 empty] | Commercial | Chilled Water Controls Optimization | Existing | Warehouse | 3.2874 | 0.63536 | 5.174 | 0 | 0 | 0
[10 empty] | Commercial | Chilled Water Controls Optimization | New | Assembly | 9.3541 | 0.63536 | 14.7225 | 0 | 0 | 0
[10 empty] | Commercial | Chilled Water Controls Optimization | New | College and University | 28.4778 | 0.61654 | 46.1894 | 0 | 0 | 0
[10 empty] | Commercial | Chilled Water Controls Optimization | New | Healthcare | 14.2791 | 0.63536 | 22.4741 | 0 | 0 | 0
[10 empty] | Commercial | Chilled Water Controls Optimization | New | Hospitals | 78.8734 | 0.61654 | 127.9283 | 0 | 0 | 0
[10 empty] | Commercial | Chilled Water Controls Optimization | New | Institutional | 5.0528 | 0.63536 | 7.9526 | 0 | 0 | 0
[10 empty] | Commercial | Chilled Water Controls Optimization | New | Lodging/Hospitality | 38.8659 | 0.63536 | 61.1716 | 0 | 0 | 0
[10 empty] | Commercial | Chilled Water Controls Optimization | New | Miscellaneous | 12.0351 | 0.63536 | 18.9422 | 0 | 0 | 0
[10 empty] | Commercial | Chilled Water Controls Optimization | New | Offices | 12.3272 | 0.63536 | 19.402 | 0 | 0 | 0
[10 empty] | Commercial | Chilled Water Controls Optimization | New | Restaurants | 15.1583 | 0.63536 | 23.8579 | 0 | 0 | 0
[10 empty] | Commercial | Chilled Water Controls Optimization | New | Retail | 11.0925 | 0.63536 | 17.4586 | 0 | 0 | 0
[10 empty] | Commercial | Chilled Water Controls Optimization | New | Schools K-12 | 8.5096 | 0.63536 | 13.3934 | 0 | 0 | 0
[10 empty] | Commercial | Chilled Water Controls Optimization | New | Warehouse | 3.2874 | 0.63536 | 5.174 | 0 | 0 | 0
[10 empty] | Commercial | Duct Sealing Repair | Existing | Grocery | 20.9732 | 0.67164 | 31.2267 | 0 | 0 | 0
[10 empty] | Commercial | Duct Sealing Repair | Existing | Healthcare | 8.5727 | 0.67164 | 12.7638 | 0 | 0 | 0
[10 empty] | Commercial | Duct Sealing Repair | Existing | Hospitals | 8.5727 | 0.67164 | 12.7638 | 0 | 0 | 0
[10 empty] | Commercial | Duct Sealing Repair | Existing | Institutional | 9.6654 | 0.67164 | 14.3906 | 0 | 0 | 0
[10 empty] | Commercial | Duct Sealing Repair | Existing | Lodging/Hospitality | 4.8386 | 0.67164 | 7.2042 | 0 | 0 | 0
[10 empty] | Commercial | Duct Sealing Repair | Existing | Miscellaneous | 6.5849 | 0.67164 | 9.8041 | 0 | 0 | 0
[10 empty] | Commercial | Duct Sealing Repair | Existing | Offices | 8.8454 | 0.67164 | 13.1698 | 0 | 0 | 0
[10 empty] | Commercial | Duct Sealing Repair | Existing | Restaurants | 20.2706 | 0.67164 | 30.1806 | 0 | 0 | 0
[10 empty] | Commercial | Duct Sealing Repair | New | Grocery | 20.9732 | 0.67164 | 31.2267 | 0 | 0 | 0
[10 empty] | Commercial | Duct Sealing Repair | New | Healthcare | 8.5727 | 0.67164 | 12.7638 | 0 | 0 | 0
[10 empty] | Commercial | Duct Sealing Repair | New | Hospitals | 8.5727 | 0.67164 | 12.7638 | 0 | 0 | 0
[10 empty] | Commercial | Duct Sealing Repair | New | Institutional | 9.6654 | 0.67164 | 14.3906 | 0 | 0 | 0
[10 empty] | Commercial | Duct Sealing Repair | New | Lodging/Hospitality | 4.8386 | 0.67164 | 7.2042 | 0 | 0 | 0
[10 empty] | Commercial | Duct Sealing Repair | New | Miscellaneous | 6.5849 | 0.67164 | 9.8041 | 0 | 0 | 0
[10 empty] | Commercial | Duct Sealing Repair | New | Offices | 8.8454 | 0.67164 | 13.1698 | 0 | 0 | 0
[10 empty] | Commercial | Duct Sealing Repair | New | Restaurants | 20.2706 | 0.67164 | 30.1806 | 0 | 0 | 0
[10 empty] | Commercial | ECM Motors on Furnaces | Existing | Grocery | 4.9947 | 0.63096 | 7.916 | 0 | 0 | 0
[10 empty] | Commercial | ECM Motors on Furnaces | Existing | Healthcare | 4.6917 | 0.65014 | 7.2165 | 0 | 0 | 0
[10 empty] | Commercial | ECM Motors on Furnaces | Existing | Hospitals | 5.2296 | 0.63693 | 8.2106 | 0 | 0 | 0
[10 empty] | Commercial | ECM Motors on Furnaces | Existing | Restaurants | 10.7095 | 0.63096 | 16.9734 | 0 | 0 | 0
[10 empty] | Commercial | ECM Motors on Furnaces | Existing | Retail | 6.7138 | 0.63096 | 10.6406 | 0 | 0 | 0
[10 empty] | Commercial | ECM Motors on Furnaces | Existing | Schools K-12 | 6.3673 | 0.65014 | 9.7938 | 0 | 0 | 0
[10 empty] | Commercial | ECM Motors on Furnaces | New | Grocery | 4.9947 | 0.63096 | 7.916 | 0 | 0 | 0
[10 empty] | Commercial | ECM Motors on Furnaces | New | Healthcare | 4.6917 | 0.65014 | 7.2165 | 0 | 0 | 0
[10 empty] | Commercial | ECM Motors on Furnaces | New | Hospitals | 5.2296 | 0.63693 | 8.2106 | 0 | 0 | 0
[10 empty] | Commercial | ECM Motors on Furnaces | New | Restaurants | 10.7095 | 0.63096 | 16.9734 | 0 | 0 | 0
[10 empty] | Commercial | ECM Motors on Furnaces | New | Retail | 6.7138 | 0.63096 | 10.6406 | 0 | 0 | 0
[10 empty] | Commercial | ECM Motors on Furnaces | New | Schools K-12 | 6.3673 | 0.65014 | 9.7938 | 0 | 0 | 0
[10 empty] | Commercial | Facility Commissioning | New | Grocery | 1.4665 | 0.61022 | 2.4033 | 0 | 0 | 0
[10 empty] | Commercial | Facility Commissioning | New | Restaurants | 1.4174 | 0.61022 | 2.3228 | 0 | 0 | 0
[10 empty] | Commercial | Facility Energy Management System | Existing | Grocery | 9.6606 | 0.65644 | 14.7166 | 0 | 0 | 0
[10 empty] | Commercial | Facility Energy Management System | Existing | Institutional | 4.3711 | 0.64845 | 6.7408 | 0 | 0 | 0
[10 empty] | Commercial | Facility Energy Management System | Existing | Restaurants | 9.3369 | 0.65644 | 14.2236 | 0 | 0 | 0
[10 empty] | Commercial | Facility Energy Management System | New | Grocery | 9.6606 | 0.65644 | 14.7166 | 0 | 0 | 0
[10 empty] | Commercial | Facility Energy Management System | New | Institutional | 4.3711 | 0.64845 | 6.7408 | 0 | 0 | 0
[10 empty] | Commercial | Facility Energy Management System | New | Restaurants | 9.3369 | 0.65644 | 14.2236 | 0 | 0 | 0
[10 empty] | Commercial | Programmable Thermostat | Existing | Grocery | 4.6326 | 0.83908 | 5.521 | 0 | 0 | 0
[10 empty] | Commercial | Programmable Thermostat | New | Grocery | 4.6326 | 0.83908 | 5.521 | 0 | 0 | 0
[10 empty] | Commercial | Smart Thermostat | Existing | Grocery | 8.2183 | 0.83908 | 9.7945 | 0 | 0 | 0
[10 empty] | Commercial | Smart Thermostat | Existing | Restaurants | 6.8508 | 0.83908 | 8.1647 | 0 | 0 | 0
[10 empty] | Commercial | Smart Thermostat | New | Grocery | 8.2183 | 0.83908 | 9.7945 | 0 | 0 | 0
[10 empty] | Commercial | Smart Thermostat | New | Restaurants | 6.8508 | 0.83908 | 8.1647 | 0 | 0 | 0
[10 empty] | Commercial | Interior Lighting Controls | Existing | Hospitals | 2.4086 | 0.58484 | 4.1185 | 0 | 0 | 0
[10 empty] | Commercial | Interior Lighting Controls | New | Hospitals | 2.4086 | 0.58484 | 4.1185 | 0 | 0 | 0
[10 empty] | Commercial | Smart Strip Plug Outlet | Existing | Assembly | 1.2132 | 0.59123 | 2.0519 | 0 | 0 | 0
[10 empty] | Commercial | Smart Strip Plug Outlet | Existing | College and University | 1.6137 | 0.59858 | 2.6959 | 0 | 0 | 0
[10 empty] | Commercial | Smart Strip Plug Outlet | Existing | Grocery | 1.563 | 0.59858 | 2.6112 | 0 | 0 | 0
[10 empty] | Commercial | Smart Strip Plug Outlet | Existing | Healthcare | 2.1966 | 0.59858 | 3.6697 | 0 | 0 | 0
[10 empty] | Commercial | Smart Strip Plug Outlet | Existing | Hospitals | 2.4084 | 0.59858 | 4.0236 | 0 | 0 | 0
[10 empty] | Commercial | Smart Strip Plug Outlet | Existing | Institutional | 1.9806 | 0.59123 | 3.35 | 0 | 0 | 0
[10 empty] | Commercial | Smart Strip Plug Outlet | Existing | Lodging/Hospitality | 1.8036 | 0.59858 | 3.0132 | 0 | 0 | 0
[10 empty] | Commercial | Smart Strip Plug Outlet | Existing | Miscellaneous | 2.4176 | 0.59123 | 4.0891 | 0 | 0 | 0
[10 empty] | Commercial | Smart Strip Plug Outlet | Existing | Offices | 1.5244 | 0.59858 | 2.5466 | 0 | 0 | 0
[10 empty] | Commercial | Smart Strip Plug Outlet | Existing | Restaurants | 1.4515 | 0.59123 | 2.4551 | 0 | 0 | 0
[10 empty] | Commercial | Smart Strip Plug Outlet | Existing | Schools K-12 | 2.2128 | 0.59858 | 3.6968 | 0 | 0 | 0
[10 empty] | Commercial | Smart Strip Plug Outlet | New | Assembly | 1.2132 | 0.59123 | 2.0519 | 0 | 0 | 0
[10 empty] | Commercial | Smart Strip Plug Outlet | New | College and University | 1.6137 | 0.59858 | 2.6959 | 0 | 0 | 0
[10 empty] | Commercial | Smart Strip Plug Outlet | New | Grocery | 1.563 | 0.59858 | 2.6112 | 0 | 0 | 0
[10 empty] | Commercial | Smart Strip Plug Outlet | New | Healthcare | 2.1966 | 0.59858 | 3.6697 | 0 | 0 | 0
[10 empty] | Commercial | Smart Strip Plug Outlet | New | Hospitals | 2.4084 | 0.59858 | 4.0236 | 0 | 0 | 0
[10 empty] | Commercial | Smart Strip Plug Outlet | New | Institutional | 1.9806 | 0.59123 | 3.35 | 0 | 0 | 0
[10 empty] | Commercial | Smart Strip Plug Outlet | New | Lodging/Hospitality | 1.8036 | 0.59858 | 3.0132 | 0 | 0 | 0
[10 empty] | Commercial | Smart Strip Plug Outlet | New | Miscellaneous | 2.4176 | 0.59123 | 4.0891 | 0 | 0 | 0
[10 empty] | Commercial | Smart Strip Plug Outlet | New | Offices | 1.5244 | 0.59858 | 2.5466 | 0 | 0 | 0
[10 empty] | Commercial | Smart Strip Plug Outlet | New | Restaurants | 1.4515 | 0.59123 | 2.4551 | 0 | 0 | 0
[10 empty] | Commercial | Smart Strip Plug Outlet | New | Schools K-12 | 2.2128 | 0.59858 | 3.6968 | 0 | 0 | 0
[10 empty] | Commercial | Anti-Sweat Controls | Existing | Assembly | 2.4524 | 0.60049 | 4.0841 | 0 | 0 | 0
[10 empty] | Commercial | Anti-Sweat Controls | Existing | College and University | 2.4826 | 0.60424 | 4.1087 | 0 | 0 | 0
[10 empty] | Commercial | Anti-Sweat Controls | Existing | Grocery | 2.4524 | 0.60049 | 4.0841 | 0 | 0 | 0
[10 empty] | Commercial | Anti-Sweat Controls | Existing | Healthcare | 2.4826 | 0.60424 | 4.1087 | 0 | 0 | 0
[10 empty] | Commercial | Anti-Sweat Controls | Existing | Hospitals | 2.4826 | 0.60424 | 4.1087 | 0 | 0 | 0
[10 empty] | Commercial | Anti-Sweat Controls | Existing | Institutional | 2.4524 | 0.60049 | 4.0841 | 0 | 0 | 0
[10 empty] | Commercial | Anti-Sweat Controls | Existing | Lodging/Hospitality | 2.4826 | 0.60424 | 4.1087 | 0 | 0 | 0
[10 empty] | Commercial | Anti-Sweat Controls | Existing | Miscellaneous | 2.4524 | 0.60049 | 4.0841 | 0 | 0 | 0
[10 empty] | Commercial | Anti-Sweat Controls | Existing | Offices | 2.4524 | 0.60049 | 4.0841 | 0 | 0 | 0
[10 empty] | Commercial | Anti-Sweat Controls | Existing | Restaurants | 2.4826 | 0.60424 | 4.1087 | 0 | 0 | 0
[10 empty] | Commercial | Anti-Sweat Controls | Existing | Retail | 2.4524 | 0.60049 | 4.0841 | 0 | 0 | 0
[10 empty] | Commercial | Anti-Sweat Controls | Existing | Schools K-12 | 2.4826 | 0.60424 | 4.1087 | 0 | 0 | 0
[10 empty] | Commercial | Anti-Sweat Controls | Existing | Warehouse | 2.4524 | 0.60049 | 4.0841 | 0 | 0 | 0
[10 empty] | Commercial | Anti-Sweat Controls | New | Assembly | 2.4524 | 0.60049 | 4.0841 | 0 | 0 | 0
[10 empty] | Commercial | Anti-Sweat Controls | New | College and University | 2.4826 | 0.60424 | 4.1087 | 0 | 0 | 0
[10 empty] | Commercial | Anti-Sweat Controls | New | Grocery | 2.4524 | 0.60049 | 4.0841 | 0 | 0 | 0
[10 empty] | Commercial | Anti-Sweat Controls | New | Healthcare | 2.4826 | 0.60424 | 4.1087 | 0 | 0 | 0
[10 empty] | Commercial | Anti-Sweat Controls | New | Hospitals | 2.4826 | 0.60424 | 4.1087 | 0 | 0 | 0
[10 empty] | Commercial | Anti-Sweat Controls | New | Institutional | 2.4524 | 0.60049 | 4.0841 | 0 | 0 | 0
[10 empty] | Commercial | Anti-Sweat Controls | New | Lodging/Hospitality | 2.4826 | 0.60424 | 4.1087 | 0 | 0 | 0
[10 empty] | Commercial | Anti-Sweat Controls | New | Miscellaneous | 2.4524 | 0.60049 | 4.0841 | 0 | 0 | 0
[10 empty] | Commercial | Anti-Sweat Controls | New | Offices | 2.4524 | 0.60049 | 4.0841 | 0 | 0 | 0
[10 empty] | Commercial | Anti-Sweat Controls | New | Restaurants | 2.4826 | 0.60424 | 4.1087 | 0 | 0 | 0
[10 empty] | Commercial | Anti-Sweat Controls | New | Retail | 2.4524 | 0.60049 | 4.0841 | 0 | 0 | 0
[10 empty] | Commercial | Anti-Sweat Controls | New | Schools K-12 | 2.4826 | 0.60424 | 4.1087 | 0 | 0 | 0
[10 empty] | Commercial | Anti-Sweat Controls | New | Warehouse | 2.4524 | 0.60049 | 4.0841 | 0 | 0 | 0
[10 empty] | Commercial | Floating Head Pressure Controls | Existing | Assembly | 6.1915 | 0.65004 | 9.5248 | 0 | 0 | 0
[10 empty] | Commercial | Floating Head Pressure Controls | Existing | College and University | 6.1371 | 0.64596 | 9.5007 | 0 | 0 | 0
[10 empty] | Commercial | Floating Head Pressure Controls | Existing | Grocery | 6.1915 | 0.65004 | 9.5248 | 0 | 0 | 0
[10 empty] | Commercial | Floating Head Pressure Controls | Existing | Healthcare | 6.1371 | 0.64596 | 9.5007 | 0 | 0 | 0
[10 empty] | Commercial | Floating Head Pressure Controls | Existing | Hospitals | 6.1371 | 0.64596 | 9.5007 | 0 | 0 | 0
[10 empty] | Commercial | Floating Head Pressure Controls | Existing | Institutional | 6.1915 | 0.65004 | 9.5248 | 0 | 0 | 0
[10 empty] | Commercial | Floating Head Pressure Controls | Existing | Lodging/Hospitality | 6.1371 | 0.64596 | 9.5007 | 0 | 0 | 0
[10 empty] | Commercial | Floating Head Pressure Controls | Existing | Miscellaneous | 6.1915 | 0.65004 | 9.5248 | 0 | 0 | 0
[10 empty] | Commercial | Floating Head Pressure Controls | Existing | Offices | 6.1915 | 0.65004 | 9.5248 | 0 | 0 | 0
[10 empty] | Commercial | Floating Head Pressure Controls | Existing | Restaurants | 6.1371 | 0.64596 | 9.5007 | 0 | 0 | 0
[10 empty] | Commercial | Floating Head Pressure Controls | Existing | Retail | 6.1915 | 0.65004 | 9.5248 | 0 | 0 | 0
[10 empty] | Commercial | Floating Head Pressure Controls | Existing | Schools K-12 | 6.1371 | 0.64596 | 9.5007 | 0 | 0 | 0
[10 empty] | Commercial | Floating Head Pressure Controls | Existing | Warehouse | 6.1915 | 0.65004 | 9.5248 | 0 | 0 | 0
[10 empty] | Commercial | Floating Head Pressure Controls | New | Assembly | 6.1915 | 0.65004 | 9.5248 | 0 | 0 | 0
[10 empty] | Commercial | Floating Head Pressure Controls | New | College and University | 6.1371 | 0.64596 | 9.5007 | 0 | 0 | 0
[10 empty] | Commercial | Floating Head Pressure Controls | New | Grocery | 6.1915 | 0.65004 | 9.5248 | 0 | 0 | 0
[10 empty] | Commercial | Floating Head Pressure Controls | New | Healthcare | 6.1371 | 0.64596 | 9.5007 | 0 | 0 | 0
[10 empty] | Commercial | Floating Head Pressure Controls | New | Hospitals | 6.1371 | 0.64596 | 9.5007 | 0 | 0 | 0
[10 empty] | Commercial | Floating Head Pressure Controls | New | Institutional | 6.1915 | 0.65004 | 9.5248 | 0 | 0 | 0
[10 empty] | Commercial | Floating Head Pressure Controls | New | Lodging/Hospitality | 6.1371 | 0.64596 | 9.5007 | 0 | 0 | 0
[10 empty] | Commercial | Floating Head Pressure Controls | New | Miscellaneous | 6.1915 | 0.65004 | 9.5248 | 0 | 0 | 0
[10 empty] | Commercial | Floating Head Pressure Controls | New | Offices | 6.1915 | 0.65004 | 9.5248 | 0 | 0 | 0
[10 empty] | Commercial | Floating Head Pressure Controls | New | Restaurants | 6.1371 | 0.64596 | 9.5007 | 0 | 0 | 0
[10 empty] | Commercial | Floating Head Pressure Controls | New | Retail | 6.1915 | 0.65004 | 9.5248 | 0 | 0 | 0
[10 empty] | Commercial | Floating Head Pressure Controls | New | Schools K-12 | 6.1371 | 0.64596 | 9.5007 | 0 | 0 | 0
[10 empty] | Commercial | Floating Head Pressure Controls | New | Warehouse | 6.1915 | 0.65004 | 9.5248 | 0 | 0 | 0
[10 empty] | Commercial | CO Sensors for Parking Garage Exhaust | Existing | Assembly | 5.926 | 0.63173 | 9.3806 | 0 | 0 | 0
[10 empty] | Commercial | CO Sensors for Parking Garage Exhaust | Existing | College and University | 5.926 | 0.63173 | 9.3806 | 0 | 0 | 0
[10 empty] | Commercial | CO Sensors for Parking Garage Exhaust | Existing | Grocery | 5.926 | 0.63173 | 9.3806 | 0 | 0 | 0
[10 empty] | Commercial | CO Sensors for Parking Garage Exhaust | Existing | Healthcare | 5.926 | 0.63173 | 9.3806 | 0 | 0 | 0
[10 empty] | Commercial | CO Sensors for Parking Garage Exhaust | Existing | Hospitals | 5.926 | 0.63173 | 9.3806 | 0 | 0 | 0
[10 empty] | Commercial | CO Sensors for Parking Garage Exhaust | Existing | Institutional | 5.926 | 0.63173 | 9.3806 | 0 | 0 | 0
[10 empty] | Commercial | CO Sensors for Parking Garage Exhaust | Existing | Lodging/Hospitality | 5.926 | 0.63173 | 9.3806 | 0 | 0 | 0
[10 empty] | Commercial | CO Sensors for Parking Garage Exhaust | Existing | Miscellaneous | 5.926 | 0.63173 | 9.3806 | 0 | 0 | 0
[10 empty] | Commercial | CO Sensors for Parking Garage Exhaust | Existing | Offices | 5.926 | 0.63173 | 9.3806 | 0 | 0 | 0
[10 empty] | Commercial | CO Sensors for Parking Garage Exhaust | Existing | Restaurants | 5.926 | 0.63173 | 9.3806 | 0 | 0 | 0
[10 empty] | Commercial | CO Sensors for Parking Garage Exhaust | Existing | Retail | 5.926 | 0.63173 | 9.3806 | 0 | 0 | 0
[10 empty] | Commercial | CO Sensors for Parking Garage Exhaust | Existing | Schools K-12 | 5.926 | 0.63173 | 9.3806 | 0 | 0 | 0
[10 empty] | Commercial | CO Sensors for Parking Garage Exhaust | Existing | Warehouse | 5.926 | 0.63173 | 9.3806 | 0 | 0 | 0
[10 empty] | Commercial | CO Sensors for Parking Garage Exhaust | New | Assembly | 5.926 | 0.63173 | 9.3806 | 0 | 0 | 0
[10 empty] | Commercial | CO Sensors for Parking Garage Exhaust | New | College and University | 5.926 | 0.63173 | 9.3806 | 0 | 0 | 0
[10 empty] | Commercial | CO Sensors for Parking Garage Exhaust | New | Grocery | 5.926 | 0.63173 | 9.3806 | 0 | 0 | 0
[10 empty] | Commercial | CO Sensors for Parking Garage Exhaust | New | Healthcare | 5.926 | 0.63173 | 9.3806 | 0 | 0 | 0
[10 empty] | Commercial | CO Sensors for Parking Garage Exhaust | New | Hospitals | 5.926 | 0.63173 | 9.3806 | 0 | 0 | 0
[10 empty] | Commercial | CO Sensors for Parking Garage Exhaust | New | Institutional | 5.926 | 0.63173 | 9.3806 | 0 | 0 | 0
[10 empty] | Commercial | CO Sensors for Parking Garage Exhaust | New | Lodging/Hospitality | 5.926 | 0.63173 | 9.3806 | 0 | 0 | 0
[10 empty] | Commercial | CO Sensors for Parking Garage Exhaust | New | Miscellaneous | 5.926 | 0.63173 | 9.3806 | 0 | 0 | 0
[10 empty] | Commercial | CO Sensors for Parking Garage Exhaust | New | Offices | 5.926 | 0.63173 | 9.3806 | 0 | 0 | 0
[10 empty] | Commercial | CO Sensors for Parking Garage Exhaust | New | Restaurants | 5.926 | 0.63173 | 9.3806 | 0 | 0 | 0
[10 empty] | Commercial | CO Sensors for Parking Garage Exhaust | New | Retail | 5.926 | 0.63173 | 9.3806 | 0 | 0 | 0
[10 empty] | Commercial | CO Sensors for Parking Garage Exhaust | New | Schools K-12 | 5.926 | 0.63173 | 9.3806 | 0 | 0 | 0
[10 empty] | Commercial | CO Sensors for Parking Garage Exhaust | New | Warehouse | 5.926 | 0.63173 | 9.3806 | 0 | 0 | 0
[10 empty] | Commercial | Demand Controlled Ventilation | Existing | College and University | 3.1719 | 0.61568 | 5.1518 | 0 | 0 | 0
[10 empty] | Commercial | Demand Controlled Ventilation | Existing | Healthcare | 3.0906 | 0.61568 | 5.0198 | 0 | 0 | 0
[10 empty] | Commercial | Demand Controlled Ventilation | Existing | Hospitals | 4.6005 | 0.61568 | 7.4722 | 0 | 0 | 0
[10 empty] | Commercial | Demand Controlled Ventilation | Existing | Institutional | 3.1689 | 0.61568 | 5.1469 | 0 | 0 | 0
[10 empty] | Commercial | Demand Controlled Ventilation | Existing | Schools K-12 | 3.2621 | 0.61568 | 5.2982 | 0 | 0 | 0
[10 empty] | Commercial | Demand Controlled Ventilation | New | College and University | 3.1719 | 0.61568 | 5.1518 | 0 | 0 | 0
[10 empty] | Commercial | Demand Controlled Ventilation | New | Healthcare | 3.0906 | 0.61568 | 5.0198 | 0 | 0 | 0
[10 empty] | Commercial | Demand Controlled Ventilation | New | Hospitals | 4.6005 | 0.61568 | 7.4722 | 0 | 0 | 0
[10 empty] | Commercial | Demand Controlled Ventilation | New | Institutional | 3.1689 | 0.61568 | 5.1469 | 0 | 0 | 0
[10 empty] | Commercial | Demand Controlled Ventilation | New | Schools K-12 | 3.2621 | 0.61568 | 5.2982 | 0 | 0 | 0
[10 empty] | Commercial | VAV System | Existing | Assembly | 7.3648 | 0.62772 | 11.7326 | 0 | 0 | 0
[10 empty] | Commercial | VAV System | Existing | College and University | 7.3648 | 0.62772 | 11.7326 | 0 | 0 | 0
[10 empty] | Commercial | VAV System | Existing | Grocery | 7.3648 | 0.62772 | 11.7326 | 0 | 0 | 0
[10 empty] | Commercial | VAV System | Existing | Healthcare | 7.3648 | 0.62772 | 11.7326 | 0 | 0 | 0
[10 empty] | Commercial | VAV System | Existing | Hospitals | 7.3648 | 0.62772 | 11.7326 | 0 | 0 | 0
[10 empty] | Commercial | VAV System | Existing | Institutional | 7.3648 | 0.62772 | 11.7326 | 0 | 0 | 0
[10 empty] | Commercial | VAV System | Existing | Lodging/Hospitality | 7.3648 | 0.62772 | 11.7326 | 0 | 0 | 0
[10 empty] | Commercial | VAV System | Existing | Miscellaneous | 7.3648 | 0.62772 | 11.7326 | 0 | 0 | 0
[10 empty] | Commercial | VAV System | Existing | Offices | 7.3648 | 0.62772 | 11.7326 | 0 | 0 | 0
[10 empty] | Commercial | VAV System | Existing | Restaurants | 7.3648 | 0.62772 | 11.7326 | 0 | 0 | 0
[10 empty] | Commercial | VAV System | Existing | Retail | 7.3648 | 0.62772 | 11.7326 | 0 | 0 | 0
[10 empty] | Commercial | VAV System | Existing | Schools K-12 | 7.3648 | 0.62772 | 11.7326 | 0 | 0 | 0
[10 empty] | Commercial | VAV System | Existing | Warehouse | 7.3648 | 0.62772 | 11.7326 | 0 | 0 | 0
[10 empty] | Commercial | VAV System | New | Assembly | 7.3648 | 0.62772 | 11.7326 | 0 | 0 | 0
[10 empty] | Commercial | VAV System | New | College and University | 7.3648 | 0.62772 | 11.7326 | 0 | 0 | 0
[10 empty] | Commercial | VAV System | New | Grocery | 7.3648 | 0.62772 | 11.7326 | 0 | 0 | 0
[10 empty] | Commercial | VAV System | New | Healthcare | 7.3648 | 0.62772 | 11.7326 | 0 | 0 | 0
[10 empty] | Commercial | VAV System | New | Hospitals | 7.3648 | 0.62772 | 11.7326 | 0 | 0 | 0
[10 empty] | Commercial | VAV System | New | Institutional | 7.3648 | 0.62772 | 11.7326 | 0 | 0 | 0
[10 empty] | Commercial | VAV System | New | Lodging/Hospitality | 7.3648 | 0.62772 | 11.7326 | 0 | 0 | 0
[10 empty] | Commercial | VAV System | New | Miscellaneous | 7.3648 | 0.62772 | 11.7326 | 0 | 0 | 0
[10 empty] | Commercial | VAV System | New | Offices | 7.3648 | 0.62772 | 11.7326 | 0 | 0 | 0
[10 empty] | Commercial | VAV System | New | Restaurants | 7.3648 | 0.62772 | 11.7326 | 0 | 0 | 0
[10 empty] | Commercial | VAV System | New | Retail | 7.3648 | 0.62772 | 11.7326 | 0 | 0 | 0
[10 empty] | Commercial | VAV System | New | Schools K-12 | 7.3648 | 0.62772 | 11.7326 | 0 | 0 | 0
[10 empty] | Commercial | VAV System | New | Warehouse | 7.3648 | 0.62772 | 11.7326 | 0 | 0 | 0
[10 empty] | Commercial | Retro-Commissioning | Existing | Grocery | 8.9283 | 0.58702 | 15.2095 | 0 | 0 | 0
[10 empty] | Commercial | Retro-Commissioning | Existing | Healthcare | 3.6171 | 0.59168 | 6.1133 | 0 | 0 | 0
[10 empty] | Commercial | Retro-Commissioning | Existing | Hospitals | 3.8663 | 0.61375 | 6.2994 | 0 | 0 | 0
[10 empty] | Commercial | Retro-Commissioning | Existing | Institutional | 4.0782 | 0.59168 | 6.8924 | 0 | 0 | 0
[10 empty] | Commercial | Retro-Commissioning | Existing | Lodging/Hospitality | 2.0598 | 0.58702 | 3.5089 | 0 | 0 | 0
[10 empty] | Commercial | Retro-Commissioning | Existing | Miscellaneous | 2.7853 | 0.59168 | 4.7074 | 0 | 0 | 0
[10 empty] | Commercial | Retro-Commissioning | Existing | Offices | 3.7322 | 0.59168 | 6.3077 | 0 | 0 | 0
[10 empty] | Commercial | Retro-Commissioning | Existing | Restaurants | 8.6292 | 0.58702 | 14.7 | 0 | 0 | 0
[10 empty] | Commercial | Retro-Commissioning | Existing | Retail | 1.673 | 0.58702 | 2.85 | 0 | 0 | 0
[10 empty] | Commercial | Retro-Commissioning | New | Grocery | 8.9283 | 0.58702 | 15.2095 | 0 | 0 | 0
[10 empty] | Commercial | Retro-Commissioning | New | Healthcare | 3.6171 | 0.59168 | 6.1133 | 0 | 0 | 0
[10 empty] | Commercial | Retro-Commissioning | New | Hospitals | 3.8663 | 0.61375 | 6.2994 | 0 | 0 | 0
[10 empty] | Commercial | Retro-Commissioning | New | Institutional | 4.0782 | 0.59168 | 6.8924 | 0 | 0 | 0
[10 empty] | Commercial | Retro-Commissioning | New | Lodging/Hospitality | 2.0598 | 0.58702 | 3.5089 | 0 | 0 | 0
[10 empty] | Commercial | Retro-Commissioning | New | Miscellaneous | 2.7853 | 0.59168 | 4.7074 | 0 | 0 | 0
[10 empty] | Commercial | Retro-Commissioning | New | Offices | 3.7322 | 0.59168 | 6.3077 | 0 | 0 | 0
[10 empty] | Commercial | Retro-Commissioning | New | Restaurants | 8.6292 | 0.58702 | 14.7 | 0 | 0 | 0
[10 empty] | Commercial | Retro-Commissioning | New | Retail | 1.673 | 0.58702 | 2.85 | 0 | 0 | 0
[10 empty] | Industrial | Compressed Air System Optimization | Existing | Agriculture and Assembly | 10.2733 | 0.75638 | 13.5822 | 0 | 0 | 0
[10 empty] | Industrial | Compressed Air System Optimization | New | Agriculture and Assembly | 10.2733 | 0.75638 | 13.5822 | 0 | 0 | 0
[10 empty] | Industrial | Efficient Lighting - Exterior | New | Agriculture and Assembly | 5.8895 | 1.0383 | 5.6724 | 0 | 0 | 0
[10 empty] | Industrial | Efficient Lighting - Exterior | Turnover | Agriculture and Assembly | 5.8895 | 1.0383 | 5.6724 | 0 | 0 | 0
[10 empty] | Industrial | HVAC Improved Controls | Existing | Agriculture and Assembly | 84.3907 | 0.78532 | 107.4608 | 0 | 0 | 0
[10 empty] | Industrial | HVAC Improved Controls | New | Agriculture and Assembly | 84.3907 | 0.78532 | 107.4608 | 0 | 0 | 0
[10 empty] | Industrial | HVAC Recommissioning | Existing | Agriculture and Assembly | 6.3248 | 0.74631 | 8.4748 | 0 | 0 | 0
[10 empty] | Industrial | HVAC Recommissioning | New | Agriculture and Assembly | 6.3248 | 0.74631 | 8.4748 | 0 | 0 | 0
[10 empty] | Industrial | Fan Improved Controls | Existing | Agriculture and Assembly | 30.2446 | 0.79498 | 38.0446 | 0 | 0 | 0
[10 empty] | Industrial | Fan Improved Controls | New | Agriculture and Assembly | 30.2446 | 0.79498 | 38.0446 | 0 | 0 | 0
[10 empty] | Industrial | Motor Improved Controls | Existing | Agriculture and Assembly | 11.6621 | 0.79498 | 14.6698 | 0 | 0 | 0
[10 empty] | Industrial | Motor Improved Controls | New | Agriculture and Assembly | 11.6621 | 0.79498 | 14.6698 | 0 | 0 | 0
[10 empty] | Industrial | Pump Improved Controls | Existing | Agriculture and Assembly | 11.6621 | 0.79498 | 14.6698 | 0 | 0 | 0
[10 empty] | Industrial | Pump Improved Controls | New | Agriculture and Assembly | 11.6621 | 0.79498 | 14.6698 | 0 | 0 | 0
[10 empty] | Industrial | Pump System Optimization | Existing | Agriculture and Assembly | 9.1994 | 0.75638 | 12.1624 | 0 | 0 | 0
[10 empty] | Industrial | Pump System Optimization | New | Agriculture and Assembly | 9.1994 | 0.75638 | 12.1624 | 0 | 0 | 0
[10 empty] | Industrial | Process Other Systems Optimization | Existing | Agriculture and Assembly | 12.2994 | 0.73341 | 16.7701 | 0 | 0 | 0
[10 empty] | Industrial | Process Other Systems Optimization | New | Agriculture and Assembly | 12.2994 | 0.73341 | 16.7701 | 0 | 0 | 0
[10 empty] | Industrial | Compressed Air System Optimization | Existing | Chemicals and Plastics | 9.6158 | 0.75638 | 12.713 | 0 | 0 | 0
[10 empty] | Industrial | Compressed Air System Optimization | New | Chemicals and Plastics | 9.6158 | 0.75638 | 12.713 | 0 | 0 | 0
[10 empty] | Industrial | Plant Energy Management | Existing | Chemicals and Plastics | 23.0587 | 0.75751 | 30.44 | 0 | 0 | 0
[10 empty] | Industrial | Plant Energy Management | New | Chemicals and Plastics | 23.0587 | 0.75751 | 30.44 | 0 | 0 | 0
[10 empty] | Industrial | Efficient Lighting - Exterior | New | Chemicals and Plastics | 5.8895 | 1.0383 | 5.6724 | 0 | 0 | 0
[10 empty] | Industrial | Efficient Lighting - Exterior | Turnover | Chemicals and Plastics | 5.8895 | 1.0383 | 5.6724 | 0 | 0 | 0
[10 empty] | Industrial | Building Envelope Improvements | Existing | Chemicals and Plastics | 6.6713 | 0.78532 | 8.495 | 0 | 0 | 0
[10 empty] | Industrial | Building Envelope Improvements | New | Chemicals and Plastics | 6.6713 | 0.78532 | 8.495 | 0 | 0 | 0
[10 empty] | Industrial | HVAC Equipment Upgrades | New | Chemicals and Plastics | 9.2033 | 0.80388 | 11.4486 | 0 | 0 | 0
[10 empty] | Industrial | HVAC Equipment Upgrades | Turnover | Chemicals and Plastics | 9.2033 | 0.80388 | 11.4486 | 0 | 0 | 0
[10 empty] | Industrial | HVAC Improved Controls | Existing | Chemicals and Plastics | 43.0728 | 0.78532 | 54.8478 | 0 | 0 | 0
[10 empty] | Industrial | HVAC Improved Controls | New | Chemicals and Plastics | 43.0728 | 0.78532 | 54.8478 | 0 | 0 | 0
[10 empty] | Industrial | Fan Improved Controls | Existing | Chemicals and Plastics | 30.2446 | 0.79498 | 38.0446 | 0 | 0 | 0
[10 empty] | Industrial | Fan Improved Controls | New | Chemicals and Plastics | 30.2446 | 0.79498 | 38.0446 | 0 | 0 | 0
[10 empty] | Industrial | Fan System Optimization | Existing | Chemicals and Plastics | 6.2131 | 0.75638 | 8.2143 | 0 | 0 | 0
[10 empty] | Industrial | Fan System Optimization | New | Chemicals and Plastics | 6.2131 | 0.75638 | 8.2143 | 0 | 0 | 0
[10 empty] | Industrial | Motor Improved Controls | Existing | Chemicals and Plastics | 7.0208 | 0.79498 | 8.8315 | 0 | 0 | 0
[10 empty] | Industrial | Motor Improved Controls | New | Chemicals and Plastics | 7.0208 | 0.79498 | 8.8315 | 0 | 0 | 0
[10 empty] | Industrial | Motor Optimization | Existing | Chemicals and Plastics | 5.4642 | 0.75638 | 7.2242 | 0 | 0 | 0
[10 empty] | Industrial | Motor Optimization | New | Chemicals and Plastics | 5.4642 | 0.75638 | 7.2242 | 0 | 0 | 0
[10 empty] | Industrial | Pump Improved Controls | Existing | Chemicals and Plastics | 11.6621 | 0.79498 | 14.6698 | 0 | 0 | 0
[10 empty] | Industrial | Pump Improved Controls | New | Chemicals and Plastics | 11.6621 | 0.79498 | 14.6698 | 0 | 0 | 0
[10 empty] | Industrial | Pump System Optimization | Existing | Chemicals and Plastics | 5.273 | 0.75638 | 6.9714 | 0 | 0 | 0
[10 empty] | Industrial | Pump System Optimization | New | Chemicals and Plastics | 5.273 | 0.75638 | 6.9714 | 0 | 0 | 0
[10 empty] | Industrial | Process Refrig System Optimization | Existing | Chemicals and Plastics | 12.0917 | 0.73511 | 16.4488 | 0 | 0 | 0
[10 empty] | Industrial | Process Refrig System Optimization | New | Chemicals and Plastics | 12.0917 | 0.73511 | 16.4488 | 0 | 0 | 0
[10 empty] | Industrial | Process Other Systems Optimization | Existing | Chemicals and Plastics | 12.2994 | 0.73341 | 16.7701 | 0 | 0 | 0
[10 empty] | Industrial | Process Other Systems Optimization | New | Chemicals and Plastics | 12.2994 | 0.73341 | 16.7701 | 0 | 0 | 0
[10 empty] | Industrial | Compressed Air Controls | Existing | Construction | 11.3913 | 0.7779 | 14.6438 | 0 | 0 | 0
[10 empty] | Industrial | Compressed Air Controls | New | Construction | 11.3913 | 0.7779 | 14.6438 | 0 | 0 | 0
[10 empty] | Industrial | Compressed Air Equipment | New | Construction | 7.1863 | 0.79498 | 9.0396 | 0 | 0 | 0
[10 empty] | Industrial | Compressed Air Equipment | Turnover | Construction | 7.1863 | 0.79498 | 9.0396 | 0 | 0 | 0
[10 empty] | Industrial | Compressed Air System Optimization | Existing | Construction | 9.4453 | 0.75638 | 12.4875 | 0 | 0 | 0
[10 empty] | Industrial | Compressed Air System Optimization | New | Construction | 9.4453 | 0.75638 | 12.4875 | 0 | 0 | 0
[10 empty] | Industrial | Plant Energy Management | Existing | Construction | 23.0587 | 0.75751 | 30.44 | 0 | 0 | 0
[10 empty] | Industrial | Plant Energy Management | New | Construction | 23.0587 | 0.75751 | 30.44 | 0 | 0 | 0
[10 empty] | Industrial | Efficient Lighting - Exterior | New | Construction | 5.8895 | 1.0383 | 5.6724 | 0 | 0 | 0
[10 empty] | Industrial | Efficient Lighting - Exterior | Turnover | Construction | 5.8895 | 1.0383 | 5.6724 | 0 | 0 | 0
[10 empty] | Industrial | HVAC Improved Controls | Existing | Construction | 14.7702 | 0.78532 | 18.808 | 0 | 0 | 0
[10 empty] | Industrial | HVAC Improved Controls | New | Construction | 14.7702 | 0.78532 | 18.808 | 0 | 0 | 0
[10 empty] | Industrial | Fan Improved Controls | Existing | Construction | 22.3254 | 0.79498 | 28.0831 | 0 | 0 | 0
[10 empty] | Industrial | Fan Improved Controls | New | Construction | 22.3254 | 0.79498 | 28.0831 | 0 | 0 | 0
[10 empty] | Industrial | Fan System Optimization | Existing | Construction | 14.4339 | 0.75638 | 19.0829 | 0 | 0 | 0
[10 empty] | Industrial | Fan System Optimization | New | Construction | 14.4339 | 0.75638 | 19.0829 | 0 | 0 | 0
[10 empty] | Industrial | Motor Improved Controls | Existing | Construction | 7.175 | 0.79498 | 9.0254 | 0 | 0 | 0
[10 empty] | Industrial | Motor Improved Controls | New | Construction | 7.175 | 0.79498 | 9.0254 | 0 | 0 | 0
[10 empty] | Industrial | Pump Improved Controls | Existing | Construction | 11.6621 | 0.79498 | 14.6698 | 0 | 0 | 0
[10 empty] | Industrial | Pump Improved Controls | New | Construction | 11.6621 | 0.79498 | 14.6698 | 0 | 0 | 0
[10 empty] | Industrial | Pump System Optimization | Existing | Construction | 7.6819 | 0.75638 | 10.1562 | 0 | 0 | 0
[10 empty] | Industrial | Pump System Optimization | New | Construction | 7.6819 | 0.75638 | 10.1562 | 0 | 0 | 0
[10 empty] | Industrial | Process Refrig Controls | Existing | Construction | 11.2297 | 0.79136 | 14.1904 | 0 | 0 | 0
[10 empty] | Industrial | Process Refrig Controls | New | Construction | 11.2297 | 0.79136 | 14.1904 | 0 | 0 | 0
[10 empty] | Industrial | Process Refrig System Optimization | Existing | Construction | 2.2346 | 0.73511 | 3.0398 | 0 | 0 | 0
[10 empty] | Industrial | Process Refrig System Optimization | New | Construction | 2.2346 | 0.73511 | 3.0398 | 0 | 0 | 0
[10 empty] | Industrial | Process Other Systems Optimization | Existing | Construction | 8.7136 | 0.73341 | 11.881 | 0 | 0 | 0
[10 empty] | Industrial | Process Other Systems Optimization | New | Construction | 8.7136 | 0.73341 | 11.881 | 0 | 0 | 0
[10 empty] | Industrial | Compressed Air Controls | Existing | Electrical and Electronic Equip. | 20.5385 | 0.7779 | 26.4027 | 0 | 0 | 0
[10 empty] | Industrial | Compressed Air Controls | New | Electrical and Electronic Equip. | 20.5385 | 0.7779 | 26.4027 | 0 | 0 | 0
[10 empty] | Industrial | Compressed Air Equipment | New | Electrical and Electronic Equip. | 19.4613 | 0.79498 | 24.4803 | 0 | 0 | 0
[10 empty] | Industrial | Compressed Air Equipment | Turnover | Electrical and Electronic Equip. | 19.4613 | 0.79498 | 24.4803 | 0 | 0 | 0
[10 empty] | Industrial | Compressed Air System Optimization | Existing | Electrical and Electronic Equip. | 10.5685 | 0.75638 | 13.9724 | 0 | 0 | 0
[10 empty] | Industrial | Compressed Air System Optimization | New | Electrical and Electronic Equip. | 10.5685 | 0.75638 | 13.9724 | 0 | 0 | 0
[10 empty] | Industrial | Plant Energy Management | Existing | Electrical and Electronic Equip. | 23.0587 | 0.75751 | 30.44 | 0 | 0 | 0
[10 empty] | Industrial | Plant Energy Management | New | Electrical and Electronic Equip. | 23.0587 | 0.75751 | 30.44 | 0 | 0 | 0
[10 empty] | Industrial | Efficient Lighting - Exterior | New | Electrical and Electronic Equip. | 5.8895 | 1.0383 | 5.6724 | 0 | 0 | 0
[10 empty] | Industrial | Efficient Lighting - Exterior | Turnover | Electrical and Electronic Equip. | 5.8895 | 1.0383 | 5.6724 | 0 | 0 | 0
[10 empty] | Industrial | HVAC Recommissioning | Existing | Electrical and Electronic Equip. | 14.2063 | 0.74631 | 19.0353 | 0 | 0 | 0
[10 empty] | Industrial | HVAC Recommissioning | New | Electrical and Electronic Equip. | 14.2063 | 0.74631 | 19.0353 | 0 | 0 | 0
[10 empty] | Industrial | Fan Improved Controls | Existing | Electrical and Electronic Equip. | 30.2446 | 0.79498 | 38.0446 | 0 | 0 | 0
[10 empty] | Industrial | Fan Improved Controls | New | Electrical and Electronic Equip. | 30.2446 | 0.79498 | 38.0446 | 0 | 0 | 0
[10 empty] | Industrial | Motor Improved Controls | Existing | Electrical and Electronic Equip. | 11.6621 | 0.79498 | 14.6698 | 0 | 0 | 0
[10 empty] | Industrial | Motor Improved Controls | New | Electrical and Electronic Equip. | 11.6621 | 0.79498 | 14.6698 | 0 | 0 | 0
[10 empty] | Industrial | Motor Optimization | Existing | Electrical and Electronic Equip. | 7.1845 | 0.75638 | 9.4985 | 0 | 0 | 0
[10 empty] | Industrial | Motor Optimization | New | Electrical and Electronic Equip. | 7.1845 | 0.75638 | 9.4985 | 0 | 0 | 0
[10 empty] | Industrial | Pump Improved Controls | Existing | Electrical and Electronic Equip. | 11.6621 | 0.79498 | 14.6698 | 0 | 0 | 0
[10 empty] | Industrial | Pump Improved Controls | New | Electrical and Electronic Equip. | 11.6621 | 0.79498 | 14.6698 | 0 | 0 | 0
[10 empty] | Industrial | Process Refrig Equipment Upgrade | New | Electrical and Electronic Equip. | 5.6559 | 0.7526 | 7.5152 | 0 | 0 | 0
[10 empty] | Industrial | Process Refrig Equipment Upgrade | Turnover | Electrical and Electronic Equip. | 5.6559 | 0.7526 | 7.5152 | 0 | 0 | 0
[10 empty] | Industrial | Process Refrig System Optimization | Existing | Electrical and Electronic Equip. | 35.1461 | 0.73511 | 47.8107 | 0 | 0 | 0
[10 empty] | Industrial | Process Refrig System Optimization | New | Electrical and Electronic Equip. | 35.1461 | 0.73511 | 47.8107 | 0 | 0 | 0
[10 empty] | Industrial | Process Heat System Optimization | Existing | Electrical and Electronic Equip. | 2.8041 | 0.77099 | 3.6371 | 0 | 0 | 0
[10 empty] | Industrial | Process Heat System Optimization | New | Electrical and Electronic Equip. | 2.8041 | 0.77099 | 3.6371 | 0 | 0 | 0
[10 empty] | Industrial | Compressed Air Controls | Existing | Lumber/Furniture/Pulp/Paper | 18.4805 | 0.7779 | 23.7571 | 0 | 0 | 0
[10 empty] | Industrial | Compressed Air Controls | New | Lumber/Furniture/Pulp/Paper | 18.4805 | 0.7779 | 23.7571 | 0 | 0 | 0
[10 empty] | Industrial | Compressed Air System Optimization | Existing | Lumber/Furniture/Pulp/Paper | 10.3867 | 0.75638 | 13.7321 | 0 | 0 | 0
[10 empty] | Industrial | Compressed Air System Optimization | New | Lumber/Furniture/Pulp/Paper | 10.3867 | 0.75638 | 13.7321 | 0 | 0 | 0
[10 empty] | Industrial | Efficient Lighting - Exterior | New | Lumber/Furniture/Pulp/Paper | 5.8895 | 1.0383 | 5.6724 | 0 | 0 | 0
[10 empty] | Industrial | Efficient Lighting - Exterior | Turnover | Lumber/Furniture/Pulp/Paper | 5.8895 | 1.0383 | 5.6724 | 0 | 0 | 0
[10 empty] | Industrial | HVAC Improved Controls | Existing | Lumber/Furniture/Pulp/Paper | 43.3838 | 0.78532 | 55.2438 | 0 | 0 | 0
[10 empty] | Industrial | HVAC Improved Controls | New | Lumber/Furniture/Pulp/Paper | 43.3838 | 0.78532 | 55.2438 | 0 | 0 | 0
[10 empty] | Industrial | Fan Improved Controls | Existing | Lumber/Furniture/Pulp/Paper | 30.2446 | 0.79498 | 38.0446 | 0 | 0 | 0
[10 empty] | Industrial | Fan Improved Controls | New | Lumber/Furniture/Pulp/Paper | 30.2446 | 0.79498 | 38.0446 | 0 | 0 | 0
[10 empty] | Industrial | Fan System Optimization | Existing | Lumber/Furniture/Pulp/Paper | 14.5398 | 0.75638 | 19.2229 | 0 | 0 | 0
[10 empty] | Industrial | Fan System Optimization | New | Lumber/Furniture/Pulp/Paper | 14.5398 | 0.75638 | 19.2229 | 0 | 0 | 0
[10 empty] | Industrial | Motor Equipment Upgrades | New | Lumber/Furniture/Pulp/Paper | 7.7684 | 0.75638 | 10.2705 | 0 | 0 | 0
[10 empty] | Industrial | Motor Equipment Upgrades | Turnover | Lumber/Furniture/Pulp/Paper | 7.7684 | 0.75638 | 10.2705 | 0 | 0 | 0
[10 empty] | Industrial | Motor Improved Controls | Existing | Lumber/Furniture/Pulp/Paper | 15.1189 | 0.79498 | 19.018 | 0 | 0 | 0
[10 empty] | Industrial | Motor Improved Controls | New | Lumber/Furniture/Pulp/Paper | 15.1189 | 0.79498 | 19.018 | 0 | 0 | 0
[10 empty] | Industrial | Motor Optimization | Existing | Lumber/Furniture/Pulp/Paper | 6.4737 | 0.75638 | 8.5588 | 0 | 0 | 0
[10 empty] | Industrial | Motor Optimization | New | Lumber/Furniture/Pulp/Paper | 6.4737 | 0.75638 | 8.5588 | 0 | 0 | 0
[10 empty] | Industrial | Pump Improved Controls | Existing | Lumber/Furniture/Pulp/Paper | 11.6621 | 0.79498 | 14.6698 | 0 | 0 | 0
[10 empty] | Industrial | Pump Improved Controls | New | Lumber/Furniture/Pulp/Paper | 11.6621 | 0.79498 | 14.6698 | 0 | 0 | 0
[10 empty] | Industrial | Process Other Equipment Upgrades | New | Lumber/Furniture/Pulp/Paper | 5.8307 | 0.7526 | 7.7475 | 0 | 0 | 0
[10 empty] | Industrial | Process Other Equipment Upgrades | Turnover | Lumber/Furniture/Pulp/Paper | 5.8307 | 0.7526 | 7.7475 | 0 | 0 | 0
[10 empty] | Industrial | Compressed Air Controls | Existing | Metal Products and Machinery | 12.5164 | 0.7779 | 16.09 | 0 | 0 | 0
[10 empty] | Industrial | Compressed Air Controls | New | Metal Products and Machinery | 12.5164 | 0.7779 | 16.09 | 0 | 0 | 0
[10 empty] | Industrial | Compressed Air Equipment | New | Metal Products and Machinery | 7.5404 | 0.79498 | 9.4851 | 0 | 0 | 0
[10 empty] | Industrial | Compressed Air Equipment | Turnover | Metal Products and Machinery | 7.5404 | 0.79498 | 9.4851 | 0 | 0 | 0
[10 empty] | Industrial | Compressed Air System Optimization | Existing | Metal Products and Machinery | 10.7035 | 0.75638 | 14.151 | 0 | 0 | 0
[10 empty] | Industrial | Compressed Air System Optimization | New | Metal Products and Machinery | 10.7035 | 0.75638 | 14.151 | 0 | 0 | 0
[10 empty] | Industrial | Plant Energy Management | Existing | Metal Products and Machinery | 4.8216 | 0.75751 | 6.365 | 0 | 0 | 0
[10 empty] | Industrial | Plant Energy Management | New | Metal Products and Machinery | 4.8216 | 0.75751 | 6.365 | 0 | 0 | 0
[10 empty] | Industrial | Efficient Lighting - Exterior | New | Metal Products and Machinery | 5.8895 | 1.0383 | 5.6724 | 0 | 0 | 0
[10 empty] | Industrial | Efficient Lighting - Exterior | Turnover | Metal Products and Machinery | 5.8895 | 1.0383 | 5.6724 | 0 | 0 | 0
[10 empty] | Industrial | HVAC Improved Controls | Existing | Metal Products and Machinery | 12.7255 | 0.78532 | 16.2043 | 0 | 0 | 0
[10 empty] | Industrial | HVAC Improved Controls | New | Metal Products and Machinery | 12.7255 | 0.78532 | 16.2043 | 0 | 0 | 0
[10 empty] | Industrial | Fan Improved Controls | Existing | Metal Products and Machinery | 30.2446 | 0.79498 | 38.0446 | 0 | 0 | 0
[10 empty] | Industrial | Fan Improved Controls | New | Metal Products and Machinery | 30.2446 | 0.79498 | 38.0446 | 0 | 0 | 0
[10 empty] | Industrial | Fan System Optimization | Existing | Metal Products and Machinery | 24.7305 | 0.75638 | 32.6959 | 0 | 0 | 0
[10 empty] | Industrial | Fan System Optimization | New | Metal Products and Machinery | 24.7305 | 0.75638 | 32.6959 | 0 | 0 | 0
[10 empty] | Industrial | Motor Improved Controls | Existing | Metal Products and Machinery | 16.4126 | 0.79498 | 20.6453 | 0 | 0 | 0
[10 empty] | Industrial | Motor Improved Controls | New | Metal Products and Machinery | 16.4126 | 0.79498 | 20.6453 | 0 | 0 | 0
[10 empty] | Industrial | Motor Optimization | Existing | Metal Products and Machinery | 6.2872 | 0.75638 | 8.3122 | 0 | 0 | 0
[10 empty] | Industrial | Motor Optimization | New | Metal Products and Machinery | 6.2872 | 0.75638 | 8.3122 | 0 | 0 | 0
[10 empty] | Industrial | Pump Improved Controls | Existing | Metal Products and Machinery | 11.6621 | 0.79498 | 14.6698 | 0 | 0 | 0
[10 empty] | Industrial | Pump Improved Controls | New | Metal Products and Machinery | 11.6621 | 0.79498 | 14.6698 | 0 | 0 | 0
[10 empty] | Industrial | Pump System Optimization | Existing | Metal Products and Machinery | 17.4546 | 0.75638 | 23.0765 | 0 | 0 | 0
[10 empty] | Industrial | Pump System Optimization | New | Metal Products and Machinery | 17.4546 | 0.75638 | 23.0765 | 0 | 0 | 0
[10 empty] | Industrial | Process Refrig System Optimization | Existing | Metal Products and Machinery | 45.376 | 0.73511 | 61.7269 | 0 | 0 | 0
[10 empty] | Industrial | Process Refrig System Optimization | New | Metal Products and Machinery | 45.376 | 0.73511 | 61.7269 | 0 | 0 | 0
[10 empty] | Industrial | Process Heat Equipment Upgrade | New | Metal Products and Machinery | 4.9886 | 0.7526 | 6.6285 | 0 | 0 | 0
[10 empty] | Industrial | Process Heat Equipment Upgrade | Turnover | Metal Products and Machinery | 4.9886 | 0.7526 | 6.6285 | 0 | 0 | 0
[10 empty] | Industrial | Compressed Air Controls | Existing | Miscellaneous Manufacturing | 96.9413 | 0.7779 | 124.62 | 0 | 0 | 0
[10 empty] | Industrial | Compressed Air Controls | New | Miscellaneous Manufacturing | 96.9413 | 0.7779 | 124.62 | 0 | 0 | 0
[10 empty] | Industrial | Compressed Air Equipment | New | Miscellaneous Manufacturing | 51.6187 | 0.79498 | 64.9312 | 0 | 0 | 0
[10 empty] | Industrial | Compressed Air Equipment | Turnover | Miscellaneous Manufacturing | 51.6187 | 0.79498 | 64.9312 | 0 | 0 | 0
[10 empty] | Industrial | Compressed Air System Optimization | Existing | Miscellaneous Manufacturing | 6.8956 | 0.75638 | 9.1166 | 0 | 0 | 0
[10 empty] | Industrial | Compressed Air System Optimization | New | Miscellaneous Manufacturing | 6.8956 | 0.75638 | 9.1166 | 0 | 0 | 0
[10 empty] | Industrial | Plant Energy Management | Existing | Miscellaneous Manufacturing | 23.0587 | 0.75751 | 30.44 | 0 | 0 | 0
[10 empty] | Industrial | Plant Energy Management | New | Miscellaneous Manufacturing | 23.0587 | 0.75751 | 30.44 | 0 | 0 | 0
[10 empty] | Industrial | Efficient Lighting - Exterior | New | Miscellaneous Manufacturing | 5.8895 | 1.0383 | 5.6724 | 0 | 0 | 0
[10 empty] | Industrial | Efficient Lighting - Exterior | Turnover | Miscellaneous Manufacturing | 5.8895 | 1.0383 | 5.6724 | 0 | 0 | 0
[10 empty] | Industrial | Lighting Controls - Exterior | Existing | Miscellaneous Manufacturing | 4.5493 | 1.0174 | 4.4715 | 0 | 0 | 0
[10 empty] | Industrial | Lighting Controls - Exterior | New | Miscellaneous Manufacturing | 4.5493 | 1.0174 | 4.4715 | 0 | 0 | 0
[10 empty] | Industrial | Building Envelope Improvements | Existing | Miscellaneous Manufacturing | 7.4698 | 0.78532 | 9.5119 | 0 | 0 | 0
[10 empty] | Industrial | Building Envelope Improvements | New | Miscellaneous Manufacturing | 7.4698 | 0.78532 | 9.5119 | 0 | 0 | 0
[10 empty] | Industrial | HVAC Improved Controls | Existing | Miscellaneous Manufacturing | 119.5305 | 0.78532 | 152.2069 | 0 | 0 | 0
[10 empty] | Industrial | HVAC Improved Controls | New | Miscellaneous Manufacturing | 119.5305 | 0.78532 | 152.2069 | 0 | 0 | 0
[10 empty] | Industrial | Lighting Controls | Existing | Miscellaneous Manufacturing | 4.5206 | 0.74597 | 6.0601 | 0 | 0 | 0
[10 empty] | Industrial | Lighting Controls | New | Miscellaneous Manufacturing | 4.5206 | 0.74597 | 6.0601 | 0 | 0 | 0
[10 empty] | Industrial | Fan Improved Controls | Existing | Miscellaneous Manufacturing | 30.2446 | 0.79498 | 38.0446 | 0 | 0 | 0
[10 empty] | Industrial | Fan Improved Controls | New | Miscellaneous Manufacturing | 30.2446 | 0.79498 | 38.0446 | 0 | 0 | 0
[10 empty] | Industrial | Motor Improved Controls | Existing | Miscellaneous Manufacturing | 11.6621 | 0.79498 | 14.6698 | 0 | 0 | 0
[10 empty] | Industrial | Motor Improved Controls | New | Miscellaneous Manufacturing | 11.6621 | 0.79498 | 14.6698 | 0 | 0 | 0
[10 empty] | Industrial | Pump Improved Controls | Existing | Miscellaneous Manufacturing | 11.6621 | 0.79498 | 14.6698 | 0 | 0 | 0
[10 empty] | Industrial | Pump Improved Controls | New | Miscellaneous Manufacturing | 11.6621 | 0.79498 | 14.6698 | 0 | 0 | 0
[10 empty] | Industrial | Process Other Systems Optimization | Existing | Miscellaneous Manufacturing | 12.2994 | 0.73341 | 16.7701 | 0 | 0 | 0
[10 empty] | Industrial | Process Other Systems Optimization | New | Miscellaneous Manufacturing | 12.2994 | 0.73341 | 16.7701 | 0 | 0 | 0
[10 empty] | Industrial | Compressed Air Controls | Existing | Primary Resources Industries | 13.835 | 0.7779 | 17.7852 | 0 | 0 | 0
[10 empty] | Industrial | Compressed Air Controls | New | Primary Resources Industries | 13.835 | 0.7779 | 17.7852 | 0 | 0 | 0
[10 empty] | Industrial | Compressed Air System Optimization | Existing | Primary Resources Industries | 11.1434 | 0.75638 | 14.7325 | 0 | 0 | 0
[10 empty] | Industrial | Compressed Air System Optimization | New | Primary Resources Industries | 11.1434 | 0.75638 | 14.7325 | 0 | 0 | 0
[10 empty] | Industrial | Plant Energy Management | Existing | Primary Resources Industries | 23.0587 | 0.75751 | 30.44 | 0 | 0 | 0
[10 empty] | Industrial | Plant Energy Management | New | Primary Resources Industries | 23.0587 | 0.75751 | 30.44 | 0 | 0 | 0
[10 empty] | Industrial | Efficient Lighting - Exterior | New | Primary Resources Industries | 5.8895 | 1.0383 | 5.6724 | 0 | 0 | 0
[10 empty] | Industrial | Efficient Lighting - Exterior | Turnover | Primary Resources Industries | 5.8895 | 1.0383 | 5.6724 | 0 | 0 | 0
[10 empty] | Industrial | HVAC Improved Controls | Existing | Primary Resources Industries | 23.933 | 0.78532 | 30.4756 | 0 | 0 | 0
[10 empty] | Industrial | HVAC Improved Controls | New | Primary Resources Industries | 23.933 | 0.78532 | 30.4756 | 0 | 0 | 0
[10 empty] | Industrial | Fan Equipment Upgrades | New | Primary Resources Industries | 6.689 | 0.79498 | 8.4141 | 0 | 0 | 0
[10 empty] | Industrial | Fan Equipment Upgrades | Turnover | Primary Resources Industries | 6.689 | 0.79498 | 8.4141 | 0 | 0 | 0
[10 empty] | Industrial | Fan Improved Controls | Existing | Primary Resources Industries | 30.2446 | 0.79498 | 38.0446 | 0 | 0 | 0
[10 empty] | Industrial | Fan Improved Controls | New | Primary Resources Industries | 30.2446 | 0.79498 | 38.0446 | 0 | 0 | 0
[10 empty] | Industrial | Fan System Optimization | Existing | Primary Resources Industries | 156.5994 | 0.75638 | 207.0382 | 0 | 0 | 0
[10 empty] | Industrial | Fan System Optimization | New | Primary Resources Industries | 156.5994 | 0.75638 | 207.0382 | 0 | 0 | 0
[10 empty] | Industrial | Motor Improved Controls | Existing | Primary Resources Industries | 11.6621 | 0.79498 | 14.6698 | 0 | 0 | 0
[10 empty] | Industrial | Motor Improved Controls | New | Primary Resources Industries | 11.6621 | 0.79498 | 14.6698 | 0 | 0 | 0
[10 empty] | Industrial | Motor Optimization | Existing | Primary Resources Industries | 8.288 | 0.75638 | 10.9574 | 0 | 0 | 0
[10 empty] | Industrial | Motor Optimization | New | Primary Resources Industries | 8.288 | 0.75638 | 10.9574 | 0 | 0 | 0
[10 empty] | Industrial | Pump Equipment Upgrade | New | Primary Resources Industries | 6.689 | 0.79498 | 8.4141 | 0 | 0 | 0
[10 empty] | Industrial | Pump Equipment Upgrade | Turnover | Primary Resources Industries | 6.689 | 0.79498 | 8.4141 | 0 | 0 | 0
[10 empty] | Industrial | Pump Improved Controls | Existing | Primary Resources Industries | 11.6621 | 0.79498 | 14.6698 | 0 | 0 | 0
[10 empty] | Industrial | Pump Improved Controls | New | Primary Resources Industries | 11.6621 | 0.79498 | 14.6698 | 0 | 0 | 0
[10 empty] | Industrial | Pump System Optimization | Existing | Primary Resources Industries | 60.8531 | 0.75638 | 80.4532 | 0 | 0 | 0
[10 empty] | Industrial | Pump System Optimization | New | Primary Resources Industries | 60.8531 | 0.75638 | 80.4532 | 0 | 0 | 0
[10 empty] | Industrial | Process Refrig System Optimization | Existing | Primary Resources Industries | 45.376 | 0.73511 | 61.7269 | 0 | 0 | 0
[10 empty] | Industrial | Process Refrig System Optimization | New | Primary Resources Industries | 45.376 | 0.73511 | 61.7269 | 0 | 0 | 0
[10 empty] | Industrial | Compressed Air Controls | Existing | Stone/Clay/Glass/Concrete | 11.7935 | 0.7779 | 15.1608 | 0 | 0 | 0
[10 empty] | Industrial | Compressed Air Controls | New | Stone/Clay/Glass/Concrete | 11.7935 | 0.7779 | 15.1608 | 0 | 0 | 0
[10 empty] | Industrial | Compressed Air System Optimization | Existing | Stone/Clay/Glass/Concrete | 8.2787 | 0.75638 | 10.9451 | 0 | 0 | 0
[10 empty] | Industrial | Compressed Air System Optimization | New | Stone/Clay/Glass/Concrete | 8.2787 | 0.75638 | 10.9451 | 0 | 0 | 0
[10 empty] | Industrial | Plant Energy Management | Existing | Stone/Clay/Glass/Concrete | 23.0587 | 0.75751 | 30.44 | 0 | 0 | 0
[10 empty] | Industrial | Plant Energy Management | New | Stone/Clay/Glass/Concrete | 23.0587 | 0.75751 | 30.44 | 0 | 0 | 0
[10 empty] | Industrial | Efficient Lighting - Exterior | New | Stone/Clay/Glass/Concrete | 5.8895 | 1.0383 | 5.6724 | 0 | 0 | 0
[10 empty] | Industrial | Efficient Lighting - Exterior | Turnover | Stone/Clay/Glass/Concrete | 5.8895 | 1.0383 | 5.6724 | 0 | 0 | 0
[10 empty] | Industrial | HVAC Improved Controls | Existing | Stone/Clay/Glass/Concrete | 18.3126 | 0.78532 | 23.3188 | 0 | 0 | 0
[10 empty] | Industrial | HVAC Improved Controls | New | Stone/Clay/Glass/Concrete | 18.3126 | 0.78532 | 23.3188 | 0 | 0 | 0
[10 empty] | Industrial | Fan Improved Controls | Existing | Stone/Clay/Glass/Concrete | 30.2446 | 0.79498 | 38.0446 | 0 | 0 | 0
[10 empty] | Industrial | Fan Improved Controls | New | Stone/Clay/Glass/Concrete | 30.2446 | 0.79498 | 38.0446 | 0 | 0 | 0
[10 empty] | Industrial | Motor Equipment Upgrades | New | Stone/Clay/Glass/Concrete | 8.3272 | 0.75638 | 11.0093 | 0 | 0 | 0
[10 empty] | Industrial | Motor Equipment Upgrades | Turnover | Stone/Clay/Glass/Concrete | 8.3272 | 0.75638 | 11.0093 | 0 | 0 | 0
[10 empty] | Industrial | Motor Improved Controls | Existing | Stone/Clay/Glass/Concrete | 11.6621 | 0.79498 | 14.6698 | 0 | 0 | 0
[10 empty] | Industrial | Motor Improved Controls | New | Stone/Clay/Glass/Concrete | 11.6621 | 0.79498 | 14.6698 | 0 | 0 | 0
[10 empty] | Industrial | Motor Optimization | Existing | Stone/Clay/Glass/Concrete | 7.8048 | 0.75638 | 10.3186 | 0 | 0 | 0
[10 empty] | Industrial | Motor Optimization | New | Stone/Clay/Glass/Concrete | 7.8048 | 0.75638 | 10.3186 | 0 | 0 | 0
[10 empty] | Industrial | Pump Improved Controls | Existing | Stone/Clay/Glass/Concrete | 11.6621 | 0.79498 | 14.6698 | 0 | 0 | 0
[10 empty] | Industrial | Pump Improved Controls | New | Stone/Clay/Glass/Concrete | 11.6621 | 0.79498 | 14.6698 | 0 | 0 | 0
[10 empty] | Industrial | Pump System Optimization | Existing | Stone/Clay/Glass/Concrete | 56.1588 | 0.75638 | 74.2469 | 0 | 0 | 0
[10 empty] | Industrial | Pump System Optimization | New | Stone/Clay/Glass/Concrete | 56.1588 | 0.75638 | 74.2469 | 0 | 0 | 0
[10 empty] | Industrial | Process Other Systems Optimization | Existing | Stone/Clay/Glass/Concrete | 12.2994 | 0.73341 | 16.7701 | 0 | 0 | 0
[10 empty] | Industrial | Process Other Systems Optimization | New | Stone/Clay/Glass/Concrete | 12.2994 | 0.73341 | 16.7701 | 0 | 0 | 0
[10 empty] | Industrial | Compressed Air Controls | Existing | Textiles and Leather | 11.477 | 0.7779 | 14.754 | 0 | 0 | 0
[10 empty] | Industrial | Compressed Air Controls | New | Textiles and Leather | 11.477 | 0.7779 | 14.754 | 0 | 0 | 0
[10 empty] | Industrial | Compressed Air System Optimization | Existing | Textiles and Leather | 10.1999 | 0.75638 | 13.4852 | 0 | 0 | 0
[10 empty] | Industrial | Compressed Air System Optimization | New | Textiles and Leather | 10.1999 | 0.75638 | 13.4852 | 0 | 0 | 0
[10 empty] | Industrial | Efficient Lighting - Exterior | New | Textiles and Leather | 5.8895 | 1.0383 | 5.6724 | 0 | 0 | 0
[10 empty] | Industrial | Efficient Lighting - Exterior | Turnover | Textiles and Leather | 5.8895 | 1.0383 | 5.6724 | 0 | 0 | 0
[10 empty] | Industrial | HVAC Improved Controls | Existing | Textiles and Leather | 227.7327 | 0.78532 | 289.9887 | 0 | 0 | 0
[10 empty] | Industrial | HVAC Improved Controls | New | Textiles and Leather | 227.7327 | 0.78532 | 289.9887 | 0 | 0 | 0
[10 empty] | Industrial | HVAC Recommissioning | Existing | Textiles and Leather | 8.5969 | 0.74631 | 11.5192 | 0 | 0 | 0
[10 empty] | Industrial | HVAC Recommissioning | New | Textiles and Leather | 8.5969 | 0.74631 | 11.5192 | 0 | 0 | 0
[10 empty] | Industrial | Fan Improved Controls | Existing | Textiles and Leather | 30.2446 | 0.79498 | 38.0446 | 0 | 0 | 0
[10 empty] | Industrial | Fan Improved Controls | New | Textiles and Leather | 30.2446 | 0.79498 | 38.0446 | 0 | 0 | 0
[10 empty] | Industrial | Motor Improved Controls | Existing | Textiles and Leather | 11.6621 | 0.79498 | 14.6698 | 0 | 0 | 0
[10 empty] | Industrial | Motor Improved Controls | New | Textiles and Leather | 11.6621 | 0.79498 | 14.6698 | 0 | 0 | 0
[10 empty] | Industrial | Pump Improved Controls | Existing | Textiles and Leather | 11.6621 | 0.79498 | 14.6698 | 0 | 0 | 0
[10 empty] | Industrial | Pump Improved Controls | New | Textiles and Leather | 11.6621 | 0.79498 | 14.6698 | 0 | 0 | 0
[10 empty] | Industrial | Process Heat Equipment Upgrade | New | Textiles and Leather | 13.6538 | 0.7526 | 18.1422 | 0 | 0 | 0
[10 empty] | Industrial | Process Heat Equipment Upgrade | Turnover | Textiles and Leather | 13.6538 | 0.7526 | 18.1422 | 0 | 0 | 0
[10 empty] | Industrial | Process Other Systems Optimization | Existing | Textiles and Leather | 5.2184 | 0.73341 | 7.1152 | 0 | 0 | 0
[10 empty] | Industrial | Process Other Systems Optimization | New | Textiles and Leather | 5.2184 | 0.73341 | 7.1152 | 0 | 0 | 0
[10 empty] | Industrial | Compressed Air Controls | Existing | Transportation Equipment | 9.2536 | 0.7779 | 11.8957 | 0 | 0 | 0
[10 empty] | Industrial | Compressed Air Controls | New | Transportation Equipment | 9.2536 | 0.7779 | 11.8957 | 0 | 0 | 0
[10 empty] | Industrial | Compressed Air Equipment | New | Transportation Equipment | 8.586 | 0.79498 | 10.8004 | 0 | 0 | 0
[10 empty] | Industrial | Compressed Air Equipment | Turnover | Transportation Equipment | 8.586 | 0.79498 | 10.8004 | 0 | 0 | 0
[10 empty] | Industrial | Compressed Air System Optimization | Existing | Transportation Equipment | 8.3469 | 0.75638 | 11.0354 | 0 | 0 | 0
[10 empty] | Industrial | Compressed Air System Optimization | New | Transportation Equipment | 8.3469 | 0.75638 | 11.0354 | 0 | 0 | 0
[10 empty] | Industrial | Plant Energy Management | Existing | Transportation Equipment | 23.0587 | 0.75751 | 30.44 | 0 | 0 | 0
[10 empty] | Industrial | Plant Energy Management | New | Transportation Equipment | 23.0587 | 0.75751 | 30.44 | 0 | 0 | 0
[10 empty] | Industrial | Efficient Lighting - Exterior | New | Transportation Equipment | 5.8895 | 1.0383 | 5.6724 | 0 | 0 | 0
[10 empty] | Industrial | Efficient Lighting - Exterior | Turnover | Transportation Equipment | 5.8895 | 1.0383 | 5.6724 | 0 | 0 | 0
[10 empty] | Industrial | HVAC Improved Controls | Existing | Transportation Equipment | 49.5311 | 0.78532 | 63.0715 | 0 | 0 | 0
[10 empty] | Industrial | HVAC Improved Controls | New | Transportation Equipment | 49.5311 | 0.78532 | 63.0715 | 0 | 0 | 0
[10 empty] | Industrial | Fan Improved Controls | Existing | Transportation Equipment | 75.4784 | 0.79498 | 94.9442 | 0 | 0 | 0
[10 empty] | Industrial | Fan Improved Controls | New | Transportation Equipment | 75.4784 | 0.79498 | 94.9442 | 0 | 0 | 0
[10 empty] | Industrial | Fan System Optimization | Existing | Transportation Equipment | 14.5398 | 0.75638 | 19.2229 | 0 | 0 | 0
[10 empty] | Industrial | Fan System Optimization | New | Transportation Equipment | 14.5398 | 0.75638 | 19.2229 | 0 | 0 | 0
[10 empty] | Industrial | Motor Equipment Upgrades | New | Transportation Equipment | 16.2063 | 0.75638 | 21.4261 | 0 | 0 | 0
[10 empty] | Industrial | Motor Equipment Upgrades | Turnover | Transportation Equipment | 16.2063 | 0.75638 | 21.4261 | 0 | 0 | 0
[10 empty] | Industrial | Motor Improved Controls | Existing | Transportation Equipment | 11.6621 | 0.79498 | 14.6698 | 0 | 0 | 0
[10 empty] | Industrial | Motor Improved Controls | New | Transportation Equipment | 11.6621 | 0.79498 | 14.6698 | 0 | 0 | 0
[10 empty] | Industrial | Motor Optimization | Existing | Transportation Equipment | 6.0852 | 0.75638 | 8.0452 | 0 | 0 | 0
[10 empty] | Industrial | Motor Optimization | New | Transportation Equipment | 6.0852 | 0.75638 | 8.0452 | 0 | 0 | 0
[10 empty] | Industrial | Pump Improved Controls | Existing | Transportation Equipment | 11.6621 | 0.79498 | 14.6698 | 0 | 0 | 0
[10 empty] | Industrial | Pump Improved Controls | New | Transportation Equipment | 11.6621 | 0.79498 | 14.6698 | 0 | 0 | 0
[10 empty] | Industrial | Pump System Optimization | Existing | Transportation Equipment | 6.5081 | 0.75638 | 8.6043 | 0 | 0 | 0
[10 empty] | Industrial | Pump System Optimization | New | Transportation Equipment | 6.5081 | 0.75638 | 8.6043 | 0 | 0 | 0
[10 empty] | Industrial | Process Heat System Optimization | Existing | Transportation Equipment | 1.281 | 0.77099 | 1.6615 | 0 | 0 | 0
[10 empty] | Industrial | Process Heat System Optimization | New | Transportation Equipment | 1.281 | 0.77099 | 1.6615 | 0 | 0 | 0
[10 empty] | Industrial | Process Other Systems Optimization | Existing | Transportation Equipment | 12.2994 | 0.73341 | 16.7701 | 0 | 0 | 0
[10 empty] | Industrial | Process Other Systems Optimization | New | Transportation Equipment | 12.2994 | 0.73341 | 16.7701 | 0 | 0 | 0
[10 empty] | Industrial | Compressed Air Controls | Existing | Water and Wastewater | 11.3913 | 0.7779 | 14.6438 | 0 | 0 | 0
[10 empty] | Industrial | Compressed Air Controls | New | Water and Wastewater | 11.3913 | 0.7779 | 14.6438 | 0 | 0 | 0
[10 empty] | Industrial | Compressed Air Equipment | New | Water and Wastewater | 7.1863 | 0.79498 | 9.0396 | 0 | 0 | 0
[10 empty] | Industrial | Compressed Air Equipment | Turnover | Water and Wastewater | 7.1863 | 0.79498 | 9.0396 | 0 | 0 | 0
[10 empty] | Industrial | Compressed Air System Optimization | Existing | Water and Wastewater | 9.4453 | 0.75638 | 12.4875 | 0 | 0 | 0
[10 empty] | Industrial | Compressed Air System Optimization | New | Water and Wastewater | 9.4453 | 0.75638 | 12.4875 | 0 | 0 | 0
[10 empty] | Industrial | Plant Energy Management | Existing | Water and Wastewater | 23.0587 | 0.75751 | 30.44 | 0 | 0 | 0
[10 empty] | Industrial | Plant Energy Management | New | Water and Wastewater | 23.0587 | 0.75751 | 30.44 | 0 | 0 | 0
[10 empty] | Industrial | Efficient Lighting - Exterior | New | Water and Wastewater | 5.8895 | 1.0383 | 5.6724 | 0 | 0 | 0
[10 empty] | Industrial | Efficient Lighting - Exterior | Turnover | Water and Wastewater | 5.8895 | 1.0383 | 5.6724 | 0 | 0 | 0
[10 empty] | Industrial | HVAC Improved Controls | Existing | Water and Wastewater | 14.7702 | 0.78532 | 18.808 | 0 | 0 | 0
[10 empty] | Industrial | HVAC Improved Controls | New | Water and Wastewater | 14.7702 | 0.78532 | 18.808 | 0 | 0 | 0
[10 empty] | Industrial | Fan Improved Controls | Existing | Water and Wastewater | 22.3254 | 0.79498 | 28.0831 | 0 | 0 | 0
[10 empty] | Industrial | Fan Improved Controls | New | Water and Wastewater | 22.3254 | 0.79498 | 28.0831 | 0 | 0 | 0
[10 empty] | Industrial | Fan System Optimization | Existing | Water and Wastewater | 14.4339 | 0.75638 | 19.0829 | 0 | 0 | 0
[10 empty] | Industrial | Fan System Optimization | New | Water and Wastewater | 14.4339 | 0.75638 | 19.0829 | 0 | 0 | 0
[10 empty] | Industrial | Motor Improved Controls | Existing | Water and Wastewater | 7.175 | 0.79498 | 9.0254 | 0 | 0 | 0
[10 empty] | Industrial | Motor Improved Controls | New | Water and Wastewater | 7.175 | 0.79498 | 9.0254 | 0 | 0 | 0
[10 empty] | Industrial | Pump Improved Controls | Existing | Water and Wastewater | 11.6621 | 0.79498 | 14.6698 | 0 | 0 | 0
[10 empty] | Industrial | Pump Improved Controls | New | Water and Wastewater | 11.6621 | 0.79498 | 14.6698 | 0 | 0 | 0
[10 empty] | Industrial | Pump System Optimization | Existing | Water and Wastewater | 7.6819 | 0.75638 | 10.1562 | 0 | 0 | 0
[10 empty] | Industrial | Pump System Optimization | New | Water and Wastewater | 7.6819 | 0.75638 | 10.1562 | 0 | 0 | 0
[10 empty] | Industrial | Process Refrig Controls | Existing | Water and Wastewater | 11.2297 | 0.79136 | 14.1904 | 0 | 0 | 0
[10 empty] | Industrial | Process Refrig Controls | New | Water and Wastewater | 11.2297 | 0.79136 | 14.1904 | 0 | 0 | 0
[10 empty] | Industrial | Process Refrig System Optimization | Existing | Water and Wastewater | 2.2346 | 0.73511 | 3.0398 | 0 | 0 | 0
[10 empty] | Industrial | Process Refrig System Optimization | New | Water and Wastewater | 2.2346 | 0.73511 | 3.0398 | 0 | 0 | 0
[10 empty] | Industrial | Process Other Systems Optimization | Existing | Water and Wastewater | 8.7136 | 0.73341 | 11.881 | 0 | 0 | 0
[10 empty] | Industrial | Process Other Systems Optimization | New | Water and Wastewater | 8.7136 | 0.73341 | 11.881 | 0 | 0 | 0

## Staff ROG87
Achievable Potential – [TRC or RIM] |  |  |  | Achievable Potential – [TRC or RIM]
Residential Goals |  |  |  | Residential Goals
Year | Summer | Winter | Energy | Year | Summer | Winter | Energy
| (MW) | (MW) | (GWh) |  | (MW) | (MW) | (GWh)
2020 | 0 | 0 | 0 | 2020 | 0.67631 | 0.65197 | 5.2767
2021 | 0 | 0 | 0 | 2021 | 0.74907 | 0.71828 | 5.8028
2022 | 0 | 0 | 0 | 2022 | 0.87595 | 0.83679 | 6.8433
2023 | 0 | 0 | 0 | 2023 | 1.0121 | 0.96326 | 7.9439
2024 | 0 | 0 | 0 | 2024 | 1.1416 | 1.0832 | 8.9894
2025 | 0 | 0 | 0 | 2025 | 1.245 | 1.1804 | 9.855
2026 | 0 | 0 | 0 | 2026 | 1.3025 | 1.2379 | 10.419
2027 | 0 | 0 | 0 | 2027 | 1.3091 | 1.2535 | 10.697
2028 | 0 | 0 | 0 | 2028 | 1.2497 | 1.2089 | 10.4517
2029 | 0 | 0 | 0 | 2029 | 1.1452 | 1.1212 | 9.799
Achievable Potential – [TRC or RIM] |  |  |  | Achievable Potential – [TRC or RIM]
Commercial/Industrial Goals |  |  |  | Commercial/Industrial Goals
Year | Summer | Winter | Energy | Year | Summer | Winter | Energy
| (MW) | (MW) | (GWh) |  | (MW) | (MW) | (GWh)
2020 | 0 | 0 | 0 | 2020 | 2.1216 | 1.7957 | 15.661
2021 | 0 | 0 | 0 | 2021 | 2.2438 | 1.7924 | 16.8073
2022 | 0 | 0 | 0 | 2022 | 2.5004 | 1.8544 | 19.0388
2023 | 0 | 0 | 0 | 2023 | 2.5711 | 1.6873 | 20.0491
2024 | 0 | 0 | 0 | 2024 | 2.5725 | 1.4355 | 20.5022
2025 | 0 | 0 | 0 | 2025 | 2.6049 | 1.2617 | 20.8314
2026 | 0 | 0 | 0 | 2026 | 2.5803 | 1.1663 | 20.1897
2027 | 0 | 0 | 0 | 2027 | 2.3654 | 1.0633 | 17.8051
2028 | 0 | 0 | 0 | 2028 | 1.9674 | 0.91907 | 14.2178
2029 | 0 | 0 | 0 | 2029 | 1.514 | 0.76402 | 10.6888
Achievable Potential – [TRC or RIM] |  |  |  | Achievable Potential – [TRC or RIM]
Combined Goals |  |  |  | Combined Goals
Year | Summer | Winter | Energy | Year | Summer | Winter | Energy
| (MW) | (MW) | (GWh) |  | (MW) | (MW) | (GWh)
2020 | 0 | 0 | 0 | 2020 | 2.7979 | 2.4477 | 20.9378
2021 | 0 | 0 | 0 | 2021 | 2.9929 | 2.5106 | 22.6102
2022 | 0 | 0 | 0 | 2022 | 3.3763 | 2.6912 | 25.8822
2023 | 0 | 0 | 0 | 2023 | 3.5832 | 2.6506 | 27.9929
2024 | 0 | 0 | 0 | 2024 | 3.7141 | 2.5188 | 29.4916
2025 | 0 | 0 | 0 | 2025 | 3.8499 | 2.4421 | 30.6864
2026 | 0 | 0 | 0 | 2026 | 3.8827 | 2.4042 | 30.6087
2027 | 0 | 0 | 0 | 2027 | 3.6746 | 2.3169 | 28.5021
2028 | 0 | 0 | 0 | 2028 | 3.217 | 2.1279 | 24.6694
2029 | 0 | 0 | 0 | 2029 | 2.6592 | 1.8852 | 20.4878