## Table 1 System Fuel
TABLE 1
TAMPA ELECTRIC COMPANY
DSM Goals 2018 - SYSTEM AVOIDED UNIT FUEL COSTS
2018 - 2047
As-Available
|  |  |  | BASE RUN | MARGINAL |  |  |  | FUTURE CT |  | REPLACEMENT FUEL
|  | No New Conservation | Base Case | AVERAGE | ON | OFF | 24-Hour | 2018 GFI Firm Gas | AVERAGE CAPACITY | TOTAL | Avoided Unit | AVERAGE
|  | Expansion Plan | Unit Retirement | SYSTEM | PEAK | PEAK | Average |  | CAPACITY |  | Expansion | SYSTEM
| YEAR |  |  | $/MWh | $/MWh | $/MWh | $/MWh | $/mmBTU | FACTOR % | $/MWh | Plan | $/MWh
1 | 2018 |  |  | 22.1471 | 27.3113 | 25.8595 | 26.2309 | 3.2352 | 0 | 0 |  | 28.0173 | 5.8701
2 | 2019 |  |  | 22.6604 | 27.1075 | 25.7172 | 26.073 | 3.277 | 0 | 0 |  | 27.3302 | 4.6698
3 | 2020 |  |  | 24.3461 | 30.7571 | 28.4048 | 29.0071 | 3.5848 | 0 | 0 |  | 28.7892 | 4.4431
4 | 2021 | (2) BB NG CT (392 MW) | Big Bend 1 & 2 | 25.5048 | 30.1777 | 28.2879 | 28.7712 | 3.8187 | 0 | 0 | (2) BB NG CT (392 MW) | 30.3778 | 4.8729
5 | 2022 |  |  | 26.4443 | 31.5877 | 29.0465 | 29.6938 | 3.9479 | 0 | 0 |  | 31.5623 | 5.118
6 | 2023 | BB ST Exp (335 MW) + NG CT (245 MW) |  | 26.2275 | 32.3369 | 30.4249 | 30.9119 | 4.2236 | 2.3679 | 77.7875 | BB ST Exp (335 MW) | 31.7263 | 5.4987
7 | 2024 |  |  | 27.7152 | 33.0569 | 31.8061 | 32.1266 | 4.4768 | 2.6435 | 73.917 |  | 33.1455 | 5.4304
8 | 2025 |  |  | 29.306 | 35.5563 | 34.1287 | 34.4943 | 4.7273 | 2.1037 | 77.3713 |  | 34.459 | 5.1531
9 | 2026 | NG CT (245 MW) |  | 30.631 | 36.4795 | 35.2986 | 35.6007 | 4.9841 | 1.9304 | 84.1968 | NG CT (245 MW) | 35.5755 | 4.9445
10 | 2027 |  |  | 32.4346 | 40.2545 | 36.9911 | 37.8256 | 5.2519 | 2.1238 | 87.364 |  | 37.1679 | 4.7333
11 | 2028 |  |  | 35.506 | 43.9881 | 41.2091 | 41.9151 | 5.842 | 1.5701 | 96.4222 |  | 40.0025 | 4.4964
12 | 2029 | NG CT (245 MW) |  | 37.315 | 48.6195 | 43.6302 | 44.9064 | 6.1081 | 3.9204 | 100.4337 | NG CT (245 MW) | 41.758 | 4.443
13 | 2030 |  |  | 40.6566 | 56.7132 | 47.9028 | 50.158 | 6.6808 | 3.9297 | 109.6856 |  | 44.8628 | 4.2062
14 | 2031 |  |  | 42.0581 | 54.219 | 48.5108 | 49.9714 | 6.9303 | 4.3845 | 114.2476 |  | 45.9784 | 3.9203
15 | 2032 | NG CT (245 MW) |  | 45.059 | 62.167 | 52.0166 | 54.6141 | 7.5011 | 4.1049 | 122.1815 | NG CT (245 MW) | 48.7376 | 3.6786
16 | 2033 |  |  | 46.0041 | 67.8163 | 54.9672 | 58.241 | 7.5854 | 5.3336 | 124.9535 |  | 49.8492 | 3.845
17 | 2034 |  |  | 49.0425 | 67.8544 | 58.5933 | 60.9529 | 8.1003 | 6.3526 | 132.6269 |  | 53.0658 | 4.0233
18 | 2035 | NG CT (245 MW) |  | 51.1291 | 77.9225 | 63.4202 | 67.1303 | 8.4245 | 8.4083 | 138.8188 | NG CT (245 MW) | 55.1005 | 3.9714
19 | 2036 |  |  | 52.8477 | 75.6172 | 63.0982 | 66.3047 | 8.585 | 7.9876 | 140.8948 |  | 56.2114 | 3.3637
20 | 2037 | NG CT (245 MW) |  | 55.8078 | 80.6885 | 67.3577 | 70.768 | 8.7834 | 10.7054 | 143.5725 | NG CT (245 MW) | 59.258 | 3.4503
21 | 2038 |  |  | 57.122 | 82.6088 | 67.0602 | 71.036 | 8.9559 | 11.9318 | 147.0339 |  | 60.4856 | 3.3636
22 | 2039 |  | Polk 1 | 59.3114 | 73.5191 | 70.2858 | 71.1096 | 9.2109 | 12.5585 | 151.126 |  | 62.9999 | 3.6885
23 | 2040 |  |  | 59.9936 | 97.1977 | 69.4337 | 76.5172 | 9.3976 | 11.3913 | 154.9161 |  | 62.9279 | 2.9344
24 | 2041 |  | Big Bend 3 | 62.9728 | 83.886 | 77.0597 | 78.8067 | 9.6541 | 15.28 | 160.0863 |  | 66.9109 | 3.9381
25 | 2042 |  |  | 65.9265 | 86.2126 | 83.5782 | 84.2527 | 10.0592 | 15.2567 | 166.593 |  | 70.4523 | 4.5259
26 | 2043 | NG CT (245 MW) + NG CC (506 MW) | Bayside 1 & 2 | 67.828 | 92.1886 | 84.212 | 86.2527 | 10.5498 | 13.6045 | 172.2293 | NG CT (245 MW) + NG CC (506 MW) | 73.4159 | 5.5879
27 | 2044 | NG CT (37 MW) + NG CC (1128 MW) |  | 66.8298 | 94.3504 | 79.0254 | 82.9329 | 10.9005 | 8.8905 | 183.5255 | NG CT (37 MW) + NG CC (1128 MW) | 72.6692 | 5.8395
28 | 2045 |  |  | 69.4259 | 98.8395 | 82.6762 | 86.7946 | 11.3035 | 8.0025 | 189.807 |  | 74.6447 | 5.2188
29 | 2046 |  |  | 71.8501 | 99.4662 | 84.3949 | 88.2504 | 11.7005 | 8.4573 | 196.3989 |  | 76.8699 | 5.0198
30 | 2047 |  |  | 71.7367 | 103.0465 | 84.8476 | 89.5052 | 12.2784 | 7.9019 | 197.7779 |  | 76.7381 | 5.0014

## Table 2 - 7FA
DRAFT TABLE 2 |  |  |  |  | Enter Unit In-Service Yr | 2023
TAMPA ELECTRIC COMPANY
AVOIDED UNIT PARAMETERS
DATA
SOURCE
1. | In-service Date: |  | 2023-01-01 |  | TYSP 2018 Schedule 9
2. | Type of Unit: |  | 7FA.05 CT |  | TYSP 2018 Schedule 9
3. | Type of Fuel: |  | Natural Gas |  | TYSP 2018 Schedule 9
4. | Average Annual heat rate:
|  | Average (Btu/kWh) | 11110 |  | TYSP 2018 Schedule 9 & see beige box below for check
5. | Cost of Fuel:
|  | Natural Gas (2023 $/MMBtu) | 4.2783 |  | See beige box below for calculation
6. | Construction Cost (W/O AFUDC)
| a: 2018 $000 |  | 122819.7069 | no Transm cost | TYSP 2018 Revenue Requirement sheet - RR Input Tab
| b: $/kW (based on winter rating) |  | 501.9195 |  | Calculation
7. | Construction Escalation Rate
| 2018 & beyond |  | 2.4% |  | TYSP 2018 Revenue Requirement sheet - RR Input Tab
8. | In-service Cost (W/AFUDC)
| a: 2023 $000 |  | 144380.8731 |  | TYSP 2018 Revenue Requirement sheet - RR Input Tab
| b: $/kW |  | 590.0322 |  | Calculation
9. | Incremental Capital Structure
| a: Debt |  | 46% |  | TYSP 2018 Revenue Requirement sheet - RR Input Tab
| c: Common Stock |  | 54% |  | TYSP 2018 Revenue Requirement sheet - RR Input Tab
10. | Cost of Capital
| a: Debt |  | 4.5% |  | TYSP 2018 Revenue Requirement sheet - RR Input Tab
| c: Common Stock |  | 10.25% |  | TYSP 2018 Revenue Requirement sheet - RR Input Tab
11. | Book Life |  | 30 |  | TYSP 2018 Revenue Requirement sheet - RR Input Tab
12. | Tax Life |  | 15 |  | TYSP 2018 Revenue Requirement sheet - RR Input Tab
13. | AFUDC Rate |  | 6.46% |  | TYSP 2018 Revenue Requirement sheet - RR Input Tab
14. | Effective Tax Rate |  | 25.34% |  | TYSP 2018 Revenue Requirement sheet - RR Input Tab
15. | Other Taxes (2023) |  | 1.21% |  | TYSP 2018 Revenue Requirement sheet - RR Input Tab
16. | Other Taxes Escalation Rate |  | 0% |  | N/A
17. | Discount Rate for Present Worth |  | 7.08% |  | TYSP 2018 Revenue Requirement sheet - RR Input Tab
18. | Fixed O&M Costs (2018 $/kW/yr) |  | 5.5575 |  | Supply Side Tech Cost 2017 - Information from Black & Veatch January 2017 Tampa Electric Company Supply-Side Technology Characterization report.
19. | Variable O&M Costs (2018 $/MWh) |  | 11.4566 |  | Supply Side Tech Cost 2017 - Information from Black & Veatch January 2017 Tampa Electric Company Supply-Side Technology Characterization report.
20. | O&M Escalation Rate
| 2018 & beyond |  | 2.4% |  | TYSP 2018 Revenue Requirement sheet - RR Input Tab
21. | Value of K-factor |  | 1.5213 |  | Fixed Charge Rate sheet - Input Tab
22. | Capacity (kW) Winter |  | 245000 |  | Supply Side Tech Cost 2017 - Information from Black & Veatch January 2017 Tampa Electric Company Supply-Side Technology Characterization report.
23 | Capacity (kW) Summer |  | 229000 |  | Supply Side Tech Cost 2017 - Information from Black & Veatch January 2017 Tampa Electric Company Supply-Side Technology Characterization report.
Source: TYSP 2018 as of 4/1/2018
[6 empty] | GE_7FA_CT1 Heat Rate | Fuel Cost ($/MMBtu) | Fuel Expense ($000) | GWh | MMBtu x 1000
[5 empty] | GE_7FA_CT1 | 11110 | 4.2783 | 4312.61 | 88.55 | 1008.02
[9 empty] | 88.55 | 1008.02
[5 empty] | Average Heat Rate | 11110
[5 empty] | Weighted Average w/GWh | 11110
[5 empty] | Weighted Average w/MMBtu | 11110
[5 empty] | Average $/MMBtu | 4.2783
[5 empty] | Weighted Average w/GWh | 4.2783
[5 empty] | Weighted Average w/MMBtu | 4.2783

## Spending for Avoided Unit
Source: TYSP 2018 as of 4/1/2018
H:\- Annual Studies\ConsAvdUnit\DSM2018\RR\RR_TYSP_Rev0_V18.0.xlsx
7FA CT 1
7FA CT 1 | 2020 | 2021 | 2022
1st year | 831.9562 | 0 | 0
2nd year | 0 | 4049.2975 | 0
3rd year | 0 | 0 | 7481.5256
4th year | 0 | 0 | 0
5th year | 0 | 0 | 0
6th year | 0 | 0 | 0
7th year | 0 | 0 | 0
8th year | 0 | 0 | 0 | Cummulative AFUDC
Total AFUDC | 831.9562 | 4049.2975 | 7481.5256 | 12362.7793
7FA CT 1 | 2020 | 2021 | 2022
1st year | 25757.1594 | 0 | 0
2nd year | 0 | 73850.9274 | 0
3rd year | 0 | 0 | 32410.007
4th year | 0 | 0 | 0
5th year | 0 | 0 | 0
6th year | 0 | 0 | 0
7th year | 0 | 0 | 0
8th year | 0 | 0 | 0 | Cummulative Cap Ex
Total Cap Ex | 25757.1594 | 73850.9274 | 32410.007 | 132018.0938
|  | Total |  | 144380.8731

## PaR Fuel Out
Note:
Base Run: | DSM2018_Base_ABJJE .@18-Jun-08 10:19 |  |  | Copy Paste from PAR Using Station Fuel, Fuel Cost
Change Run: | DSM2018_w30MW_Purch_ABJJE .@18-Jun-08 14:44 |  |  | Also using Entities to Variable - Data Aggregation in Data Eplorer
| BASE CASE FUEL COSTS | [18 empty] | CHANGE CASE FUEL COSTS
| Section | Variable | TOD | Date | Iteration | Value | Section | Variable | TOD | Date | Iteration | Value | Section | Variable | TOD | Date | Iteration | Value | Check | Section | Variable | TOD | Date | Iteration | Value | Section | Variable | TOD | Date | Iteration | Value | Section | Variable | TOD | Date | Iteration | Value | Check
| StationFuel_DSM2018_Base30869 | Fuel Cost | ALL | 2018-01-01 | Expected Values | 37524.13 | StationFuel_DSM2018_Base30869 | Fuel Cost | Off Peak | 2018-01-01 | Expected Values | 27168.74 | StationFuel_DSM2018_Base30869 | Fuel Cost | On Peak | 2018-01-01 | Expected Values | 10355.38 | -0.01 | StationFuel_DSM2018_w30MW_Purch30870 | Fuel Cost | ALL | 2018-01-01 | Expected Values | 36896.1 | StationFuel_DSM2018_w30MW_Purch30870 | Fuel Cost | Off Peak | 2018-01-01 | Expected Values | 26693.18 | StationFuel_DSM2018_w30MW_Purch30870 | Fuel Cost | On Peak | 2018-01-01 | Expected Values | 10202.92 | 0
| StationFuel_DSM2018_Base30869 | Fuel Cost | ALL | 2018-02-01 | Expected Values | 33239.37 | StationFuel_DSM2018_Base30869 | Fuel Cost | Off Peak | 2018-02-01 | Expected Values | 24336.14 | StationFuel_DSM2018_Base30869 | Fuel Cost | On Peak | 2018-02-01 | Expected Values | 8903.23 | 0 | StationFuel_DSM2018_w30MW_Purch30870 | Fuel Cost | ALL | 2018-02-01 | Expected Values | 32673.99 | StationFuel_DSM2018_w30MW_Purch30870 | Fuel Cost | Off Peak | 2018-02-01 | Expected Values | 23909.08 | StationFuel_DSM2018_w30MW_Purch30870 | Fuel Cost | On Peak | 2018-02-01 | Expected Values | 8764.91 | 0
| StationFuel_DSM2018_Base30869 | Fuel Cost | ALL | 2018-03-01 | Expected Values | 36745.82 | StationFuel_DSM2018_Base30869 | Fuel Cost | Off Peak | 2018-03-01 | Expected Values | 27261.99 | StationFuel_DSM2018_Base30869 | Fuel Cost | On Peak | 2018-03-01 | Expected Values | 9483.83 | 0 | StationFuel_DSM2018_w30MW_Purch30870 | Fuel Cost | ALL | 2018-03-01 | Expected Values | 36047.87 | StationFuel_DSM2018_w30MW_Purch30870 | Fuel Cost | Off Peak | 2018-03-01 | Expected Values | 26738.81 | StationFuel_DSM2018_w30MW_Purch30870 | Fuel Cost | On Peak | 2018-03-01 | Expected Values | 9309.06 | 0
| StationFuel_DSM2018_Base30869 | Fuel Cost | ALL | 2018-04-01 | Expected Values | 34591.84 | StationFuel_DSM2018_Base30869 | Fuel Cost | Off Peak | 2018-04-01 | Expected Values | 23269.95 | StationFuel_DSM2018_Base30869 | Fuel Cost | On Peak | 2018-04-01 | Expected Values | 11321.89 | 0 | StationFuel_DSM2018_w30MW_Purch30870 | Fuel Cost | ALL | 2018-04-01 | Expected Values | 34047.52 | StationFuel_DSM2018_w30MW_Purch30870 | Fuel Cost | Off Peak | 2018-04-01 | Expected Values | 22869.73 | StationFuel_DSM2018_w30MW_Purch30870 | Fuel Cost | On Peak | 2018-04-01 | Expected Values | 11177.79 | 0
| StationFuel_DSM2018_Base30869 | Fuel Cost | ALL | 2018-05-01 | Expected Values | 36677.34 | StationFuel_DSM2018_Base30869 | Fuel Cost | Off Peak | 2018-05-01 | Expected Values | 24408.24 | StationFuel_DSM2018_Base30869 | Fuel Cost | On Peak | 2018-05-01 | Expected Values | 12269.1 | 0 | StationFuel_DSM2018_w30MW_Purch30870 | Fuel Cost | ALL | 2018-05-01 | Expected Values | 36161.95 | StationFuel_DSM2018_w30MW_Purch30870 | Fuel Cost | Off Peak | 2018-05-01 | Expected Values | 24045.8 | StationFuel_DSM2018_w30MW_Purch30870 | Fuel Cost | On Peak | 2018-05-01 | Expected Values | 12116.15 | 0
| StationFuel_DSM2018_Base30869 | Fuel Cost | ALL | 2018-06-01 | Expected Values | 39523.75 | StationFuel_DSM2018_Base30869 | Fuel Cost | Off Peak | 2018-06-01 | Expected Values | 27292.27 | StationFuel_DSM2018_Base30869 | Fuel Cost | On Peak | 2018-06-01 | Expected Values | 12231.48 | 0 | StationFuel_DSM2018_w30MW_Purch30870 | Fuel Cost | ALL | 2018-06-01 | Expected Values | 38958.49 | StationFuel_DSM2018_w30MW_Purch30870 | Fuel Cost | Off Peak | 2018-06-01 | Expected Values | 26881.15 | StationFuel_DSM2018_w30MW_Purch30870 | Fuel Cost | On Peak | 2018-06-01 | Expected Values | 12077.34 | 0
| StationFuel_DSM2018_Base30869 | Fuel Cost | ALL | 2018-07-01 | Expected Values | 41358.58 | StationFuel_DSM2018_Base30869 | Fuel Cost | Off Peak | 2018-07-01 | Expected Values | 28181.15 | StationFuel_DSM2018_Base30869 | Fuel Cost | On Peak | 2018-07-01 | Expected Values | 13177.42 | -0.01 | StationFuel_DSM2018_w30MW_Purch30870 | Fuel Cost | ALL | 2018-07-01 | Expected Values | 40879.46 | StationFuel_DSM2018_w30MW_Purch30870 | Fuel Cost | Off Peak | 2018-07-01 | Expected Values | 27832.75 | StationFuel_DSM2018_w30MW_Purch30870 | Fuel Cost | On Peak | 2018-07-01 | Expected Values | 13046.7 | -0.01
| StationFuel_DSM2018_Base30869 | Fuel Cost | ALL | 2018-08-01 | Expected Values | 42282.37 | StationFuel_DSM2018_Base30869 | Fuel Cost | Off Peak | 2018-08-01 | Expected Values | 28421.23 | StationFuel_DSM2018_Base30869 | Fuel Cost | On Peak | 2018-08-01 | Expected Values | 13861.15 | 0.01 | StationFuel_DSM2018_w30MW_Purch30870 | Fuel Cost | ALL | 2018-08-01 | Expected Values | 41753.59 | StationFuel_DSM2018_w30MW_Purch30870 | Fuel Cost | Off Peak | 2018-08-01 | Expected Values | 28053.54 | StationFuel_DSM2018_w30MW_Purch30870 | Fuel Cost | On Peak | 2018-08-01 | Expected Values | 13700.06 | 0.01
| StationFuel_DSM2018_Base30869 | Fuel Cost | ALL | 2018-09-01 | Expected Values | 37736.96 | StationFuel_DSM2018_Base30869 | Fuel Cost | Off Peak | 2018-09-01 | Expected Values | 26873.2 | StationFuel_DSM2018_Base30869 | Fuel Cost | On Peak | 2018-09-01 | Expected Values | 10863.74 | -0.02 | StationFuel_DSM2018_w30MW_Purch30870 | Fuel Cost | ALL | 2018-09-01 | Expected Values | 37248.94 | StationFuel_DSM2018_w30MW_Purch30870 | Fuel Cost | Off Peak | 2018-09-01 | Expected Values | 26517.08 | StationFuel_DSM2018_w30MW_Purch30870 | Fuel Cost | On Peak | 2018-09-01 | Expected Values | 10731.85 | -0.01
| StationFuel_DSM2018_Base30869 | Fuel Cost | ALL | 2018-10-01 | Expected Values | 35382.72 | StationFuel_DSM2018_Base30869 | Fuel Cost | Off Peak | 2018-10-01 | Expected Values | 23369.69 | StationFuel_DSM2018_Base30869 | Fuel Cost | On Peak | 2018-10-01 | Expected Values | 12013.03 | 0 | StationFuel_DSM2018_w30MW_Purch30870 | Fuel Cost | ALL | 2018-10-01 | Expected Values | 34810.13 | StationFuel_DSM2018_w30MW_Purch30870 | Fuel Cost | Off Peak | 2018-10-01 | Expected Values | 22962.54 | StationFuel_DSM2018_w30MW_Purch30870 | Fuel Cost | On Peak | 2018-10-01 | Expected Values | 11847.59 | 0
| StationFuel_DSM2018_Base30869 | Fuel Cost | ALL | 2018-11-01 | Expected Values | 32439.06 | StationFuel_DSM2018_Base30869 | Fuel Cost | Off Peak | 2018-11-01 | Expected Values | 23849.4 | StationFuel_DSM2018_Base30869 | Fuel Cost | On Peak | 2018-11-01 | Expected Values | 8589.66 | 0 | StationFuel_DSM2018_w30MW_Purch30870 | Fuel Cost | ALL | 2018-11-01 | Expected Values | 31855.56 | StationFuel_DSM2018_w30MW_Purch30870 | Fuel Cost | Off Peak | 2018-11-01 | Expected Values | 23412.47 | StationFuel_DSM2018_w30MW_Purch30870 | Fuel Cost | On Peak | 2018-11-01 | Expected Values | 8443.08 | -0.01
| StationFuel_DSM2018_Base30869 | Fuel Cost | ALL | 2018-12-01 | Expected Values | 34387.98 | StationFuel_DSM2018_Base30869 | Fuel Cost | Off Peak | 2018-12-01 | Expected Values | 25803.04 | StationFuel_DSM2018_Base30869 | Fuel Cost | On Peak | 2018-12-01 | Expected Values | 8584.93 | -0.01 | StationFuel_DSM2018_w30MW_Purch30870 | Fuel Cost | ALL | 2018-12-01 | Expected Values | 33837.9 | StationFuel_DSM2018_w30MW_Purch30870 | Fuel Cost | Off Peak | 2018-12-01 | Expected Values | 25383.05 | StationFuel_DSM2018_w30MW_Purch30870 | Fuel Cost | On Peak | 2018-12-01 | Expected Values | 8454.85 | 0
| StationFuel_DSM2018_Base30869 | Fuel Cost | ALL | 2019-01-01 | Expected Values | 36816.9 | StationFuel_DSM2018_Base30869 | Fuel Cost | Off Peak | 2019-01-01 | Expected Values | 26485.39 | StationFuel_DSM2018_Base30869 | Fuel Cost | On Peak | 2019-01-01 | Expected Values | 10331.52 | 0.01 | StationFuel_DSM2018_w30MW_Purch30870 | Fuel Cost | ALL | 2019-01-01 | Expected Values | 36218.42 | StationFuel_DSM2018_w30MW_Purch30870 | Fuel Cost | Off Peak | 2019-01-01 | Expected Values | 26033.49 | StationFuel_DSM2018_w30MW_Purch30870 | Fuel Cost | On Peak | 2019-01-01 | Expected Values | 10184.94 | 0.01
| StationFuel_DSM2018_Base30869 | Fuel Cost | ALL | 2019-02-01 | Expected Values | 32400.99 | StationFuel_DSM2018_Base30869 | Fuel Cost | Off Peak | 2019-02-01 | Expected Values | 23506.77 | StationFuel_DSM2018_Base30869 | Fuel Cost | On Peak | 2019-02-01 | Expected Values | 8894.22 | 0 | StationFuel_DSM2018_w30MW_Purch30870 | Fuel Cost | ALL | 2019-02-01 | Expected Values | 31857.59 | StationFuel_DSM2018_w30MW_Purch30870 | Fuel Cost | Off Peak | 2019-02-01 | Expected Values | 23098.9 | StationFuel_DSM2018_w30MW_Purch30870 | Fuel Cost | On Peak | 2019-02-01 | Expected Values | 8758.69 | 0
| StationFuel_DSM2018_Base30869 | Fuel Cost | ALL | 2019-03-01 | Expected Values | 34523.82 | StationFuel_DSM2018_Base30869 | Fuel Cost | Off Peak | 2019-03-01 | Expected Values | 25784.56 | StationFuel_DSM2018_Base30869 | Fuel Cost | On Peak | 2019-03-01 | Expected Values | 8739.26 | 0 | StationFuel_DSM2018_w30MW_Purch30870 | Fuel Cost | ALL | 2019-03-01 | Expected Values | 33947.85 | StationFuel_DSM2018_w30MW_Purch30870 | Fuel Cost | Off Peak | 2019-03-01 | Expected Values | 25341.6 | StationFuel_DSM2018_w30MW_Purch30870 | Fuel Cost | On Peak | 2019-03-01 | Expected Values | 8606.26 | 0.01
| StationFuel_DSM2018_Base30869 | Fuel Cost | ALL | 2019-04-01 | Expected Values | 33666.75 | StationFuel_DSM2018_Base30869 | Fuel Cost | Off Peak | 2019-04-01 | Expected Values | 22365.15 | StationFuel_DSM2018_Base30869 | Fuel Cost | On Peak | 2019-04-01 | Expected Values | 11301.61 | 0.01 | StationFuel_DSM2018_w30MW_Purch30870 | Fuel Cost | ALL | 2019-04-01 | Expected Values | 33199.65 | StationFuel_DSM2018_w30MW_Purch30870 | Fuel Cost | Off Peak | 2019-04-01 | Expected Values | 22028.5 | StationFuel_DSM2018_w30MW_Purch30870 | Fuel Cost | On Peak | 2019-04-01 | Expected Values | 11171.15 | 0
| StationFuel_DSM2018_Base30869 | Fuel Cost | ALL | 2019-05-01 | Expected Values | 37644.23 | StationFuel_DSM2018_Base30869 | Fuel Cost | Off Peak | 2019-05-01 | Expected Values | 25074.39 | StationFuel_DSM2018_Base30869 | Fuel Cost | On Peak | 2019-05-01 | Expected Values | 12569.84 | 0 | StationFuel_DSM2018_w30MW_Purch30870 | Fuel Cost | ALL | 2019-05-01 | Expected Values | 37149.5 | StationFuel_DSM2018_w30MW_Purch30870 | Fuel Cost | Off Peak | 2019-05-01 | Expected Values | 24721.83 | StationFuel_DSM2018_w30MW_Purch30870 | Fuel Cost | On Peak | 2019-05-01 | Expected Values | 12427.68 | 0.01
| StationFuel_DSM2018_Base30869 | Fuel Cost | ALL | 2019-06-01 | Expected Values | 42270.63 | StationFuel_DSM2018_Base30869 | Fuel Cost | Off Peak | 2019-06-01 | Expected Values | 29563.19 | StationFuel_DSM2018_Base30869 | Fuel Cost | On Peak | 2019-06-01 | Expected Values | 12707.44 | 0 | StationFuel_DSM2018_w30MW_Purch30870 | Fuel Cost | ALL | 2019-06-01 | Expected Values | 41645.72 | StationFuel_DSM2018_w30MW_Purch30870 | Fuel Cost | Off Peak | 2019-06-01 | Expected Values | 29101.6 | StationFuel_DSM2018_w30MW_Purch30870 | Fuel Cost | On Peak | 2019-06-01 | Expected Values | 12544.12 | 0
| StationFuel_DSM2018_Base30869 | Fuel Cost | ALL | 2019-07-01 | Expected Values | 44652.22 | StationFuel_DSM2018_Base30869 | Fuel Cost | Off Peak | 2019-07-01 | Expected Values | 29588.78 | StationFuel_DSM2018_Base30869 | Fuel Cost | On Peak | 2019-07-01 | Expected Values | 15063.44 | 0 | StationFuel_DSM2018_w30MW_Purch30870 | Fuel Cost | ALL | 2019-07-01 | Expected Values | 44035.71 | StationFuel_DSM2018_w30MW_Purch30870 | Fuel Cost | Off Peak | 2019-07-01 | Expected Values | 29144.92 | StationFuel_DSM2018_w30MW_Purch30870 | Fuel Cost | On Peak | 2019-07-01 | Expected Values | 14890.8 | 0.01
| StationFuel_DSM2018_Base30869 | Fuel Cost | ALL | 2019-08-01 | Expected Values | 45547.22 | StationFuel_DSM2018_Base30869 | Fuel Cost | Off Peak | 2019-08-01 | Expected Values | 31118.36 | StationFuel_DSM2018_Base30869 | Fuel Cost | On Peak | 2019-08-01 | Expected Values | 14428.86 | 0 | StationFuel_DSM2018_w30MW_Purch30870 | Fuel Cost | ALL | 2019-08-01 | Expected Values | 45008.99 | StationFuel_DSM2018_w30MW_Purch30870 | Fuel Cost | Off Peak | 2019-08-01 | Expected Values | 30710.5 | StationFuel_DSM2018_w30MW_Purch30870 | Fuel Cost | On Peak | 2019-08-01 | Expected Values | 14298.5 | 0.01
| StationFuel_DSM2018_Base30869 | Fuel Cost | ALL | 2019-09-01 | Expected Values | 41869.43 | StationFuel_DSM2018_Base30869 | Fuel Cost | Off Peak | 2019-09-01 | Expected Values | 28925.57 | StationFuel_DSM2018_Base30869 | Fuel Cost | On Peak | 2019-09-01 | Expected Values | 12943.86 | 0 | StationFuel_DSM2018_w30MW_Purch30870 | Fuel Cost | ALL | 2019-09-01 | Expected Values | 41281.89 | StationFuel_DSM2018_w30MW_Purch30870 | Fuel Cost | Off Peak | 2019-09-01 | Expected Values | 28490.89 | StationFuel_DSM2018_w30MW_Purch30870 | Fuel Cost | On Peak | 2019-09-01 | Expected Values | 12791 | 0
| StationFuel_DSM2018_Base30869 | Fuel Cost | ALL | 2019-10-01 | Expected Values | 39136.68 | StationFuel_DSM2018_Base30869 | Fuel Cost | Off Peak | 2019-10-01 | Expected Values | 25770 | StationFuel_DSM2018_Base30869 | Fuel Cost | On Peak | 2019-10-01 | Expected Values | 13366.67 | -0.01 | StationFuel_DSM2018_w30MW_Purch30870 | Fuel Cost | ALL | 2019-10-01 | Expected Values | 38556.73 | StationFuel_DSM2018_w30MW_Purch30870 | Fuel Cost | Off Peak | 2019-10-01 | Expected Values | 25393.02 | StationFuel_DSM2018_w30MW_Purch30870 | Fuel Cost | On Peak | 2019-10-01 | Expected Values | 13163.71 | 0
| StationFuel_DSM2018_Base30869 | Fuel Cost | ALL | 2019-11-01 | Expected Values | 31283.65 | StationFuel_DSM2018_Base30869 | Fuel Cost | Off Peak | 2019-11-01 | Expected Values | 23381.31 | StationFuel_DSM2018_Base30869 | Fuel Cost | On Peak | 2019-11-01 | Expected Values | 7902.35 | 0.01 | StationFuel_DSM2018_w30MW_Purch30870 | Fuel Cost | ALL | 2019-11-01 | Expected Values | 30787.16 | StationFuel_DSM2018_w30MW_Purch30870 | Fuel Cost | Off Peak | 2019-11-01 | Expected Values | 23000.75 | StationFuel_DSM2018_w30MW_Purch30870 | Fuel Cost | On Peak | 2019-11-01 | Expected Values | 7786.4 | -0.01
| StationFuel_DSM2018_Base30869 | Fuel Cost | ALL | 2019-12-01 | Expected Values | 36469.95 | StationFuel_DSM2018_Base30869 | Fuel Cost | Off Peak | 2019-12-01 | Expected Values | 26838.48 | StationFuel_DSM2018_Base30869 | Fuel Cost | On Peak | 2019-12-01 | Expected Values | 9631.48 | 0.01 | StationFuel_DSM2018_w30MW_Purch30870 | Fuel Cost | ALL | 2019-12-01 | Expected Values | 35895.15 | StationFuel_DSM2018_w30MW_Purch30870 | Fuel Cost | Off Peak | 2019-12-01 | Expected Values | 26416.43 | StationFuel_DSM2018_w30MW_Purch30870 | Fuel Cost | On Peak | 2019-12-01 | Expected Values | 9478.73 | 0.01
| StationFuel_DSM2018_Base30869 | Fuel Cost | ALL | 2020-01-01 | Expected Values | 39788.81 | StationFuel_DSM2018_Base30869 | Fuel Cost | Off Peak | 2020-01-01 | Expected Values | 28528.12 | StationFuel_DSM2018_Base30869 | Fuel Cost | On Peak | 2020-01-01 | Expected Values | 11260.68 | -0.01 | StationFuel_DSM2018_w30MW_Purch30870 | Fuel Cost | ALL | 2020-01-01 | Expected Values | 39138.84 | StationFuel_DSM2018_w30MW_Purch30870 | Fuel Cost | Off Peak | 2020-01-01 | Expected Values | 28043.54 | StationFuel_DSM2018_w30MW_Purch30870 | Fuel Cost | On Peak | 2020-01-01 | Expected Values | 11095.3 | 0
| StationFuel_DSM2018_Base30869 | Fuel Cost | ALL | 2020-02-01 | Expected Values | 34472.56 | StationFuel_DSM2018_Base30869 | Fuel Cost | Off Peak | 2020-02-01 | Expected Values | 25219.19 | StationFuel_DSM2018_Base30869 | Fuel Cost | On Peak | 2020-02-01 | Expected Values | 9253.38 | 0.01 | StationFuel_DSM2018_w30MW_Purch30870 | Fuel Cost | ALL | 2020-02-01 | Expected Values | 33878.83 | StationFuel_DSM2018_w30MW_Purch30870 | Fuel Cost | Off Peak | 2020-02-01 | Expected Values | 24767.54 | StationFuel_DSM2018_w30MW_Purch30870 | Fuel Cost | On Peak | 2020-02-01 | Expected Values | 9111.3 | 0.01
| StationFuel_DSM2018_Base30869 | Fuel Cost | ALL | 2020-03-01 | Expected Values | 38232.98 | StationFuel_DSM2018_Base30869 | Fuel Cost | Off Peak | 2020-03-01 | Expected Values | 27979.67 | StationFuel_DSM2018_Base30869 | Fuel Cost | On Peak | 2020-03-01 | Expected Values | 10253.31 | 0 | StationFuel_DSM2018_w30MW_Purch30870 | Fuel Cost | ALL | 2020-03-01 | Expected Values | 37545.43 | StationFuel_DSM2018_w30MW_Purch30870 | Fuel Cost | Off Peak | 2020-03-01 | Expected Values | 27464.78 | StationFuel_DSM2018_w30MW_Purch30870 | Fuel Cost | On Peak | 2020-03-01 | Expected Values | 10080.66 | 0.01
| StationFuel_DSM2018_Base30869 | Fuel Cost | ALL | 2020-04-01 | Expected Values | 36419.23 | StationFuel_DSM2018_Base30869 | Fuel Cost | Off Peak | 2020-04-01 | Expected Values | 24075 | StationFuel_DSM2018_Base30869 | Fuel Cost | On Peak | 2020-04-01 | Expected Values | 12344.24 | 0.01 | StationFuel_DSM2018_w30MW_Purch30870 | Fuel Cost | ALL | 2020-04-01 | Expected Values | 35896.89 | StationFuel_DSM2018_w30MW_Purch30870 | Fuel Cost | Off Peak | 2020-04-01 | Expected Values | 23705.03 | StationFuel_DSM2018_w30MW_Purch30870 | Fuel Cost | On Peak | 2020-04-01 | Expected Values | 12191.86 | 0
| StationFuel_DSM2018_Base30869 | Fuel Cost | ALL | 2020-05-01 | Expected Values | 40971.62 | StationFuel_DSM2018_Base30869 | Fuel Cost | Off Peak | 2020-05-01 | Expected Values | 28464.28 | StationFuel_DSM2018_Base30869 | Fuel Cost | On Peak | 2020-05-01 | Expected Values | 12507.35 | 0.01 | StationFuel_DSM2018_w30MW_Purch30870 | Fuel Cost | ALL | 2020-05-01 | Expected Values | 40445.79 | StationFuel_DSM2018_w30MW_Purch30870 | Fuel Cost | Off Peak | 2020-05-01 | Expected Values | 28071.99 | StationFuel_DSM2018_w30MW_Purch30870 | Fuel Cost | On Peak | 2020-05-01 | Expected Values | 12373.81 | 0.01
| StationFuel_DSM2018_Base30869 | Fuel Cost | ALL | 2020-06-01 | Expected Values | 46233.55 | StationFuel_DSM2018_Base30869 | Fuel Cost | Off Peak | 2020-06-01 | Expected Values | 31019.82 | StationFuel_DSM2018_Base30869 | Fuel Cost | On Peak | 2020-06-01 | Expected Values | 15213.74 | 0.01 | StationFuel_DSM2018_w30MW_Purch30870 | Fuel Cost | ALL | 2020-06-01 | Expected Values | 45548.02 | StationFuel_DSM2018_w30MW_Purch30870 | Fuel Cost | Off Peak | 2020-06-01 | Expected Values | 30520.9 | StationFuel_DSM2018_w30MW_Purch30870 | Fuel Cost | On Peak | 2020-06-01 | Expected Values | 15027.13 | 0.01
| StationFuel_DSM2018_Base30869 | Fuel Cost | ALL | 2020-07-01 | Expected Values | 48607.69 | StationFuel_DSM2018_Base30869 | Fuel Cost | Off Peak | 2020-07-01 | Expected Values | 32181.55 | StationFuel_DSM2018_Base30869 | Fuel Cost | On Peak | 2020-07-01 | Expected Values | 16426.14 | 0 | StationFuel_DSM2018_w30MW_Purch30870 | Fuel Cost | ALL | 2020-07-01 | Expected Values | 48004.22 | StationFuel_DSM2018_w30MW_Purch30870 | Fuel Cost | Off Peak | 2020-07-01 | Expected Values | 31750.06 | StationFuel_DSM2018_w30MW_Purch30870 | Fuel Cost | On Peak | 2020-07-01 | Expected Values | 16254.16 | 0
| StationFuel_DSM2018_Base30869 | Fuel Cost | ALL | 2020-08-01 | Expected Values | 49531.72 | StationFuel_DSM2018_Base30869 | Fuel Cost | Off Peak | 2020-08-01 | Expected Values | 34681.04 | StationFuel_DSM2018_Base30869 | Fuel Cost | On Peak | 2020-08-01 | Expected Values | 14850.67 | -0.01 | StationFuel_DSM2018_w30MW_Purch30870 | Fuel Cost | ALL | 2020-08-01 | Expected Values | 48862.8 | StationFuel_DSM2018_w30MW_Purch30870 | Fuel Cost | Off Peak | 2020-08-01 | Expected Values | 34175.66 | StationFuel_DSM2018_w30MW_Purch30870 | Fuel Cost | On Peak | 2020-08-01 | Expected Values | 14687.14 | 0
| StationFuel_DSM2018_Base30869 | Fuel Cost | ALL | 2020-09-01 | Expected Values | 45956.34 | StationFuel_DSM2018_Base30869 | Fuel Cost | Off Peak | 2020-09-01 | Expected Values | 31137.7 | StationFuel_DSM2018_Base30869 | Fuel Cost | On Peak | 2020-09-01 | Expected Values | 14818.64 | 0 | StationFuel_DSM2018_w30MW_Purch30870 | Fuel Cost | ALL | 2020-09-01 | Expected Values | 45395.1 | StationFuel_DSM2018_w30MW_Purch30870 | Fuel Cost | Off Peak | 2020-09-01 | Expected Values | 30736.53 | StationFuel_DSM2018_w30MW_Purch30870 | Fuel Cost | On Peak | 2020-09-01 | Expected Values | 14658.57 | 0
| StationFuel_DSM2018_Base30869 | Fuel Cost | ALL | 2020-10-01 | Expected Values | 42595.21 | StationFuel_DSM2018_Base30869 | Fuel Cost | Off Peak | 2020-10-01 | Expected Values | 29011 | StationFuel_DSM2018_Base30869 | Fuel Cost | On Peak | 2020-10-01 | Expected Values | 13584.21 | 0 | StationFuel_DSM2018_w30MW_Purch30870 | Fuel Cost | ALL | 2020-10-01 | Expected Values | 41794.05 | StationFuel_DSM2018_w30MW_Purch30870 | Fuel Cost | Off Peak | 2020-10-01 | Expected Values | 28517.37 | StationFuel_DSM2018_w30MW_Purch30870 | Fuel Cost | On Peak | 2020-10-01 | Expected Values | 13276.68 | 0
| StationFuel_DSM2018_Base30869 | Fuel Cost | ALL | 2020-11-01 | Expected Values | 34143.6 | StationFuel_DSM2018_Base30869 | Fuel Cost | Off Peak | 2020-11-01 | Expected Values | 25435.41 | StationFuel_DSM2018_Base30869 | Fuel Cost | On Peak | 2020-11-01 | Expected Values | 8708.18 | -0.01 | StationFuel_DSM2018_w30MW_Purch30870 | Fuel Cost | ALL | 2020-11-01 | Expected Values | 33590.49 | StationFuel_DSM2018_w30MW_Purch30870 | Fuel Cost | Off Peak | 2020-11-01 | Expected Values | 25013.18 | StationFuel_DSM2018_w30MW_Purch30870 | Fuel Cost | On Peak | 2020-11-01 | Expected Values | 8577.32 | 0.01
| StationFuel_DSM2018_Base30869 | Fuel Cost | ALL | 2020-12-01 | Expected Values | 39970 | StationFuel_DSM2018_Base30869 | Fuel Cost | Off Peak | 2020-12-01 | Expected Values | 28953.9 | StationFuel_DSM2018_Base30869 | Fuel Cost | On Peak | 2020-12-01 | Expected Values | 11016.1 | 0 | StationFuel_DSM2018_w30MW_Purch30870 | Fuel Cost | ALL | 2020-12-01 | Expected Values | 39358.01 | StationFuel_DSM2018_w30MW_Purch30870 | Fuel Cost | Off Peak | 2020-12-01 | Expected Values | 28476.64 | StationFuel_DSM2018_w30MW_Purch30870 | Fuel Cost | On Peak | 2020-12-01 | Expected Values | 10881.36 | -0.01
| StationFuel_DSM2018_Base30869 | Fuel Cost | ALL | 2021-01-01 | Expected Values | 43096.76 | StationFuel_DSM2018_Base30869 | Fuel Cost | Off Peak | 2021-01-01 | Expected Values | 31747.18 | StationFuel_DSM2018_Base30869 | Fuel Cost | On Peak | 2021-01-01 | Expected Values | 11349.59 | 0.01 | StationFuel_DSM2018_w30MW_Purch30870 | Fuel Cost | ALL | 2021-01-01 | Expected Values | 42383.34 | StationFuel_DSM2018_w30MW_Purch30870 | Fuel Cost | Off Peak | 2021-01-01 | Expected Values | 31194.59 | StationFuel_DSM2018_w30MW_Purch30870 | Fuel Cost | On Peak | 2021-01-01 | Expected Values | 11188.76 | 0.01
| StationFuel_DSM2018_Base30869 | Fuel Cost | ALL | 2021-02-01 | Expected Values | 37215.77 | StationFuel_DSM2018_Base30869 | Fuel Cost | Off Peak | 2021-02-01 | Expected Values | 26799.65 | StationFuel_DSM2018_Base30869 | Fuel Cost | On Peak | 2021-02-01 | Expected Values | 10416.12 | 0 | StationFuel_DSM2018_w30MW_Purch30870 | Fuel Cost | ALL | 2021-02-01 | Expected Values | 36591.76 | StationFuel_DSM2018_w30MW_Purch30870 | Fuel Cost | Off Peak | 2021-02-01 | Expected Values | 26323.3 | StationFuel_DSM2018_w30MW_Purch30870 | Fuel Cost | On Peak | 2021-02-01 | Expected Values | 10268.46 | 0
| StationFuel_DSM2018_Base30869 | Fuel Cost | ALL | 2021-03-01 | Expected Values | 39729.22 | StationFuel_DSM2018_Base30869 | Fuel Cost | Off Peak | 2021-03-01 | Expected Values | 28652.56 | StationFuel_DSM2018_Base30869 | Fuel Cost | On Peak | 2021-03-01 | Expected Values | 11076.66 | 0 | StationFuel_DSM2018_w30MW_Purch30870 | Fuel Cost | ALL | 2021-03-01 | Expected Values | 39075.81 | StationFuel_DSM2018_w30MW_Purch30870 | Fuel Cost | Off Peak | 2021-03-01 | Expected Values | 28163.24 | StationFuel_DSM2018_w30MW_Purch30870 | Fuel Cost | On Peak | 2021-03-01 | Expected Values | 10912.56 | -0.01
| StationFuel_DSM2018_Base30869 | Fuel Cost | ALL | 2021-04-01 | Expected Values | 38671.27 | StationFuel_DSM2018_Base30869 | Fuel Cost | Off Peak | 2021-04-01 | Expected Values | 25499.21 | StationFuel_DSM2018_Base30869 | Fuel Cost | On Peak | 2021-04-01 | Expected Values | 13172.07 | 0.01 | StationFuel_DSM2018_w30MW_Purch30870 | Fuel Cost | ALL | 2021-04-01 | Expected Values | 38121.5 | StationFuel_DSM2018_w30MW_Purch30870 | Fuel Cost | Off Peak | 2021-04-01 | Expected Values | 25103.46 | StationFuel_DSM2018_w30MW_Purch30870 | Fuel Cost | On Peak | 2021-04-01 | Expected Values | 13018.04 | 0
| StationFuel_DSM2018_Base30869 | Fuel Cost | ALL | 2021-05-01 | Expected Values | 43657.38 | StationFuel_DSM2018_Base30869 | Fuel Cost | Off Peak | 2021-05-01 | Expected Values | 30268.64 | StationFuel_DSM2018_Base30869 | Fuel Cost | On Peak | 2021-05-01 | Expected Values | 13388.75 | 0.01 | StationFuel_DSM2018_w30MW_Purch30870 | Fuel Cost | ALL | 2021-05-01 | Expected Values | 43070.18 | StationFuel_DSM2018_w30MW_Purch30870 | Fuel Cost | Off Peak | 2021-05-01 | Expected Values | 29839.28 | StationFuel_DSM2018_w30MW_Purch30870 | Fuel Cost | On Peak | 2021-05-01 | Expected Values | 13230.9 | 0
| StationFuel_DSM2018_Base30869 | Fuel Cost | ALL | 2021-06-01 | Expected Values | 49006.43 | StationFuel_DSM2018_Base30869 | Fuel Cost | Off Peak | 2021-06-01 | Expected Values | 32785.07 | StationFuel_DSM2018_Base30869 | Fuel Cost | On Peak | 2021-06-01 | Expected Values | 16221.36 | 0 | StationFuel_DSM2018_w30MW_Purch30870 | Fuel Cost | ALL | 2021-06-01 | Expected Values | 48390.13 | StationFuel_DSM2018_w30MW_Purch30870 | Fuel Cost | Off Peak | 2021-06-01 | Expected Values | 32354.99 | StationFuel_DSM2018_w30MW_Purch30870 | Fuel Cost | On Peak | 2021-06-01 | Expected Values | 16035.13 | -0.01
| StationFuel_DSM2018_Base30869 | Fuel Cost | ALL | 2021-07-01 | Expected Values | 51535.01 | StationFuel_DSM2018_Base30869 | Fuel Cost | Off Peak | 2021-07-01 | Expected Values | 34699.87 | StationFuel_DSM2018_Base30869 | Fuel Cost | On Peak | 2021-07-01 | Expected Values | 16835.14 | 0 | StationFuel_DSM2018_w30MW_Purch30870 | Fuel Cost | ALL | 2021-07-01 | Expected Values | 50921.03 | StationFuel_DSM2018_w30MW_Purch30870 | Fuel Cost | Off Peak | 2021-07-01 | Expected Values | 34263.78 | StationFuel_DSM2018_w30MW_Purch30870 | Fuel Cost | On Peak | 2021-07-01 | Expected Values | 16657.26 | 0.01
| StationFuel_DSM2018_Base30869 | Fuel Cost | ALL | 2021-08-01 | Expected Values | 52331.64 | StationFuel_DSM2018_Base30869 | Fuel Cost | Off Peak | 2021-08-01 | Expected Values | 35898.33 | StationFuel_DSM2018_Base30869 | Fuel Cost | On Peak | 2021-08-01 | Expected Values | 16433.32 | 0.01 | StationFuel_DSM2018_w30MW_Purch30870 | Fuel Cost | ALL | 2021-08-01 | Expected Values | 51701.46 | StationFuel_DSM2018_w30MW_Purch30870 | Fuel Cost | Off Peak | 2021-08-01 | Expected Values | 35449.05 | StationFuel_DSM2018_w30MW_Purch30870 | Fuel Cost | On Peak | 2021-08-01 | Expected Values | 16252.41 | 0
| StationFuel_DSM2018_Base30869 | Fuel Cost | ALL | 2021-09-01 | Expected Values | 48896.59 | StationFuel_DSM2018_Base30869 | Fuel Cost | Off Peak | 2021-09-01 | Expected Values | 32978.61 | StationFuel_DSM2018_Base30869 | Fuel Cost | On Peak | 2021-09-01 | Expected Values | 15917.99 | 0.01 | StationFuel_DSM2018_w30MW_Purch30870 | Fuel Cost | ALL | 2021-09-01 | Expected Values | 48294.54 | StationFuel_DSM2018_w30MW_Purch30870 | Fuel Cost | Off Peak | 2021-09-01 | Expected Values | 32555.07 | StationFuel_DSM2018_w30MW_Purch30870 | Fuel Cost | On Peak | 2021-09-01 | Expected Values | 15739.47 | 0
| StationFuel_DSM2018_Base30869 | Fuel Cost | ALL | 2021-10-01 | Expected Values | 44974.73 | StationFuel_DSM2018_Base30869 | Fuel Cost | Off Peak | 2021-10-01 | Expected Values | 31203.52 | StationFuel_DSM2018_Base30869 | Fuel Cost | On Peak | 2021-10-01 | Expected Values | 13771.21 | 0 | StationFuel_DSM2018_w30MW_Purch30870 | Fuel Cost | ALL | 2021-10-01 | Expected Values | 44354.04 | StationFuel_DSM2018_w30MW_Purch30870 | Fuel Cost | Off Peak | 2021-10-01 | Expected Values | 30754.73 | StationFuel_DSM2018_w30MW_Purch30870 | Fuel Cost | On Peak | 2021-10-01 | Expected Values | 13599.32 | 0.01
| StationFuel_DSM2018_Base30869 | Fuel Cost | ALL | 2021-11-01 | Expected Values | 36760.71 | StationFuel_DSM2018_Base30869 | Fuel Cost | Off Peak | 2021-11-01 | Expected Values | 26932.67 | StationFuel_DSM2018_Base30869 | Fuel Cost | On Peak | 2021-11-01 | Expected Values | 9828.04 | 0 | StationFuel_DSM2018_w30MW_Purch30870 | Fuel Cost | ALL | 2021-11-01 | Expected Values | 36187.1 | StationFuel_DSM2018_w30MW_Purch30870 | Fuel Cost | Off Peak | 2021-11-01 | Expected Values | 26500.54 | StationFuel_DSM2018_w30MW_Purch30870 | Fuel Cost | On Peak | 2021-11-01 | Expected Values | 9686.57 | 0.01
| StationFuel_DSM2018_Base30869 | Fuel Cost | ALL | 2021-12-01 | Expected Values | 42271.6 | StationFuel_DSM2018_Base30869 | Fuel Cost | Off Peak | 2021-12-01 | Expected Values | 30554.72 | StationFuel_DSM2018_Base30869 | Fuel Cost | On Peak | 2021-12-01 | Expected Values | 11716.87 | -0.01 | StationFuel_DSM2018_w30MW_Purch30870 | Fuel Cost | ALL | 2021-12-01 | Expected Values | 41648.04 | StationFuel_DSM2018_w30MW_Purch30870 | Fuel Cost | Off Peak | 2021-12-01 | Expected Values | 30090.97 | StationFuel_DSM2018_w30MW_Purch30870 | Fuel Cost | On Peak | 2021-12-01 | Expected Values | 11557.07 | 0
| StationFuel_DSM2018_Base30869 | Fuel Cost | ALL | 2022-01-01 | Expected Values | 41114.87 | StationFuel_DSM2018_Base30869 | Fuel Cost | Off Peak | 2022-01-01 | Expected Values | 30245.97 | StationFuel_DSM2018_Base30869 | Fuel Cost | On Peak | 2022-01-01 | Expected Values | 10868.9 | 0 | StationFuel_DSM2018_w30MW_Purch30870 | Fuel Cost | ALL | 2022-01-01 | Expected Values | 40494.26 | StationFuel_DSM2018_w30MW_Purch30870 | Fuel Cost | Off Peak | 2022-01-01 | Expected Values | 29768.81 | StationFuel_DSM2018_w30MW_Purch30870 | Fuel Cost | On Peak | 2022-01-01 | Expected Values | 10725.44 | -0.01
| StationFuel_DSM2018_Base30869 | Fuel Cost | ALL | 2022-02-01 | Expected Values | 35731.2 | StationFuel_DSM2018_Base30869 | Fuel Cost | Off Peak | 2022-02-01 | Expected Values | 25768.17 | StationFuel_DSM2018_Base30869 | Fuel Cost | On Peak | 2022-02-01 | Expected Values | 9963.03 | 0 | StationFuel_DSM2018_w30MW_Purch30870 | Fuel Cost | ALL | 2022-02-01 | Expected Values | 35164.56 | StationFuel_DSM2018_w30MW_Purch30870 | Fuel Cost | Off Peak | 2022-02-01 | Expected Values | 25341.09 | StationFuel_DSM2018_w30MW_Purch30870 | Fuel Cost | On Peak | 2022-02-01 | Expected Values | 9823.47 | 0
| StationFuel_DSM2018_Base30869 | Fuel Cost | ALL | 2022-03-01 | Expected Values | 38769.58 | StationFuel_DSM2018_Base30869 | Fuel Cost | Off Peak | 2022-03-01 | Expected Values | 27944.16 | StationFuel_DSM2018_Base30869 | Fuel Cost | On Peak | 2022-03-01 | Expected Values | 10825.41 | -0.01 | StationFuel_DSM2018_w30MW_Purch30870 | Fuel Cost | ALL | 2022-03-01 | Expected Values | 38148.18 | StationFuel_DSM2018_w30MW_Purch30870 | Fuel Cost | Off Peak | 2022-03-01 | Expected Values | 27483.2 | StationFuel_DSM2018_w30MW_Purch30870 | Fuel Cost | On Peak | 2022-03-01 | Expected Values | 10664.98 | 0
| StationFuel_DSM2018_Base30869 | Fuel Cost | ALL | 2022-04-01 | Expected Values | 41547.1 | StationFuel_DSM2018_Base30869 | Fuel Cost | Off Peak | 2022-04-01 | Expected Values | 27785.89 | StationFuel_DSM2018_Base30869 | Fuel Cost | On Peak | 2022-04-01 | Expected Values | 13761.21 | 0 | StationFuel_DSM2018_w30MW_Purch30870 | Fuel Cost | ALL | 2022-04-01 | Expected Values | 40919.46 | StationFuel_DSM2018_w30MW_Purch30870 | Fuel Cost | Off Peak | 2022-04-01 | Expected Values | 27331.11 | StationFuel_DSM2018_w30MW_Purch30870 | Fuel Cost | On Peak | 2022-04-01 | Expected Values | 13588.34 | -0.01
| StationFuel_DSM2018_Base30869 | Fuel Cost | ALL | 2022-05-01 | Expected Values | 48212.35 | StationFuel_DSM2018_Base30869 | Fuel Cost | Off Peak | 2022-05-01 | Expected Values | 32506.7 | StationFuel_DSM2018_Base30869 | Fuel Cost | On Peak | 2022-05-01 | Expected Values | 15705.66 | 0.01 | StationFuel_DSM2018_w30MW_Purch30870 | Fuel Cost | ALL | 2022-05-01 | Expected Values | 47548.03 | StationFuel_DSM2018_w30MW_Purch30870 | Fuel Cost | Off Peak | 2022-05-01 | Expected Values | 32027.18 | StationFuel_DSM2018_w30MW_Purch30870 | Fuel Cost | On Peak | 2022-05-01 | Expected Values | 15520.85 | 0
| StationFuel_DSM2018_Base30869 | Fuel Cost | ALL | 2022-06-01 | Expected Values | 53378.67 | StationFuel_DSM2018_Base30869 | Fuel Cost | Off Peak | 2022-06-01 | Expected Values | 35574.71 | StationFuel_DSM2018_Base30869 | Fuel Cost | On Peak | 2022-06-01 | Expected Values | 17803.97 | 0.01 | StationFuel_DSM2018_w30MW_Purch30870 | Fuel Cost | ALL | 2022-06-01 | Expected Values | 52723.34 | StationFuel_DSM2018_w30MW_Purch30870 | Fuel Cost | Off Peak | 2022-06-01 | Expected Values | 35119.07 | StationFuel_DSM2018_w30MW_Purch30870 | Fuel Cost | On Peak | 2022-06-01 | Expected Values | 17604.28 | 0.01
| StationFuel_DSM2018_Base30869 | Fuel Cost | ALL | 2022-07-01 | Expected Values | 55839.96 | StationFuel_DSM2018_Base30869 | Fuel Cost | Off Peak | 2022-07-01 | Expected Values | 38339.25 | StationFuel_DSM2018_Base30869 | Fuel Cost | On Peak | 2022-07-01 | Expected Values | 17500.71 | 0 | StationFuel_DSM2018_w30MW_Purch30870 | Fuel Cost | ALL | 2022-07-01 | Expected Values | 55151 | StationFuel_DSM2018_w30MW_Purch30870 | Fuel Cost | Off Peak | 2022-07-01 | Expected Values | 37842.48 | StationFuel_DSM2018_w30MW_Purch30870 | Fuel Cost | On Peak | 2022-07-01 | Expected Values | 17308.52 | 0
| StationFuel_DSM2018_Base30869 | Fuel Cost | ALL | 2022-08-01 | Expected Values | 56234.04 | StationFuel_DSM2018_Base30869 | Fuel Cost | Off Peak | 2022-08-01 | Expected Values | 37760.79 | StationFuel_DSM2018_Base30869 | Fuel Cost | On Peak | 2022-08-01 | Expected Values | 18473.25 | 0 | StationFuel_DSM2018_w30MW_Purch30870 | Fuel Cost | ALL | 2022-08-01 | Expected Values | 55567.49 | StationFuel_DSM2018_w30MW_Purch30870 | Fuel Cost | Off Peak | 2022-08-01 | Expected Values | 37297.34 | StationFuel_DSM2018_w30MW_Purch30870 | Fuel Cost | On Peak | 2022-08-01 | Expected Values | 18270.14 | -0.01
| StationFuel_DSM2018_Base30869 | Fuel Cost | ALL | 2022-09-01 | Expected Values | 53161.69 | StationFuel_DSM2018_Base30869 | Fuel Cost | Off Peak | 2022-09-01 | Expected Values | 35753.94 | StationFuel_DSM2018_Base30869 | Fuel Cost | On Peak | 2022-09-01 | Expected Values | 17407.75 | 0 | StationFuel_DSM2018_w30MW_Purch30870 | Fuel Cost | ALL | 2022-09-01 | Expected Values | 52512.59 | StationFuel_DSM2018_w30MW_Purch30870 | Fuel Cost | Off Peak | 2022-09-01 | Expected Values | 35297.87 | StationFuel_DSM2018_w30MW_Purch30870 | Fuel Cost | On Peak | 2022-09-01 | Expected Values | 17214.71 | -0.01
| StationFuel_DSM2018_Base30869 | Fuel Cost | ALL | 2022-10-01 | Expected Values | 47713.44 | StationFuel_DSM2018_Base30869 | Fuel Cost | Off Peak | 2022-10-01 | Expected Values | 32692.57 | StationFuel_DSM2018_Base30869 | Fuel Cost | On Peak | 2022-10-01 | Expected Values | 15020.88 | 0.01 | StationFuel_DSM2018_w30MW_Purch30870 | Fuel Cost | ALL | 2022-10-01 | Expected Values | 47068.68 | StationFuel_DSM2018_w30MW_Purch30870 | Fuel Cost | Off Peak | 2022-10-01 | Expected Values | 32222.63 | StationFuel_DSM2018_w30MW_Purch30870 | Fuel Cost | On Peak | 2022-10-01 | Expected Values | 14846.04 | -0.01
| StationFuel_DSM2018_Base30869 | Fuel Cost | ALL | 2022-11-01 | Expected Values | 38142.87 | StationFuel_DSM2018_Base30869 | Fuel Cost | Off Peak | 2022-11-01 | Expected Values | 27923.05 | StationFuel_DSM2018_Base30869 | Fuel Cost | On Peak | 2022-11-01 | Expected Values | 10219.82 | 0 | StationFuel_DSM2018_w30MW_Purch30870 | Fuel Cost | ALL | 2022-11-01 | Expected Values | 37535.34 | StationFuel_DSM2018_w30MW_Purch30870 | Fuel Cost | Off Peak | 2022-11-01 | Expected Values | 27466.07 | StationFuel_DSM2018_w30MW_Purch30870 | Fuel Cost | On Peak | 2022-11-01 | Expected Values | 10069.26 | -0.01
| StationFuel_DSM2018_Base30869 | Fuel Cost | ALL | 2022-12-01 | Expected Values | 42263.97 | StationFuel_DSM2018_Base30869 | Fuel Cost | Off Peak | 2022-12-01 | Expected Values | 30991.9 | StationFuel_DSM2018_Base30869 | Fuel Cost | On Peak | 2022-12-01 | Expected Values | 11272.06 | -0.01 | StationFuel_DSM2018_w30MW_Purch30870 | Fuel Cost | ALL | 2022-12-01 | Expected Values | 41631.29 | StationFuel_DSM2018_w30MW_Purch30870 | Fuel Cost | Off Peak | 2022-12-01 | Expected Values | 30512.03 | StationFuel_DSM2018_w30MW_Purch30870 | Fuel Cost | On Peak | 2022-12-01 | Expected Values | 11119.26 | 0
| StationFuel_DSM2018_Base30869 | Fuel Cost | ALL | 2023-01-01 | Expected Values | 40819.77 | StationFuel_DSM2018_Base30869 | Fuel Cost | Off Peak | 2023-01-01 | Expected Values | 29413.61 | StationFuel_DSM2018_Base30869 | Fuel Cost | On Peak | 2023-01-01 | Expected Values | 11406.16 | 0 | StationFuel_DSM2018_w30MW_Purch30870 | Fuel Cost | ALL | 2023-01-01 | Expected Values | 40161.14 | StationFuel_DSM2018_w30MW_Purch30870 | Fuel Cost | Off Peak | 2023-01-01 | Expected Values | 28914.74 | StationFuel_DSM2018_w30MW_Purch30870 | Fuel Cost | On Peak | 2023-01-01 | Expected Values | 11246.41 | 0.01
| StationFuel_DSM2018_Base30869 | Fuel Cost | ALL | 2023-02-01 | Expected Values | 35715.93 | StationFuel_DSM2018_Base30869 | Fuel Cost | Off Peak | 2023-02-01 | Expected Values | 25804.37 | StationFuel_DSM2018_Base30869 | Fuel Cost | On Peak | 2023-02-01 | Expected Values | 9911.57 | 0.01 | StationFuel_DSM2018_w30MW_Purch30870 | Fuel Cost | ALL | 2023-02-01 | Expected Values | 35121.47 | StationFuel_DSM2018_w30MW_Purch30870 | Fuel Cost | Off Peak | 2023-02-01 | Expected Values | 25354.3 | StationFuel_DSM2018_w30MW_Purch30870 | Fuel Cost | On Peak | 2023-02-01 | Expected Values | 9767.17 | 0
| StationFuel_DSM2018_Base30869 | Fuel Cost | ALL | 2023-03-01 | Expected Values | 38141.3 | StationFuel_DSM2018_Base30869 | Fuel Cost | Off Peak | 2023-03-01 | Expected Values | 27430.86 | StationFuel_DSM2018_Base30869 | Fuel Cost | On Peak | 2023-03-01 | Expected Values | 10710.45 | 0.01 | StationFuel_DSM2018_w30MW_Purch30870 | Fuel Cost | ALL | 2023-03-01 | Expected Values | 37506.02 | StationFuel_DSM2018_w30MW_Purch30870 | Fuel Cost | Off Peak | 2023-03-01 | Expected Values | 26959.03 | StationFuel_DSM2018_w30MW_Purch30870 | Fuel Cost | On Peak | 2023-03-01 | Expected Values | 10546.98 | -0.01
| StationFuel_DSM2018_Base30869 | Fuel Cost | ALL | 2023-04-01 | Expected Values | 41932.29 | StationFuel_DSM2018_Base30869 | Fuel Cost | Off Peak | 2023-04-01 | Expected Values | 28467.71 | StationFuel_DSM2018_Base30869 | Fuel Cost | On Peak | 2023-04-01 | Expected Values | 13464.59 | 0.01 | StationFuel_DSM2018_w30MW_Purch30870 | Fuel Cost | ALL | 2023-04-01 | Expected Values | 41335.24 | StationFuel_DSM2018_w30MW_Purch30870 | Fuel Cost | Off Peak | 2023-04-01 | Expected Values | 28034.58 | StationFuel_DSM2018_w30MW_Purch30870 | Fuel Cost | On Peak | 2023-04-01 | Expected Values | 13300.67 | 0.01
| StationFuel_DSM2018_Base30869 | Fuel Cost | ALL | 2023-05-01 | Expected Values | 48090.64 | StationFuel_DSM2018_Base30869 | Fuel Cost | Off Peak | 2023-05-01 | Expected Values | 31756.85 | StationFuel_DSM2018_Base30869 | Fuel Cost | On Peak | 2023-05-01 | Expected Values | 16333.8 | 0.01 | StationFuel_DSM2018_w30MW_Purch30870 | Fuel Cost | ALL | 2023-05-01 | Expected Values | 47427.11 | StationFuel_DSM2018_w30MW_Purch30870 | Fuel Cost | Off Peak | 2023-05-01 | Expected Values | 31285.95 | StationFuel_DSM2018_w30MW_Purch30870 | Fuel Cost | On Peak | 2023-05-01 | Expected Values | 16141.17 | 0.01
| StationFuel_DSM2018_Base30869 | Fuel Cost | ALL | 2023-06-01 | Expected Values | 54238.86 | StationFuel_DSM2018_Base30869 | Fuel Cost | Off Peak | 2023-06-01 | Expected Values | 35986.14 | StationFuel_DSM2018_Base30869 | Fuel Cost | On Peak | 2023-06-01 | Expected Values | 18252.74 | 0.02 | StationFuel_DSM2018_w30MW_Purch30870 | Fuel Cost | ALL | 2023-06-01 | Expected Values | 53545.39 | StationFuel_DSM2018_w30MW_Purch30870 | Fuel Cost | Off Peak | 2023-06-01 | Expected Values | 35502.39 | StationFuel_DSM2018_w30MW_Purch30870 | Fuel Cost | On Peak | 2023-06-01 | Expected Values | 18043.01 | 0.01
| StationFuel_DSM2018_Base30869 | Fuel Cost | ALL | 2023-07-01 | Expected Values | 56625.38 | StationFuel_DSM2018_Base30869 | Fuel Cost | Off Peak | 2023-07-01 | Expected Values | 38810.25 | StationFuel_DSM2018_Base30869 | Fuel Cost | On Peak | 2023-07-01 | Expected Values | 17815.14 | 0.01 | StationFuel_DSM2018_w30MW_Purch30870 | Fuel Cost | ALL | 2023-07-01 | Expected Values | 55973.26 | StationFuel_DSM2018_w30MW_Purch30870 | Fuel Cost | Off Peak | 2023-07-01 | Expected Values | 38338.32 | StationFuel_DSM2018_w30MW_Purch30870 | Fuel Cost | On Peak | 2023-07-01 | Expected Values | 17634.95 | 0.01
| StationFuel_DSM2018_Base30869 | Fuel Cost | ALL | 2023-08-01 | Expected Values | 57290.52 | StationFuel_DSM2018_Base30869 | Fuel Cost | Off Peak | 2023-08-01 | Expected Values | 38491.77 | StationFuel_DSM2018_Base30869 | Fuel Cost | On Peak | 2023-08-01 | Expected Values | 18798.75 | 0 | StationFuel_DSM2018_w30MW_Purch30870 | Fuel Cost | ALL | 2023-08-01 | Expected Values | 56554.26 | StationFuel_DSM2018_w30MW_Purch30870 | Fuel Cost | Off Peak | 2023-08-01 | Expected Values | 37967.49 | StationFuel_DSM2018_w30MW_Purch30870 | Fuel Cost | On Peak | 2023-08-01 | Expected Values | 18586.78 | 0.01
| StationFuel_DSM2018_Base30869 | Fuel Cost | ALL | 2023-09-01 | Expected Values | 53830.79 | StationFuel_DSM2018_Base30869 | Fuel Cost | Off Peak | 2023-09-01 | Expected Values | 36923.52 | StationFuel_DSM2018_Base30869 | Fuel Cost | On Peak | 2023-09-01 | Expected Values | 16907.28 | 0.01 | StationFuel_DSM2018_w30MW_Purch30870 | Fuel Cost | ALL | 2023-09-01 | Expected Values | 53168.37 | StationFuel_DSM2018_w30MW_Purch30870 | Fuel Cost | Off Peak | 2023-09-01 | Expected Values | 36431.02 | StationFuel_DSM2018_w30MW_Purch30870 | Fuel Cost | On Peak | 2023-09-01 | Expected Values | 16737.37 | 0.02
| StationFuel_DSM2018_Base30869 | Fuel Cost | ALL | 2023-10-01 | Expected Values | 48615.7 | StationFuel_DSM2018_Base30869 | Fuel Cost | Off Peak | 2023-10-01 | Expected Values | 32479.42 | StationFuel_DSM2018_Base30869 | Fuel Cost | On Peak | 2023-10-01 | Expected Values | 16136.3 | 0.02 | StationFuel_DSM2018_w30MW_Purch30870 | Fuel Cost | ALL | 2023-10-01 | Expected Values | 47934.19 | StationFuel_DSM2018_w30MW_Purch30870 | Fuel Cost | Off Peak | 2023-10-01 | Expected Values | 31985.74 | StationFuel_DSM2018_w30MW_Purch30870 | Fuel Cost | On Peak | 2023-10-01 | Expected Values | 15948.46 | 0.01
| StationFuel_DSM2018_Base30869 | Fuel Cost | ALL | 2023-11-01 | Expected Values | 37771.3 | StationFuel_DSM2018_Base30869 | Fuel Cost | Off Peak | 2023-11-01 | Expected Values | 27588.22 | StationFuel_DSM2018_Base30869 | Fuel Cost | On Peak | 2023-11-01 | Expected Values | 10183.09 | 0.01 | StationFuel_DSM2018_w30MW_Purch30870 | Fuel Cost | ALL | 2023-11-01 | Expected Values | 37088.5 | StationFuel_DSM2018_w30MW_Purch30870 | Fuel Cost | Off Peak | 2023-11-01 | Expected Values | 27075.64 | StationFuel_DSM2018_w30MW_Purch30870 | Fuel Cost | On Peak | 2023-11-01 | Expected Values | 10012.87 | 0.01
| StationFuel_DSM2018_Base30869 | Fuel Cost | ALL | 2023-12-01 | Expected Values | 42424.07 | StationFuel_DSM2018_Base30869 | Fuel Cost | Off Peak | 2023-12-01 | Expected Values | 31589.17 | StationFuel_DSM2018_Base30869 | Fuel Cost | On Peak | 2023-12-01 | Expected Values | 10834.91 | 0.01 | StationFuel_DSM2018_w30MW_Purch30870 | Fuel Cost | ALL | 2023-12-01 | Expected Values | 41745.65 | StationFuel_DSM2018_w30MW_Purch30870 | Fuel Cost | Off Peak | 2023-12-01 | Expected Values | 31067.27 | StationFuel_DSM2018_w30MW_Purch30870 | Fuel Cost | On Peak | 2023-12-01 | Expected Values | 10678.38 | 0
| StationFuel_DSM2018_Base30869 | Fuel Cost | ALL | 2024-01-01 | Expected Values | 43447.72 | StationFuel_DSM2018_Base30869 | Fuel Cost | Off Peak | 2024-01-01 | Expected Values | 30806.73 | StationFuel_DSM2018_Base30869 | Fuel Cost | On Peak | 2024-01-01 | Expected Values | 12641 | 0.01 | StationFuel_DSM2018_w30MW_Purch30870 | Fuel Cost | ALL | 2024-01-01 | Expected Values | 42749.3 | StationFuel_DSM2018_w30MW_Purch30870 | Fuel Cost | Off Peak | 2024-01-01 | Expected Values | 30284.09 | StationFuel_DSM2018_w30MW_Purch30870 | Fuel Cost | On Peak | 2024-01-01 | Expected Values | 12465.23 | 0.02
| StationFuel_DSM2018_Base30869 | Fuel Cost | ALL | 2024-02-01 | Expected Values | 37912.73 | StationFuel_DSM2018_Base30869 | Fuel Cost | Off Peak | 2024-02-01 | Expected Values | 27122.9 | StationFuel_DSM2018_Base30869 | Fuel Cost | On Peak | 2024-02-01 | Expected Values | 10789.85 | 0.02 | StationFuel_DSM2018_w30MW_Purch30870 | Fuel Cost | ALL | 2024-02-01 | Expected Values | 37298.57 | StationFuel_DSM2018_w30MW_Purch30870 | Fuel Cost | Off Peak | 2024-02-01 | Expected Values | 26658.32 | StationFuel_DSM2018_w30MW_Purch30870 | Fuel Cost | On Peak | 2024-02-01 | Expected Values | 10640.26 | 0.01
| StationFuel_DSM2018_Base30869 | Fuel Cost | ALL | 2024-03-01 | Expected Values | 40779.68 | StationFuel_DSM2018_Base30869 | Fuel Cost | Off Peak | 2024-03-01 | Expected Values | 30244.24 | StationFuel_DSM2018_Base30869 | Fuel Cost | On Peak | 2024-03-01 | Expected Values | 10535.46 | 0.02 | StationFuel_DSM2018_w30MW_Purch30870 | Fuel Cost | ALL | 2024-03-01 | Expected Values | 40116.3 | StationFuel_DSM2018_w30MW_Purch30870 | Fuel Cost | Off Peak | 2024-03-01 | Expected Values | 29740.08 | StationFuel_DSM2018_w30MW_Purch30870 | Fuel Cost | On Peak | 2024-03-01 | Expected Values | 10376.23 | 0.01
| StationFuel_DSM2018_Base30869 | Fuel Cost | ALL | 2024-04-01 | Expected Values | 44971.21 | StationFuel_DSM2018_Base30869 | Fuel Cost | Off Peak | 2024-04-01 | Expected Values | 29469.98 | StationFuel_DSM2018_Base30869 | Fuel Cost | On Peak | 2024-04-01 | Expected Values | 15501.24 | 0.01 | StationFuel_DSM2018_w30MW_Purch30870 | Fuel Cost | ALL | 2024-04-01 | Expected Values | 44287.91 | StationFuel_DSM2018_w30MW_Purch30870 | Fuel Cost | Off Peak | 2024-04-01 | Expected Values | 28999.66 | StationFuel_DSM2018_w30MW_Purch30870 | Fuel Cost | On Peak | 2024-04-01 | Expected Values | 15288.26 | 0.01
| StationFuel_DSM2018_Base30869 | Fuel Cost | ALL | 2024-05-01 | Expected Values | 51657.22 | StationFuel_DSM2018_Base30869 | Fuel Cost | Off Peak | 2024-05-01 | Expected Values | 34022.85 | StationFuel_DSM2018_Base30869 | Fuel Cost | On Peak | 2024-05-01 | Expected Values | 17634.38 | 0.01 | StationFuel_DSM2018_w30MW_Purch30870 | Fuel Cost | ALL | 2024-05-01 | Expected Values | 50945.11 | StationFuel_DSM2018_w30MW_Purch30870 | Fuel Cost | Off Peak | 2024-05-01 | Expected Values | 33515.65 | StationFuel_DSM2018_w30MW_Purch30870 | Fuel Cost | On Peak | 2024-05-01 | Expected Values | 17429.47 | 0.01
| StationFuel_DSM2018_Base30869 | Fuel Cost | ALL | 2024-06-01 | Expected Values | 58062.99 | StationFuel_DSM2018_Base30869 | Fuel Cost | Off Peak | 2024-06-01 | Expected Values | 40284.16 | StationFuel_DSM2018_Base30869 | Fuel Cost | On Peak | 2024-06-01 | Expected Values | 17778.83 | 0 | StationFuel_DSM2018_w30MW_Purch30870 | Fuel Cost | ALL | 2024-06-01 | Expected Values | 57343.55 | StationFuel_DSM2018_w30MW_Purch30870 | Fuel Cost | Off Peak | 2024-06-01 | Expected Values | 39748.74 | StationFuel_DSM2018_w30MW_Purch30870 | Fuel Cost | On Peak | 2024-06-01 | Expected Values | 17594.82 | 0.01
| StationFuel_DSM2018_Base30869 | Fuel Cost | ALL | 2024-07-01 | Expected Values | 60516.62 | StationFuel_DSM2018_Base30869 | Fuel Cost | Off Peak | 2024-07-01 | Expected Values | 39657.73 | StationFuel_DSM2018_Base30869 | Fuel Cost | On Peak | 2024-07-01 | Expected Values | 20858.9 | 0.01 | StationFuel_DSM2018_w30MW_Purch30870 | Fuel Cost | ALL | 2024-07-01 | Expected Values | 59791.12 | StationFuel_DSM2018_w30MW_Purch30870 | Fuel Cost | Off Peak | 2024-07-01 | Expected Values | 39120.75 | StationFuel_DSM2018_w30MW_Purch30870 | Fuel Cost | On Peak | 2024-07-01 | Expected Values | 20670.38 | 0.01
| StationFuel_DSM2018_Base30869 | Fuel Cost | ALL | 2024-08-01 | Expected Values | 61177.83 | StationFuel_DSM2018_Base30869 | Fuel Cost | Off Peak | 2024-08-01 | Expected Values | 41495.94 | StationFuel_DSM2018_Base30869 | Fuel Cost | On Peak | 2024-08-01 | Expected Values | 19681.9 | 0.01 | StationFuel_DSM2018_w30MW_Purch30870 | Fuel Cost | ALL | 2024-08-01 | Expected Values | 60506.22 | StationFuel_DSM2018_w30MW_Purch30870 | Fuel Cost | Off Peak | 2024-08-01 | Expected Values | 41000.96 | StationFuel_DSM2018_w30MW_Purch30870 | Fuel Cost | On Peak | 2024-08-01 | Expected Values | 19505.27 | 0.01
| StationFuel_DSM2018_Base30869 | Fuel Cost | ALL | 2024-09-01 | Expected Values | 57716.35 | StationFuel_DSM2018_Base30869 | Fuel Cost | Off Peak | 2024-09-01 | Expected Values | 39634.55 | StationFuel_DSM2018_Base30869 | Fuel Cost | On Peak | 2024-09-01 | Expected Values | 18081.81 | 0.01 | StationFuel_DSM2018_w30MW_Purch30870 | Fuel Cost | ALL | 2024-09-01 | Expected Values | 57037.5 | StationFuel_DSM2018_w30MW_Purch30870 | Fuel Cost | Off Peak | 2024-09-01 | Expected Values | 39143.75 | StationFuel_DSM2018_w30MW_Purch30870 | Fuel Cost | On Peak | 2024-09-01 | Expected Values | 17893.76 | 0.01
| StationFuel_DSM2018_Base30869 | Fuel Cost | ALL | 2024-10-01 | Expected Values | 52281.26 | StationFuel_DSM2018_Base30869 | Fuel Cost | Off Peak | 2024-10-01 | Expected Values | 34132.13 | StationFuel_DSM2018_Base30869 | Fuel Cost | On Peak | 2024-10-01 | Expected Values | 18149.13 | 0 | StationFuel_DSM2018_w30MW_Purch30870 | Fuel Cost | ALL | 2024-10-01 | Expected Values | 51547.21 | StationFuel_DSM2018_w30MW_Purch30870 | Fuel Cost | Off Peak | 2024-10-01 | Expected Values | 33626.48 | StationFuel_DSM2018_w30MW_Purch30870 | Fuel Cost | On Peak | 2024-10-01 | Expected Values | 17920.74 | 0.01
| StationFuel_DSM2018_Base30869 | Fuel Cost | ALL | 2024-11-01 | Expected Values | 40413.84 | StationFuel_DSM2018_Base30869 | Fuel Cost | Off Peak | 2024-11-01 | Expected Values | 30050.53 | StationFuel_DSM2018_Base30869 | Fuel Cost | On Peak | 2024-11-01 | Expected Values | 10363.32 | 0.01 | StationFuel_DSM2018_w30MW_Purch30870 | Fuel Cost | ALL | 2024-11-01 | Expected Values | 39709.67 | StationFuel_DSM2018_w30MW_Purch30870 | Fuel Cost | Off Peak | 2024-11-01 | Expected Values | 29512.79 | StationFuel_DSM2018_w30MW_Purch30870 | Fuel Cost | On Peak | 2024-11-01 | Expected Values | 10196.89 | 0.01
| StationFuel_DSM2018_Base30869 | Fuel Cost | ALL | 2024-12-01 | Expected Values | 45333.43 | StationFuel_DSM2018_Base30869 | Fuel Cost | Off Peak | 2024-12-01 | Expected Values | 33184.93 | StationFuel_DSM2018_Base30869 | Fuel Cost | On Peak | 2024-12-01 | Expected Values | 12148.5 | 0 | StationFuel_DSM2018_w30MW_Purch30870 | Fuel Cost | ALL | 2024-12-01 | Expected Values | 44658.98 | StationFuel_DSM2018_w30MW_Purch30870 | Fuel Cost | Off Peak | 2024-12-01 | Expected Values | 32661.72 | StationFuel_DSM2018_w30MW_Purch30870 | Fuel Cost | On Peak | 2024-12-01 | Expected Values | 11997.27 | 0.01
| StationFuel_DSM2018_Base30869 | Fuel Cost | ALL | 2025-01-01 | Expected Values | 46662.63 | StationFuel_DSM2018_Base30869 | Fuel Cost | Off Peak | 2025-01-01 | Expected Values | 33038.18 | StationFuel_DSM2018_Base30869 | Fuel Cost | On Peak | 2025-01-01 | Expected Values | 13624.47 | 0.02 | StationFuel_DSM2018_w30MW_Purch30870 | Fuel Cost | ALL | 2025-01-01 | Expected Values | 45905.89 | StationFuel_DSM2018_w30MW_Purch30870 | Fuel Cost | Off Peak | 2025-01-01 | Expected Values | 32468.32 | StationFuel_DSM2018_w30MW_Purch30870 | Fuel Cost | On Peak | 2025-01-01 | Expected Values | 13437.6 | 0.03
| StationFuel_DSM2018_Base30869 | Fuel Cost | ALL | 2025-02-01 | Expected Values | 41708.54 | StationFuel_DSM2018_Base30869 | Fuel Cost | Off Peak | 2025-02-01 | Expected Values | 29967.58 | StationFuel_DSM2018_Base30869 | Fuel Cost | On Peak | 2025-02-01 | Expected Values | 11740.97 | 0.01 | StationFuel_DSM2018_w30MW_Purch30870 | Fuel Cost | ALL | 2025-02-01 | Expected Values | 41063.88 | StationFuel_DSM2018_w30MW_Purch30870 | Fuel Cost | Off Peak | 2025-02-01 | Expected Values | 29478.43 | StationFuel_DSM2018_w30MW_Purch30870 | Fuel Cost | On Peak | 2025-02-01 | Expected Values | 11585.47 | 0.02
| StationFuel_DSM2018_Base30869 | Fuel Cost | ALL | 2025-03-01 | Expected Values | 44204.26 | StationFuel_DSM2018_Base30869 | Fuel Cost | Off Peak | 2025-03-01 | Expected Values | 32778.43 | StationFuel_DSM2018_Base30869 | Fuel Cost | On Peak | 2025-03-01 | Expected Values | 11425.85 | 0.02 | StationFuel_DSM2018_w30MW_Purch30870 | Fuel Cost | ALL | 2025-03-01 | Expected Values | 43460.7 | StationFuel_DSM2018_w30MW_Purch30870 | Fuel Cost | Off Peak | 2025-03-01 | Expected Values | 32208.31 | StationFuel_DSM2018_w30MW_Purch30870 | Fuel Cost | On Peak | 2025-03-01 | Expected Values | 11252.42 | 0.03
| StationFuel_DSM2018_Base30869 | Fuel Cost | ALL | 2025-04-01 | Expected Values | 47642.25 | StationFuel_DSM2018_Base30869 | Fuel Cost | Off Peak | 2025-04-01 | Expected Values | 31039.68 | StationFuel_DSM2018_Base30869 | Fuel Cost | On Peak | 2025-04-01 | Expected Values | 16602.58 | 0.01 | StationFuel_DSM2018_w30MW_Purch30870 | Fuel Cost | ALL | 2025-04-01 | Expected Values | 46931.91 | StationFuel_DSM2018_w30MW_Purch30870 | Fuel Cost | Off Peak | 2025-04-01 | Expected Values | 30535.58 | StationFuel_DSM2018_w30MW_Purch30870 | Fuel Cost | On Peak | 2025-04-01 | Expected Values | 16396.34 | 0.01
| StationFuel_DSM2018_Base30869 | Fuel Cost | ALL | 2025-05-01 | Expected Values | 55248.18 | StationFuel_DSM2018_Base30869 | Fuel Cost | Off Peak | 2025-05-01 | Expected Values | 37101.67 | StationFuel_DSM2018_Base30869 | Fuel Cost | On Peak | 2025-05-01 | Expected Values | 18146.53 | 0.02 | StationFuel_DSM2018_w30MW_Purch30870 | Fuel Cost | ALL | 2025-05-01 | Expected Values | 54489.17 | StationFuel_DSM2018_w30MW_Purch30870 | Fuel Cost | Off Peak | 2025-05-01 | Expected Values | 36552.68 | StationFuel_DSM2018_w30MW_Purch30870 | Fuel Cost | On Peak | 2025-05-01 | Expected Values | 17936.5 | 0.01
| StationFuel_DSM2018_Base30869 | Fuel Cost | ALL | 2025-06-01 | Expected Values | 62034.9 | StationFuel_DSM2018_Base30869 | Fuel Cost | Off Peak | 2025-06-01 | Expected Values | 42134.17 | StationFuel_DSM2018_Base30869 | Fuel Cost | On Peak | 2025-06-01 | Expected Values | 19900.74 | 0.01 | StationFuel_DSM2018_w30MW_Purch30870 | Fuel Cost | ALL | 2025-06-01 | Expected Values | 61274.49 | StationFuel_DSM2018_w30MW_Purch30870 | Fuel Cost | Off Peak | 2025-06-01 | Expected Values | 41579.17 | StationFuel_DSM2018_w30MW_Purch30870 | Fuel Cost | On Peak | 2025-06-01 | Expected Values | 19695.34 | 0.02
| StationFuel_DSM2018_Base30869 | Fuel Cost | ALL | 2025-07-01 | Expected Values | 64651.63 | StationFuel_DSM2018_Base30869 | Fuel Cost | Off Peak | 2025-07-01 | Expected Values | 42330.68 | StationFuel_DSM2018_Base30869 | Fuel Cost | On Peak | 2025-07-01 | Expected Values | 22320.97 | 0.02 | StationFuel_DSM2018_w30MW_Purch30870 | Fuel Cost | ALL | 2025-07-01 | Expected Values | 63883.52 | StationFuel_DSM2018_w30MW_Purch30870 | Fuel Cost | Off Peak | 2025-07-01 | Expected Values | 41771.09 | StationFuel_DSM2018_w30MW_Purch30870 | Fuel Cost | On Peak | 2025-07-01 | Expected Values | 22112.44 | 0.01
| StationFuel_DSM2018_Base30869 | Fuel Cost | ALL | 2025-08-01 | Expected Values | 65860.03 | StationFuel_DSM2018_Base30869 | Fuel Cost | Off Peak | 2025-08-01 | Expected Values | 45592.33 | StationFuel_DSM2018_Base30869 | Fuel Cost | On Peak | 2025-08-01 | Expected Values | 20267.71 | 0.01 | StationFuel_DSM2018_w30MW_Purch30870 | Fuel Cost | ALL | 2025-08-01 | Expected Values | 65081.31 | StationFuel_DSM2018_w30MW_Purch30870 | Fuel Cost | Off Peak | 2025-08-01 | Expected Values | 45045.01 | StationFuel_DSM2018_w30MW_Purch30870 | Fuel Cost | On Peak | 2025-08-01 | Expected Values | 20036.31 | 0.01
| StationFuel_DSM2018_Base30869 | Fuel Cost | ALL | 2025-09-01 | Expected Values | 61847.64 | StationFuel_DSM2018_Base30869 | Fuel Cost | Off Peak | 2025-09-01 | Expected Values | 41574.83 | StationFuel_DSM2018_Base30869 | Fuel Cost | On Peak | 2025-09-01 | Expected Values | 20272.82 | 0.01 | StationFuel_DSM2018_w30MW_Purch30870 | Fuel Cost | ALL | 2025-09-01 | Expected Values | 61108.18 | StationFuel_DSM2018_w30MW_Purch30870 | Fuel Cost | Off Peak | 2025-09-01 | Expected Values | 41047.55 | StationFuel_DSM2018_w30MW_Purch30870 | Fuel Cost | On Peak | 2025-09-01 | Expected Values | 20060.63 | 0
| StationFuel_DSM2018_Base30869 | Fuel Cost | ALL | 2025-10-01 | Expected Values | 54895.42 | StationFuel_DSM2018_Base30869 | Fuel Cost | Off Peak | 2025-10-01 | Expected Values | 36074.99 | StationFuel_DSM2018_Base30869 | Fuel Cost | On Peak | 2025-10-01 | Expected Values | 18820.43 | 0 | StationFuel_DSM2018_w30MW_Purch30870 | Fuel Cost | ALL | 2025-10-01 | Expected Values | 54203.22 | StationFuel_DSM2018_w30MW_Purch30870 | Fuel Cost | Off Peak | 2025-10-01 | Expected Values | 35574.66 | StationFuel_DSM2018_w30MW_Purch30870 | Fuel Cost | On Peak | 2025-10-01 | Expected Values | 18628.57 | 0.01
| StationFuel_DSM2018_Base30869 | Fuel Cost | ALL | 2025-11-01 | Expected Values | 43076.02 | StationFuel_DSM2018_Base30869 | Fuel Cost | Off Peak | 2025-11-01 | Expected Values | 32591.14 | StationFuel_DSM2018_Base30869 | Fuel Cost | On Peak | 2025-11-01 | Expected Values | 10484.9 | 0.02 | StationFuel_DSM2018_w30MW_Purch30870 | Fuel Cost | ALL | 2025-11-01 | Expected Values | 42349.89 | StationFuel_DSM2018_w30MW_Purch30870 | Fuel Cost | Off Peak | 2025-11-01 | Expected Values | 32029.48 | StationFuel_DSM2018_w30MW_Purch30870 | Fuel Cost | On Peak | 2025-11-01 | Expected Values | 10320.44 | 0.03
| StationFuel_DSM2018_Base30869 | Fuel Cost | ALL | 2025-12-01 | Expected Values | 48634.87 | StationFuel_DSM2018_Base30869 | Fuel Cost | Off Peak | 2025-12-01 | Expected Values | 35044.56 | StationFuel_DSM2018_Base30869 | Fuel Cost | On Peak | 2025-12-01 | Expected Values | 13590.32 | 0.01 | StationFuel_DSM2018_w30MW_Purch30870 | Fuel Cost | ALL | 2025-12-01 | Expected Values | 47899.86 | StationFuel_DSM2018_w30MW_Purch30870 | Fuel Cost | Off Peak | 2025-12-01 | Expected Values | 34494.46 | StationFuel_DSM2018_w30MW_Purch30870 | Fuel Cost | On Peak | 2025-12-01 | Expected Values | 13405.42 | 0.02
| StationFuel_DSM2018_Base30869 | Fuel Cost | ALL | 2026-01-01 | Expected Values | 48834.14 | StationFuel_DSM2018_Base30869 | Fuel Cost | Off Peak | 2026-01-01 | Expected Values | 35122.47 | StationFuel_DSM2018_Base30869 | Fuel Cost | On Peak | 2026-01-01 | Expected Values | 13711.67 | 0 | StationFuel_DSM2018_w30MW_Purch30870 | Fuel Cost | ALL | 2026-01-01 | Expected Values | 48085.25 | StationFuel_DSM2018_w30MW_Purch30870 | Fuel Cost | Off Peak | 2026-01-01 | Expected Values | 34560.18 | StationFuel_DSM2018_w30MW_Purch30870 | Fuel Cost | On Peak | 2026-01-01 | Expected Values | 13525.06 | -0.01
| StationFuel_DSM2018_Base30869 | Fuel Cost | ALL | 2026-02-01 | Expected Values | 42440.07 | StationFuel_DSM2018_Base30869 | Fuel Cost | Off Peak | 2026-02-01 | Expected Values | 30465.83 | StationFuel_DSM2018_Base30869 | Fuel Cost | On Peak | 2026-02-01 | Expected Values | 11974.23 | -0.01 | StationFuel_DSM2018_w30MW_Purch30870 | Fuel Cost | ALL | 2026-02-01 | Expected Values | 41734.19 | StationFuel_DSM2018_w30MW_Purch30870 | Fuel Cost | Off Peak | 2026-02-01 | Expected Values | 29929.47 | StationFuel_DSM2018_w30MW_Purch30870 | Fuel Cost | On Peak | 2026-02-01 | Expected Values | 11804.71 | -0.01
| StationFuel_DSM2018_Base30869 | Fuel Cost | ALL | 2026-03-01 | Expected Values | 46383.83 | StationFuel_DSM2018_Base30869 | Fuel Cost | Off Peak | 2026-03-01 | Expected Values | 33902.74 | StationFuel_DSM2018_Base30869 | Fuel Cost | On Peak | 2026-03-01 | Expected Values | 12481.09 | 0 | StationFuel_DSM2018_w30MW_Purch30870 | Fuel Cost | ALL | 2026-03-01 | Expected Values | 45624.29 | StationFuel_DSM2018_w30MW_Purch30870 | Fuel Cost | Off Peak | 2026-03-01 | Expected Values | 33321.05 | StationFuel_DSM2018_w30MW_Purch30870 | Fuel Cost | On Peak | 2026-03-01 | Expected Values | 12303.23 | -0.01
| StationFuel_DSM2018_Base30869 | Fuel Cost | ALL | 2026-04-01 | Expected Values | 50633.96 | StationFuel_DSM2018_Base30869 | Fuel Cost | Off Peak | 2026-04-01 | Expected Values | 32888.51 | StationFuel_DSM2018_Base30869 | Fuel Cost | On Peak | 2026-04-01 | Expected Values | 17745.44 | -0.01 | StationFuel_DSM2018_w30MW_Purch30870 | Fuel Cost | ALL | 2026-04-01 | Expected Values | 49917.51 | StationFuel_DSM2018_w30MW_Purch30870 | Fuel Cost | Off Peak | 2026-04-01 | Expected Values | 32378.71 | StationFuel_DSM2018_w30MW_Purch30870 | Fuel Cost | On Peak | 2026-04-01 | Expected Values | 17538.8 | 0
| StationFuel_DSM2018_Base30869 | Fuel Cost | ALL | 2026-05-01 | Expected Values | 58113.15 | StationFuel_DSM2018_Base30869 | Fuel Cost | Off Peak | 2026-05-01 | Expected Values | 39848.96 | StationFuel_DSM2018_Base30869 | Fuel Cost | On Peak | 2026-05-01 | Expected Values | 18264.18 | -0.01 | StationFuel_DSM2018_w30MW_Purch30870 | Fuel Cost | ALL | 2026-05-01 | Expected Values | 57326.93 | StationFuel_DSM2018_w30MW_Purch30870 | Fuel Cost | Off Peak | 2026-05-01 | Expected Values | 39272.65 | StationFuel_DSM2018_w30MW_Purch30870 | Fuel Cost | On Peak | 2026-05-01 | Expected Values | 18054.27 | -0.01
| StationFuel_DSM2018_Base30869 | Fuel Cost | ALL | 2026-06-01 | Expected Values | 65490.36 | StationFuel_DSM2018_Base30869 | Fuel Cost | Off Peak | 2026-06-01 | Expected Values | 43435.64 | StationFuel_DSM2018_Base30869 | Fuel Cost | On Peak | 2026-06-01 | Expected Values | 22054.7 | -0.02 | StationFuel_DSM2018_w30MW_Purch30870 | Fuel Cost | ALL | 2026-06-01 | Expected Values | 64716.61 | StationFuel_DSM2018_w30MW_Purch30870 | Fuel Cost | Off Peak | 2026-06-01 | Expected Values | 42859.3 | StationFuel_DSM2018_w30MW_Purch30870 | Fuel Cost | On Peak | 2026-06-01 | Expected Values | 21857.29 | -0.02
| StationFuel_DSM2018_Base30869 | Fuel Cost | ALL | 2026-07-01 | Expected Values | 68545.82 | StationFuel_DSM2018_Base30869 | Fuel Cost | Off Peak | 2026-07-01 | Expected Values | 44750.51 | StationFuel_DSM2018_Base30869 | Fuel Cost | On Peak | 2026-07-01 | Expected Values | 23795.3 | -0.01 | StationFuel_DSM2018_w30MW_Purch30870 | Fuel Cost | ALL | 2026-07-01 | Expected Values | 67740.49 | StationFuel_DSM2018_w30MW_Purch30870 | Fuel Cost | Off Peak | 2026-07-01 | Expected Values | 44182.66 | StationFuel_DSM2018_w30MW_Purch30870 | Fuel Cost | On Peak | 2026-07-01 | Expected Values | 23557.84 | 0.01
| StationFuel_DSM2018_Base30869 | Fuel Cost | ALL | 2026-08-01 | Expected Values | 69387.18 | StationFuel_DSM2018_Base30869 | Fuel Cost | Off Peak | 2026-08-01 | Expected Values | 48123.74 | StationFuel_DSM2018_Base30869 | Fuel Cost | On Peak | 2026-08-01 | Expected Values | 21263.42 | -0.02 | StationFuel_DSM2018_w30MW_Purch30870 | Fuel Cost | ALL | 2026-08-01 | Expected Values | 68560.71 | StationFuel_DSM2018_w30MW_Purch30870 | Fuel Cost | Off Peak | 2026-08-01 | Expected Values | 47499.92 | StationFuel_DSM2018_w30MW_Purch30870 | Fuel Cost | On Peak | 2026-08-01 | Expected Values | 21060.77 | -0.02
| StationFuel_DSM2018_Base30869 | Fuel Cost | ALL | 2026-09-01 | Expected Values | 65327.02 | StationFuel_DSM2018_Base30869 | Fuel Cost | Off Peak | 2026-09-01 | Expected Values | 43824.23 | StationFuel_DSM2018_Base30869 | Fuel Cost | On Peak | 2026-09-01 | Expected Values | 21502.78 | -0.01 | StationFuel_DSM2018_w30MW_Purch30870 | Fuel Cost | ALL | 2026-09-01 | Expected Values | 64556.96 | StationFuel_DSM2018_w30MW_Purch30870 | Fuel Cost | Off Peak | 2026-09-01 | Expected Values | 43281.32 | StationFuel_DSM2018_w30MW_Purch30870 | Fuel Cost | On Peak | 2026-09-01 | Expected Values | 21275.63 | -0.01
| StationFuel_DSM2018_Base30869 | Fuel Cost | ALL | 2026-10-01 | Expected Values | 58197.51 | StationFuel_DSM2018_Base30869 | Fuel Cost | Off Peak | 2026-10-01 | Expected Values | 39109.38 | StationFuel_DSM2018_Base30869 | Fuel Cost | On Peak | 2026-10-01 | Expected Values | 19088.13 | 0 | StationFuel_DSM2018_w30MW_Purch30870 | Fuel Cost | ALL | 2026-10-01 | Expected Values | 57401.41 | StationFuel_DSM2018_w30MW_Purch30870 | Fuel Cost | Off Peak | 2026-10-01 | Expected Values | 38540.42 | StationFuel_DSM2018_w30MW_Purch30870 | Fuel Cost | On Peak | 2026-10-01 | Expected Values | 18860.99 | 0
| StationFuel_DSM2018_Base30869 | Fuel Cost | ALL | 2026-11-01 | Expected Values | 45346 | StationFuel_DSM2018_Base30869 | Fuel Cost | Off Peak | 2026-11-01 | Expected Values | 33690.91 | StationFuel_DSM2018_Base30869 | Fuel Cost | On Peak | 2026-11-01 | Expected Values | 11655.08 | -0.01 | StationFuel_DSM2018_w30MW_Purch30870 | Fuel Cost | ALL | 2026-11-01 | Expected Values | 44611.19 | StationFuel_DSM2018_w30MW_Purch30870 | Fuel Cost | Off Peak | 2026-11-01 | Expected Values | 33129.7 | StationFuel_DSM2018_w30MW_Purch30870 | Fuel Cost | On Peak | 2026-11-01 | Expected Values | 11481.48 | -0.01
| StationFuel_DSM2018_Base30869 | Fuel Cost | ALL | 2026-12-01 | Expected Values | 51132.82 | StationFuel_DSM2018_Base30869 | Fuel Cost | Off Peak | 2026-12-01 | Expected Values | 36875.25 | StationFuel_DSM2018_Base30869 | Fuel Cost | On Peak | 2026-12-01 | Expected Values | 14257.57 | 0 | StationFuel_DSM2018_w30MW_Purch30870 | Fuel Cost | ALL | 2026-12-01 | Expected Values | 50373.56 | StationFuel_DSM2018_w30MW_Purch30870 | Fuel Cost | Off Peak | 2026-12-01 | Expected Values | 36311.13 | StationFuel_DSM2018_w30MW_Purch30870 | Fuel Cost | On Peak | 2026-12-01 | Expected Values | 14062.42 | -0.01
| StationFuel_DSM2018_Base30869 | Fuel Cost | ALL | 2027-01-01 | Expected Values | 52567.61 | StationFuel_DSM2018_Base30869 | Fuel Cost | Off Peak | 2027-01-01 | Expected Values | 38405.92 | StationFuel_DSM2018_Base30869 | Fuel Cost | On Peak | 2027-01-01 | Expected Values | 14161.7 | 0.01 | StationFuel_DSM2018_w30MW_Purch30870 | Fuel Cost | ALL | 2027-01-01 | Expected Values | 51752.64 | StationFuel_DSM2018_w30MW_Purch30870 | Fuel Cost | Off Peak | 2027-01-01 | Expected Values | 37777.83 | StationFuel_DSM2018_w30MW_Purch30870 | Fuel Cost | On Peak | 2027-01-01 | Expected Values | 13974.82 | 0.01
| StationFuel_DSM2018_Base30869 | Fuel Cost | ALL | 2027-02-01 | Expected Values | 46815.34 | StationFuel_DSM2018_Base30869 | Fuel Cost | Off Peak | 2027-02-01 | Expected Values | 33446.19 | StationFuel_DSM2018_Base30869 | Fuel Cost | On Peak | 2027-02-01 | Expected Values | 13369.16 | 0.01 | StationFuel_DSM2018_w30MW_Purch30870 | Fuel Cost | ALL | 2027-02-01 | Expected Values | 46050.32 | StationFuel_DSM2018_w30MW_Purch30870 | Fuel Cost | Off Peak | 2027-02-01 | Expected Values | 32879.28 | StationFuel_DSM2018_w30MW_Purch30870 | Fuel Cost | On Peak | 2027-02-01 | Expected Values | 13171.05 | 0.01
| StationFuel_DSM2018_Base30869 | Fuel Cost | ALL | 2027-03-01 | Expected Values | 49143.41 | StationFuel_DSM2018_Base30869 | Fuel Cost | Off Peak | 2027-03-01 | Expected Values | 35355.14 | StationFuel_DSM2018_Base30869 | Fuel Cost | On Peak | 2027-03-01 | Expected Values | 13788.29 | 0.02 | StationFuel_DSM2018_w30MW_Purch30870 | Fuel Cost | ALL | 2027-03-01 | Expected Values | 48371.7 | StationFuel_DSM2018_w30MW_Purch30870 | Fuel Cost | Off Peak | 2027-03-01 | Expected Values | 34776.26 | StationFuel_DSM2018_w30MW_Purch30870 | Fuel Cost | On Peak | 2027-03-01 | Expected Values | 13595.46 | 0.02
| StationFuel_DSM2018_Base30869 | Fuel Cost | ALL | 2027-04-01 | Expected Values | 53754.07 | StationFuel_DSM2018_Base30869 | Fuel Cost | Off Peak | 2027-04-01 | Expected Values | 34750.57 | StationFuel_DSM2018_Base30869 | Fuel Cost | On Peak | 2027-04-01 | Expected Values | 19003.51 | 0.01 | StationFuel_DSM2018_w30MW_Purch30870 | Fuel Cost | ALL | 2027-04-01 | Expected Values | 53017.41 | StationFuel_DSM2018_w30MW_Purch30870 | Fuel Cost | Off Peak | 2027-04-01 | Expected Values | 34232.99 | StationFuel_DSM2018_w30MW_Purch30870 | Fuel Cost | On Peak | 2027-04-01 | Expected Values | 18784.43 | 0.01
| StationFuel_DSM2018_Base30869 | Fuel Cost | ALL | 2027-05-01 | Expected Values | 62173.99 | StationFuel_DSM2018_Base30869 | Fuel Cost | Off Peak | 2027-05-01 | Expected Values | 42504.77 | StationFuel_DSM2018_Base30869 | Fuel Cost | On Peak | 2027-05-01 | Expected Values | 19669.23 | 0.01 | StationFuel_DSM2018_w30MW_Purch30870 | Fuel Cost | ALL | 2027-05-01 | Expected Values | 61335.28 | StationFuel_DSM2018_w30MW_Purch30870 | Fuel Cost | Off Peak | 2027-05-01 | Expected Values | 41886.61 | StationFuel_DSM2018_w30MW_Purch30870 | Fuel Cost | On Peak | 2027-05-01 | Expected Values | 19448.68 | 0.01
| StationFuel_DSM2018_Base30869 | Fuel Cost | ALL | 2027-06-01 | Expected Values | 70201.49 | StationFuel_DSM2018_Base30869 | Fuel Cost | Off Peak | 2027-06-01 | Expected Values | 46541.34 | StationFuel_DSM2018_Base30869 | Fuel Cost | On Peak | 2027-06-01 | Expected Values | 23660.15 | 0 | StationFuel_DSM2018_w30MW_Purch30870 | Fuel Cost | ALL | 2027-06-01 | Expected Values | 69309.44 | StationFuel_DSM2018_w30MW_Purch30870 | Fuel Cost | Off Peak | 2027-06-01 | Expected Values | 45929.92 | StationFuel_DSM2018_w30MW_Purch30870 | Fuel Cost | On Peak | 2027-06-01 | Expected Values | 23379.53 | 0.01
| StationFuel_DSM2018_Base30869 | Fuel Cost | ALL | 2027-07-01 | Expected Values | 73205.86 | StationFuel_DSM2018_Base30869 | Fuel Cost | Off Peak | 2027-07-01 | Expected Values | 48808.07 | StationFuel_DSM2018_Base30869 | Fuel Cost | On Peak | 2027-07-01 | Expected Values | 24397.8 | 0.01 | StationFuel_DSM2018_w30MW_Purch30870 | Fuel Cost | ALL | 2027-07-01 | Expected Values | 72342.5 | StationFuel_DSM2018_w30MW_Purch30870 | Fuel Cost | Off Peak | 2027-07-01 | Expected Values | 48191.68 | StationFuel_DSM2018_w30MW_Purch30870 | Fuel Cost | On Peak | 2027-07-01 | Expected Values | 24150.83 | 0.01
| StationFuel_DSM2018_Base30869 | Fuel Cost | ALL | 2027-08-01 | Expected Values | 73984.23 | StationFuel_DSM2018_Base30869 | Fuel Cost | Off Peak | 2027-08-01 | Expected Values | 50347.63 | StationFuel_DSM2018_Base30869 | Fuel Cost | On Peak | 2027-08-01 | Expected Values | 23636.61 | 0.01 | StationFuel_DSM2018_w30MW_Purch30870 | Fuel Cost | ALL | 2027-08-01 | Expected Values | 73120.79 | StationFuel_DSM2018_w30MW_Purch30870 | Fuel Cost | Off Peak | 2027-08-01 | Expected Values | 49726.84 | StationFuel_DSM2018_w30MW_Purch30870 | Fuel Cost | On Peak | 2027-08-01 | Expected Values | 23393.96 | 0.01
| StationFuel_DSM2018_Base30869 | Fuel Cost | ALL | 2027-09-01 | Expected Values | 69661.55 | StationFuel_DSM2018_Base30869 | Fuel Cost | Off Peak | 2027-09-01 | Expected Values | 46574.14 | StationFuel_DSM2018_Base30869 | Fuel Cost | On Peak | 2027-09-01 | Expected Values | 23087.43 | 0.02 | StationFuel_DSM2018_w30MW_Purch30870 | Fuel Cost | ALL | 2027-09-01 | Expected Values | 68817.18 | StationFuel_DSM2018_w30MW_Purch30870 | Fuel Cost | Off Peak | 2027-09-01 | Expected Values | 45984.22 | StationFuel_DSM2018_w30MW_Purch30870 | Fuel Cost | On Peak | 2027-09-01 | Expected Values | 22832.97 | 0.01
| StationFuel_DSM2018_Base30869 | Fuel Cost | ALL | 2027-10-01 | Expected Values | 63511.95 | StationFuel_DSM2018_Base30869 | Fuel Cost | Off Peak | 2027-10-01 | Expected Values | 43765.96 | StationFuel_DSM2018_Base30869 | Fuel Cost | On Peak | 2027-10-01 | Expected Values | 19746 | 0.01 | StationFuel_DSM2018_w30MW_Purch30870 | Fuel Cost | ALL | 2027-10-01 | Expected Values | 62668.91 | StationFuel_DSM2018_w30MW_Purch30870 | Fuel Cost | Off Peak | 2027-10-01 | Expected Values | 43148.78 | StationFuel_DSM2018_w30MW_Purch30870 | Fuel Cost | On Peak | 2027-10-01 | Expected Values | 19520.14 | 0.01
| StationFuel_DSM2018_Base30869 | Fuel Cost | ALL | 2027-11-01 | Expected Values | 49263.19 | StationFuel_DSM2018_Base30869 | Fuel Cost | Off Peak | 2027-11-01 | Expected Values | 35987.21 | StationFuel_DSM2018_Base30869 | Fuel Cost | On Peak | 2027-11-01 | Expected Values | 13275.99 | 0.01 | StationFuel_DSM2018_w30MW_Purch30870 | Fuel Cost | ALL | 2027-11-01 | Expected Values | 48519.54 | StationFuel_DSM2018_w30MW_Purch30870 | Fuel Cost | Off Peak | 2027-11-01 | Expected Values | 35434.62 | StationFuel_DSM2018_w30MW_Purch30870 | Fuel Cost | On Peak | 2027-11-01 | Expected Values | 13084.92 | 0
| StationFuel_DSM2018_Base30869 | Fuel Cost | ALL | 2027-12-01 | Expected Values | 54399.76 | StationFuel_DSM2018_Base30869 | Fuel Cost | Off Peak | 2027-12-01 | Expected Values | 39235.31 | StationFuel_DSM2018_Base30869 | Fuel Cost | On Peak | 2027-12-01 | Expected Values | 15164.46 | 0.01 | StationFuel_DSM2018_w30MW_Purch30870 | Fuel Cost | ALL | 2027-12-01 | Expected Values | 53618.21 | StationFuel_DSM2018_w30MW_Purch30870 | Fuel Cost | Off Peak | 2027-12-01 | Expected Values | 38652.37 | StationFuel_DSM2018_w30MW_Purch30870 | Fuel Cost | On Peak | 2027-12-01 | Expected Values | 14965.86 | 0.02
| StationFuel_DSM2018_Base30869 | Fuel Cost | ALL | 2028-01-01 | Expected Values | 58259.3 | StationFuel_DSM2018_Base30869 | Fuel Cost | Off Peak | 2028-01-01 | Expected Values | 42427.47 | StationFuel_DSM2018_Base30869 | Fuel Cost | On Peak | 2028-01-01 | Expected Values | 15831.84 | 0.01 | StationFuel_DSM2018_w30MW_Purch30870 | Fuel Cost | ALL | 2028-01-01 | Expected Values | 57408.82 | StationFuel_DSM2018_w30MW_Purch30870 | Fuel Cost | Off Peak | 2028-01-01 | Expected Values | 41784.54 | StationFuel_DSM2018_w30MW_Purch30870 | Fuel Cost | On Peak | 2028-01-01 | Expected Values | 15624.28 | 0
| StationFuel_DSM2018_Base30869 | Fuel Cost | ALL | 2028-02-01 | Expected Values | 50899.07 | StationFuel_DSM2018_Base30869 | Fuel Cost | Off Peak | 2028-02-01 | Expected Values | 36340.29 | StationFuel_DSM2018_Base30869 | Fuel Cost | On Peak | 2028-02-01 | Expected Values | 14558.79 | 0.01 | StationFuel_DSM2018_w30MW_Purch30870 | Fuel Cost | ALL | 2028-02-01 | Expected Values | 50073.96 | StationFuel_DSM2018_w30MW_Purch30870 | Fuel Cost | Off Peak | 2028-02-01 | Expected Values | 35713.6 | StationFuel_DSM2018_w30MW_Purch30870 | Fuel Cost | On Peak | 2028-02-01 | Expected Values | 14360.36 | 0
| StationFuel_DSM2018_Base30869 | Fuel Cost | ALL | 2028-03-01 | Expected Values | 56441.22 | StationFuel_DSM2018_Base30869 | Fuel Cost | Off Peak | 2028-03-01 | Expected Values | 40639.49 | StationFuel_DSM2018_Base30869 | Fuel Cost | On Peak | 2028-03-01 | Expected Values | 15801.72 | -0.01 | StationFuel_DSM2018_w30MW_Purch30870 | Fuel Cost | ALL | 2028-03-01 | Expected Values | 55601.17 | StationFuel_DSM2018_w30MW_Purch30870 | Fuel Cost | Off Peak | 2028-03-01 | Expected Values | 40011.16 | StationFuel_DSM2018_w30MW_Purch30870 | Fuel Cost | On Peak | 2028-03-01 | Expected Values | 15590.01 | 0
| StationFuel_DSM2018_Base30869 | Fuel Cost | ALL | 2028-04-01 | Expected Values | 60428.15 | StationFuel_DSM2018_Base30869 | Fuel Cost | Off Peak | 2028-04-01 | Expected Values | 40696.85 | StationFuel_DSM2018_Base30869 | Fuel Cost | On Peak | 2028-04-01 | Expected Values | 19731.31 | 0.01 | StationFuel_DSM2018_w30MW_Purch30870 | Fuel Cost | ALL | 2028-04-01 | Expected Values | 59563.84 | StationFuel_DSM2018_w30MW_Purch30870 | Fuel Cost | Off Peak | 2028-04-01 | Expected Values | 40068.69 | StationFuel_DSM2018_w30MW_Purch30870 | Fuel Cost | On Peak | 2028-04-01 | Expected Values | 19495.16 | 0.01
| StationFuel_DSM2018_Base30869 | Fuel Cost | ALL | 2028-05-01 | Expected Values | 69653.44 | StationFuel_DSM2018_Base30869 | Fuel Cost | Off Peak | 2028-05-01 | Expected Values | 45505.82 | StationFuel_DSM2018_Base30869 | Fuel Cost | On Peak | 2028-05-01 | Expected Values | 24147.63 | 0.01 | StationFuel_DSM2018_w30MW_Purch30870 | Fuel Cost | ALL | 2028-05-01 | Expected Values | 68631.64 | StationFuel_DSM2018_w30MW_Purch30870 | Fuel Cost | Off Peak | 2028-05-01 | Expected Values | 44769.29 | StationFuel_DSM2018_w30MW_Purch30870 | Fuel Cost | On Peak | 2028-05-01 | Expected Values | 23862.36 | 0.01
| StationFuel_DSM2018_Base30869 | Fuel Cost | ALL | 2028-06-01 | Expected Values | 77906.77 | StationFuel_DSM2018_Base30869 | Fuel Cost | Off Peak | 2028-06-01 | Expected Values | 51417.03 | StationFuel_DSM2018_Base30869 | Fuel Cost | On Peak | 2028-06-01 | Expected Values | 26489.75 | 0.01 | StationFuel_DSM2018_w30MW_Purch30870 | Fuel Cost | ALL | 2028-06-01 | Expected Values | 77016.43 | StationFuel_DSM2018_w30MW_Purch30870 | Fuel Cost | Off Peak | 2028-06-01 | Expected Values | 50771.36 | StationFuel_DSM2018_w30MW_Purch30870 | Fuel Cost | On Peak | 2028-06-01 | Expected Values | 26245.08 | 0.01
| StationFuel_DSM2018_Base30869 | Fuel Cost | ALL | 2028-07-01 | Expected Values | 81769.57 | StationFuel_DSM2018_Base30869 | Fuel Cost | Off Peak | 2028-07-01 | Expected Values | 55854.85 | StationFuel_DSM2018_Base30869 | Fuel Cost | On Peak | 2028-07-01 | Expected Values | 25914.72 | 0 | StationFuel_DSM2018_w30MW_Purch30870 | Fuel Cost | ALL | 2028-07-01 | Expected Values | 80772.28 | StationFuel_DSM2018_w30MW_Purch30870 | Fuel Cost | Off Peak | 2028-07-01 | Expected Values | 55124.7 | StationFuel_DSM2018_w30MW_Purch30870 | Fuel Cost | On Peak | 2028-07-01 | Expected Values | 25647.59 | 0.01
| StationFuel_DSM2018_Base30869 | Fuel Cost | ALL | 2028-08-01 | Expected Values | 82417.51 | StationFuel_DSM2018_Base30869 | Fuel Cost | Off Peak | 2028-08-01 | Expected Values | 55025.38 | StationFuel_DSM2018_Base30869 | Fuel Cost | On Peak | 2028-08-01 | Expected Values | 27392.14 | 0.01 | StationFuel_DSM2018_w30MW_Purch30870 | Fuel Cost | ALL | 2028-08-01 | Expected Values | 81441.59 | StationFuel_DSM2018_w30MW_Purch30870 | Fuel Cost | Off Peak | 2028-08-01 | Expected Values | 54338.68 | StationFuel_DSM2018_w30MW_Purch30870 | Fuel Cost | On Peak | 2028-08-01 | Expected Values | 27102.91 | 0
| StationFuel_DSM2018_Base30869 | Fuel Cost | ALL | 2028-09-01 | Expected Values | 77166.12 | StationFuel_DSM2018_Base30869 | Fuel Cost | Off Peak | 2028-09-01 | Expected Values | 52646.32 | StationFuel_DSM2018_Base30869 | Fuel Cost | On Peak | 2028-09-01 | Expected Values | 24519.8 | 0 | StationFuel_DSM2018_w30MW_Purch30870 | Fuel Cost | ALL | 2028-09-01 | Expected Values | 76254.42 | StationFuel_DSM2018_w30MW_Purch30870 | Fuel Cost | Off Peak | 2028-09-01 | Expected Values | 51987.45 | StationFuel_DSM2018_w30MW_Purch30870 | Fuel Cost | On Peak | 2028-09-01 | Expected Values | 24266.97 | 0
| StationFuel_DSM2018_Base30869 | Fuel Cost | ALL | 2028-10-01 | Expected Values | 69083.45 | StationFuel_DSM2018_Base30869 | Fuel Cost | Off Peak | 2028-10-01 | Expected Values | 45981.61 | StationFuel_DSM2018_Base30869 | Fuel Cost | On Peak | 2028-10-01 | Expected Values | 23101.85 | 0.01 | StationFuel_DSM2018_w30MW_Purch30870 | Fuel Cost | ALL | 2028-10-01 | Expected Values | 68152.43 | StationFuel_DSM2018_w30MW_Purch30870 | Fuel Cost | Off Peak | 2028-10-01 | Expected Values | 45308.69 | StationFuel_DSM2018_w30MW_Purch30870 | Fuel Cost | On Peak | 2028-10-01 | Expected Values | 22843.74 | 0
| StationFuel_DSM2018_Base30869 | Fuel Cost | ALL | 2028-11-01 | Expected Values | 53617.91 | StationFuel_DSM2018_Base30869 | Fuel Cost | Off Peak | 2028-11-01 | Expected Values | 39448.38 | StationFuel_DSM2018_Base30869 | Fuel Cost | On Peak | 2028-11-01 | Expected Values | 14169.52 | -0.01 | StationFuel_DSM2018_w30MW_Purch30870 | Fuel Cost | ALL | 2028-11-01 | Expected Values | 52795.91 | StationFuel_DSM2018_w30MW_Purch30870 | Fuel Cost | Off Peak | 2028-11-01 | Expected Values | 38839.53 | StationFuel_DSM2018_w30MW_Purch30870 | Fuel Cost | On Peak | 2028-11-01 | Expected Values | 13956.38 | 0
| StationFuel_DSM2018_Base30869 | Fuel Cost | ALL | 2028-12-01 | Expected Values | 60608.31 | StationFuel_DSM2018_Base30869 | Fuel Cost | Off Peak | 2028-12-01 | Expected Values | 45008.47 | StationFuel_DSM2018_Base30869 | Fuel Cost | On Peak | 2028-12-01 | Expected Values | 15599.83 | -0.01 | StationFuel_DSM2018_w30MW_Purch30870 | Fuel Cost | ALL | 2028-12-01 | Expected Values | 59642.38 | StationFuel_DSM2018_w30MW_Purch30870 | Fuel Cost | Off Peak | 2028-12-01 | Expected Values | 44282.76 | StationFuel_DSM2018_w30MW_Purch30870 | Fuel Cost | On Peak | 2028-12-01 | Expected Values | 15359.62 | 0
| StationFuel_DSM2018_Base30869 | Fuel Cost | ALL | 2029-01-01 | Expected Values | 61651.85 | StationFuel_DSM2018_Base30869 | Fuel Cost | Off Peak | 2029-01-01 | Expected Values | 43446.89 | StationFuel_DSM2018_Base30869 | Fuel Cost | On Peak | 2029-01-01 | Expected Values | 18204.96 | 0 | StationFuel_DSM2018_w30MW_Purch30870 | Fuel Cost | ALL | 2029-01-01 | Expected Values | 60763.02 | StationFuel_DSM2018_w30MW_Purch30870 | Fuel Cost | Off Peak | 2029-01-01 | Expected Values | 42780.51 | StationFuel_DSM2018_w30MW_Purch30870 | Fuel Cost | On Peak | 2029-01-01 | Expected Values | 17982.52 | 0.01
| StationFuel_DSM2018_Base30869 | Fuel Cost | ALL | 2029-02-01 | Expected Values | 54141.31 | StationFuel_DSM2018_Base30869 | Fuel Cost | Off Peak | 2029-02-01 | Expected Values | 38858.25 | StationFuel_DSM2018_Base30869 | Fuel Cost | On Peak | 2029-02-01 | Expected Values | 15283.06 | 0 | StationFuel_DSM2018_w30MW_Purch30870 | Fuel Cost | ALL | 2029-02-01 | Expected Values | 53342.33 | StationFuel_DSM2018_w30MW_Purch30870 | Fuel Cost | Off Peak | 2029-02-01 | Expected Values | 38264.19 | StationFuel_DSM2018_w30MW_Purch30870 | Fuel Cost | On Peak | 2029-02-01 | Expected Values | 15078.13 | -0.01
| StationFuel_DSM2018_Base30869 | Fuel Cost | ALL | 2029-03-01 | Expected Values | 58280.77 | StationFuel_DSM2018_Base30869 | Fuel Cost | Off Peak | 2029-03-01 | Expected Values | 42651.53 | StationFuel_DSM2018_Base30869 | Fuel Cost | On Peak | 2029-03-01 | Expected Values | 15629.24 | 0 | StationFuel_DSM2018_w30MW_Purch30870 | Fuel Cost | ALL | 2029-03-01 | Expected Values | 57388.92 | StationFuel_DSM2018_w30MW_Purch30870 | Fuel Cost | Off Peak | 2029-03-01 | Expected Values | 41975.17 | StationFuel_DSM2018_w30MW_Purch30870 | Fuel Cost | On Peak | 2029-03-01 | Expected Values | 15413.75 | 0
| StationFuel_DSM2018_Base30869 | Fuel Cost | ALL | 2029-04-01 | Expected Values | 63566.4 | StationFuel_DSM2018_Base30869 | Fuel Cost | Off Peak | 2029-04-01 | Expected Values | 42237.23 | StationFuel_DSM2018_Base30869 | Fuel Cost | On Peak | 2029-04-01 | Expected Values | 21329.17 | 0 | StationFuel_DSM2018_w30MW_Purch30870 | Fuel Cost | ALL | 2029-04-01 | Expected Values | 62653.23 | StationFuel_DSM2018_w30MW_Purch30870 | Fuel Cost | Off Peak | 2029-04-01 | Expected Values | 41583.64 | StationFuel_DSM2018_w30MW_Purch30870 | Fuel Cost | On Peak | 2029-04-01 | Expected Values | 21069.59 | 0
| StationFuel_DSM2018_Base30869 | Fuel Cost | ALL | 2029-05-01 | Expected Values | 75330.71 | StationFuel_DSM2018_Base30869 | Fuel Cost | Off Peak | 2029-05-01 | Expected Values | 49162.53 | StationFuel_DSM2018_Base30869 | Fuel Cost | On Peak | 2029-05-01 | Expected Values | 26168.18 | 0 | StationFuel_DSM2018_w30MW_Purch30870 | Fuel Cost | ALL | 2029-05-01 | Expected Values | 74190.39 | StationFuel_DSM2018_w30MW_Purch30870 | Fuel Cost | Off Peak | 2029-05-01 | Expected Values | 48406.13 | StationFuel_DSM2018_w30MW_Purch30870 | Fuel Cost | On Peak | 2029-05-01 | Expected Values | 25784.25 | -0.01
| StationFuel_DSM2018_Base30869 | Fuel Cost | ALL | 2029-06-01 | Expected Values | 85040.79 | StationFuel_DSM2018_Base30869 | Fuel Cost | Off Peak | 2029-06-01 | Expected Values | 57244.53 | StationFuel_DSM2018_Base30869 | Fuel Cost | On Peak | 2029-06-01 | Expected Values | 27796.26 | 0 | StationFuel_DSM2018_w30MW_Purch30870 | Fuel Cost | ALL | 2029-06-01 | Expected Values | 83920.71 | StationFuel_DSM2018_w30MW_Purch30870 | Fuel Cost | Off Peak | 2029-06-01 | Expected Values | 56439.76 | StationFuel_DSM2018_w30MW_Purch30870 | Fuel Cost | On Peak | 2029-06-01 | Expected Values | 27480.94 | -0.01
| StationFuel_DSM2018_Base30869 | Fuel Cost | ALL | 2029-07-01 | Expected Values | 87595.74 | StationFuel_DSM2018_Base30869 | Fuel Cost | Off Peak | 2029-07-01 | Expected Values | 58287.08 | StationFuel_DSM2018_Base30869 | Fuel Cost | On Peak | 2029-07-01 | Expected Values | 29308.66 | 0 | StationFuel_DSM2018_w30MW_Purch30870 | Fuel Cost | ALL | 2029-07-01 | Expected Values | 86538.63 | StationFuel_DSM2018_w30MW_Purch30870 | Fuel Cost | Off Peak | 2029-07-01 | Expected Values | 57558.48 | StationFuel_DSM2018_w30MW_Purch30870 | Fuel Cost | On Peak | 2029-07-01 | Expected Values | 28980.14 | -0.01
| StationFuel_DSM2018_Base30869 | Fuel Cost | ALL | 2029-08-01 | Expected Values | 88213.93 | StationFuel_DSM2018_Base30869 | Fuel Cost | Off Peak | 2029-08-01 | Expected Values | 58036.32 | StationFuel_DSM2018_Base30869 | Fuel Cost | On Peak | 2029-08-01 | Expected Values | 30177.6 | -0.01 | StationFuel_DSM2018_w30MW_Purch30870 | Fuel Cost | ALL | 2029-08-01 | Expected Values | 87208.27 | StationFuel_DSM2018_w30MW_Purch30870 | Fuel Cost | Off Peak | 2029-08-01 | Expected Values | 57321.46 | StationFuel_DSM2018_w30MW_Purch30870 | Fuel Cost | On Peak | 2029-08-01 | Expected Values | 29886.8 | -0.01
| StationFuel_DSM2018_Base30869 | Fuel Cost | ALL | 2029-09-01 | Expected Values | 82068.81 | StationFuel_DSM2018_Base30869 | Fuel Cost | Off Peak | 2029-09-01 | Expected Values | 57366.59 | StationFuel_DSM2018_Base30869 | Fuel Cost | On Peak | 2029-09-01 | Expected Values | 24702.21 | -0.01 | StationFuel_DSM2018_w30MW_Purch30870 | Fuel Cost | ALL | 2029-09-01 | Expected Values | 81092.91 | StationFuel_DSM2018_w30MW_Purch30870 | Fuel Cost | Off Peak | 2029-09-01 | Expected Values | 56651.03 | StationFuel_DSM2018_w30MW_Purch30870 | Fuel Cost | On Peak | 2029-09-01 | Expected Values | 24441.87 | -0.01
| StationFuel_DSM2018_Base30869 | Fuel Cost | ALL | 2029-10-01 | Expected Values | 74018.42 | StationFuel_DSM2018_Base30869 | Fuel Cost | Off Peak | 2029-10-01 | Expected Values | 47670.28 | StationFuel_DSM2018_Base30869 | Fuel Cost | On Peak | 2029-10-01 | Expected Values | 26348.13 | -0.01 | StationFuel_DSM2018_w30MW_Purch30870 | Fuel Cost | ALL | 2029-10-01 | Expected Values | 73012.83 | StationFuel_DSM2018_w30MW_Purch30870 | Fuel Cost | Off Peak | 2029-10-01 | Expected Values | 46960.6 | StationFuel_DSM2018_w30MW_Purch30870 | Fuel Cost | On Peak | 2029-10-01 | Expected Values | 26052.22 | -0.01
| StationFuel_DSM2018_Base30869 | Fuel Cost | ALL | 2029-11-01 | Expected Values | 57235.5 | StationFuel_DSM2018_Base30869 | Fuel Cost | Off Peak | 2029-11-01 | Expected Values | 41765.12 | StationFuel_DSM2018_Base30869 | Fuel Cost | On Peak | 2029-11-01 | Expected Values | 15470.37 | -0.01 | StationFuel_DSM2018_w30MW_Purch30870 | Fuel Cost | ALL | 2029-11-01 | Expected Values | 56323.51 | StationFuel_DSM2018_w30MW_Purch30870 | Fuel Cost | Off Peak | 2029-11-01 | Expected Values | 41081.02 | StationFuel_DSM2018_w30MW_Purch30870 | Fuel Cost | On Peak | 2029-11-01 | Expected Values | 15242.49 | 0
| StationFuel_DSM2018_Base30869 | Fuel Cost | ALL | 2029-12-01 | Expected Values | 64162.99 | StationFuel_DSM2018_Base30869 | Fuel Cost | Off Peak | 2029-12-01 | Expected Values | 47507.77 | StationFuel_DSM2018_Base30869 | Fuel Cost | On Peak | 2029-12-01 | Expected Values | 16655.22 | 0 | StationFuel_DSM2018_w30MW_Purch30870 | Fuel Cost | ALL | 2029-12-01 | Expected Values | 63264.87 | StationFuel_DSM2018_w30MW_Purch30870 | Fuel Cost | Off Peak | 2029-12-01 | Expected Values | 46821.29 | StationFuel_DSM2018_w30MW_Purch30870 | Fuel Cost | On Peak | 2029-12-01 | Expected Values | 16443.57 | -0.01
| StationFuel_DSM2018_Base30869 | Fuel Cost | ALL | 2030-01-01 | Expected Values | 67786.69 | StationFuel_DSM2018_Base30869 | Fuel Cost | Off Peak | 2030-01-01 | Expected Values | 47641.42 | StationFuel_DSM2018_Base30869 | Fuel Cost | On Peak | 2030-01-01 | Expected Values | 20145.28 | 0.01 | StationFuel_DSM2018_w30MW_Purch30870 | Fuel Cost | ALL | 2030-01-01 | Expected Values | 66827.29 | StationFuel_DSM2018_w30MW_Purch30870 | Fuel Cost | Off Peak | 2030-01-01 | Expected Values | 46940.45 | StationFuel_DSM2018_w30MW_Purch30870 | Fuel Cost | On Peak | 2030-01-01 | Expected Values | 19886.84 | 0
| StationFuel_DSM2018_Base30869 | Fuel Cost | ALL | 2030-02-01 | Expected Values | 59688.04 | StationFuel_DSM2018_Base30869 | Fuel Cost | Off Peak | 2030-02-01 | Expected Values | 42825.59 | StationFuel_DSM2018_Base30869 | Fuel Cost | On Peak | 2030-02-01 | Expected Values | 16862.45 | 0 | StationFuel_DSM2018_w30MW_Purch30870 | Fuel Cost | ALL | 2030-02-01 | Expected Values | 58761.5 | StationFuel_DSM2018_w30MW_Purch30870 | Fuel Cost | Off Peak | 2030-02-01 | Expected Values | 42126.32 | StationFuel_DSM2018_w30MW_Purch30870 | Fuel Cost | On Peak | 2030-02-01 | Expected Values | 16635.19 | 0.01
| StationFuel_DSM2018_Base30869 | Fuel Cost | ALL | 2030-03-01 | Expected Values | 64145.95 | StationFuel_DSM2018_Base30869 | Fuel Cost | Off Peak | 2030-03-01 | Expected Values | 47616.24 | StationFuel_DSM2018_Base30869 | Fuel Cost | On Peak | 2030-03-01 | Expected Values | 16529.71 | 0 | StationFuel_DSM2018_w30MW_Purch30870 | Fuel Cost | ALL | 2030-03-01 | Expected Values | 63178.24 | StationFuel_DSM2018_w30MW_Purch30870 | Fuel Cost | Off Peak | 2030-03-01 | Expected Values | 46872.7 | StationFuel_DSM2018_w30MW_Purch30870 | Fuel Cost | On Peak | 2030-03-01 | Expected Values | 16305.55 | 0.01
| StationFuel_DSM2018_Base30869 | Fuel Cost | ALL | 2030-04-01 | Expected Values | 70432.07 | StationFuel_DSM2018_Base30869 | Fuel Cost | Off Peak | 2030-04-01 | Expected Values | 45747.04 | StationFuel_DSM2018_Base30869 | Fuel Cost | On Peak | 2030-04-01 | Expected Values | 24685.04 | 0.01 | StationFuel_DSM2018_w30MW_Purch30870 | Fuel Cost | ALL | 2030-04-01 | Expected Values | 69372.1 | StationFuel_DSM2018_w30MW_Purch30870 | Fuel Cost | Off Peak | 2030-04-01 | Expected Values | 45017.09 | StationFuel_DSM2018_w30MW_Purch30870 | Fuel Cost | On Peak | 2030-04-01 | Expected Values | 24355.03 | 0.02
| StationFuel_DSM2018_Base30869 | Fuel Cost | ALL | 2030-05-01 | Expected Values | 82406.49 | StationFuel_DSM2018_Base30869 | Fuel Cost | Off Peak | 2030-05-01 | Expected Values | 53718.78 | StationFuel_DSM2018_Base30869 | Fuel Cost | On Peak | 2030-05-01 | Expected Values | 28687.73 | 0.02 | StationFuel_DSM2018_w30MW_Purch30870 | Fuel Cost | ALL | 2030-05-01 | Expected Values | 81139.33 | StationFuel_DSM2018_w30MW_Purch30870 | Fuel Cost | Off Peak | 2030-05-01 | Expected Values | 52846.68 | StationFuel_DSM2018_w30MW_Purch30870 | Fuel Cost | On Peak | 2030-05-01 | Expected Values | 28292.68 | 0.03
| StationFuel_DSM2018_Base30869 | Fuel Cost | ALL | 2030-06-01 | Expected Values | 94372.43 | StationFuel_DSM2018_Base30869 | Fuel Cost | Off Peak | 2030-06-01 | Expected Values | 64709.13 | StationFuel_DSM2018_Base30869 | Fuel Cost | On Peak | 2030-06-01 | Expected Values | 29663.33 | 0.03 | StationFuel_DSM2018_w30MW_Purch30870 | Fuel Cost | ALL | 2030-06-01 | Expected Values | 93169.1 | StationFuel_DSM2018_w30MW_Purch30870 | Fuel Cost | Off Peak | 2030-06-01 | Expected Values | 63891.15 | StationFuel_DSM2018_w30MW_Purch30870 | Fuel Cost | On Peak | 2030-06-01 | Expected Values | 29277.98 | 0.03
| StationFuel_DSM2018_Base30869 | Fuel Cost | ALL | 2030-07-01 | Expected Values | 97284.41 | StationFuel_DSM2018_Base30869 | Fuel Cost | Off Peak | 2030-07-01 | Expected Values | 63113.81 | StationFuel_DSM2018_Base30869 | Fuel Cost | On Peak | 2030-07-01 | Expected Values | 34170.62 | 0.02 | StationFuel_DSM2018_w30MW_Purch30870 | Fuel Cost | ALL | 2030-07-01 | Expected Values | 96021.7 | StationFuel_DSM2018_w30MW_Purch30870 | Fuel Cost | Off Peak | 2030-07-01 | Expected Values | 62309.05 | StationFuel_DSM2018_w30MW_Purch30870 | Fuel Cost | On Peak | 2030-07-01 | Expected Values | 33712.68 | 0.03
| StationFuel_DSM2018_Base30869 | Fuel Cost | ALL | 2030-08-01 | Expected Values | 97474.05 | StationFuel_DSM2018_Base30869 | Fuel Cost | Off Peak | 2030-08-01 | Expected Values | 65486.54 | StationFuel_DSM2018_Base30869 | Fuel Cost | On Peak | 2030-08-01 | Expected Values | 31987.51 | 0 | StationFuel_DSM2018_w30MW_Purch30870 | Fuel Cost | ALL | 2030-08-01 | Expected Values | 96363.35 | StationFuel_DSM2018_w30MW_Purch30870 | Fuel Cost | Off Peak | 2030-08-01 | Expected Values | 64673.09 | StationFuel_DSM2018_w30MW_Purch30870 | Fuel Cost | On Peak | 2030-08-01 | Expected Values | 31690.27 | 0.01
| StationFuel_DSM2018_Base30869 | Fuel Cost | ALL | 2030-09-01 | Expected Values | 91003.4 | StationFuel_DSM2018_Base30869 | Fuel Cost | Off Peak | 2030-09-01 | Expected Values | 62100.5 | StationFuel_DSM2018_Base30869 | Fuel Cost | On Peak | 2030-09-01 | Expected Values | 28902.9 | 0 | StationFuel_DSM2018_w30MW_Purch30870 | Fuel Cost | ALL | 2030-09-01 | Expected Values | 89853.27 | StationFuel_DSM2018_w30MW_Purch30870 | Fuel Cost | Off Peak | 2030-09-01 | Expected Values | 61285.88 | StationFuel_DSM2018_w30MW_Purch30870 | Fuel Cost | On Peak | 2030-09-01 | Expected Values | 28567.41 | 0.02
| StationFuel_DSM2018_Base30869 | Fuel Cost | ALL | 2030-10-01 | Expected Values | 81506.98 | StationFuel_DSM2018_Base30869 | Fuel Cost | Off Peak | 2030-10-01 | Expected Values | 52904 | StationFuel_DSM2018_Base30869 | Fuel Cost | On Peak | 2030-10-01 | Expected Values | 28602.99 | 0.01 | StationFuel_DSM2018_w30MW_Purch30870 | Fuel Cost | ALL | 2030-10-01 | Expected Values | 80416.56 | StationFuel_DSM2018_w30MW_Purch30870 | Fuel Cost | Off Peak | 2030-10-01 | Expected Values | 52156.3 | StationFuel_DSM2018_w30MW_Purch30870 | Fuel Cost | On Peak | 2030-10-01 | Expected Values | 28260.26 | 0
| StationFuel_DSM2018_Base30869 | Fuel Cost | ALL | 2030-11-01 | Expected Values | 63110.53 | StationFuel_DSM2018_Base30869 | Fuel Cost | Off Peak | 2030-11-01 | Expected Values | 46920.11 | StationFuel_DSM2018_Base30869 | Fuel Cost | On Peak | 2030-11-01 | Expected Values | 16190.42 | 0 | StationFuel_DSM2018_w30MW_Purch30870 | Fuel Cost | ALL | 2030-11-01 | Expected Values | 62122.76 | StationFuel_DSM2018_w30MW_Purch30870 | Fuel Cost | Off Peak | 2030-11-01 | Expected Values | 46173.33 | StationFuel_DSM2018_w30MW_Purch30870 | Fuel Cost | On Peak | 2030-11-01 | Expected Values | 15949.44 | 0.01
| StationFuel_DSM2018_Base30869 | Fuel Cost | ALL | 2030-12-01 | Expected Values | 70633.71 | StationFuel_DSM2018_Base30869 | Fuel Cost | Off Peak | 2030-12-01 | Expected Values | 51523.68 | StationFuel_DSM2018_Base30869 | Fuel Cost | On Peak | 2030-12-01 | Expected Values | 19110.04 | 0.01 | StationFuel_DSM2018_w30MW_Purch30870 | Fuel Cost | ALL | 2030-12-01 | Expected Values | 69628.08 | StationFuel_DSM2018_w30MW_Purch30870 | Fuel Cost | Off Peak | 2030-12-01 | Expected Values | 50777.1 | StationFuel_DSM2018_w30MW_Purch30870 | Fuel Cost | On Peak | 2030-12-01 | Expected Values | 18850.98 | 0
| StationFuel_DSM2018_Base30869 | Fuel Cost | ALL | 2031-01-01 | Expected Values | 71075.28 | StationFuel_DSM2018_Base30869 | Fuel Cost | Off Peak | 2031-01-01 | Expected Values | 49870.54 | StationFuel_DSM2018_Base30869 | Fuel Cost | On Peak | 2031-01-01 | Expected Values | 21204.76 | 0.02 | StationFuel_DSM2018_w30MW_Purch30870 | Fuel Cost | ALL | 2031-01-01 | Expected Values | 70029.38 | StationFuel_DSM2018_w30MW_Purch30870 | Fuel Cost | Off Peak | 2031-01-01 | Expected Values | 49115.2 | StationFuel_DSM2018_w30MW_Purch30870 | Fuel Cost | On Peak | 2031-01-01 | Expected Values | 20914.19 | 0.01
| StationFuel_DSM2018_Base30869 | Fuel Cost | ALL | 2031-02-01 | Expected Values | 62138.7 | StationFuel_DSM2018_Base30869 | Fuel Cost | Off Peak | 2031-02-01 | Expected Values | 44535.14 | StationFuel_DSM2018_Base30869 | Fuel Cost | On Peak | 2031-02-01 | Expected Values | 17603.58 | 0.02 | StationFuel_DSM2018_w30MW_Purch30870 | Fuel Cost | ALL | 2031-02-01 | Expected Values | 61239.2 | StationFuel_DSM2018_w30MW_Purch30870 | Fuel Cost | Off Peak | 2031-02-01 | Expected Values | 43866.62 | StationFuel_DSM2018_w30MW_Purch30870 | Fuel Cost | On Peak | 2031-02-01 | Expected Values | 17372.59 | 0.01
| StationFuel_DSM2018_Base30869 | Fuel Cost | ALL | 2031-03-01 | Expected Values | 68454.61 | StationFuel_DSM2018_Base30869 | Fuel Cost | Off Peak | 2031-03-01 | Expected Values | 50855.35 | StationFuel_DSM2018_Base30869 | Fuel Cost | On Peak | 2031-03-01 | Expected Values | 17599.27 | 0.01 | StationFuel_DSM2018_w30MW_Purch30870 | Fuel Cost | ALL | 2031-03-01 | Expected Values | 67457.82 | StationFuel_DSM2018_w30MW_Purch30870 | Fuel Cost | Off Peak | 2031-03-01 | Expected Values | 50094.89 | StationFuel_DSM2018_w30MW_Purch30870 | Fuel Cost | On Peak | 2031-03-01 | Expected Values | 17362.94 | 0.01
| StationFuel_DSM2018_Base30869 | Fuel Cost | ALL | 2031-04-01 | Expected Values | 73487.88 | StationFuel_DSM2018_Base30869 | Fuel Cost | Off Peak | 2031-04-01 | Expected Values | 47507.54 | StationFuel_DSM2018_Base30869 | Fuel Cost | On Peak | 2031-04-01 | Expected Values | 25980.37 | 0.03 | StationFuel_DSM2018_w30MW_Purch30870 | Fuel Cost | ALL | 2031-04-01 | Expected Values | 72475.34 | StationFuel_DSM2018_w30MW_Purch30870 | Fuel Cost | Off Peak | 2031-04-01 | Expected Values | 46798.07 | StationFuel_DSM2018_w30MW_Purch30870 | Fuel Cost | On Peak | 2031-04-01 | Expected Values | 25677.29 | 0.02
| StationFuel_DSM2018_Base30869 | Fuel Cost | ALL | 2031-05-01 | Expected Values | 86334.89 | StationFuel_DSM2018_Base30869 | Fuel Cost | Off Peak | 2031-05-01 | Expected Values | 57444.67 | StationFuel_DSM2018_Base30869 | Fuel Cost | On Peak | 2031-05-01 | Expected Values | 28890.26 | 0.04 | StationFuel_DSM2018_w30MW_Purch30870 | Fuel Cost | ALL | 2031-05-01 | Expected Values | 85247.33 | StationFuel_DSM2018_w30MW_Purch30870 | Fuel Cost | Off Peak | 2031-05-01 | Expected Values | 56662.22 | StationFuel_DSM2018_w30MW_Purch30870 | Fuel Cost | On Peak | 2031-05-01 | Expected Values | 28585.15 | 0.04
| StationFuel_DSM2018_Base30869 | Fuel Cost | ALL | 2031-06-01 | Expected Values | 97165.28 | StationFuel_DSM2018_Base30869 | Fuel Cost | Off Peak | 2031-06-01 | Expected Values | 65414.79 | StationFuel_DSM2018_Base30869 | Fuel Cost | On Peak | 2031-06-01 | Expected Values | 31750.53 | 0.04 | StationFuel_DSM2018_w30MW_Purch30870 | Fuel Cost | ALL | 2031-06-01 | Expected Values | 96028.12 | StationFuel_DSM2018_w30MW_Purch30870 | Fuel Cost | Off Peak | 2031-06-01 | Expected Values | 64631.14 | StationFuel_DSM2018_w30MW_Purch30870 | Fuel Cost | On Peak | 2031-06-01 | Expected Values | 31397.01 | 0.03
| StationFuel_DSM2018_Base30869 | Fuel Cost | ALL | 2031-07-01 | Expected Values | 101334.85 | StationFuel_DSM2018_Base30869 | Fuel Cost | Off Peak | 2031-07-01 | Expected Values | 65729.09 | StationFuel_DSM2018_Base30869 | Fuel Cost | On Peak | 2031-07-01 | Expected Values | 35605.78 | 0.02 | StationFuel_DSM2018_w30MW_Purch30870 | Fuel Cost | ALL | 2031-07-01 | Expected Values | 100150.76 | StationFuel_DSM2018_w30MW_Purch30870 | Fuel Cost | Off Peak | 2031-07-01 | Expected Values | 64910.11 | StationFuel_DSM2018_w30MW_Purch30870 | Fuel Cost | On Peak | 2031-07-01 | Expected Values | 35240.67 | 0.02
| StationFuel_DSM2018_Base30869 | Fuel Cost | ALL | 2031-08-01 | Expected Values | 102738.55 | StationFuel_DSM2018_Base30869 | Fuel Cost | Off Peak | 2031-08-01 | Expected Values | 70436.13 | StationFuel_DSM2018_Base30869 | Fuel Cost | On Peak | 2031-08-01 | Expected Values | 32302.45 | 0.03 | StationFuel_DSM2018_w30MW_Purch30870 | Fuel Cost | ALL | 2031-08-01 | Expected Values | 101524.92 | StationFuel_DSM2018_w30MW_Purch30870 | Fuel Cost | Off Peak | 2031-08-01 | Expected Values | 69552.51 | StationFuel_DSM2018_w30MW_Purch30870 | Fuel Cost | On Peak | 2031-08-01 | Expected Values | 31972.44 | 0.03
| StationFuel_DSM2018_Base30869 | Fuel Cost | ALL | 2031-09-01 | Expected Values | 95470.34 | StationFuel_DSM2018_Base30869 | Fuel Cost | Off Peak | 2031-09-01 | Expected Values | 63690.69 | StationFuel_DSM2018_Base30869 | Fuel Cost | On Peak | 2031-09-01 | Expected Values | 31779.69 | 0.04 | StationFuel_DSM2018_w30MW_Purch30870 | Fuel Cost | ALL | 2031-09-01 | Expected Values | 94318.69 | StationFuel_DSM2018_w30MW_Purch30870 | Fuel Cost | Off Peak | 2031-09-01 | Expected Values | 62894.3 | StationFuel_DSM2018_w30MW_Purch30870 | Fuel Cost | On Peak | 2031-09-01 | Expected Values | 31424.41 | 0.02
| StationFuel_DSM2018_Base30869 | Fuel Cost | ALL | 2031-10-01 | Expected Values | 85467.89 | StationFuel_DSM2018_Base30869 | Fuel Cost | Off Peak | 2031-10-01 | Expected Values | 55822.27 | StationFuel_DSM2018_Base30869 | Fuel Cost | On Peak | 2031-10-01 | Expected Values | 29645.65 | 0.03 | StationFuel_DSM2018_w30MW_Purch30870 | Fuel Cost | ALL | 2031-10-01 | Expected Values | 84295.86 | StationFuel_DSM2018_w30MW_Purch30870 | Fuel Cost | Off Peak | 2031-10-01 | Expected Values | 54968.08 | StationFuel_DSM2018_w30MW_Purch30870 | Fuel Cost | On Peak | 2031-10-01 | Expected Values | 29327.8 | 0.02
| StationFuel_DSM2018_Base30869 | Fuel Cost | ALL | 2031-11-01 | Expected Values | 65748.84 | StationFuel_DSM2018_Base30869 | Fuel Cost | Off Peak | 2031-11-01 | Expected Values | 49712.96 | StationFuel_DSM2018_Base30869 | Fuel Cost | On Peak | 2031-11-01 | Expected Values | 16035.9 | 0.02 | StationFuel_DSM2018_w30MW_Purch30870 | Fuel Cost | ALL | 2031-11-01 | Expected Values | 64754.66 | StationFuel_DSM2018_w30MW_Purch30870 | Fuel Cost | Off Peak | 2031-11-01 | Expected Values | 48959.68 | StationFuel_DSM2018_w30MW_Purch30870 | Fuel Cost | On Peak | 2031-11-01 | Expected Values | 15795 | 0.02
| StationFuel_DSM2018_Base30869 | Fuel Cost | ALL | 2031-12-01 | Expected Values | 74293.02 | StationFuel_DSM2018_Base30869 | Fuel Cost | Off Peak | 2031-12-01 | Expected Values | 53339.9 | StationFuel_DSM2018_Base30869 | Fuel Cost | On Peak | 2031-12-01 | Expected Values | 20953.15 | 0.03 | StationFuel_DSM2018_w30MW_Purch30870 | Fuel Cost | ALL | 2031-12-01 | Expected Values | 73242.75 | StationFuel_DSM2018_w30MW_Purch30870 | Fuel Cost | Off Peak | 2031-12-01 | Expected Values | 52555.68 | StationFuel_DSM2018_w30MW_Purch30870 | Fuel Cost | On Peak | 2031-12-01 | Expected Values | 20687.1 | 0.03
| StationFuel_DSM2018_Base30869 | Fuel Cost | ALL | 2032-01-01 | Expected Values | 76473.97 | StationFuel_DSM2018_Base30869 | Fuel Cost | Off Peak | 2032-01-01 | Expected Values | 54526.52 | StationFuel_DSM2018_Base30869 | Fuel Cost | On Peak | 2032-01-01 | Expected Values | 21947.46 | 0.01 | StationFuel_DSM2018_w30MW_Purch30870 | Fuel Cost | ALL | 2032-01-01 | Expected Values | 75346.72 | StationFuel_DSM2018_w30MW_Purch30870 | Fuel Cost | Off Peak | 2032-01-01 | Expected Values | 53680.85 | StationFuel_DSM2018_w30MW_Purch30870 | Fuel Cost | On Peak | 2032-01-01 | Expected Values | 21665.88 | 0.01
| StationFuel_DSM2018_Base30869 | Fuel Cost | ALL | 2032-02-01 | Expected Values | 67113.16 | StationFuel_DSM2018_Base30869 | Fuel Cost | Off Peak | 2032-02-01 | Expected Values | 48418.75 | StationFuel_DSM2018_Base30869 | Fuel Cost | On Peak | 2032-02-01 | Expected Values | 18694.41 | 0 | StationFuel_DSM2018_w30MW_Purch30870 | Fuel Cost | ALL | 2032-02-01 | Expected Values | 66039.38 | StationFuel_DSM2018_w30MW_Purch30870 | Fuel Cost | Off Peak | 2032-02-01 | Expected Values | 47623.03 | StationFuel_DSM2018_w30MW_Purch30870 | Fuel Cost | On Peak | 2032-02-01 | Expected Values | 18416.36 | 0.01
| StationFuel_DSM2018_Base30869 | Fuel Cost | ALL | 2032-03-01 | Expected Values | 72644.77 | StationFuel_DSM2018_Base30869 | Fuel Cost | Off Peak | 2032-03-01 | Expected Values | 52214.76 | StationFuel_DSM2018_Base30869 | Fuel Cost | On Peak | 2032-03-01 | Expected Values | 20430.02 | 0.01 | StationFuel_DSM2018_w30MW_Purch30870 | Fuel Cost | ALL | 2032-03-01 | Expected Values | 71556.92 | StationFuel_DSM2018_w30MW_Purch30870 | Fuel Cost | Off Peak | 2032-03-01 | Expected Values | 51401.14 | StationFuel_DSM2018_w30MW_Purch30870 | Fuel Cost | On Peak | 2032-03-01 | Expected Values | 20155.79 | 0.01
| StationFuel_DSM2018_Base30869 | Fuel Cost | ALL | 2032-04-01 | Expected Values | 80135.45 | StationFuel_DSM2018_Base30869 | Fuel Cost | Off Peak | 2032-04-01 | Expected Values | 51157.11 | StationFuel_DSM2018_Base30869 | Fuel Cost | On Peak | 2032-04-01 | Expected Values | 28978.34 | 0 | StationFuel_DSM2018_w30MW_Purch30870 | Fuel Cost | ALL | 2032-04-01 | Expected Values | 79094.05 | StationFuel_DSM2018_w30MW_Purch30870 | Fuel Cost | Off Peak | 2032-04-01 | Expected Values | 50430.69 | StationFuel_DSM2018_w30MW_Purch30870 | Fuel Cost | On Peak | 2032-04-01 | Expected Values | 28663.36 | 0
| StationFuel_DSM2018_Base30869 | Fuel Cost | ALL | 2032-05-01 | Expected Values | 94044.02 | StationFuel_DSM2018_Base30869 | Fuel Cost | Off Peak | 2032-05-01 | Expected Values | 63683.52 | StationFuel_DSM2018_Base30869 | Fuel Cost | On Peak | 2032-05-01 | Expected Values | 30360.49 | -0.01 | StationFuel_DSM2018_w30MW_Purch30870 | Fuel Cost | ALL | 2032-05-01 | Expected Values | 92788.47 | StationFuel_DSM2018_w30MW_Purch30870 | Fuel Cost | Off Peak | 2032-05-01 | Expected Values | 62810.8 | StationFuel_DSM2018_w30MW_Purch30870 | Fuel Cost | On Peak | 2032-05-01 | Expected Values | 29977.67 | 0
| StationFuel_DSM2018_Base30869 | Fuel Cost | ALL | 2032-06-01 | Expected Values | 105745.1 | StationFuel_DSM2018_Base30869 | Fuel Cost | Off Peak | 2032-06-01 | Expected Values | 69460.38 | StationFuel_DSM2018_Base30869 | Fuel Cost | On Peak | 2032-06-01 | Expected Values | 36284.72 | 0 | StationFuel_DSM2018_w30MW_Purch30870 | Fuel Cost | ALL | 2032-06-01 | Expected Values | 104415.69 | StationFuel_DSM2018_w30MW_Purch30870 | Fuel Cost | Off Peak | 2032-06-01 | Expected Values | 68594.76 | StationFuel_DSM2018_w30MW_Purch30870 | Fuel Cost | On Peak | 2032-06-01 | Expected Values | 35820.93 | 0
| StationFuel_DSM2018_Base30869 | Fuel Cost | ALL | 2032-07-01 | Expected Values | 110867.44 | StationFuel_DSM2018_Base30869 | Fuel Cost | Off Peak | 2032-07-01 | Expected Values | 73150.31 | StationFuel_DSM2018_Base30869 | Fuel Cost | On Peak | 2032-07-01 | Expected Values | 37717.14 | 0.01 | StationFuel_DSM2018_w30MW_Purch30870 | Fuel Cost | ALL | 2032-07-01 | Expected Values | 109662.86 | StationFuel_DSM2018_w30MW_Purch30870 | Fuel Cost | Off Peak | 2032-07-01 | Expected Values | 72307.17 | StationFuel_DSM2018_w30MW_Purch30870 | Fuel Cost | On Peak | 2032-07-01 | Expected Values | 37355.68 | -0.01
| StationFuel_DSM2018_Base30869 | Fuel Cost | ALL | 2032-08-01 | Expected Values | 111475.8 | StationFuel_DSM2018_Base30869 | Fuel Cost | Off Peak | 2032-08-01 | Expected Values | 75239.67 | StationFuel_DSM2018_Base30869 | Fuel Cost | On Peak | 2032-08-01 | Expected Values | 36236.14 | 0.01 | StationFuel_DSM2018_w30MW_Purch30870 | Fuel Cost | ALL | 2032-08-01 | Expected Values | 110098.95 | StationFuel_DSM2018_w30MW_Purch30870 | Fuel Cost | Off Peak | 2032-08-01 | Expected Values | 74283.81 | StationFuel_DSM2018_w30MW_Purch30870 | Fuel Cost | On Peak | 2032-08-01 | Expected Values | 35815.15 | 0.01
| StationFuel_DSM2018_Base30869 | Fuel Cost | ALL | 2032-09-01 | Expected Values | 103936.72 | StationFuel_DSM2018_Base30869 | Fuel Cost | Off Peak | 2032-09-01 | Expected Values | 69059.42 | StationFuel_DSM2018_Base30869 | Fuel Cost | On Peak | 2032-09-01 | Expected Values | 34877.3 | 0 | StationFuel_DSM2018_w30MW_Purch30870 | Fuel Cost | ALL | 2032-09-01 | Expected Values | 102744.86 | StationFuel_DSM2018_w30MW_Purch30870 | Fuel Cost | Off Peak | 2032-09-01 | Expected Values | 68241.45 | StationFuel_DSM2018_w30MW_Purch30870 | Fuel Cost | On Peak | 2032-09-01 | Expected Values | 34503.42 | 0.01
| StationFuel_DSM2018_Base30869 | Fuel Cost | ALL | 2032-10-01 | Expected Values | 92979.98 | StationFuel_DSM2018_Base30869 | Fuel Cost | Off Peak | 2032-10-01 | Expected Values | 63531.11 | StationFuel_DSM2018_Base30869 | Fuel Cost | On Peak | 2032-10-01 | Expected Values | 29448.88 | 0.01 | StationFuel_DSM2018_w30MW_Purch30870 | Fuel Cost | ALL | 2032-10-01 | Expected Values | 91728.92 | StationFuel_DSM2018_w30MW_Purch30870 | Fuel Cost | Off Peak | 2032-10-01 | Expected Values | 62659.53 | StationFuel_DSM2018_w30MW_Purch30870 | Fuel Cost | On Peak | 2032-10-01 | Expected Values | 29069.38 | -0.01
| StationFuel_DSM2018_Base30869 | Fuel Cost | ALL | 2032-11-01 | Expected Values | 71534.97 | StationFuel_DSM2018_Base30869 | Fuel Cost | Off Peak | 2032-11-01 | Expected Values | 52167.59 | StationFuel_DSM2018_Base30869 | Fuel Cost | On Peak | 2032-11-01 | Expected Values | 19367.37 | -0.01 | StationFuel_DSM2018_w30MW_Purch30870 | Fuel Cost | ALL | 2032-11-01 | Expected Values | 70463.9 | StationFuel_DSM2018_w30MW_Purch30870 | Fuel Cost | Off Peak | 2032-11-01 | Expected Values | 51370.54 | StationFuel_DSM2018_w30MW_Purch30870 | Fuel Cost | On Peak | 2032-11-01 | Expected Values | 19093.35 | -0.01
| StationFuel_DSM2018_Base30869 | Fuel Cost | ALL | 2032-12-01 | Expected Values | 80367.77 | StationFuel_DSM2018_Base30869 | Fuel Cost | Off Peak | 2032-12-01 | Expected Values | 57658.42 | StationFuel_DSM2018_Base30869 | Fuel Cost | On Peak | 2032-12-01 | Expected Values | 22709.36 | 0.01 | StationFuel_DSM2018_w30MW_Purch30870 | Fuel Cost | ALL | 2032-12-01 | Expected Values | 79180.2 | StationFuel_DSM2018_w30MW_Purch30870 | Fuel Cost | Off Peak | 2032-12-01 | Expected Values | 56797.45 | StationFuel_DSM2018_w30MW_Purch30870 | Fuel Cost | On Peak | 2032-12-01 | Expected Values | 22382.76 | 0.01
| StationFuel_DSM2018_Base30869 | Fuel Cost | ALL | 2033-01-01 | Expected Values | 78952.26 | StationFuel_DSM2018_Base30869 | Fuel Cost | Off Peak | 2033-01-01 | Expected Values | 57087.53 | StationFuel_DSM2018_Base30869 | Fuel Cost | On Peak | 2033-01-01 | Expected Values | 21864.73 | 0 | StationFuel_DSM2018_w30MW_Purch30870 | Fuel Cost | ALL | 2033-01-01 | Expected Values | 77775.52 | StationFuel_DSM2018_w30MW_Purch30870 | Fuel Cost | Off Peak | 2033-01-01 | Expected Values | 56196.45 | StationFuel_DSM2018_w30MW_Purch30870 | Fuel Cost | On Peak | 2033-01-01 | Expected Values | 21579.07 | 0
| StationFuel_DSM2018_Base30869 | Fuel Cost | ALL | 2033-02-01 | Expected Values | 71893.44 | StationFuel_DSM2018_Base30869 | Fuel Cost | Off Peak | 2033-02-01 | Expected Values | 50939.45 | StationFuel_DSM2018_Base30869 | Fuel Cost | On Peak | 2033-02-01 | Expected Values | 20953.99 | 0 | StationFuel_DSM2018_w30MW_Purch30870 | Fuel Cost | ALL | 2033-02-01 | Expected Values | 70754.15 | StationFuel_DSM2018_w30MW_Purch30870 | Fuel Cost | Off Peak | 2033-02-01 | Expected Values | 50116.27 | StationFuel_DSM2018_w30MW_Purch30870 | Fuel Cost | On Peak | 2033-02-01 | Expected Values | 20637.88 | 0
| StationFuel_DSM2018_Base30869 | Fuel Cost | ALL | 2033-03-01 | Expected Values | 75099.4 | StationFuel_DSM2018_Base30869 | Fuel Cost | Off Peak | 2033-03-01 | Expected Values | 53999.63 | StationFuel_DSM2018_Base30869 | Fuel Cost | On Peak | 2033-03-01 | Expected Values | 21099.76 | -0.01 | StationFuel_DSM2018_w30MW_Purch30870 | Fuel Cost | ALL | 2033-03-01 | Expected Values | 73998.12 | StationFuel_DSM2018_w30MW_Purch30870 | Fuel Cost | Off Peak | 2033-03-01 | Expected Values | 53178.54 | StationFuel_DSM2018_w30MW_Purch30870 | Fuel Cost | On Peak | 2033-03-01 | Expected Values | 20819.57 | -0.01
| StationFuel_DSM2018_Base30869 | Fuel Cost | ALL | 2033-04-01 | Expected Values | 82823.61 | StationFuel_DSM2018_Base30869 | Fuel Cost | Off Peak | 2033-04-01 | Expected Values | 54102.07 | StationFuel_DSM2018_Base30869 | Fuel Cost | On Peak | 2033-04-01 | Expected Values | 28721.53 | -0.01 | StationFuel_DSM2018_w30MW_Purch30870 | Fuel Cost | ALL | 2033-04-01 | Expected Values | 81669.31 | StationFuel_DSM2018_w30MW_Purch30870 | Fuel Cost | Off Peak | 2033-04-01 | Expected Values | 53287.75 | StationFuel_DSM2018_w30MW_Purch30870 | Fuel Cost | On Peak | 2033-04-01 | Expected Values | 28381.54 | -0.02
| StationFuel_DSM2018_Base30869 | Fuel Cost | ALL | 2033-05-01 | Expected Values | 97409.07 | StationFuel_DSM2018_Base30869 | Fuel Cost | Off Peak | 2033-05-01 | Expected Values | 64407.92 | StationFuel_DSM2018_Base30869 | Fuel Cost | On Peak | 2033-05-01 | Expected Values | 33001.14 | -0.01 | StationFuel_DSM2018_w30MW_Purch30870 | Fuel Cost | ALL | 2033-05-01 | Expected Values | 95787.24 | StationFuel_DSM2018_w30MW_Purch30870 | Fuel Cost | Off Peak | 2033-05-01 | Expected Values | 63355.53 | StationFuel_DSM2018_w30MW_Purch30870 | Fuel Cost | On Peak | 2033-05-01 | Expected Values | 32431.7 | -0.01
| StationFuel_DSM2018_Base30869 | Fuel Cost | ALL | 2033-06-01 | Expected Values | 108920.13 | StationFuel_DSM2018_Base30869 | Fuel Cost | Off Peak | 2033-06-01 | Expected Values | 71318.73 | StationFuel_DSM2018_Base30869 | Fuel Cost | On Peak | 2033-06-01 | Expected Values | 37601.4 | 0 | StationFuel_DSM2018_w30MW_Purch30870 | Fuel Cost | ALL | 2033-06-01 | Expected Values | 107619.31 | StationFuel_DSM2018_w30MW_Purch30870 | Fuel Cost | Off Peak | 2033-06-01 | Expected Values | 70434.46 | StationFuel_DSM2018_w30MW_Purch30870 | Fuel Cost | On Peak | 2033-06-01 | Expected Values | 37184.85 | 0
| StationFuel_DSM2018_Base30869 | Fuel Cost | ALL | 2033-07-01 | Expected Values | 114029.8 | StationFuel_DSM2018_Base30869 | Fuel Cost | Off Peak | 2033-07-01 | Expected Values | 76968.94 | StationFuel_DSM2018_Base30869 | Fuel Cost | On Peak | 2033-07-01 | Expected Values | 37060.88 | 0.02 | StationFuel_DSM2018_w30MW_Purch30870 | Fuel Cost | ALL | 2033-07-01 | Expected Values | 112706.05 | StationFuel_DSM2018_w30MW_Purch30870 | Fuel Cost | Off Peak | 2033-07-01 | Expected Values | 76071.46 | StationFuel_DSM2018_w30MW_Purch30870 | Fuel Cost | On Peak | 2033-07-01 | Expected Values | 36634.59 | 0
| StationFuel_DSM2018_Base30869 | Fuel Cost | ALL | 2033-08-01 | Expected Values | 114965.39 | StationFuel_DSM2018_Base30869 | Fuel Cost | Off Peak | 2033-08-01 | Expected Values | 75932.47 | StationFuel_DSM2018_Base30869 | Fuel Cost | On Peak | 2033-08-01 | Expected Values | 39032.92 | 0 | StationFuel_DSM2018_w30MW_Purch30870 | Fuel Cost | ALL | 2033-08-01 | Expected Values | 113586.85 | StationFuel_DSM2018_w30MW_Purch30870 | Fuel Cost | Off Peak | 2033-08-01 | Expected Values | 75033.83 | StationFuel_DSM2018_w30MW_Purch30870 | Fuel Cost | On Peak | 2033-08-01 | Expected Values | 38553.01 | -0.01
| StationFuel_DSM2018_Base30869 | Fuel Cost | ALL | 2033-09-01 | Expected Values | 106749.9 | StationFuel_DSM2018_Base30869 | Fuel Cost | Off Peak | 2033-09-01 | Expected Values | 70685.32 | StationFuel_DSM2018_Base30869 | Fuel Cost | On Peak | 2033-09-01 | Expected Values | 36064.57 | -0.01 | StationFuel_DSM2018_w30MW_Purch30870 | Fuel Cost | ALL | 2033-09-01 | Expected Values | 105446.02 | StationFuel_DSM2018_w30MW_Purch30870 | Fuel Cost | Off Peak | 2033-09-01 | Expected Values | 69800.11 | StationFuel_DSM2018_w30MW_Purch30870 | Fuel Cost | On Peak | 2033-09-01 | Expected Values | 35645.9 | -0.01
| StationFuel_DSM2018_Base30869 | Fuel Cost | ALL | 2033-10-01 | Expected Values | 95509.78 | StationFuel_DSM2018_Base30869 | Fuel Cost | Off Peak | 2033-10-01 | Expected Values | 64496.67 | StationFuel_DSM2018_Base30869 | Fuel Cost | On Peak | 2033-10-01 | Expected Values | 31013.1 | -0.01 | StationFuel_DSM2018_w30MW_Purch30870 | Fuel Cost | ALL | 2033-10-01 | Expected Values | 94263.21 | StationFuel_DSM2018_w30MW_Purch30870 | Fuel Cost | Off Peak | 2033-10-01 | Expected Values | 63594.32 | StationFuel_DSM2018_w30MW_Purch30870 | Fuel Cost | On Peak | 2033-10-01 | Expected Values | 30668.89 | 0
| StationFuel_DSM2018_Base30869 | Fuel Cost | ALL | 2033-11-01 | Expected Values | 73759.79 | StationFuel_DSM2018_Base30869 | Fuel Cost | Off Peak | 2033-11-01 | Expected Values | 53795.31 | StationFuel_DSM2018_Base30869 | Fuel Cost | On Peak | 2033-11-01 | Expected Values | 19964.48 | 0 | StationFuel_DSM2018_w30MW_Purch30870 | Fuel Cost | ALL | 2033-11-01 | Expected Values | 72604.8 | StationFuel_DSM2018_w30MW_Purch30870 | Fuel Cost | Off Peak | 2033-11-01 | Expected Values | 52931.01 | StationFuel_DSM2018_w30MW_Purch30870 | Fuel Cost | On Peak | 2033-11-01 | Expected Values | 19673.78 | -0.01
| StationFuel_DSM2018_Base30869 | Fuel Cost | ALL | 2033-12-01 | Expected Values | 82324.76 | StationFuel_DSM2018_Base30869 | Fuel Cost | Off Peak | 2033-12-01 | Expected Values | 59808.32 | StationFuel_DSM2018_Base30869 | Fuel Cost | On Peak | 2033-12-01 | Expected Values | 22516.44 | 0 | StationFuel_DSM2018_w30MW_Purch30870 | Fuel Cost | ALL | 2033-12-01 | Expected Values | 81112.37 | StationFuel_DSM2018_w30MW_Purch30870 | Fuel Cost | Off Peak | 2033-12-01 | Expected Values | 58905.78 | StationFuel_DSM2018_w30MW_Purch30870 | Fuel Cost | On Peak | 2033-12-01 | Expected Values | 22206.59 | 0
| StationFuel_DSM2018_Base30869 | Fuel Cost | ALL | 2034-01-01 | Expected Values | 84521.25 | StationFuel_DSM2018_Base30869 | Fuel Cost | Off Peak | 2034-01-01 | Expected Values | 59917.94 | StationFuel_DSM2018_Base30869 | Fuel Cost | On Peak | 2034-01-01 | Expected Values | 24603.31 | 0 | StationFuel_DSM2018_w30MW_Purch30870 | Fuel Cost | ALL | 2034-01-01 | Expected Values | 83273.83 | StationFuel_DSM2018_w30MW_Purch30870 | Fuel Cost | Off Peak | 2034-01-01 | Expected Values | 58969.46 | StationFuel_DSM2018_w30MW_Purch30870 | Fuel Cost | On Peak | 2034-01-01 | Expected Values | 24304.36 | -0.01
| StationFuel_DSM2018_Base30869 | Fuel Cost | ALL | 2034-02-01 | Expected Values | 74171.3 | StationFuel_DSM2018_Base30869 | Fuel Cost | Off Peak | 2034-02-01 | Expected Values | 53212.65 | StationFuel_DSM2018_Base30869 | Fuel Cost | On Peak | 2034-02-01 | Expected Values | 20958.65 | 0 | StationFuel_DSM2018_w30MW_Purch30870 | Fuel Cost | ALL | 2034-02-01 | Expected Values | 73055.29 | StationFuel_DSM2018_w30MW_Purch30870 | Fuel Cost | Off Peak | 2034-02-01 | Expected Values | 52376.19 | StationFuel_DSM2018_w30MW_Purch30870 | Fuel Cost | On Peak | 2034-02-01 | Expected Values | 20679.11 | 0.01
| StationFuel_DSM2018_Base30869 | Fuel Cost | ALL | 2034-03-01 | Expected Values | 81543.62 | StationFuel_DSM2018_Base30869 | Fuel Cost | Off Peak | 2034-03-01 | Expected Values | 58645.84 | StationFuel_DSM2018_Base30869 | Fuel Cost | On Peak | 2034-03-01 | Expected Values | 22897.78 | 0 | StationFuel_DSM2018_w30MW_Purch30870 | Fuel Cost | ALL | 2034-03-01 | Expected Values | 80296.17 | StationFuel_DSM2018_w30MW_Purch30870 | Fuel Cost | Off Peak | 2034-03-01 | Expected Values | 57702.15 | StationFuel_DSM2018_w30MW_Purch30870 | Fuel Cost | On Peak | 2034-03-01 | Expected Values | 22594.02 | 0
| StationFuel_DSM2018_Base30869 | Fuel Cost | ALL | 2034-04-01 | Expected Values | 88920.21 | StationFuel_DSM2018_Base30869 | Fuel Cost | Off Peak | 2034-04-01 | Expected Values | 59345.32 | StationFuel_DSM2018_Base30869 | Fuel Cost | On Peak | 2034-04-01 | Expected Values | 29574.89 | 0 | StationFuel_DSM2018_w30MW_Purch30870 | Fuel Cost | ALL | 2034-04-01 | Expected Values | 87622.25 | StationFuel_DSM2018_w30MW_Purch30870 | Fuel Cost | Off Peak | 2034-04-01 | Expected Values | 58410.03 | StationFuel_DSM2018_w30MW_Purch30870 | Fuel Cost | On Peak | 2034-04-01 | Expected Values | 29212.21 | -0.01
| StationFuel_DSM2018_Base30869 | Fuel Cost | ALL | 2034-05-01 | Expected Values | 107406.91 | StationFuel_DSM2018_Base30869 | Fuel Cost | Off Peak | 2034-05-01 | Expected Values | 69132.05 | StationFuel_DSM2018_Base30869 | Fuel Cost | On Peak | 2034-05-01 | Expected Values | 38274.84 | -0.02 | StationFuel_DSM2018_w30MW_Purch30870 | Fuel Cost | ALL | 2034-05-01 | Expected Values | 105925.44 | StationFuel_DSM2018_w30MW_Purch30870 | Fuel Cost | Off Peak | 2034-05-01 | Expected Values | 68151.75 | StationFuel_DSM2018_w30MW_Purch30870 | Fuel Cost | On Peak | 2034-05-01 | Expected Values | 37773.65 | -0.04
| StationFuel_DSM2018_Base30869 | Fuel Cost | ALL | 2034-06-01 | Expected Values | 121283.32 | StationFuel_DSM2018_Base30869 | Fuel Cost | Off Peak | 2034-06-01 | Expected Values | 78628.94 | StationFuel_DSM2018_Base30869 | Fuel Cost | On Peak | 2034-06-01 | Expected Values | 42654.35 | -0.03 | StationFuel_DSM2018_w30MW_Purch30870 | Fuel Cost | ALL | 2034-06-01 | Expected Values | 119859.15 | StationFuel_DSM2018_w30MW_Purch30870 | Fuel Cost | Off Peak | 2034-06-01 | Expected Values | 77738.35 | StationFuel_DSM2018_w30MW_Purch30870 | Fuel Cost | On Peak | 2034-06-01 | Expected Values | 42120.77 | -0.03
| StationFuel_DSM2018_Base30869 | Fuel Cost | ALL | 2034-07-01 | Expected Values | 122597.61 | StationFuel_DSM2018_Base30869 | Fuel Cost | Off Peak | 2034-07-01 | Expected Values | 82884.91 | StationFuel_DSM2018_Base30869 | Fuel Cost | On Peak | 2034-07-01 | Expected Values | 39712.68 | -0.02 | StationFuel_DSM2018_w30MW_Purch30870 | Fuel Cost | ALL | 2034-07-01 | Expected Values | 121235.07 | StationFuel_DSM2018_w30MW_Purch30870 | Fuel Cost | Off Peak | 2034-07-01 | Expected Values | 81903.44 | StationFuel_DSM2018_w30MW_Purch30870 | Fuel Cost | On Peak | 2034-07-01 | Expected Values | 39331.63 | 0
| StationFuel_DSM2018_Base30869 | Fuel Cost | ALL | 2034-08-01 | Expected Values | 123745.1 | StationFuel_DSM2018_Base30869 | Fuel Cost | Off Peak | 2034-08-01 | Expected Values | 81865.23 | StationFuel_DSM2018_Base30869 | Fuel Cost | On Peak | 2034-08-01 | Expected Values | 41879.86 | -0.01 | StationFuel_DSM2018_w30MW_Purch30870 | Fuel Cost | ALL | 2034-08-01 | Expected Values | 122313.13 | StationFuel_DSM2018_w30MW_Purch30870 | Fuel Cost | Off Peak | 2034-08-01 | Expected Values | 80873.95 | StationFuel_DSM2018_w30MW_Purch30870 | Fuel Cost | On Peak | 2034-08-01 | Expected Values | 41439.17 | -0.01
| StationFuel_DSM2018_Base30869 | Fuel Cost | ALL | 2034-09-01 | Expected Values | 115809.95 | StationFuel_DSM2018_Base30869 | Fuel Cost | Off Peak | 2034-09-01 | Expected Values | 78300.04 | StationFuel_DSM2018_Base30869 | Fuel Cost | On Peak | 2034-09-01 | Expected Values | 37509.91 | 0 | StationFuel_DSM2018_w30MW_Purch30870 | Fuel Cost | ALL | 2034-09-01 | Expected Values | 114400.1 | StationFuel_DSM2018_w30MW_Purch30870 | Fuel Cost | Off Peak | 2034-09-01 | Expected Values | 77265.12 | StationFuel_DSM2018_w30MW_Purch30870 | Fuel Cost | On Peak | 2034-09-01 | Expected Values | 37134.96 | -0.02
| StationFuel_DSM2018_Base30869 | Fuel Cost | ALL | 2034-10-01 | Expected Values | 102619.39 | StationFuel_DSM2018_Base30869 | Fuel Cost | Off Peak | 2034-10-01 | Expected Values | 67651.87 | StationFuel_DSM2018_Base30869 | Fuel Cost | On Peak | 2034-10-01 | Expected Values | 34967.51 | -0.01 | StationFuel_DSM2018_w30MW_Purch30870 | Fuel Cost | ALL | 2034-10-01 | Expected Values | 101275.99 | StationFuel_DSM2018_w30MW_Purch30870 | Fuel Cost | Off Peak | 2034-10-01 | Expected Values | 66730.44 | StationFuel_DSM2018_w30MW_Purch30870 | Fuel Cost | On Peak | 2034-10-01 | Expected Values | 34545.54 | -0.01
| StationFuel_DSM2018_Base30869 | Fuel Cost | ALL | 2034-11-01 | Expected Values | 78757.92 | StationFuel_DSM2018_Base30869 | Fuel Cost | Off Peak | 2034-11-01 | Expected Values | 57884.01 | StationFuel_DSM2018_Base30869 | Fuel Cost | On Peak | 2034-11-01 | Expected Values | 20873.9 | -0.01 | StationFuel_DSM2018_w30MW_Purch30870 | Fuel Cost | ALL | 2034-11-01 | Expected Values | 77529.21 | StationFuel_DSM2018_w30MW_Purch30870 | Fuel Cost | Off Peak | 2034-11-01 | Expected Values | 56954.53 | StationFuel_DSM2018_w30MW_Purch30870 | Fuel Cost | On Peak | 2034-11-01 | Expected Values | 20574.67 | -0.01
| StationFuel_DSM2018_Base30869 | Fuel Cost | ALL | 2034-12-01 | Expected Values | 88675.06 | StationFuel_DSM2018_Base30869 | Fuel Cost | Off Peak | 2034-12-01 | Expected Values | 65534.75 | StationFuel_DSM2018_Base30869 | Fuel Cost | On Peak | 2034-12-01 | Expected Values | 23140.31 | 0 | StationFuel_DSM2018_w30MW_Purch30870 | Fuel Cost | ALL | 2034-12-01 | Expected Values | 87437.78 | StationFuel_DSM2018_w30MW_Purch30870 | Fuel Cost | Off Peak | 2034-12-01 | Expected Values | 64585.44 | StationFuel_DSM2018_w30MW_Purch30870 | Fuel Cost | On Peak | 2034-12-01 | Expected Values | 22852.34 | 0
| StationFuel_DSM2018_Base30869 | Fuel Cost | ALL | 2035-01-01 | Expected Values | 88283.86 | StationFuel_DSM2018_Base30869 | Fuel Cost | Off Peak | 2035-01-01 | Expected Values | 61561.59 | StationFuel_DSM2018_Base30869 | Fuel Cost | On Peak | 2035-01-01 | Expected Values | 26722.27 | 0 | StationFuel_DSM2018_w30MW_Purch30870 | Fuel Cost | ALL | 2035-01-01 | Expected Values | 86975.87 | StationFuel_DSM2018_w30MW_Purch30870 | Fuel Cost | Off Peak | 2035-01-01 | Expected Values | 60571.26 | StationFuel_DSM2018_w30MW_Purch30870 | Fuel Cost | On Peak | 2035-01-01 | Expected Values | 26404.62 | 0.01
| StationFuel_DSM2018_Base30869 | Fuel Cost | ALL | 2035-02-01 | Expected Values | 78398.49 | StationFuel_DSM2018_Base30869 | Fuel Cost | Off Peak | 2035-02-01 | Expected Values | 55890.35 | StationFuel_DSM2018_Base30869 | Fuel Cost | On Peak | 2035-02-01 | Expected Values | 22508.14 | 0 | StationFuel_DSM2018_w30MW_Purch30870 | Fuel Cost | ALL | 2035-02-01 | Expected Values | 77201.47 | StationFuel_DSM2018_w30MW_Purch30870 | Fuel Cost | Off Peak | 2035-02-01 | Expected Values | 54999.7 | StationFuel_DSM2018_w30MW_Purch30870 | Fuel Cost | On Peak | 2035-02-01 | Expected Values | 22201.78 | 0.01
| StationFuel_DSM2018_Base30869 | Fuel Cost | ALL | 2035-03-01 | Expected Values | 83787.25 | StationFuel_DSM2018_Base30869 | Fuel Cost | Off Peak | 2035-03-01 | Expected Values | 61219.05 | StationFuel_DSM2018_Base30869 | Fuel Cost | On Peak | 2035-03-01 | Expected Values | 22568.21 | 0.01 | StationFuel_DSM2018_w30MW_Purch30870 | Fuel Cost | ALL | 2035-03-01 | Expected Values | 82445.84 | StationFuel_DSM2018_w30MW_Purch30870 | Fuel Cost | Off Peak | 2035-03-01 | Expected Values | 60203.79 | StationFuel_DSM2018_w30MW_Purch30870 | Fuel Cost | On Peak | 2035-03-01 | Expected Values | 22242.04 | -0.01
| StationFuel_DSM2018_Base30869 | Fuel Cost | ALL | 2035-04-01 | Expected Values | 93539.18 | StationFuel_DSM2018_Base30869 | Fuel Cost | Off Peak | 2035-04-01 | Expected Values | 61514.93 | StationFuel_DSM2018_Base30869 | Fuel Cost | On Peak | 2035-04-01 | Expected Values | 32024.27 | 0.02 | StationFuel_DSM2018_w30MW_Purch30870 | Fuel Cost | ALL | 2035-04-01 | Expected Values | 92134.44 | StationFuel_DSM2018_w30MW_Purch30870 | Fuel Cost | Off Peak | 2035-04-01 | Expected Values | 60561.19 | StationFuel_DSM2018_w30MW_Purch30870 | Fuel Cost | On Peak | 2035-04-01 | Expected Values | 31573.27 | 0.02
| StationFuel_DSM2018_Base30869 | Fuel Cost | ALL | 2035-05-01 | Expected Values | 112387.09 | StationFuel_DSM2018_Base30869 | Fuel Cost | Off Peak | 2035-05-01 | Expected Values | 72667.07 | StationFuel_DSM2018_Base30869 | Fuel Cost | On Peak | 2035-05-01 | Expected Values | 39720.04 | 0.02 | StationFuel_DSM2018_w30MW_Purch30870 | Fuel Cost | ALL | 2035-05-01 | Expected Values | 111015.15 | StationFuel_DSM2018_w30MW_Purch30870 | Fuel Cost | Off Peak | 2035-05-01 | Expected Values | 71748.39 | StationFuel_DSM2018_w30MW_Purch30870 | Fuel Cost | On Peak | 2035-05-01 | Expected Values | 39266.79 | 0.03
| StationFuel_DSM2018_Base30869 | Fuel Cost | ALL | 2035-06-01 | Expected Values | 129106.26 | StationFuel_DSM2018_Base30869 | Fuel Cost | Off Peak | 2035-06-01 | Expected Values | 85932.34 | StationFuel_DSM2018_Base30869 | Fuel Cost | On Peak | 2035-06-01 | Expected Values | 43173.96 | 0.04 | StationFuel_DSM2018_w30MW_Purch30870 | Fuel Cost | ALL | 2035-06-01 | Expected Values | 127169.5 | StationFuel_DSM2018_w30MW_Purch30870 | Fuel Cost | Off Peak | 2035-06-01 | Expected Values | 84549.9 | StationFuel_DSM2018_w30MW_Purch30870 | Fuel Cost | On Peak | 2035-06-01 | Expected Values | 42619.64 | 0.04
| StationFuel_DSM2018_Base30869 | Fuel Cost | ALL | 2035-07-01 | Expected Values | 132012.8 | StationFuel_DSM2018_Base30869 | Fuel Cost | Off Peak | 2035-07-01 | Expected Values | 86652.25 | StationFuel_DSM2018_Base30869 | Fuel Cost | On Peak | 2035-07-01 | Expected Values | 45360.57 | 0.02 | StationFuel_DSM2018_w30MW_Purch30870 | Fuel Cost | ALL | 2035-07-01 | Expected Values | 130330.81 | StationFuel_DSM2018_w30MW_Purch30870 | Fuel Cost | Off Peak | 2035-07-01 | Expected Values | 85467.98 | StationFuel_DSM2018_w30MW_Purch30870 | Fuel Cost | On Peak | 2035-07-01 | Expected Values | 44862.85 | 0.02
| StationFuel_DSM2018_Base30869 | Fuel Cost | ALL | 2035-08-01 | Expected Values | 131271.88 | StationFuel_DSM2018_Base30869 | Fuel Cost | Off Peak | 2035-08-01 | Expected Values | 85439.08 | StationFuel_DSM2018_Base30869 | Fuel Cost | On Peak | 2035-08-01 | Expected Values | 45832.8 | 0 | StationFuel_DSM2018_w30MW_Purch30870 | Fuel Cost | ALL | 2035-08-01 | Expected Values | 129631.7 | StationFuel_DSM2018_w30MW_Purch30870 | Fuel Cost | Off Peak | 2035-08-01 | Expected Values | 84457.33 | StationFuel_DSM2018_w30MW_Purch30870 | Fuel Cost | On Peak | 2035-08-01 | Expected Values | 45174.38 | 0.01
| StationFuel_DSM2018_Base30869 | Fuel Cost | ALL | 2035-09-01 | Expected Values | 122099.87 | StationFuel_DSM2018_Base30869 | Fuel Cost | Off Peak | 2035-09-01 | Expected Values | 84825.02 | StationFuel_DSM2018_Base30869 | Fuel Cost | On Peak | 2035-09-01 | Expected Values | 37274.87 | 0.02 | StationFuel_DSM2018_w30MW_Purch30870 | Fuel Cost | ALL | 2035-09-01 | Expected Values | 120599.78 | StationFuel_DSM2018_w30MW_Purch30870 | Fuel Cost | Off Peak | 2035-09-01 | Expected Values | 83801.02 | StationFuel_DSM2018_w30MW_Purch30870 | Fuel Cost | On Peak | 2035-09-01 | Expected Values | 36798.78 | 0.02
| StationFuel_DSM2018_Base30869 | Fuel Cost | ALL | 2035-10-01 | Expected Values | 109097.81 | StationFuel_DSM2018_Base30869 | Fuel Cost | Off Peak | 2035-10-01 | Expected Values | 69380.04 | StationFuel_DSM2018_Base30869 | Fuel Cost | On Peak | 2035-10-01 | Expected Values | 39717.78 | 0.01 | StationFuel_DSM2018_w30MW_Purch30870 | Fuel Cost | ALL | 2035-10-01 | Expected Values | 107668.75 | StationFuel_DSM2018_w30MW_Purch30870 | Fuel Cost | Off Peak | 2035-10-01 | Expected Values | 68430.56 | StationFuel_DSM2018_w30MW_Purch30870 | Fuel Cost | On Peak | 2035-10-01 | Expected Values | 39238.21 | 0.02
| StationFuel_DSM2018_Base30869 | Fuel Cost | ALL | 2035-11-01 | Expected Values | 83609.38 | StationFuel_DSM2018_Base30869 | Fuel Cost | Off Peak | 2035-11-01 | Expected Values | 61020.57 | StationFuel_DSM2018_Base30869 | Fuel Cost | On Peak | 2035-11-01 | Expected Values | 22588.82 | 0.01 | StationFuel_DSM2018_w30MW_Purch30870 | Fuel Cost | ALL | 2035-11-01 | Expected Values | 82331.26 | StationFuel_DSM2018_w30MW_Purch30870 | Fuel Cost | Off Peak | 2035-11-01 | Expected Values | 60060.04 | StationFuel_DSM2018_w30MW_Purch30870 | Fuel Cost | On Peak | 2035-11-01 | Expected Values | 22271.24 | 0.02
| StationFuel_DSM2018_Base30869 | Fuel Cost | ALL | 2035-12-01 | Expected Values | 93049.33 | StationFuel_DSM2018_Base30869 | Fuel Cost | Off Peak | 2035-12-01 | Expected Values | 68568.49 | StationFuel_DSM2018_Base30869 | Fuel Cost | On Peak | 2035-12-01 | Expected Values | 24480.85 | 0.01 | StationFuel_DSM2018_w30MW_Purch30870 | Fuel Cost | ALL | 2035-12-01 | Expected Values | 91713.21 | StationFuel_DSM2018_w30MW_Purch30870 | Fuel Cost | Off Peak | 2035-12-01 | Expected Values | 67561.91 | StationFuel_DSM2018_w30MW_Purch30870 | Fuel Cost | On Peak | 2035-12-01 | Expected Values | 24151.31 | 0.01
| StationFuel_DSM2018_Base30869 | Fuel Cost | ALL | 2036-01-01 | Expected Values | 92172.55 | StationFuel_DSM2018_Base30869 | Fuel Cost | Off Peak | 2036-01-01 | Expected Values | 64235.54 | StationFuel_DSM2018_Base30869 | Fuel Cost | On Peak | 2036-01-01 | Expected Values | 27937.01 | 0 | StationFuel_DSM2018_w30MW_Purch30870 | Fuel Cost | ALL | 2036-01-01 | Expected Values | 90885.61 | StationFuel_DSM2018_w30MW_Purch30870 | Fuel Cost | Off Peak | 2036-01-01 | Expected Values | 63279.29 | StationFuel_DSM2018_w30MW_Purch30870 | Fuel Cost | On Peak | 2036-01-01 | Expected Values | 27606.31 | -0.01
| StationFuel_DSM2018_Base30869 | Fuel Cost | ALL | 2036-02-01 | Expected Values | 80722.73 | StationFuel_DSM2018_Base30869 | Fuel Cost | Off Peak | 2036-02-01 | Expected Values | 57222.79 | StationFuel_DSM2018_Base30869 | Fuel Cost | On Peak | 2036-02-01 | Expected Values | 23499.94 | 0 | StationFuel_DSM2018_w30MW_Purch30870 | Fuel Cost | ALL | 2036-02-01 | Expected Values | 79480.59 | StationFuel_DSM2018_w30MW_Purch30870 | Fuel Cost | Off Peak | 2036-02-01 | Expected Values | 56305.89 | StationFuel_DSM2018_w30MW_Purch30870 | Fuel Cost | On Peak | 2036-02-01 | Expected Values | 23174.7 | 0
| StationFuel_DSM2018_Base30869 | Fuel Cost | ALL | 2036-03-01 | Expected Values | 86756.28 | StationFuel_DSM2018_Base30869 | Fuel Cost | Off Peak | 2036-03-01 | Expected Values | 64348.97 | StationFuel_DSM2018_Base30869 | Fuel Cost | On Peak | 2036-03-01 | Expected Values | 22407.31 | 0 | StationFuel_DSM2018_w30MW_Purch30870 | Fuel Cost | ALL | 2036-03-01 | Expected Values | 85551.35 | StationFuel_DSM2018_w30MW_Purch30870 | Fuel Cost | Off Peak | 2036-03-01 | Expected Values | 63424.48 | StationFuel_DSM2018_w30MW_Purch30870 | Fuel Cost | On Peak | 2036-03-01 | Expected Values | 22126.87 | 0
| StationFuel_DSM2018_Base30869 | Fuel Cost | ALL | 2036-04-01 | Expected Values | 97031.17 | StationFuel_DSM2018_Base30869 | Fuel Cost | Off Peak | 2036-04-01 | Expected Values | 62284.05 | StationFuel_DSM2018_Base30869 | Fuel Cost | On Peak | 2036-04-01 | Expected Values | 34747.14 | 0.02 | StationFuel_DSM2018_w30MW_Purch30870 | Fuel Cost | ALL | 2036-04-01 | Expected Values | 95755.66 | StationFuel_DSM2018_w30MW_Purch30870 | Fuel Cost | Off Peak | 2036-04-01 | Expected Values | 61380.77 | StationFuel_DSM2018_w30MW_Purch30870 | Fuel Cost | On Peak | 2036-04-01 | Expected Values | 34374.91 | 0.02
| StationFuel_DSM2018_Base30869 | Fuel Cost | ALL | 2036-05-01 | Expected Values | 115487.27 | StationFuel_DSM2018_Base30869 | Fuel Cost | Off Peak | 2036-05-01 | Expected Values | 76420.69 | StationFuel_DSM2018_Base30869 | Fuel Cost | On Peak | 2036-05-01 | Expected Values | 39066.58 | 0 | StationFuel_DSM2018_w30MW_Purch30870 | Fuel Cost | ALL | 2036-05-01 | Expected Values | 113987.35 | StationFuel_DSM2018_w30MW_Purch30870 | Fuel Cost | Off Peak | 2036-05-01 | Expected Values | 75376.98 | StationFuel_DSM2018_w30MW_Purch30870 | Fuel Cost | On Peak | 2036-05-01 | Expected Values | 38610.37 | 0
| StationFuel_DSM2018_Base30869 | Fuel Cost | ALL | 2036-06-01 | Expected Values | 129381.22 | StationFuel_DSM2018_Base30869 | Fuel Cost | Off Peak | 2036-06-01 | Expected Values | 86469.57 | StationFuel_DSM2018_Base30869 | Fuel Cost | On Peak | 2036-06-01 | Expected Values | 42911.65 | 0 | StationFuel_DSM2018_w30MW_Purch30870 | Fuel Cost | ALL | 2036-06-01 | Expected Values | 127857.98 | StationFuel_DSM2018_w30MW_Purch30870 | Fuel Cost | Off Peak | 2036-06-01 | Expected Values | 85422.57 | StationFuel_DSM2018_w30MW_Purch30870 | Fuel Cost | On Peak | 2036-06-01 | Expected Values | 42435.41 | 0
| StationFuel_DSM2018_Base30869 | Fuel Cost | ALL | 2036-07-01 | Expected Values | 135332.25 | StationFuel_DSM2018_Base30869 | Fuel Cost | Off Peak | 2036-07-01 | Expected Values | 86901.75 | StationFuel_DSM2018_Base30869 | Fuel Cost | On Peak | 2036-07-01 | Expected Values | 48430.51 | 0.01 | StationFuel_DSM2018_w30MW_Purch30870 | Fuel Cost | ALL | 2036-07-01 | Expected Values | 133675.61 | StationFuel_DSM2018_w30MW_Purch30870 | Fuel Cost | Off Peak | 2036-07-01 | Expected Values | 85776.59 | StationFuel_DSM2018_w30MW_Purch30870 | Fuel Cost | On Peak | 2036-07-01 | Expected Values | 47899.02 | 0
| StationFuel_DSM2018_Base30869 | Fuel Cost | ALL | 2036-08-01 | Expected Values | 137007.42 | StationFuel_DSM2018_Base30869 | Fuel Cost | Off Peak | 2036-08-01 | Expected Values | 93001.9 | StationFuel_DSM2018_Base30869 | Fuel Cost | On Peak | 2036-08-01 | Expected Values | 44005.53 | 0.01 | StationFuel_DSM2018_w30MW_Purch30870 | Fuel Cost | ALL | 2036-08-01 | Expected Values | 135366.97 | StationFuel_DSM2018_w30MW_Purch30870 | Fuel Cost | Off Peak | 2036-08-01 | Expected Values | 91898.06 | StationFuel_DSM2018_w30MW_Purch30870 | Fuel Cost | On Peak | 2036-08-01 | Expected Values | 43468.92 | 0.01
| StationFuel_DSM2018_Base30869 | Fuel Cost | ALL | 2036-09-01 | Expected Values | 133044.12 | StationFuel_DSM2018_Base30869 | Fuel Cost | Off Peak | 2036-09-01 | Expected Values | 87919.86 | StationFuel_DSM2018_Base30869 | Fuel Cost | On Peak | 2036-09-01 | Expected Values | 45124.28 | 0.02 | StationFuel_DSM2018_w30MW_Purch30870 | Fuel Cost | ALL | 2036-09-01 | Expected Values | 131388.02 | StationFuel_DSM2018_w30MW_Purch30870 | Fuel Cost | Off Peak | 2036-09-01 | Expected Values | 86817.83 | StationFuel_DSM2018_w30MW_Purch30870 | Fuel Cost | On Peak | 2036-09-01 | Expected Values | 44570.19 | 0
| StationFuel_DSM2018_Base30869 | Fuel Cost | ALL | 2036-10-01 | Expected Values | 116607.04 | StationFuel_DSM2018_Base30869 | Fuel Cost | Off Peak | 2036-10-01 | Expected Values | 75565.04 | StationFuel_DSM2018_Base30869 | Fuel Cost | On Peak | 2036-10-01 | Expected Values | 41042.02 | 0.02 | StationFuel_DSM2018_w30MW_Purch30870 | Fuel Cost | ALL | 2036-10-01 | Expected Values | 115114.31 | StationFuel_DSM2018_w30MW_Purch30870 | Fuel Cost | Off Peak | 2036-10-01 | Expected Values | 74558.98 | StationFuel_DSM2018_w30MW_Purch30870 | Fuel Cost | On Peak | 2036-10-01 | Expected Values | 40555.35 | 0.02
| StationFuel_DSM2018_Base30869 | Fuel Cost | ALL | 2036-11-01 | Expected Values | 90141.72 | StationFuel_DSM2018_Base30869 | Fuel Cost | Off Peak | 2036-11-01 | Expected Values | 68172.96 | StationFuel_DSM2018_Base30869 | Fuel Cost | On Peak | 2036-11-01 | Expected Values | 21968.77 | 0.01 | StationFuel_DSM2018_w30MW_Purch30870 | Fuel Cost | ALL | 2036-11-01 | Expected Values | 88804.15 | StationFuel_DSM2018_w30MW_Purch30870 | Fuel Cost | Off Peak | 2036-11-01 | Expected Values | 67142.9 | StationFuel_DSM2018_w30MW_Purch30870 | Fuel Cost | On Peak | 2036-11-01 | Expected Values | 21661.25 | 0
| StationFuel_DSM2018_Base30869 | Fuel Cost | ALL | 2036-12-01 | Expected Values | 100940.68 | StationFuel_DSM2018_Base30869 | Fuel Cost | Off Peak | 2036-12-01 | Expected Values | 72168.5 | StationFuel_DSM2018_Base30869 | Fuel Cost | On Peak | 2036-12-01 | Expected Values | 28772.17 | -0.01 | StationFuel_DSM2018_w30MW_Purch30870 | Fuel Cost | ALL | 2036-12-01 | Expected Values | 99496.26 | StationFuel_DSM2018_w30MW_Purch30870 | Fuel Cost | Off Peak | 2036-12-01 | Expected Values | 71103.73 | StationFuel_DSM2018_w30MW_Purch30870 | Fuel Cost | On Peak | 2036-12-01 | Expected Values | 28392.51 | -0.02
| StationFuel_DSM2018_Base30869 | Fuel Cost | ALL | 2037-01-01 | Expected Values | 98601.68 | StationFuel_DSM2018_Base30869 | Fuel Cost | Off Peak | 2037-01-01 | Expected Values | 70069 | StationFuel_DSM2018_Base30869 | Fuel Cost | On Peak | 2037-01-01 | Expected Values | 28532.68 | 0 | StationFuel_DSM2018_w30MW_Purch30870 | Fuel Cost | ALL | 2037-01-01 | Expected Values | 97257.58 | StationFuel_DSM2018_w30MW_Purch30870 | Fuel Cost | Off Peak | 2037-01-01 | Expected Values | 69036.3 | StationFuel_DSM2018_w30MW_Purch30870 | Fuel Cost | On Peak | 2037-01-01 | Expected Values | 28221.27 | -0.01
| StationFuel_DSM2018_Base30869 | Fuel Cost | ALL | 2037-02-01 | Expected Values | 85189.21 | StationFuel_DSM2018_Base30869 | Fuel Cost | Off Peak | 2037-02-01 | Expected Values | 60638.45 | StationFuel_DSM2018_Base30869 | Fuel Cost | On Peak | 2037-02-01 | Expected Values | 24550.74 | -0.02 | StationFuel_DSM2018_w30MW_Purch30870 | Fuel Cost | ALL | 2037-02-01 | Expected Values | 83890.36 | StationFuel_DSM2018_w30MW_Purch30870 | Fuel Cost | Off Peak | 2037-02-01 | Expected Values | 59673.83 | StationFuel_DSM2018_w30MW_Purch30870 | Fuel Cost | On Peak | 2037-02-01 | Expected Values | 24216.52 | -0.01
| StationFuel_DSM2018_Base30869 | Fuel Cost | ALL | 2037-03-01 | Expected Values | 93059.87 | StationFuel_DSM2018_Base30869 | Fuel Cost | Off Peak | 2037-03-01 | Expected Values | 67933.65 | StationFuel_DSM2018_Base30869 | Fuel Cost | On Peak | 2037-03-01 | Expected Values | 25126.21 | -0.01 | StationFuel_DSM2018_w30MW_Purch30870 | Fuel Cost | ALL | 2037-03-01 | Expected Values | 91707.9 | StationFuel_DSM2018_w30MW_Purch30870 | Fuel Cost | Off Peak | 2037-03-01 | Expected Values | 66921.83 | StationFuel_DSM2018_w30MW_Purch30870 | Fuel Cost | On Peak | 2037-03-01 | Expected Values | 24786.06 | -0.01
| StationFuel_DSM2018_Base30869 | Fuel Cost | ALL | 2037-04-01 | Expected Values | 103977.9 | StationFuel_DSM2018_Base30869 | Fuel Cost | Off Peak | 2037-04-01 | Expected Values | 66078.22 | StationFuel_DSM2018_Base30869 | Fuel Cost | On Peak | 2037-04-01 | Expected Values | 37899.67 | -0.01 | StationFuel_DSM2018_w30MW_Purch30870 | Fuel Cost | ALL | 2037-04-01 | Expected Values | 102577.08 | StationFuel_DSM2018_w30MW_Purch30870 | Fuel Cost | Off Peak | 2037-04-01 | Expected Values | 65114.81 | StationFuel_DSM2018_w30MW_Purch30870 | Fuel Cost | On Peak | 2037-04-01 | Expected Values | 37462.26 | -0.01
| StationFuel_DSM2018_Base30869 | Fuel Cost | ALL | 2037-05-01 | Expected Values | 123357.58 | StationFuel_DSM2018_Base30869 | Fuel Cost | Off Peak | 2037-05-01 | Expected Values | 82969.53 | StationFuel_DSM2018_Base30869 | Fuel Cost | On Peak | 2037-05-01 | Expected Values | 40388.04 | -0.01 | StationFuel_DSM2018_w30MW_Purch30870 | Fuel Cost | ALL | 2037-05-01 | Expected Values | 121632.9 | StationFuel_DSM2018_w30MW_Purch30870 | Fuel Cost | Off Peak | 2037-05-01 | Expected Values | 81762.88 | StationFuel_DSM2018_w30MW_Purch30870 | Fuel Cost | On Peak | 2037-05-01 | Expected Values | 39870.01 | -0.01
| StationFuel_DSM2018_Base30869 | Fuel Cost | ALL | 2037-06-01 | Expected Values | 139167.28 | StationFuel_DSM2018_Base30869 | Fuel Cost | Off Peak | 2037-06-01 | Expected Values | 90407.68 | StationFuel_DSM2018_Base30869 | Fuel Cost | On Peak | 2037-06-01 | Expected Values | 48759.61 | 0.01 | StationFuel_DSM2018_w30MW_Purch30870 | Fuel Cost | ALL | 2037-06-01 | Expected Values | 137408.99 | StationFuel_DSM2018_w30MW_Purch30870 | Fuel Cost | Off Peak | 2037-06-01 | Expected Values | 89241.81 | StationFuel_DSM2018_w30MW_Purch30870 | Fuel Cost | On Peak | 2037-06-01 | Expected Values | 48167.18 | 0
| StationFuel_DSM2018_Base30869 | Fuel Cost | ALL | 2037-07-01 | Expected Values | 145726.74 | StationFuel_DSM2018_Base30869 | Fuel Cost | Off Peak | 2037-07-01 | Expected Values | 93012.17 | StationFuel_DSM2018_Base30869 | Fuel Cost | On Peak | 2037-07-01 | Expected Values | 52714.58 | 0.01 | StationFuel_DSM2018_w30MW_Purch30870 | Fuel Cost | ALL | 2037-07-01 | Expected Values | 144082.31 | StationFuel_DSM2018_w30MW_Purch30870 | Fuel Cost | Off Peak | 2037-07-01 | Expected Values | 91883.81 | StationFuel_DSM2018_w30MW_Purch30870 | Fuel Cost | On Peak | 2037-07-01 | Expected Values | 52198.5 | 0
| StationFuel_DSM2018_Base30869 | Fuel Cost | ALL | 2037-08-01 | Expected Values | 146993.26 | StationFuel_DSM2018_Base30869 | Fuel Cost | Off Peak | 2037-08-01 | Expected Values | 100201.24 | StationFuel_DSM2018_Base30869 | Fuel Cost | On Peak | 2037-08-01 | Expected Values | 46792.04 | 0.02 | StationFuel_DSM2018_w30MW_Purch30870 | Fuel Cost | ALL | 2037-08-01 | Expected Values | 145002.45 | StationFuel_DSM2018_w30MW_Purch30870 | Fuel Cost | Off Peak | 2037-08-01 | Expected Values | 98880.89 | StationFuel_DSM2018_w30MW_Purch30870 | Fuel Cost | On Peak | 2037-08-01 | Expected Values | 46121.58 | 0.02
| StationFuel_DSM2018_Base30869 | Fuel Cost | ALL | 2037-09-01 | Expected Values | 135873.6 | StationFuel_DSM2018_Base30869 | Fuel Cost | Off Peak | 2037-09-01 | Expected Values | 89664.31 | StationFuel_DSM2018_Base30869 | Fuel Cost | On Peak | 2037-09-01 | Expected Values | 46209.32 | 0.03 | StationFuel_DSM2018_w30MW_Purch30870 | Fuel Cost | ALL | 2037-09-01 | Expected Values | 134409.35 | StationFuel_DSM2018_w30MW_Purch30870 | Fuel Cost | Off Peak | 2037-09-01 | Expected Values | 88641.53 | StationFuel_DSM2018_w30MW_Purch30870 | Fuel Cost | On Peak | 2037-09-01 | Expected Values | 45767.83 | 0.01
| StationFuel_DSM2018_Base30869 | Fuel Cost | ALL | 2037-10-01 | Expected Values | 120609.5 | StationFuel_DSM2018_Base30869 | Fuel Cost | Off Peak | 2037-10-01 | Expected Values | 79902.34 | StationFuel_DSM2018_Base30869 | Fuel Cost | On Peak | 2037-10-01 | Expected Values | 40707.16 | 0 | StationFuel_DSM2018_w30MW_Purch30870 | Fuel Cost | ALL | 2037-10-01 | Expected Values | 118970.92 | StationFuel_DSM2018_w30MW_Purch30870 | Fuel Cost | Off Peak | 2037-10-01 | Expected Values | 78775.87 | StationFuel_DSM2018_w30MW_Purch30870 | Fuel Cost | On Peak | 2037-10-01 | Expected Values | 40195.05 | 0
| StationFuel_DSM2018_Base30869 | Fuel Cost | ALL | 2037-11-01 | Expected Values | 92951.7 | StationFuel_DSM2018_Base30869 | Fuel Cost | Off Peak | 2037-11-01 | Expected Values | 69014.64 | StationFuel_DSM2018_Base30869 | Fuel Cost | On Peak | 2037-11-01 | Expected Values | 23937.04 | -0.02 | StationFuel_DSM2018_w30MW_Purch30870 | Fuel Cost | ALL | 2037-11-01 | Expected Values | 91636.91 | StationFuel_DSM2018_w30MW_Purch30870 | Fuel Cost | Off Peak | 2037-11-01 | Expected Values | 68006.31 | StationFuel_DSM2018_w30MW_Purch30870 | Fuel Cost | On Peak | 2037-11-01 | Expected Values | 23630.59 | -0.01
| StationFuel_DSM2018_Base30869 | Fuel Cost | ALL | 2037-12-01 | Expected Values | 103863.68 | StationFuel_DSM2018_Base30869 | Fuel Cost | Off Peak | 2037-12-01 | Expected Values | 74393.85 | StationFuel_DSM2018_Base30869 | Fuel Cost | On Peak | 2037-12-01 | Expected Values | 29469.8 | -0.03 | StationFuel_DSM2018_w30MW_Purch30870 | Fuel Cost | ALL | 2037-12-01 | Expected Values | 102425.33 | StationFuel_DSM2018_w30MW_Purch30870 | Fuel Cost | Off Peak | 2037-12-01 | Expected Values | 73328.31 | StationFuel_DSM2018_w30MW_Purch30870 | Fuel Cost | On Peak | 2037-12-01 | Expected Values | 29097 | -0.02
| StationFuel_DSM2018_Base30869 | Fuel Cost | ALL | 2038-01-01 | Expected Values | 100846.51 | StationFuel_DSM2018_Base30869 | Fuel Cost | Off Peak | 2038-01-01 | Expected Values | 72776.32 | StationFuel_DSM2018_Base30869 | Fuel Cost | On Peak | 2038-01-01 | Expected Values | 28070.2 | 0.01 | StationFuel_DSM2018_w30MW_Purch30870 | Fuel Cost | ALL | 2038-01-01 | Expected Values | 99562.28 | StationFuel_DSM2018_w30MW_Purch30870 | Fuel Cost | Off Peak | 2038-01-01 | Expected Values | 71746.09 | StationFuel_DSM2018_w30MW_Purch30870 | Fuel Cost | On Peak | 2038-01-01 | Expected Values | 27816.21 | 0.02
| StationFuel_DSM2018_Base30869 | Fuel Cost | ALL | 2038-02-01 | Expected Values | 87462.98 | StationFuel_DSM2018_Base30869 | Fuel Cost | Off Peak | 2038-02-01 | Expected Values | 62169.42 | StationFuel_DSM2018_Base30869 | Fuel Cost | On Peak | 2038-02-01 | Expected Values | 25293.58 | 0.02 | StationFuel_DSM2018_w30MW_Purch30870 | Fuel Cost | ALL | 2038-02-01 | Expected Values | 86161.99 | StationFuel_DSM2018_w30MW_Purch30870 | Fuel Cost | Off Peak | 2038-02-01 | Expected Values | 61209.1 | StationFuel_DSM2018_w30MW_Purch30870 | Fuel Cost | On Peak | 2038-02-01 | Expected Values | 24952.9 | 0.01
| StationFuel_DSM2018_Base30869 | Fuel Cost | ALL | 2038-03-01 | Expected Values | 94633.88 | StationFuel_DSM2018_Base30869 | Fuel Cost | Off Peak | 2038-03-01 | Expected Values | 68192.62 | StationFuel_DSM2018_Base30869 | Fuel Cost | On Peak | 2038-03-01 | Expected Values | 26441.27 | 0.01 | StationFuel_DSM2018_w30MW_Purch30870 | Fuel Cost | ALL | 2038-03-01 | Expected Values | 93250.67 | StationFuel_DSM2018_w30MW_Purch30870 | Fuel Cost | Off Peak | 2038-03-01 | Expected Values | 67170.82 | StationFuel_DSM2018_w30MW_Purch30870 | Fuel Cost | On Peak | 2038-03-01 | Expected Values | 26079.86 | 0.01
| StationFuel_DSM2018_Base30869 | Fuel Cost | ALL | 2038-04-01 | Expected Values | 106868.47 | StationFuel_DSM2018_Base30869 | Fuel Cost | Off Peak | 2038-04-01 | Expected Values | 67760.68 | StationFuel_DSM2018_Base30869 | Fuel Cost | On Peak | 2038-04-01 | Expected Values | 39107.78 | -0.01 | StationFuel_DSM2018_w30MW_Purch30870 | Fuel Cost | ALL | 2038-04-01 | Expected Values | 105466.11 | StationFuel_DSM2018_w30MW_Purch30870 | Fuel Cost | Off Peak | 2038-04-01 | Expected Values | 66796.59 | StationFuel_DSM2018_w30MW_Purch30870 | Fuel Cost | On Peak | 2038-04-01 | Expected Values | 38669.5 | -0.02
| StationFuel_DSM2018_Base30869 | Fuel Cost | ALL | 2038-05-01 | Expected Values | 125814.49 | StationFuel_DSM2018_Base30869 | Fuel Cost | Off Peak | 2038-05-01 | Expected Values | 84430.41 | StationFuel_DSM2018_Base30869 | Fuel Cost | On Peak | 2038-05-01 | Expected Values | 41384.08 | 0 | StationFuel_DSM2018_w30MW_Purch30870 | Fuel Cost | ALL | 2038-05-01 | Expected Values | 124160.77 | StationFuel_DSM2018_w30MW_Purch30870 | Fuel Cost | Off Peak | 2038-05-01 | Expected Values | 83305.17 | StationFuel_DSM2018_w30MW_Purch30870 | Fuel Cost | On Peak | 2038-05-01 | Expected Values | 40855.59 | -0.01
| StationFuel_DSM2018_Base30869 | Fuel Cost | ALL | 2038-06-01 | Expected Values | 142008.7 | StationFuel_DSM2018_Base30869 | Fuel Cost | Off Peak | 2038-06-01 | Expected Values | 92508.7 | StationFuel_DSM2018_Base30869 | Fuel Cost | On Peak | 2038-06-01 | Expected Values | 49499.99 | -0.01 | StationFuel_DSM2018_w30MW_Purch30870 | Fuel Cost | ALL | 2038-06-01 | Expected Values | 140302.07 | StationFuel_DSM2018_w30MW_Purch30870 | Fuel Cost | Off Peak | 2038-06-01 | Expected Values | 91406.92 | StationFuel_DSM2018_w30MW_Purch30870 | Fuel Cost | On Peak | 2038-06-01 | Expected Values | 48895.14 | -0.01
| StationFuel_DSM2018_Base30869 | Fuel Cost | ALL | 2038-07-01 | Expected Values | 149324.49 | StationFuel_DSM2018_Base30869 | Fuel Cost | Off Peak | 2038-07-01 | Expected Values | 97376.66 | StationFuel_DSM2018_Base30869 | Fuel Cost | On Peak | 2038-07-01 | Expected Values | 51947.83 | 0 | StationFuel_DSM2018_w30MW_Purch30870 | Fuel Cost | ALL | 2038-07-01 | Expected Values | 147596.17 | StationFuel_DSM2018_w30MW_Purch30870 | Fuel Cost | Off Peak | 2038-07-01 | Expected Values | 96214.42 | StationFuel_DSM2018_w30MW_Purch30870 | Fuel Cost | On Peak | 2038-07-01 | Expected Values | 51381.74 | -0.01
| StationFuel_DSM2018_Base30869 | Fuel Cost | ALL | 2038-08-01 | Expected Values | 150207.36 | StationFuel_DSM2018_Base30869 | Fuel Cost | Off Peak | 2038-08-01 | Expected Values | 100460.55 | StationFuel_DSM2018_Base30869 | Fuel Cost | On Peak | 2038-08-01 | Expected Values | 49746.81 | 0 | StationFuel_DSM2018_w30MW_Purch30870 | Fuel Cost | ALL | 2038-08-01 | Expected Values | 148118.4 | StationFuel_DSM2018_w30MW_Purch30870 | Fuel Cost | Off Peak | 2038-08-01 | Expected Values | 99140.27 | StationFuel_DSM2018_w30MW_Purch30870 | Fuel Cost | On Peak | 2038-08-01 | Expected Values | 48978.13 | 0
| StationFuel_DSM2018_Base30869 | Fuel Cost | ALL | 2038-09-01 | Expected Values | 138689.55 | StationFuel_DSM2018_Base30869 | Fuel Cost | Off Peak | 2038-09-01 | Expected Values | 91509.03 | StationFuel_DSM2018_Base30869 | Fuel Cost | On Peak | 2038-09-01 | Expected Values | 47180.51 | -0.01 | StationFuel_DSM2018_w30MW_Purch30870 | Fuel Cost | ALL | 2038-09-01 | Expected Values | 137191.74 | StationFuel_DSM2018_w30MW_Purch30870 | Fuel Cost | Off Peak | 2038-09-01 | Expected Values | 90450.95 | StationFuel_DSM2018_w30MW_Purch30870 | Fuel Cost | On Peak | 2038-09-01 | Expected Values | 46740.78 | -0.01
| StationFuel_DSM2018_Base30869 | Fuel Cost | ALL | 2038-10-01 | Expected Values | 123007.44 | StationFuel_DSM2018_Base30869 | Fuel Cost | Off Peak | 2038-10-01 | Expected Values | 83556.75 | StationFuel_DSM2018_Base30869 | Fuel Cost | On Peak | 2038-10-01 | Expected Values | 39450.68 | -0.01 | StationFuel_DSM2018_w30MW_Purch30870 | Fuel Cost | ALL | 2038-10-01 | Expected Values | 121514.73 | StationFuel_DSM2018_w30MW_Purch30870 | Fuel Cost | Off Peak | 2038-10-01 | Expected Values | 82491.68 | StationFuel_DSM2018_w30MW_Purch30870 | Fuel Cost | On Peak | 2038-10-01 | Expected Values | 39023.04 | -0.01
| StationFuel_DSM2018_Base30869 | Fuel Cost | ALL | 2038-11-01 | Expected Values | 95779.03 | StationFuel_DSM2018_Base30869 | Fuel Cost | Off Peak | 2038-11-01 | Expected Values | 69770.34 | StationFuel_DSM2018_Base30869 | Fuel Cost | On Peak | 2038-11-01 | Expected Values | 26008.69 | 0 | StationFuel_DSM2018_w30MW_Purch30870 | Fuel Cost | ALL | 2038-11-01 | Expected Values | 94354.4 | StationFuel_DSM2018_w30MW_Purch30870 | Fuel Cost | Off Peak | 2038-11-01 | Expected Values | 68714.84 | StationFuel_DSM2018_w30MW_Purch30870 | Fuel Cost | On Peak | 2038-11-01 | Expected Values | 25639.57 | 0.01
| StationFuel_DSM2018_Base30869 | Fuel Cost | ALL | 2038-12-01 | Expected Values | 107370.13 | StationFuel_DSM2018_Base30869 | Fuel Cost | Off Peak | 2038-12-01 | Expected Values | 76762.08 | StationFuel_DSM2018_Base30869 | Fuel Cost | On Peak | 2038-12-01 | Expected Values | 30608.06 | 0.01 | StationFuel_DSM2018_w30MW_Purch30870 | Fuel Cost | ALL | 2038-12-01 | Expected Values | 105897.08 | StationFuel_DSM2018_w30MW_Purch30870 | Fuel Cost | Off Peak | 2038-12-01 | Expected Values | 75668.52 | StationFuel_DSM2018_w30MW_Purch30870 | Fuel Cost | On Peak | 2038-12-01 | Expected Values | 30228.57 | 0.01
| StationFuel_DSM2018_Base30869 | Fuel Cost | ALL | 2039-01-01 | Expected Values | 104209.92 | StationFuel_DSM2018_Base30869 | Fuel Cost | Off Peak | 2039-01-01 | Expected Values | 75236.49 | StationFuel_DSM2018_Base30869 | Fuel Cost | On Peak | 2039-01-01 | Expected Values | 28973.44 | 0.01 | StationFuel_DSM2018_w30MW_Purch30870 | Fuel Cost | ALL | 2039-01-01 | Expected Values | 102948.07 | StationFuel_DSM2018_w30MW_Purch30870 | Fuel Cost | Off Peak | 2039-01-01 | Expected Values | 74237.19 | StationFuel_DSM2018_w30MW_Purch30870 | Fuel Cost | On Peak | 2039-01-01 | Expected Values | 28710.89 | 0.01
| StationFuel_DSM2018_Base30869 | Fuel Cost | ALL | 2039-02-01 | Expected Values | 93708.04 | StationFuel_DSM2018_Base30869 | Fuel Cost | Off Peak | 2039-02-01 | Expected Values | 66199.08 | StationFuel_DSM2018_Base30869 | Fuel Cost | On Peak | 2039-02-01 | Expected Values | 27508.97 | 0.01 | StationFuel_DSM2018_w30MW_Purch30870 | Fuel Cost | ALL | 2039-02-01 | Expected Values | 92228.02 | StationFuel_DSM2018_w30MW_Purch30870 | Fuel Cost | Off Peak | 2039-02-01 | Expected Values | 65117.42 | StationFuel_DSM2018_w30MW_Purch30870 | Fuel Cost | On Peak | 2039-02-01 | Expected Values | 27110.6 | 0
| StationFuel_DSM2018_Base30869 | Fuel Cost | ALL | 2039-03-01 | Expected Values | 99015.58 | StationFuel_DSM2018_Base30869 | Fuel Cost | Off Peak | 2039-03-01 | Expected Values | 71240.73 | StationFuel_DSM2018_Base30869 | Fuel Cost | On Peak | 2039-03-01 | Expected Values | 27774.85 | 0 | StationFuel_DSM2018_w30MW_Purch30870 | Fuel Cost | ALL | 2039-03-01 | Expected Values | 97557.54 | StationFuel_DSM2018_w30MW_Purch30870 | Fuel Cost | Off Peak | 2039-03-01 | Expected Values | 70167.41 | StationFuel_DSM2018_w30MW_Purch30870 | Fuel Cost | On Peak | 2039-03-01 | Expected Values | 27390.13 | 0
| StationFuel_DSM2018_Base30869 | Fuel Cost | ALL | 2039-04-01 | Expected Values | 110321.98 | StationFuel_DSM2018_Base30869 | Fuel Cost | Off Peak | 2039-04-01 | Expected Values | 71571.26 | StationFuel_DSM2018_Base30869 | Fuel Cost | On Peak | 2039-04-01 | Expected Values | 38750.72 | 0 | StationFuel_DSM2018_w30MW_Purch30870 | Fuel Cost | ALL | 2039-04-01 | Expected Values | 108887.64 | StationFuel_DSM2018_w30MW_Purch30870 | Fuel Cost | Off Peak | 2039-04-01 | Expected Values | 70536.19 | StationFuel_DSM2018_w30MW_Purch30870 | Fuel Cost | On Peak | 2039-04-01 | Expected Values | 38351.46 | 0.01
| StationFuel_DSM2018_Base30869 | Fuel Cost | ALL | 2039-05-01 | Expected Values | 134027.78 | StationFuel_DSM2018_Base30869 | Fuel Cost | Off Peak | 2039-05-01 | Expected Values | 87598.37 | StationFuel_DSM2018_Base30869 | Fuel Cost | On Peak | 2039-05-01 | Expected Values | 46429.42 | 0.01 | StationFuel_DSM2018_w30MW_Purch30870 | Fuel Cost | ALL | 2039-05-01 | Expected Values | 132715.76 | StationFuel_DSM2018_w30MW_Purch30870 | Fuel Cost | Off Peak | 2039-05-01 | Expected Values | 86382.01 | StationFuel_DSM2018_w30MW_Purch30870 | Fuel Cost | On Peak | 2039-05-01 | Expected Values | 46333.75 | 0
| StationFuel_DSM2018_Base30869 | Fuel Cost | ALL | 2039-06-01 | Expected Values | 149815.18 | StationFuel_DSM2018_Base30869 | Fuel Cost | Off Peak | 2039-06-01 | Expected Values | 97357.84 | StationFuel_DSM2018_Base30869 | Fuel Cost | On Peak | 2039-06-01 | Expected Values | 52457.33 | -0.01 | StationFuel_DSM2018_w30MW_Purch30870 | Fuel Cost | ALL | 2039-06-01 | Expected Values | 148164.2 | StationFuel_DSM2018_w30MW_Purch30870 | Fuel Cost | Off Peak | 2039-06-01 | Expected Values | 96050.07 | StationFuel_DSM2018_w30MW_Purch30870 | Fuel Cost | On Peak | 2039-06-01 | Expected Values | 52114.12 | -0.01
| StationFuel_DSM2018_Base30869 | Fuel Cost | ALL | 2039-07-01 | Expected Values | 153843.89 | StationFuel_DSM2018_Base30869 | Fuel Cost | Off Peak | 2039-07-01 | Expected Values | 103026.96 | StationFuel_DSM2018_Base30869 | Fuel Cost | On Peak | 2039-07-01 | Expected Values | 50816.92 | -0.01 | StationFuel_DSM2018_w30MW_Purch30870 | Fuel Cost | ALL | 2039-07-01 | Expected Values | 151921.91 | StationFuel_DSM2018_w30MW_Purch30870 | Fuel Cost | Off Peak | 2039-07-01 | Expected Values | 101727.84 | StationFuel_DSM2018_w30MW_Purch30870 | Fuel Cost | On Peak | 2039-07-01 | Expected Values | 50194.07 | 0
| StationFuel_DSM2018_Base30869 | Fuel Cost | ALL | 2039-08-01 | Expected Values | 154083.04 | StationFuel_DSM2018_Base30869 | Fuel Cost | Off Peak | 2039-08-01 | Expected Values | 101025.84 | StationFuel_DSM2018_Base30869 | Fuel Cost | On Peak | 2039-08-01 | Expected Values | 53057.21 | 0.01 | StationFuel_DSM2018_w30MW_Purch30870 | Fuel Cost | ALL | 2039-08-01 | Expected Values | 152383.01 | StationFuel_DSM2018_w30MW_Purch30870 | Fuel Cost | Off Peak | 2039-08-01 | Expected Values | 99927.87 | StationFuel_DSM2018_w30MW_Purch30870 | Fuel Cost | On Peak | 2039-08-01 | Expected Values | 52455.13 | -0.01
| StationFuel_DSM2018_Base30869 | Fuel Cost | ALL | 2039-09-01 | Expected Values | 143232.3 | StationFuel_DSM2018_Base30869 | Fuel Cost | Off Peak | 2039-09-01 | Expected Values | 94457.62 | StationFuel_DSM2018_Base30869 | Fuel Cost | On Peak | 2039-09-01 | Expected Values | 48774.67 | -0.01 | StationFuel_DSM2018_w30MW_Purch30870 | Fuel Cost | ALL | 2039-09-01 | Expected Values | 141616.4 | StationFuel_DSM2018_w30MW_Purch30870 | Fuel Cost | Off Peak | 2039-09-01 | Expected Values | 93323.87 | StationFuel_DSM2018_w30MW_Purch30870 | Fuel Cost | On Peak | 2039-09-01 | Expected Values | 48292.52 | -0.01
| StationFuel_DSM2018_Base30869 | Fuel Cost | ALL | 2039-10-01 | Expected Values | 127348.39 | StationFuel_DSM2018_Base30869 | Fuel Cost | Off Peak | 2039-10-01 | Expected Values | 85359.6 | StationFuel_DSM2018_Base30869 | Fuel Cost | On Peak | 2039-10-01 | Expected Values | 41988.79 | 0 | StationFuel_DSM2018_w30MW_Purch30870 | Fuel Cost | ALL | 2039-10-01 | Expected Values | 125608.79 | StationFuel_DSM2018_w30MW_Purch30870 | Fuel Cost | Off Peak | 2039-10-01 | Expected Values | 84184.31 | StationFuel_DSM2018_w30MW_Purch30870 | Fuel Cost | On Peak | 2039-10-01 | Expected Values | 41424.5 | 0.02
| StationFuel_DSM2018_Base30869 | Fuel Cost | ALL | 2039-11-01 | Expected Values | 98279.77 | StationFuel_DSM2018_Base30869 | Fuel Cost | Off Peak | 2039-11-01 | Expected Values | 71781.67 | StationFuel_DSM2018_Base30869 | Fuel Cost | On Peak | 2039-11-01 | Expected Values | 26498.11 | 0.01 | StationFuel_DSM2018_w30MW_Purch30870 | Fuel Cost | ALL | 2039-11-01 | Expected Values | 96872.9 | StationFuel_DSM2018_w30MW_Purch30870 | Fuel Cost | Off Peak | 2039-11-01 | Expected Values | 70725.91 | StationFuel_DSM2018_w30MW_Purch30870 | Fuel Cost | On Peak | 2039-11-01 | Expected Values | 26147.01 | 0.02
| StationFuel_DSM2018_Base30869 | Fuel Cost | ALL | 2039-12-01 | Expected Values | 109216.35 | StationFuel_DSM2018_Base30869 | Fuel Cost | Off Peak | 2039-12-01 | Expected Values | 79488.79 | StationFuel_DSM2018_Base30869 | Fuel Cost | On Peak | 2039-12-01 | Expected Values | 29727.56 | 0 | StationFuel_DSM2018_w30MW_Purch30870 | Fuel Cost | ALL | 2039-12-01 | Expected Values | 107731.5 | StationFuel_DSM2018_w30MW_Purch30870 | Fuel Cost | Off Peak | 2039-12-01 | Expected Values | 78366.26 | StationFuel_DSM2018_w30MW_Purch30870 | Fuel Cost | On Peak | 2039-12-01 | Expected Values | 29365.24 | 0
| StationFuel_DSM2018_Base30869 | Fuel Cost | ALL | 2040-01-01 | Expected Values | 106594.17 | StationFuel_DSM2018_Base30869 | Fuel Cost | Off Peak | 2040-01-01 | Expected Values | 75724.08 | StationFuel_DSM2018_Base30869 | Fuel Cost | On Peak | 2040-01-01 | Expected Values | 30870.13 | 0.04 | StationFuel_DSM2018_w30MW_Purch30870 | Fuel Cost | ALL | 2040-01-01 | Expected Values | 105142.78 | StationFuel_DSM2018_w30MW_Purch30870 | Fuel Cost | Off Peak | 2040-01-01 | Expected Values | 74654.64 | StationFuel_DSM2018_w30MW_Purch30870 | Fuel Cost | On Peak | 2040-01-01 | Expected Values | 30488.18 | 0.04
| StationFuel_DSM2018_Base30869 | Fuel Cost | ALL | 2040-02-01 | Expected Values | 91297.08 | StationFuel_DSM2018_Base30869 | Fuel Cost | Off Peak | 2040-02-01 | Expected Values | 65080.97 | StationFuel_DSM2018_Base30869 | Fuel Cost | On Peak | 2040-02-01 | Expected Values | 26216.12 | 0.01 | StationFuel_DSM2018_w30MW_Purch30870 | Fuel Cost | ALL | 2040-02-01 | Expected Values | 89950.49 | StationFuel_DSM2018_w30MW_Purch30870 | Fuel Cost | Off Peak | 2040-02-01 | Expected Values | 64086.3 | StationFuel_DSM2018_w30MW_Purch30870 | Fuel Cost | On Peak | 2040-02-01 | Expected Values | 25864.22 | 0.03
| StationFuel_DSM2018_Base30869 | Fuel Cost | ALL | 2040-03-01 | Expected Values | 100435.63 | StationFuel_DSM2018_Base30869 | Fuel Cost | Off Peak | 2040-03-01 | Expected Values | 73409.18 | StationFuel_DSM2018_Base30869 | Fuel Cost | On Peak | 2040-03-01 | Expected Values | 27026.47 | 0.02 | StationFuel_DSM2018_w30MW_Purch30870 | Fuel Cost | ALL | 2040-03-01 | Expected Values | 99021.73 | StationFuel_DSM2018_w30MW_Purch30870 | Fuel Cost | Off Peak | 2040-03-01 | Expected Values | 72351.16 | StationFuel_DSM2018_w30MW_Purch30870 | Fuel Cost | On Peak | 2040-03-01 | Expected Values | 26670.59 | 0.02
| StationFuel_DSM2018_Base30869 | Fuel Cost | ALL | 2040-04-01 | Expected Values | 113278.45 | StationFuel_DSM2018_Base30869 | Fuel Cost | Off Peak | 2040-04-01 | Expected Values | 73370.05 | StationFuel_DSM2018_Base30869 | Fuel Cost | On Peak | 2040-04-01 | Expected Values | 39908.42 | 0.02 | StationFuel_DSM2018_w30MW_Purch30870 | Fuel Cost | ALL | 2040-04-01 | Expected Values | 111445.45 | StationFuel_DSM2018_w30MW_Purch30870 | Fuel Cost | Off Peak | 2040-04-01 | Expected Values | 72360.49 | StationFuel_DSM2018_w30MW_Purch30870 | Fuel Cost | On Peak | 2040-04-01 | Expected Values | 39084.98 | 0.02
| StationFuel_DSM2018_Base30869 | Fuel Cost | ALL | 2040-05-01 | Expected Values | 131777.84 | StationFuel_DSM2018_Base30869 | Fuel Cost | Off Peak | 2040-05-01 | Expected Values | 84457.9 | StationFuel_DSM2018_Base30869 | Fuel Cost | On Peak | 2040-05-01 | Expected Values | 47319.97 | 0.03 | StationFuel_DSM2018_w30MW_Purch30870 | Fuel Cost | ALL | 2040-05-01 | Expected Values | 129771.01 | StationFuel_DSM2018_w30MW_Purch30870 | Fuel Cost | Off Peak | 2040-05-01 | Expected Values | 83284.4 | StationFuel_DSM2018_w30MW_Purch30870 | Fuel Cost | On Peak | 2040-05-01 | Expected Values | 46486.63 | 0.02
| StationFuel_DSM2018_Base30869 | Fuel Cost | ALL | 2040-06-01 | Expected Values | 149408.77 | StationFuel_DSM2018_Base30869 | Fuel Cost | Off Peak | 2040-06-01 | Expected Values | 99068.18 | StationFuel_DSM2018_Base30869 | Fuel Cost | On Peak | 2040-06-01 | Expected Values | 50340.59 | 0 | StationFuel_DSM2018_w30MW_Purch30870 | Fuel Cost | ALL | 2040-06-01 | Expected Values | 147665.33 | StationFuel_DSM2018_w30MW_Purch30870 | Fuel Cost | Off Peak | 2040-06-01 | Expected Values | 98024.54 | StationFuel_DSM2018_w30MW_Purch30870 | Fuel Cost | On Peak | 2040-06-01 | Expected Values | 49640.8 | 0.01
| StationFuel_DSM2018_Base30869 | Fuel Cost | ALL | 2040-07-01 | Expected Values | 156740.08 | StationFuel_DSM2018_Base30869 | Fuel Cost | Off Peak | 2040-07-01 | Expected Values | 102630.81 | StationFuel_DSM2018_Base30869 | Fuel Cost | On Peak | 2040-07-01 | Expected Values | 54109.29 | 0.02 | StationFuel_DSM2018_w30MW_Purch30870 | Fuel Cost | ALL | 2040-07-01 | Expected Values | 154797.01 | StationFuel_DSM2018_w30MW_Purch30870 | Fuel Cost | Off Peak | 2040-07-01 | Expected Values | 101296.14 | StationFuel_DSM2018_w30MW_Purch30870 | Fuel Cost | On Peak | 2040-07-01 | Expected Values | 53500.88 | 0.01
| StationFuel_DSM2018_Base30869 | Fuel Cost | ALL | 2040-08-01 | Expected Values | 157005.44 | StationFuel_DSM2018_Base30869 | Fuel Cost | Off Peak | 2040-08-01 | Expected Values | 103755.38 | StationFuel_DSM2018_Base30869 | Fuel Cost | On Peak | 2040-08-01 | Expected Values | 53250.06 | 0 | StationFuel_DSM2018_w30MW_Purch30870 | Fuel Cost | ALL | 2040-08-01 | Expected Values | 155246.16 | StationFuel_DSM2018_w30MW_Purch30870 | Fuel Cost | Off Peak | 2040-08-01 | Expected Values | 102549.67 | StationFuel_DSM2018_w30MW_Purch30870 | Fuel Cost | On Peak | 2040-08-01 | Expected Values | 52696.5 | 0.01
| StationFuel_DSM2018_Base30869 | Fuel Cost | ALL | 2040-09-01 | Expected Values | 146768.58 | StationFuel_DSM2018_Base30869 | Fuel Cost | Off Peak | 2040-09-01 | Expected Values | 100786.81 | StationFuel_DSM2018_Base30869 | Fuel Cost | On Peak | 2040-09-01 | Expected Values | 45981.78 | 0.01 | StationFuel_DSM2018_w30MW_Purch30870 | Fuel Cost | ALL | 2040-09-01 | Expected Values | 144987.1 | StationFuel_DSM2018_w30MW_Purch30870 | Fuel Cost | Off Peak | 2040-09-01 | Expected Values | 99529.61 | StationFuel_DSM2018_w30MW_Purch30870 | Fuel Cost | On Peak | 2040-09-01 | Expected Values | 45457.51 | 0.02
| StationFuel_DSM2018_Base30869 | Fuel Cost | ALL | 2040-10-01 | Expected Values | 129293.07 | StationFuel_DSM2018_Base30869 | Fuel Cost | Off Peak | 2040-10-01 | Expected Values | 83152.78 | StationFuel_DSM2018_Base30869 | Fuel Cost | On Peak | 2040-10-01 | Expected Values | 46140.3 | 0.01 | StationFuel_DSM2018_w30MW_Purch30870 | Fuel Cost | ALL | 2040-10-01 | Expected Values | 127452.03 | StationFuel_DSM2018_w30MW_Purch30870 | Fuel Cost | Off Peak | 2040-10-01 | Expected Values | 81944.5 | StationFuel_DSM2018_w30MW_Purch30870 | Fuel Cost | On Peak | 2040-10-01 | Expected Values | 45507.54 | 0.01
| StationFuel_DSM2018_Base30869 | Fuel Cost | ALL | 2040-11-01 | Expected Values | 99867.12 | StationFuel_DSM2018_Base30869 | Fuel Cost | Off Peak | 2040-11-01 | Expected Values | 73374.85 | StationFuel_DSM2018_Base30869 | Fuel Cost | On Peak | 2040-11-01 | Expected Values | 26492.3 | 0.03 | StationFuel_DSM2018_w30MW_Purch30870 | Fuel Cost | ALL | 2040-11-01 | Expected Values | 98412.26 | StationFuel_DSM2018_w30MW_Purch30870 | Fuel Cost | Off Peak | 2040-11-01 | Expected Values | 72289.4 | StationFuel_DSM2018_w30MW_Purch30870 | Fuel Cost | On Peak | 2040-11-01 | Expected Values | 26122.88 | 0.02
| StationFuel_DSM2018_Base30869 | Fuel Cost | ALL | 2040-12-01 | Expected Values | 111399.4 | StationFuel_DSM2018_Base30869 | Fuel Cost | Off Peak | 2040-12-01 | Expected Values | 82446.98 | StationFuel_DSM2018_Base30869 | Fuel Cost | On Peak | 2040-12-01 | Expected Values | 28952.46 | 0.04 | StationFuel_DSM2018_w30MW_Purch30870 | Fuel Cost | ALL | 2040-12-01 | Expected Values | 110064.71 | StationFuel_DSM2018_w30MW_Purch30870 | Fuel Cost | Off Peak | 2040-12-01 | Expected Values | 81415.51 | StationFuel_DSM2018_w30MW_Purch30870 | Fuel Cost | On Peak | 2040-12-01 | Expected Values | 28649.24 | 0.04
| StationFuel_DSM2018_Base30869 | Fuel Cost | ALL | 2041-01-01 | Expected Values | 109896.89 | StationFuel_DSM2018_Base30869 | Fuel Cost | Off Peak | 2041-01-01 | Expected Values | 76843.39 | StationFuel_DSM2018_Base30869 | Fuel Cost | On Peak | 2041-01-01 | Expected Values | 33053.52 | 0.02 | StationFuel_DSM2018_w30MW_Purch30870 | Fuel Cost | ALL | 2041-01-01 | Expected Values | 108455.4 | StationFuel_DSM2018_w30MW_Purch30870 | Fuel Cost | Off Peak | 2041-01-01 | Expected Values | 75748.43 | StationFuel_DSM2018_w30MW_Purch30870 | Fuel Cost | On Peak | 2041-01-01 | Expected Values | 32706.99 | 0.02
| StationFuel_DSM2018_Base30869 | Fuel Cost | ALL | 2041-02-01 | Expected Values | 95436.01 | StationFuel_DSM2018_Base30869 | Fuel Cost | Off Peak | 2041-02-01 | Expected Values | 68117.42 | StationFuel_DSM2018_Base30869 | Fuel Cost | On Peak | 2041-02-01 | Expected Values | 27318.62 | 0.03 | StationFuel_DSM2018_w30MW_Purch30870 | Fuel Cost | ALL | 2041-02-01 | Expected Values | 94041.09 | StationFuel_DSM2018_w30MW_Purch30870 | Fuel Cost | Off Peak | 2041-02-01 | Expected Values | 67082.32 | StationFuel_DSM2018_w30MW_Purch30870 | Fuel Cost | On Peak | 2041-02-01 | Expected Values | 26958.8 | 0.03
| StationFuel_DSM2018_Base30869 | Fuel Cost | ALL | 2041-03-01 | Expected Values | 103076.29 | StationFuel_DSM2018_Base30869 | Fuel Cost | Off Peak | 2041-03-01 | Expected Values | 76544.09 | StationFuel_DSM2018_Base30869 | Fuel Cost | On Peak | 2041-03-01 | Expected Values | 26532.22 | 0.02 | StationFuel_DSM2018_w30MW_Purch30870 | Fuel Cost | ALL | 2041-03-01 | Expected Values | 101601.3 | StationFuel_DSM2018_w30MW_Purch30870 | Fuel Cost | Off Peak | 2041-03-01 | Expected Values | 75421.59 | StationFuel_DSM2018_w30MW_Purch30870 | Fuel Cost | On Peak | 2041-03-01 | Expected Values | 26179.74 | 0.03
| StationFuel_DSM2018_Base30869 | Fuel Cost | ALL | 2041-04-01 | Expected Values | 116519.77 | StationFuel_DSM2018_Base30869 | Fuel Cost | Off Peak | 2041-04-01 | Expected Values | 74820.01 | StationFuel_DSM2018_Base30869 | Fuel Cost | On Peak | 2041-04-01 | Expected Values | 41699.79 | 0.03 | StationFuel_DSM2018_w30MW_Purch30870 | Fuel Cost | ALL | 2041-04-01 | Expected Values | 115048.58 | StationFuel_DSM2018_w30MW_Purch30870 | Fuel Cost | Off Peak | 2041-04-01 | Expected Values | 73799.46 | StationFuel_DSM2018_w30MW_Purch30870 | Fuel Cost | On Peak | 2041-04-01 | Expected Values | 41249.13 | 0.01
| StationFuel_DSM2018_Base30869 | Fuel Cost | ALL | 2041-05-01 | Expected Values | 138175.25 | StationFuel_DSM2018_Base30869 | Fuel Cost | Off Peak | 2041-05-01 | Expected Values | 88872.13 | StationFuel_DSM2018_Base30869 | Fuel Cost | On Peak | 2041-05-01 | Expected Values | 49303.15 | 0.03 | StationFuel_DSM2018_w30MW_Purch30870 | Fuel Cost | ALL | 2041-05-01 | Expected Values | 136253.87 | StationFuel_DSM2018_w30MW_Purch30870 | Fuel Cost | Off Peak | 2041-05-01 | Expected Values | 87617.75 | StationFuel_DSM2018_w30MW_Purch30870 | Fuel Cost | On Peak | 2041-05-01 | Expected Values | 48636.15 | 0.03
| StationFuel_DSM2018_Base30869 | Fuel Cost | ALL | 2041-06-01 | Expected Values | 157640.57 | StationFuel_DSM2018_Base30869 | Fuel Cost | Off Peak | 2041-06-01 | Expected Values | 107031.82 | StationFuel_DSM2018_Base30869 | Fuel Cost | On Peak | 2041-06-01 | Expected Values | 50608.77 | 0.02 | StationFuel_DSM2018_w30MW_Purch30870 | Fuel Cost | ALL | 2041-06-01 | Expected Values | 155664.35 | StationFuel_DSM2018_w30MW_Purch30870 | Fuel Cost | Off Peak | 2041-06-01 | Expected Values | 105654.98 | StationFuel_DSM2018_w30MW_Purch30870 | Fuel Cost | On Peak | 2041-06-01 | Expected Values | 50009.38 | 0.01
| StationFuel_DSM2018_Base30869 | Fuel Cost | ALL | 2041-07-01 | Expected Values | 166169.7 | StationFuel_DSM2018_Base30869 | Fuel Cost | Off Peak | 2041-07-01 | Expected Values | 106033.51 | StationFuel_DSM2018_Base30869 | Fuel Cost | On Peak | 2041-07-01 | Expected Values | 60136.2 | 0.01 | StationFuel_DSM2018_w30MW_Purch30870 | Fuel Cost | ALL | 2041-07-01 | Expected Values | 164149.35 | StationFuel_DSM2018_w30MW_Purch30870 | Fuel Cost | Off Peak | 2041-07-01 | Expected Values | 104615.53 | StationFuel_DSM2018_w30MW_Purch30870 | Fuel Cost | On Peak | 2041-07-01 | Expected Values | 59533.83 | 0.01
| StationFuel_DSM2018_Base30869 | Fuel Cost | ALL | 2041-08-01 | Expected Values | 167850.78 | StationFuel_DSM2018_Base30869 | Fuel Cost | Off Peak | 2041-08-01 | Expected Values | 111384.6 | StationFuel_DSM2018_Base30869 | Fuel Cost | On Peak | 2041-08-01 | Expected Values | 56466.2 | 0.02 | StationFuel_DSM2018_w30MW_Purch30870 | Fuel Cost | ALL | 2041-08-01 | Expected Values | 165859.03 | StationFuel_DSM2018_w30MW_Purch30870 | Fuel Cost | Off Peak | 2041-08-01 | Expected Values | 109961.34 | StationFuel_DSM2018_w30MW_Purch30870 | Fuel Cost | On Peak | 2041-08-01 | Expected Values | 55897.71 | 0.02
| StationFuel_DSM2018_Base30869 | Fuel Cost | ALL | 2041-09-01 | Expected Values | 155198.36 | StationFuel_DSM2018_Base30869 | Fuel Cost | Off Peak | 2041-09-01 | Expected Values | 104863.35 | StationFuel_DSM2018_Base30869 | Fuel Cost | On Peak | 2041-09-01 | Expected Values | 50335.02 | 0.01 | StationFuel_DSM2018_w30MW_Purch30870 | Fuel Cost | ALL | 2041-09-01 | Expected Values | 153405.42 | StationFuel_DSM2018_w30MW_Purch30870 | Fuel Cost | Off Peak | 2041-09-01 | Expected Values | 103461.09 | StationFuel_DSM2018_w30MW_Purch30870 | Fuel Cost | On Peak | 2041-09-01 | Expected Values | 49944.36 | 0.03
| StationFuel_DSM2018_Base30869 | Fuel Cost | ALL | 2041-10-01 | Expected Values | 137359.41 | StationFuel_DSM2018_Base30869 | Fuel Cost | Off Peak | 2041-10-01 | Expected Values | 87872.15 | StationFuel_DSM2018_Base30869 | Fuel Cost | On Peak | 2041-10-01 | Expected Values | 49487.28 | 0.02 | StationFuel_DSM2018_w30MW_Purch30870 | Fuel Cost | ALL | 2041-10-01 | Expected Values | 135688.73 | StationFuel_DSM2018_w30MW_Purch30870 | Fuel Cost | Off Peak | 2041-10-01 | Expected Values | 86642.59 | StationFuel_DSM2018_w30MW_Purch30870 | Fuel Cost | On Peak | 2041-10-01 | Expected Values | 49046.16 | 0.02
| StationFuel_DSM2018_Base30869 | Fuel Cost | ALL | 2041-11-01 | Expected Values | 106475.24 | StationFuel_DSM2018_Base30869 | Fuel Cost | Off Peak | 2041-11-01 | Expected Values | 79262.72 | StationFuel_DSM2018_Base30869 | Fuel Cost | On Peak | 2041-11-01 | Expected Values | 27212.53 | 0.01 | StationFuel_DSM2018_w30MW_Purch30870 | Fuel Cost | ALL | 2041-11-01 | Expected Values | 104815.65 | StationFuel_DSM2018_w30MW_Purch30870 | Fuel Cost | Off Peak | 2041-11-01 | Expected Values | 77995 | StationFuel_DSM2018_w30MW_Purch30870 | Fuel Cost | On Peak | 2041-11-01 | Expected Values | 26820.65 | 0
| StationFuel_DSM2018_Base30869 | Fuel Cost | ALL | 2041-12-01 | Expected Values | 116066.13 | StationFuel_DSM2018_Base30869 | Fuel Cost | Off Peak | 2041-12-01 | Expected Values | 84357.08 | StationFuel_DSM2018_Base30869 | Fuel Cost | On Peak | 2041-12-01 | Expected Values | 31709.08 | 0.03 | StationFuel_DSM2018_w30MW_Purch30870 | Fuel Cost | ALL | 2041-12-01 | Expected Values | 114439.82 | StationFuel_DSM2018_w30MW_Purch30870 | Fuel Cost | Off Peak | 2041-12-01 | Expected Values | 83132.97 | StationFuel_DSM2018_w30MW_Purch30870 | Fuel Cost | On Peak | 2041-12-01 | Expected Values | 31306.89 | 0.04
| StationFuel_DSM2018_Base30869 | Fuel Cost | ALL | 2042-01-01 | Expected Values | 116521.39 | StationFuel_DSM2018_Base30869 | Fuel Cost | Off Peak | 2042-01-01 | Expected Values | 81284.98 | StationFuel_DSM2018_Base30869 | Fuel Cost | On Peak | 2042-01-01 | Expected Values | 35236.41 | 0 | StationFuel_DSM2018_w30MW_Purch30870 | Fuel Cost | ALL | 2042-01-01 | Expected Values | 114919.63 | StationFuel_DSM2018_w30MW_Purch30870 | Fuel Cost | Off Peak | 2042-01-01 | Expected Values | 80083.38 | StationFuel_DSM2018_w30MW_Purch30870 | Fuel Cost | On Peak | 2042-01-01 | Expected Values | 34836.26 | 0.01
| StationFuel_DSM2018_Base30869 | Fuel Cost | ALL | 2042-02-01 | Expected Values | 100970.35 | StationFuel_DSM2018_Base30869 | Fuel Cost | Off Peak | 2042-02-01 | Expected Values | 71964.38 | StationFuel_DSM2018_Base30869 | Fuel Cost | On Peak | 2042-02-01 | Expected Values | 29005.96 | -0.01 | StationFuel_DSM2018_w30MW_Purch30870 | Fuel Cost | ALL | 2042-02-01 | Expected Values | 99391.54 | StationFuel_DSM2018_w30MW_Purch30870 | Fuel Cost | Off Peak | 2042-02-01 | Expected Values | 70799.07 | StationFuel_DSM2018_w30MW_Purch30870 | Fuel Cost | On Peak | 2042-02-01 | Expected Values | 28592.46 | -0.01
| StationFuel_DSM2018_Base30869 | Fuel Cost | ALL | 2042-03-01 | Expected Values | 109416.98 | StationFuel_DSM2018_Base30869 | Fuel Cost | Off Peak | 2042-03-01 | Expected Values | 81095.27 | StationFuel_DSM2018_Base30869 | Fuel Cost | On Peak | 2042-03-01 | Expected Values | 28321.7 | -0.01 | StationFuel_DSM2018_w30MW_Purch30870 | Fuel Cost | ALL | 2042-03-01 | Expected Values | 107725.47 | StationFuel_DSM2018_w30MW_Purch30870 | Fuel Cost | Off Peak | 2042-03-01 | Expected Values | 79817.12 | StationFuel_DSM2018_w30MW_Purch30870 | Fuel Cost | On Peak | 2042-03-01 | Expected Values | 27908.34 | -0.01
| StationFuel_DSM2018_Base30869 | Fuel Cost | ALL | 2042-04-01 | Expected Values | 124089.24 | StationFuel_DSM2018_Base30869 | Fuel Cost | Off Peak | 2042-04-01 | Expected Values | 78764.64 | StationFuel_DSM2018_Base30869 | Fuel Cost | On Peak | 2042-04-01 | Expected Values | 45324.59 | -0.01 | StationFuel_DSM2018_w30MW_Purch30870 | Fuel Cost | ALL | 2042-04-01 | Expected Values | 122312.21 | StationFuel_DSM2018_w30MW_Purch30870 | Fuel Cost | Off Peak | 2042-04-01 | Expected Values | 77544.79 | StationFuel_DSM2018_w30MW_Purch30870 | Fuel Cost | On Peak | 2042-04-01 | Expected Values | 44767.41 | -0.01
| StationFuel_DSM2018_Base30869 | Fuel Cost | ALL | 2042-05-01 | Expected Values | 144021.14 | StationFuel_DSM2018_Base30869 | Fuel Cost | Off Peak | 2042-05-01 | Expected Values | 94788.16 | StationFuel_DSM2018_Base30869 | Fuel Cost | On Peak | 2042-05-01 | Expected Values | 49232.96 | -0.02 | StationFuel_DSM2018_w30MW_Purch30870 | Fuel Cost | ALL | 2042-05-01 | Expected Values | 141829.18 | StationFuel_DSM2018_w30MW_Purch30870 | Fuel Cost | Off Peak | 2042-05-01 | Expected Values | 93283.76 | StationFuel_DSM2018_w30MW_Purch30870 | Fuel Cost | On Peak | 2042-05-01 | Expected Values | 48545.4 | -0.02
| StationFuel_DSM2018_Base30869 | Fuel Cost | ALL | 2042-06-01 | Expected Values | 165120.66 | StationFuel_DSM2018_Base30869 | Fuel Cost | Off Peak | 2042-06-01 | Expected Values | 109751.28 | StationFuel_DSM2018_Base30869 | Fuel Cost | On Peak | 2042-06-01 | Expected Values | 55369.36 | -0.02 | StationFuel_DSM2018_w30MW_Purch30870 | Fuel Cost | ALL | 2042-06-01 | Expected Values | 163272.87 | StationFuel_DSM2018_w30MW_Purch30870 | Fuel Cost | Off Peak | 2042-06-01 | Expected Values | 108294.82 | StationFuel_DSM2018_w30MW_Purch30870 | Fuel Cost | On Peak | 2042-06-01 | Expected Values | 54978.03 | -0.02
| StationFuel_DSM2018_Base30869 | Fuel Cost | ALL | 2042-07-01 | Expected Values | 173163.3 | StationFuel_DSM2018_Base30869 | Fuel Cost | Off Peak | 2042-07-01 | Expected Values | 110462.68 | StationFuel_DSM2018_Base30869 | Fuel Cost | On Peak | 2042-07-01 | Expected Values | 62700.59 | -0.03 | StationFuel_DSM2018_w30MW_Purch30870 | Fuel Cost | ALL | 2042-07-01 | Expected Values | 171273.55 | StationFuel_DSM2018_w30MW_Purch30870 | Fuel Cost | Off Peak | 2042-07-01 | Expected Values | 109112.45 | StationFuel_DSM2018_w30MW_Purch30870 | Fuel Cost | On Peak | 2042-07-01 | Expected Values | 62161.08 | -0.02
| StationFuel_DSM2018_Base30869 | Fuel Cost | ALL | 2042-08-01 | Expected Values | 174440.02 | StationFuel_DSM2018_Base30869 | Fuel Cost | Off Peak | 2042-08-01 | Expected Values | 118507.87 | StationFuel_DSM2018_Base30869 | Fuel Cost | On Peak | 2042-08-01 | Expected Values | 55932.13 | -0.02 | StationFuel_DSM2018_w30MW_Purch30870 | Fuel Cost | ALL | 2042-08-01 | Expected Values | 172354.96 | StationFuel_DSM2018_w30MW_Purch30870 | Fuel Cost | Off Peak | 2042-08-01 | Expected Values | 116941.14 | StationFuel_DSM2018_w30MW_Purch30870 | Fuel Cost | On Peak | 2042-08-01 | Expected Values | 55413.8 | -0.02
| StationFuel_DSM2018_Base30869 | Fuel Cost | ALL | 2042-09-01 | Expected Values | 161729.04 | StationFuel_DSM2018_Base30869 | Fuel Cost | Off Peak | 2042-09-01 | Expected Values | 106776.47 | StationFuel_DSM2018_Base30869 | Fuel Cost | On Peak | 2042-09-01 | Expected Values | 54952.56 | -0.01 | StationFuel_DSM2018_w30MW_Purch30870 | Fuel Cost | ALL | 2042-09-01 | Expected Values | 159896.43 | StationFuel_DSM2018_w30MW_Purch30870 | Fuel Cost | Off Peak | 2042-09-01 | Expected Values | 105395.52 | StationFuel_DSM2018_w30MW_Purch30870 | Fuel Cost | On Peak | 2042-09-01 | Expected Values | 54500.89 | -0.02
| StationFuel_DSM2018_Base30869 | Fuel Cost | ALL | 2042-10-01 | Expected Values | 143381.26 | StationFuel_DSM2018_Base30869 | Fuel Cost | Off Peak | 2042-10-01 | Expected Values | 92431.67 | StationFuel_DSM2018_Base30869 | Fuel Cost | On Peak | 2042-10-01 | Expected Values | 50949.56 | -0.03 | StationFuel_DSM2018_w30MW_Purch30870 | Fuel Cost | ALL | 2042-10-01 | Expected Values | 141680.08 | StationFuel_DSM2018_w30MW_Purch30870 | Fuel Cost | Off Peak | 2042-10-01 | Expected Values | 91259.84 | StationFuel_DSM2018_w30MW_Purch30870 | Fuel Cost | On Peak | 2042-10-01 | Expected Values | 50420.22 | -0.02
| StationFuel_DSM2018_Base30869 | Fuel Cost | ALL | 2042-11-01 | Expected Values | 110210.63 | StationFuel_DSM2018_Base30869 | Fuel Cost | Off Peak | 2042-11-01 | Expected Values | 83425.16 | StationFuel_DSM2018_Base30869 | Fuel Cost | On Peak | 2042-11-01 | Expected Values | 26785.45 | -0.02 | StationFuel_DSM2018_w30MW_Purch30870 | Fuel Cost | ALL | 2042-11-01 | Expected Values | 108303.01 | StationFuel_DSM2018_w30MW_Purch30870 | Fuel Cost | Off Peak | 2042-11-01 | Expected Values | 81909.09 | StationFuel_DSM2018_w30MW_Purch30870 | Fuel Cost | On Peak | 2042-11-01 | Expected Values | 26393.9 | -0.02
| StationFuel_DSM2018_Base30869 | Fuel Cost | ALL | 2042-12-01 | Expected Values | 121696.45 | StationFuel_DSM2018_Base30869 | Fuel Cost | Off Peak | 2042-12-01 | Expected Values | 87039.48 | StationFuel_DSM2018_Base30869 | Fuel Cost | On Peak | 2042-12-01 | Expected Values | 34656.96 | -0.01 | StationFuel_DSM2018_w30MW_Purch30870 | Fuel Cost | ALL | 2042-12-01 | Expected Values | 119917.1 | StationFuel_DSM2018_w30MW_Purch30870 | Fuel Cost | Off Peak | 2042-12-01 | Expected Values | 85701.17 | StationFuel_DSM2018_w30MW_Purch30870 | Fuel Cost | On Peak | 2042-12-01 | Expected Values | 34215.93 | 0
| StationFuel_DSM2018_Base30890 | Fuel Cost | ALL | 2043-01-01 | Expected Values | 121076.37 | StationFuel_DSM2018_Base30890 | Fuel Cost | Off Peak | 2043-01-01 | Expected Values | 86248.44 | StationFuel_DSM2018_Base30890 | Fuel Cost | On Peak | 2043-01-01 | Expected Values | 34827.97 | 0.04 | StationFuel_DSM2018_w30MW_Purch30896 | Fuel Cost | ALL | 2043-01-01 | Expected Values | 119499.21 | StationFuel_DSM2018_w30MW_Purch30896 | Fuel Cost | Off Peak | 2043-01-01 | Expected Values | 85031.1 | StationFuel_DSM2018_w30MW_Purch30896 | Fuel Cost | On Peak | 2043-01-01 | Expected Values | 34468.14 | 0.03
| StationFuel_DSM2018_Base30890 | Fuel Cost | ALL | 2043-02-01 | Expected Values | 105356.23 | StationFuel_DSM2018_Base30890 | Fuel Cost | Off Peak | 2043-02-01 | Expected Values | 75159.09 | StationFuel_DSM2018_Base30890 | Fuel Cost | On Peak | 2043-02-01 | Expected Values | 30197.18 | 0.04 | StationFuel_DSM2018_w30MW_Purch30896 | Fuel Cost | ALL | 2043-02-01 | Expected Values | 103965.71 | StationFuel_DSM2018_w30MW_Purch30896 | Fuel Cost | Off Peak | 2043-02-01 | Expected Values | 74076.83 | StationFuel_DSM2018_w30MW_Purch30896 | Fuel Cost | On Peak | 2043-02-01 | Expected Values | 29888.92 | 0.04
| StationFuel_DSM2018_Base30890 | Fuel Cost | ALL | 2043-03-01 | Expected Values | 115567.47 | StationFuel_DSM2018_Base30890 | Fuel Cost | Off Peak | 2043-03-01 | Expected Values | 84506.32 | StationFuel_DSM2018_Base30890 | Fuel Cost | On Peak | 2043-03-01 | Expected Values | 31061.18 | 0.03 | StationFuel_DSM2018_w30MW_Purch30896 | Fuel Cost | ALL | 2043-03-01 | Expected Values | 113888.38 | StationFuel_DSM2018_w30MW_Purch30896 | Fuel Cost | Off Peak | 2043-03-01 | Expected Values | 83261.49 | StationFuel_DSM2018_w30MW_Purch30896 | Fuel Cost | On Peak | 2043-03-01 | Expected Values | 30626.93 | 0.04
| StationFuel_DSM2018_Base30890 | Fuel Cost | ALL | 2043-04-01 | Expected Values | 129440.77 | StationFuel_DSM2018_Base30890 | Fuel Cost | Off Peak | 2043-04-01 | Expected Values | 81667.56 | StationFuel_DSM2018_Base30890 | Fuel Cost | On Peak | 2043-04-01 | Expected Values | 47773.16 | -0.05 | StationFuel_DSM2018_w30MW_Purch30896 | Fuel Cost | ALL | 2043-04-01 | Expected Values | 127635.99 | StationFuel_DSM2018_w30MW_Purch30896 | Fuel Cost | Off Peak | 2043-04-01 | Expected Values | 80434.39 | StationFuel_DSM2018_w30MW_Purch30896 | Fuel Cost | On Peak | 2043-04-01 | Expected Values | 47201.54 | -0.06
| StationFuel_DSM2018_Base30890 | Fuel Cost | ALL | 2043-05-01 | Expected Values | 144843 | StationFuel_DSM2018_Base30890 | Fuel Cost | Off Peak | 2043-05-01 | Expected Values | 98280.45 | StationFuel_DSM2018_Base30890 | Fuel Cost | On Peak | 2043-05-01 | Expected Values | 46562.49 | -0.06 | StationFuel_DSM2018_w30MW_Purch30896 | Fuel Cost | ALL | 2043-05-01 | Expected Values | 143267.65 | StationFuel_DSM2018_w30MW_Purch30896 | Fuel Cost | Off Peak | 2043-05-01 | Expected Values | 96992.28 | StationFuel_DSM2018_w30MW_Purch30896 | Fuel Cost | On Peak | 2043-05-01 | Expected Values | 46275.3 | -0.07
| StationFuel_DSM2018_Base30890 | Fuel Cost | ALL | 2043-06-01 | Expected Values | 168952.49 | StationFuel_DSM2018_Base30890 | Fuel Cost | Off Peak | 2043-06-01 | Expected Values | 109337.99 | StationFuel_DSM2018_Base30890 | Fuel Cost | On Peak | 2043-06-01 | Expected Values | 59614.42 | -0.08 | StationFuel_DSM2018_w30MW_Purch30896 | Fuel Cost | ALL | 2043-06-01 | Expected Values | 166357.47 | StationFuel_DSM2018_w30MW_Purch30896 | Fuel Cost | Off Peak | 2043-06-01 | Expected Values | 107928.56 | StationFuel_DSM2018_w30MW_Purch30896 | Fuel Cost | On Peak | 2043-06-01 | Expected Values | 58428.82 | -0.09
| StationFuel_DSM2018_Base30890 | Fuel Cost | ALL | 2043-07-01 | Expected Values | 176751.07 | StationFuel_DSM2018_Base30890 | Fuel Cost | Off Peak | 2043-07-01 | Expected Values | 112581.35 | StationFuel_DSM2018_Base30890 | Fuel Cost | On Peak | 2043-07-01 | Expected Values | 64169.65 | -0.07 | StationFuel_DSM2018_w30MW_Purch30896 | Fuel Cost | ALL | 2043-07-01 | Expected Values | 175020.07 | StationFuel_DSM2018_w30MW_Purch30896 | Fuel Cost | Off Peak | 2043-07-01 | Expected Values | 111316.82 | StationFuel_DSM2018_w30MW_Purch30896 | Fuel Cost | On Peak | 2043-07-01 | Expected Values | 63703.18 | -0.07
| StationFuel_DSM2018_Base30890 | Fuel Cost | ALL | 2043-08-01 | Expected Values | 178668.08 | StationFuel_DSM2018_Base30890 | Fuel Cost | Off Peak | 2043-08-01 | Expected Values | 121660.39 | StationFuel_DSM2018_Base30890 | Fuel Cost | On Peak | 2043-08-01 | Expected Values | 57007.6 | -0.09 | StationFuel_DSM2018_w30MW_Purch30896 | Fuel Cost | ALL | 2043-08-01 | Expected Values | 176386.8 | StationFuel_DSM2018_w30MW_Purch30896 | Fuel Cost | Off Peak | 2043-08-01 | Expected Values | 119611.29 | StationFuel_DSM2018_w30MW_Purch30896 | Fuel Cost | On Peak | 2043-08-01 | Expected Values | 56775.42 | -0.09
| StationFuel_DSM2018_Base30890 | Fuel Cost | ALL | 2043-09-01 | Expected Values | 164932.74 | StationFuel_DSM2018_Base30890 | Fuel Cost | Off Peak | 2043-09-01 | Expected Values | 108543.1 | StationFuel_DSM2018_Base30890 | Fuel Cost | On Peak | 2043-09-01 | Expected Values | 56389.56 | -0.08 | StationFuel_DSM2018_w30MW_Purch30896 | Fuel Cost | ALL | 2043-09-01 | Expected Values | 162671.3 | StationFuel_DSM2018_w30MW_Purch30896 | Fuel Cost | Off Peak | 2043-09-01 | Expected Values | 106960.01 | StationFuel_DSM2018_w30MW_Purch30896 | Fuel Cost | On Peak | 2043-09-01 | Expected Values | 55711.21 | -0.08
| StationFuel_DSM2018_Base30890 | Fuel Cost | ALL | 2043-10-01 | Expected Values | 146994.53 | StationFuel_DSM2018_Base30890 | Fuel Cost | Off Peak | 2043-10-01 | Expected Values | 97310.24 | StationFuel_DSM2018_Base30890 | Fuel Cost | On Peak | 2043-10-01 | Expected Values | 49684.24 | -0.05 | StationFuel_DSM2018_w30MW_Purch30896 | Fuel Cost | ALL | 2043-10-01 | Expected Values | 144990.87 | StationFuel_DSM2018_w30MW_Purch30896 | Fuel Cost | Off Peak | 2043-10-01 | Expected Values | 95966.29 | StationFuel_DSM2018_w30MW_Purch30896 | Fuel Cost | On Peak | 2043-10-01 | Expected Values | 49024.54 | -0.04
| StationFuel_DSM2018_Base30890 | Fuel Cost | ALL | 2043-11-01 | Expected Values | 113864.16 | StationFuel_DSM2018_Base30890 | Fuel Cost | Off Peak | 2043-11-01 | Expected Values | 84468.13 | StationFuel_DSM2018_Base30890 | Fuel Cost | On Peak | 2043-11-01 | Expected Values | 29395.99 | -0.04 | StationFuel_DSM2018_w30MW_Purch30896 | Fuel Cost | ALL | 2043-11-01 | Expected Values | 112192.28 | StationFuel_DSM2018_w30MW_Purch30896 | Fuel Cost | Off Peak | 2043-11-01 | Expected Values | 83219.7 | StationFuel_DSM2018_w30MW_Purch30896 | Fuel Cost | On Peak | 2043-11-01 | Expected Values | 28972.54 | -0.04
| StationFuel_DSM2018_Base30890 | Fuel Cost | ALL | 2043-12-01 | Expected Values | 126266.9 | StationFuel_DSM2018_Base30890 | Fuel Cost | Off Peak | 2043-12-01 | Expected Values | 90540.63 | StationFuel_DSM2018_Base30890 | Fuel Cost | On Peak | 2043-12-01 | Expected Values | 35726.3 | 0.03 | StationFuel_DSM2018_w30MW_Purch30896 | Fuel Cost | ALL | 2043-12-01 | Expected Values | 124453.44 | StationFuel_DSM2018_w30MW_Purch30896 | Fuel Cost | Off Peak | 2043-12-01 | Expected Values | 89239.02 | StationFuel_DSM2018_w30MW_Purch30896 | Fuel Cost | On Peak | 2043-12-01 | Expected Values | 35214.46 | 0.04
| StationFuel_DSM2018_Base30890 | Fuel Cost | ALL | 2044-01-01 | Expected Values | 121467.29 | StationFuel_DSM2018_Base30890 | Fuel Cost | Off Peak | 2044-01-01 | Expected Values | 87859.14 | StationFuel_DSM2018_Base30890 | Fuel Cost | On Peak | 2044-01-01 | Expected Values | 33608.15 | 0 | StationFuel_DSM2018_w30MW_Purch30896 | Fuel Cost | ALL | 2044-01-01 | Expected Values | 119918.01 | StationFuel_DSM2018_w30MW_Purch30896 | Fuel Cost | Off Peak | 2044-01-01 | Expected Values | 86633.56 | StationFuel_DSM2018_w30MW_Purch30896 | Fuel Cost | On Peak | 2044-01-01 | Expected Values | 33284.45 | 0
| StationFuel_DSM2018_Base30890 | Fuel Cost | ALL | 2044-02-01 | Expected Values | 104031.98 | StationFuel_DSM2018_Base30890 | Fuel Cost | Off Peak | 2044-02-01 | Expected Values | 74094.79 | StationFuel_DSM2018_Base30890 | Fuel Cost | On Peak | 2044-02-01 | Expected Values | 29937.19 | 0 | StationFuel_DSM2018_w30MW_Purch30896 | Fuel Cost | ALL | 2044-02-01 | Expected Values | 102582.08 | StationFuel_DSM2018_w30MW_Purch30896 | Fuel Cost | Off Peak | 2044-02-01 | Expected Values | 73018.6 | StationFuel_DSM2018_w30MW_Purch30896 | Fuel Cost | On Peak | 2044-02-01 | Expected Values | 29563.47 | -0.01
| StationFuel_DSM2018_Base30890 | Fuel Cost | ALL | 2044-03-01 | Expected Values | 116169.44 | StationFuel_DSM2018_Base30890 | Fuel Cost | Off Peak | 2044-03-01 | Expected Values | 83733.34 | StationFuel_DSM2018_Base30890 | Fuel Cost | On Peak | 2044-03-01 | Expected Values | 32436.09 | -0.01 | StationFuel_DSM2018_w30MW_Purch30896 | Fuel Cost | ALL | 2044-03-01 | Expected Values | 114562.06 | StationFuel_DSM2018_w30MW_Purch30896 | Fuel Cost | Off Peak | 2044-03-01 | Expected Values | 82528.87 | StationFuel_DSM2018_w30MW_Purch30896 | Fuel Cost | On Peak | 2044-03-01 | Expected Values | 32033.18 | -0.01
| StationFuel_DSM2018_Base30890 | Fuel Cost | ALL | 2044-04-01 | Expected Values | 124138.12 | StationFuel_DSM2018_Base30890 | Fuel Cost | Off Peak | 2044-04-01 | Expected Values | 81468 | StationFuel_DSM2018_Base30890 | Fuel Cost | On Peak | 2044-04-01 | Expected Values | 42670.08 | -0.04 | StationFuel_DSM2018_w30MW_Purch30896 | Fuel Cost | ALL | 2044-04-01 | Expected Values | 122596.55 | StationFuel_DSM2018_w30MW_Purch30896 | Fuel Cost | Off Peak | 2044-04-01 | Expected Values | 80388.77 | StationFuel_DSM2018_w30MW_Purch30896 | Fuel Cost | On Peak | 2044-04-01 | Expected Values | 42207.74 | -0.04
| StationFuel_DSM2018_Base30890 | Fuel Cost | ALL | 2044-05-01 | Expected Values | 145751.68 | StationFuel_DSM2018_Base30890 | Fuel Cost | Off Peak | 2044-05-01 | Expected Values | 96437.52 | StationFuel_DSM2018_Base30890 | Fuel Cost | On Peak | 2044-05-01 | Expected Values | 49314.1 | -0.06 | StationFuel_DSM2018_w30MW_Purch30896 | Fuel Cost | ALL | 2044-05-01 | Expected Values | 143753.46 | StationFuel_DSM2018_w30MW_Purch30896 | Fuel Cost | Off Peak | 2044-05-01 | Expected Values | 95053.12 | StationFuel_DSM2018_w30MW_Purch30896 | Fuel Cost | On Peak | 2044-05-01 | Expected Values | 48700.25 | -0.09
| StationFuel_DSM2018_Base30890 | Fuel Cost | ALL | 2044-06-01 | Expected Values | 168914.51 | StationFuel_DSM2018_Base30890 | Fuel Cost | Off Peak | 2044-06-01 | Expected Values | 110215.3 | StationFuel_DSM2018_Base30890 | Fuel Cost | On Peak | 2044-06-01 | Expected Values | 58699.16 | -0.05 | StationFuel_DSM2018_w30MW_Purch30896 | Fuel Cost | ALL | 2044-06-01 | Expected Values | 166638.39 | StationFuel_DSM2018_w30MW_Purch30896 | Fuel Cost | Off Peak | 2044-06-01 | Expected Values | 108715.7 | StationFuel_DSM2018_w30MW_Purch30896 | Fuel Cost | On Peak | 2044-06-01 | Expected Values | 57922.63 | -0.06
| StationFuel_DSM2018_Base30890 | Fuel Cost | ALL | 2044-07-01 | Expected Values | 171798.44 | StationFuel_DSM2018_Base30890 | Fuel Cost | Off Peak | 2044-07-01 | Expected Values | 116303.83 | StationFuel_DSM2018_Base30890 | Fuel Cost | On Peak | 2044-07-01 | Expected Values | 55494.54 | -0.07 | StationFuel_DSM2018_w30MW_Purch30896 | Fuel Cost | ALL | 2044-07-01 | Expected Values | 169574.67 | StationFuel_DSM2018_w30MW_Purch30896 | Fuel Cost | Off Peak | 2044-07-01 | Expected Values | 114774.51 | StationFuel_DSM2018_w30MW_Purch30896 | Fuel Cost | On Peak | 2044-07-01 | Expected Values | 54800.09 | -0.07
| StationFuel_DSM2018_Base30890 | Fuel Cost | ALL | 2044-08-01 | Expected Values | 174263.68 | StationFuel_DSM2018_Base30890 | Fuel Cost | Off Peak | 2044-08-01 | Expected Values | 115244.24 | StationFuel_DSM2018_Base30890 | Fuel Cost | On Peak | 2044-08-01 | Expected Values | 59019.37 | -0.07 | StationFuel_DSM2018_w30MW_Purch30896 | Fuel Cost | ALL | 2044-08-01 | Expected Values | 172001.47 | StationFuel_DSM2018_w30MW_Purch30896 | Fuel Cost | Off Peak | 2044-08-01 | Expected Values | 113722.61 | StationFuel_DSM2018_w30MW_Purch30896 | Fuel Cost | On Peak | 2044-08-01 | Expected Values | 58278.78 | -0.08
| StationFuel_DSM2018_Base30890 | Fuel Cost | ALL | 2044-09-01 | Expected Values | 160147.98 | StationFuel_DSM2018_Base30890 | Fuel Cost | Off Peak | 2044-09-01 | Expected Values | 106520.9 | StationFuel_DSM2018_Base30890 | Fuel Cost | On Peak | 2044-09-01 | Expected Values | 53627.04 | -0.04 | StationFuel_DSM2018_w30MW_Purch30896 | Fuel Cost | ALL | 2044-09-01 | Expected Values | 158424.44 | StationFuel_DSM2018_w30MW_Purch30896 | Fuel Cost | Off Peak | 2044-09-01 | Expected Values | 105323.67 | StationFuel_DSM2018_w30MW_Purch30896 | Fuel Cost | On Peak | 2044-09-01 | Expected Values | 53100.72 | -0.05
| StationFuel_DSM2018_Base30890 | Fuel Cost | ALL | 2044-10-01 | Expected Values | 143138.34 | StationFuel_DSM2018_Base30890 | Fuel Cost | Off Peak | 2044-10-01 | Expected Values | 97008.62 | StationFuel_DSM2018_Base30890 | Fuel Cost | On Peak | 2044-10-01 | Expected Values | 46129.67 | -0.05 | StationFuel_DSM2018_w30MW_Purch30896 | Fuel Cost | ALL | 2044-10-01 | Expected Values | 141395.05 | StationFuel_DSM2018_w30MW_Purch30896 | Fuel Cost | Off Peak | 2044-10-01 | Expected Values | 95769.18 | StationFuel_DSM2018_w30MW_Purch30896 | Fuel Cost | On Peak | 2044-10-01 | Expected Values | 45625.83 | -0.04
| StationFuel_DSM2018_Base30890 | Fuel Cost | ALL | 2044-11-01 | Expected Values | 113834.18 | StationFuel_DSM2018_Base30890 | Fuel Cost | Off Peak | 2044-11-01 | Expected Values | 83260.05 | StationFuel_DSM2018_Base30890 | Fuel Cost | On Peak | 2044-11-01 | Expected Values | 30574.1 | -0.03 | StationFuel_DSM2018_w30MW_Purch30896 | Fuel Cost | ALL | 2044-11-01 | Expected Values | 112245.69 | StationFuel_DSM2018_w30MW_Purch30896 | Fuel Cost | Off Peak | 2044-11-01 | Expected Values | 82105.48 | StationFuel_DSM2018_w30MW_Purch30896 | Fuel Cost | On Peak | 2044-11-01 | Expected Values | 30140.16 | -0.05
| StationFuel_DSM2018_Base30890 | Fuel Cost | ALL | 2044-12-01 | Expected Values | 124534.41 | StationFuel_DSM2018_Base30890 | Fuel Cost | Off Peak | 2044-12-01 | Expected Values | 91185.46 | StationFuel_DSM2018_Base30890 | Fuel Cost | On Peak | 2044-12-01 | Expected Values | 33348.94 | -0.01 | StationFuel_DSM2018_w30MW_Purch30896 | Fuel Cost | ALL | 2044-12-01 | Expected Values | 122893.42 | StationFuel_DSM2018_w30MW_Purch30896 | Fuel Cost | Off Peak | 2044-12-01 | Expected Values | 89952.68 | StationFuel_DSM2018_w30MW_Purch30896 | Fuel Cost | On Peak | 2044-12-01 | Expected Values | 32940.74 | 0
| StationFuel_DSM2018_Base30890 | Fuel Cost | ALL | 2045-01-01 | Expected Values | 125823.53 | StationFuel_DSM2018_Base30890 | Fuel Cost | Off Peak | 2045-01-01 | Expected Values | 89202.88 | StationFuel_DSM2018_Base30890 | Fuel Cost | On Peak | 2045-01-01 | Expected Values | 36620.65 | 0 | StationFuel_DSM2018_w30MW_Purch30896 | Fuel Cost | ALL | 2045-01-01 | Expected Values | 124163.64 | StationFuel_DSM2018_w30MW_Purch30896 | Fuel Cost | Off Peak | 2045-01-01 | Expected Values | 87962.09 | StationFuel_DSM2018_w30MW_Purch30896 | Fuel Cost | On Peak | 2045-01-01 | Expected Values | 36201.54 | -0.01
| StationFuel_DSM2018_Base30890 | Fuel Cost | ALL | 2045-02-01 | Expected Values | 114090.28 | StationFuel_DSM2018_Base30890 | Fuel Cost | Off Peak | 2045-02-01 | Expected Values | 81601.76 | StationFuel_DSM2018_Base30890 | Fuel Cost | On Peak | 2045-02-01 | Expected Values | 32488.53 | 0.01 | StationFuel_DSM2018_w30MW_Purch30896 | Fuel Cost | ALL | 2045-02-01 | Expected Values | 112352.88 | StationFuel_DSM2018_w30MW_Purch30896 | Fuel Cost | Off Peak | 2045-02-01 | Expected Values | 80339.85 | StationFuel_DSM2018_w30MW_Purch30896 | Fuel Cost | On Peak | 2045-02-01 | Expected Values | 32013.04 | 0.01
| StationFuel_DSM2018_Base30890 | Fuel Cost | ALL | 2045-03-01 | Expected Values | 119170.24 | StationFuel_DSM2018_Base30890 | Fuel Cost | Off Peak | 2045-03-01 | Expected Values | 85924.1 | StationFuel_DSM2018_Base30890 | Fuel Cost | On Peak | 2045-03-01 | Expected Values | 33246.14 | 0 | StationFuel_DSM2018_w30MW_Purch30896 | Fuel Cost | ALL | 2045-03-01 | Expected Values | 117444.5 | StationFuel_DSM2018_w30MW_Purch30896 | Fuel Cost | Off Peak | 2045-03-01 | Expected Values | 84626.18 | StationFuel_DSM2018_w30MW_Purch30896 | Fuel Cost | On Peak | 2045-03-01 | Expected Values | 32818.31 | -0.01
| StationFuel_DSM2018_Base30890 | Fuel Cost | ALL | 2045-04-01 | Expected Values | 130032.83 | StationFuel_DSM2018_Base30890 | Fuel Cost | Off Peak | 2045-04-01 | Expected Values | 86863.06 | StationFuel_DSM2018_Base30890 | Fuel Cost | On Peak | 2045-04-01 | Expected Values | 43169.76 | -0.01 | StationFuel_DSM2018_w30MW_Purch30896 | Fuel Cost | ALL | 2045-04-01 | Expected Values | 128372.41 | StationFuel_DSM2018_w30MW_Purch30896 | Fuel Cost | Off Peak | 2045-04-01 | Expected Values | 85699.09 | StationFuel_DSM2018_w30MW_Purch30896 | Fuel Cost | On Peak | 2045-04-01 | Expected Values | 42673.32 | 0
| StationFuel_DSM2018_Base30890 | Fuel Cost | ALL | 2045-05-01 | Expected Values | 150747.96 | StationFuel_DSM2018_Base30890 | Fuel Cost | Off Peak | 2045-05-01 | Expected Values | 97733.88 | StationFuel_DSM2018_Base30890 | Fuel Cost | On Peak | 2045-05-01 | Expected Values | 53014.08 | 0 | StationFuel_DSM2018_w30MW_Purch30896 | Fuel Cost | ALL | 2045-05-01 | Expected Values | 148917.28 | StationFuel_DSM2018_w30MW_Purch30896 | Fuel Cost | Off Peak | 2045-05-01 | Expected Values | 96487.33 | StationFuel_DSM2018_w30MW_Purch30896 | Fuel Cost | On Peak | 2045-05-01 | Expected Values | 52429.95 | 0
| StationFuel_DSM2018_Base30890 | Fuel Cost | ALL | 2045-06-01 | Expected Values | 170915.72 | StationFuel_DSM2018_Base30890 | Fuel Cost | Off Peak | 2045-06-01 | Expected Values | 111910.67 | StationFuel_DSM2018_Base30890 | Fuel Cost | On Peak | 2045-06-01 | Expected Values | 59005.04 | -0.01 | StationFuel_DSM2018_w30MW_Purch30896 | Fuel Cost | ALL | 2045-06-01 | Expected Values | 168758.54 | StationFuel_DSM2018_w30MW_Purch30896 | Fuel Cost | Off Peak | 2045-06-01 | Expected Values | 110452.84 | StationFuel_DSM2018_w30MW_Purch30896 | Fuel Cost | On Peak | 2045-06-01 | Expected Values | 58305.69 | -0.01
| StationFuel_DSM2018_Base30890 | Fuel Cost | ALL | 2045-07-01 | Expected Values | 180691.26 | StationFuel_DSM2018_Base30890 | Fuel Cost | Off Peak | 2045-07-01 | Expected Values | 122481.63 | StationFuel_DSM2018_Base30890 | Fuel Cost | On Peak | 2045-07-01 | Expected Values | 58209.62 | -0.01 | StationFuel_DSM2018_w30MW_Purch30896 | Fuel Cost | ALL | 2045-07-01 | Expected Values | 178531.6 | StationFuel_DSM2018_w30MW_Purch30896 | Fuel Cost | Off Peak | 2045-07-01 | Expected Values | 120960.81 | StationFuel_DSM2018_w30MW_Purch30896 | Fuel Cost | On Peak | 2045-07-01 | Expected Values | 57570.76 | -0.03
| StationFuel_DSM2018_Base30890 | Fuel Cost | ALL | 2045-08-01 | Expected Values | 179268.61 | StationFuel_DSM2018_Base30890 | Fuel Cost | Off Peak | 2045-08-01 | Expected Values | 118971.28 | StationFuel_DSM2018_Base30890 | Fuel Cost | On Peak | 2045-08-01 | Expected Values | 60297.32 | -0.01 | StationFuel_DSM2018_w30MW_Purch30896 | Fuel Cost | ALL | 2045-08-01 | Expected Values | 176976.45 | StationFuel_DSM2018_w30MW_Purch30896 | Fuel Cost | Off Peak | 2045-08-01 | Expected Values | 117427.09 | StationFuel_DSM2018_w30MW_Purch30896 | Fuel Cost | On Peak | 2045-08-01 | Expected Values | 59549.35 | -0.01
| StationFuel_DSM2018_Base30890 | Fuel Cost | ALL | 2045-09-01 | Expected Values | 165261.11 | StationFuel_DSM2018_Base30890 | Fuel Cost | Off Peak | 2045-09-01 | Expected Values | 112318.1 | StationFuel_DSM2018_Base30890 | Fuel Cost | On Peak | 2045-09-01 | Expected Values | 52942.99 | -0.02 | StationFuel_DSM2018_w30MW_Purch30896 | Fuel Cost | ALL | 2045-09-01 | Expected Values | 163206.72 | StationFuel_DSM2018_w30MW_Purch30896 | Fuel Cost | Off Peak | 2045-09-01 | Expected Values | 110895.03 | StationFuel_DSM2018_w30MW_Purch30896 | Fuel Cost | On Peak | 2045-09-01 | Expected Values | 52311.68 | -0.01
| StationFuel_DSM2018_Base30890 | Fuel Cost | ALL | 2045-10-01 | Expected Values | 149834.02 | StationFuel_DSM2018_Base30890 | Fuel Cost | Off Peak | 2045-10-01 | Expected Values | 99108.08 | StationFuel_DSM2018_Base30890 | Fuel Cost | On Peak | 2045-10-01 | Expected Values | 50725.93 | -0.01 | StationFuel_DSM2018_w30MW_Purch30896 | Fuel Cost | ALL | 2045-10-01 | Expected Values | 147968.84 | StationFuel_DSM2018_w30MW_Purch30896 | Fuel Cost | Off Peak | 2045-10-01 | Expected Values | 97828.98 | StationFuel_DSM2018_w30MW_Purch30896 | Fuel Cost | On Peak | 2045-10-01 | Expected Values | 50139.85 | -0.01
| StationFuel_DSM2018_Base30890 | Fuel Cost | ALL | 2045-11-01 | Expected Values | 117255.07 | StationFuel_DSM2018_Base30890 | Fuel Cost | Off Peak | 2045-11-01 | Expected Values | 86345.11 | StationFuel_DSM2018_Base30890 | Fuel Cost | On Peak | 2045-11-01 | Expected Values | 30909.94 | -0.02 | StationFuel_DSM2018_w30MW_Purch30896 | Fuel Cost | ALL | 2045-11-01 | Expected Values | 115594.53 | StationFuel_DSM2018_w30MW_Purch30896 | Fuel Cost | Off Peak | 2045-11-01 | Expected Values | 85094.04 | StationFuel_DSM2018_w30MW_Purch30896 | Fuel Cost | On Peak | 2045-11-01 | Expected Values | 30500.49 | 0
| StationFuel_DSM2018_Base30890 | Fuel Cost | ALL | 2045-12-01 | Expected Values | 129465.96 | StationFuel_DSM2018_Base30890 | Fuel Cost | Off Peak | 2045-12-01 | Expected Values | 96174.5 | StationFuel_DSM2018_Base30890 | Fuel Cost | On Peak | 2045-12-01 | Expected Values | 33291.45 | -0.01 | StationFuel_DSM2018_w30MW_Purch30896 | Fuel Cost | ALL | 2045-12-01 | Expected Values | 127744.69 | StationFuel_DSM2018_w30MW_Purch30896 | Fuel Cost | Off Peak | 2045-12-01 | Expected Values | 94866.65 | StationFuel_DSM2018_w30MW_Purch30896 | Fuel Cost | On Peak | 2045-12-01 | Expected Values | 32878.05 | 0.01
| StationFuel_DSM2018_Base30890 | Fuel Cost | ALL | 2046-01-01 | Expected Values | 129449.84 | StationFuel_DSM2018_Base30890 | Fuel Cost | Off Peak | 2046-01-01 | Expected Values | 90811.15 | StationFuel_DSM2018_Base30890 | Fuel Cost | On Peak | 2046-01-01 | Expected Values | 38638.68 | -0.01 | StationFuel_DSM2018_w30MW_Purch30896 | Fuel Cost | ALL | 2046-01-01 | Expected Values | 127688.34 | StationFuel_DSM2018_w30MW_Purch30896 | Fuel Cost | Off Peak | 2046-01-01 | Expected Values | 89532.01 | StationFuel_DSM2018_w30MW_Purch30896 | Fuel Cost | On Peak | 2046-01-01 | Expected Values | 38156.3 | -0.03
| StationFuel_DSM2018_Base30890 | Fuel Cost | ALL | 2046-02-01 | Expected Values | 113857.89 | StationFuel_DSM2018_Base30890 | Fuel Cost | Off Peak | 2046-02-01 | Expected Values | 81665.59 | StationFuel_DSM2018_Base30890 | Fuel Cost | On Peak | 2046-02-01 | Expected Values | 32192.27 | -0.03 | StationFuel_DSM2018_w30MW_Purch30896 | Fuel Cost | ALL | 2046-02-01 | Expected Values | 112309.88 | StationFuel_DSM2018_w30MW_Purch30896 | Fuel Cost | Off Peak | 2046-02-01 | Expected Values | 80515.76 | StationFuel_DSM2018_w30MW_Purch30896 | Fuel Cost | On Peak | 2046-02-01 | Expected Values | 31794.11 | -0.01
| StationFuel_DSM2018_Base30890 | Fuel Cost | ALL | 2046-03-01 | Expected Values | 124556.73 | StationFuel_DSM2018_Base30890 | Fuel Cost | Off Peak | 2046-03-01 | Expected Values | 91309.14 | StationFuel_DSM2018_Base30890 | Fuel Cost | On Peak | 2046-03-01 | Expected Values | 33247.57 | -0.02 | StationFuel_DSM2018_w30MW_Purch30896 | Fuel Cost | ALL | 2046-03-01 | Expected Values | 122809.2 | StationFuel_DSM2018_w30MW_Purch30896 | Fuel Cost | Off Peak | 2046-03-01 | Expected Values | 89987.77 | StationFuel_DSM2018_w30MW_Purch30896 | Fuel Cost | On Peak | 2046-03-01 | Expected Values | 32821.43 | 0
| StationFuel_DSM2018_Base30890 | Fuel Cost | ALL | 2046-04-01 | Expected Values | 135512.81 | StationFuel_DSM2018_Base30890 | Fuel Cost | Off Peak | 2046-04-01 | Expected Values | 89283.52 | StationFuel_DSM2018_Base30890 | Fuel Cost | On Peak | 2046-04-01 | Expected Values | 46229.23 | -0.06 | StationFuel_DSM2018_w30MW_Purch30896 | Fuel Cost | ALL | 2046-04-01 | Expected Values | 133697.87 | StationFuel_DSM2018_w30MW_Purch30896 | Fuel Cost | Off Peak | 2046-04-01 | Expected Values | 88001.94 | StationFuel_DSM2018_w30MW_Purch30896 | Fuel Cost | On Peak | 2046-04-01 | Expected Values | 45695.85 | -0.08
| StationFuel_DSM2018_Base30890 | Fuel Cost | ALL | 2046-05-01 | Expected Values | 154822.78 | StationFuel_DSM2018_Base30890 | Fuel Cost | Off Peak | 2046-05-01 | Expected Values | 101239.08 | StationFuel_DSM2018_Base30890 | Fuel Cost | On Peak | 2046-05-01 | Expected Values | 53583.64 | -0.06 | StationFuel_DSM2018_w30MW_Purch30896 | Fuel Cost | ALL | 2046-05-01 | Expected Values | 153001.24 | StationFuel_DSM2018_w30MW_Purch30896 | Fuel Cost | Off Peak | 2046-05-01 | Expected Values | 99975.41 | StationFuel_DSM2018_w30MW_Purch30896 | Fuel Cost | On Peak | 2046-05-01 | Expected Values | 53025.77 | -0.06
| StationFuel_DSM2018_Base30890 | Fuel Cost | ALL | 2046-06-01 | Expected Values | 175172.52 | StationFuel_DSM2018_Base30890 | Fuel Cost | Off Peak | 2046-06-01 | Expected Values | 118083.45 | StationFuel_DSM2018_Base30890 | Fuel Cost | On Peak | 2046-06-01 | Expected Values | 57088.98 | -0.09 | StationFuel_DSM2018_w30MW_Purch30896 | Fuel Cost | ALL | 2046-06-01 | Expected Values | 173082.18 | StationFuel_DSM2018_w30MW_Purch30896 | Fuel Cost | Off Peak | 2046-06-01 | Expected Values | 116656.08 | StationFuel_DSM2018_w30MW_Purch30896 | Fuel Cost | On Peak | 2046-06-01 | Expected Values | 56426.03 | -0.07
| StationFuel_DSM2018_Base30890 | Fuel Cost | ALL | 2046-07-01 | Expected Values | 184362.64 | StationFuel_DSM2018_Base30890 | Fuel Cost | Off Peak | 2046-07-01 | Expected Values | 122506.52 | StationFuel_DSM2018_Base30890 | Fuel Cost | On Peak | 2046-07-01 | Expected Values | 61856.07 | -0.05 | StationFuel_DSM2018_w30MW_Purch30896 | Fuel Cost | ALL | 2046-07-01 | Expected Values | 181850.79 | StationFuel_DSM2018_w30MW_Purch30896 | Fuel Cost | Off Peak | 2046-07-01 | Expected Values | 120796.58 | StationFuel_DSM2018_w30MW_Purch30896 | Fuel Cost | On Peak | 2046-07-01 | Expected Values | 61054.15 | -0.06
| StationFuel_DSM2018_Base30890 | Fuel Cost | ALL | 2046-08-01 | Expected Values | 187963.61 | StationFuel_DSM2018_Base30890 | Fuel Cost | Off Peak | 2046-08-01 | Expected Values | 123106.68 | StationFuel_DSM2018_Base30890 | Fuel Cost | On Peak | 2046-08-01 | Expected Values | 64856.86 | -0.07 | StationFuel_DSM2018_w30MW_Purch30896 | Fuel Cost | ALL | 2046-08-01 | Expected Values | 185630.74 | StationFuel_DSM2018_w30MW_Purch30896 | Fuel Cost | Off Peak | 2046-08-01 | Expected Values | 121538.64 | StationFuel_DSM2018_w30MW_Purch30896 | Fuel Cost | On Peak | 2046-08-01 | Expected Values | 64092.03 | -0.07
| StationFuel_DSM2018_Base30890 | Fuel Cost | ALL | 2046-09-01 | Expected Values | 173178.28 | StationFuel_DSM2018_Base30890 | Fuel Cost | Off Peak | 2046-09-01 | Expected Values | 120554.54 | StationFuel_DSM2018_Base30890 | Fuel Cost | On Peak | 2046-09-01 | Expected Values | 52623.68 | -0.06 | StationFuel_DSM2018_w30MW_Purch30896 | Fuel Cost | ALL | 2046-09-01 | Expected Values | 171159.82 | StationFuel_DSM2018_w30MW_Purch30896 | Fuel Cost | Off Peak | 2046-09-01 | Expected Values | 119101.89 | StationFuel_DSM2018_w30MW_Purch30896 | Fuel Cost | On Peak | 2046-09-01 | Expected Values | 52057.88 | -0.05
| StationFuel_DSM2018_Base30890 | Fuel Cost | ALL | 2046-10-01 | Expected Values | 157035.29 | StationFuel_DSM2018_Base30890 | Fuel Cost | Off Peak | 2046-10-01 | Expected Values | 100323.34 | StationFuel_DSM2018_Base30890 | Fuel Cost | On Peak | 2046-10-01 | Expected Values | 56711.89 | -0.06 | StationFuel_DSM2018_w30MW_Purch30896 | Fuel Cost | ALL | 2046-10-01 | Expected Values | 155255.82 | StationFuel_DSM2018_w30MW_Purch30896 | Fuel Cost | Off Peak | 2046-10-01 | Expected Values | 99083.16 | StationFuel_DSM2018_w30MW_Purch30896 | Fuel Cost | On Peak | 2046-10-01 | Expected Values | 56172.62 | -0.04
| StationFuel_DSM2018_Base30890 | Fuel Cost | ALL | 2046-11-01 | Expected Values | 122795.4 | StationFuel_DSM2018_Base30890 | Fuel Cost | Off Peak | 2046-11-01 | Expected Values | 89800.66 | StationFuel_DSM2018_Base30890 | Fuel Cost | On Peak | 2046-11-01 | Expected Values | 32994.7 | -0.04 | StationFuel_DSM2018_w30MW_Purch30896 | Fuel Cost | ALL | 2046-11-01 | Expected Values | 121116.35 | StationFuel_DSM2018_w30MW_Purch30896 | Fuel Cost | Off Peak | 2046-11-01 | Expected Values | 88553.81 | StationFuel_DSM2018_w30MW_Purch30896 | Fuel Cost | On Peak | 2046-11-01 | Expected Values | 32562.49 | -0.05
| StationFuel_DSM2018_Base30890 | Fuel Cost | ALL | 2046-12-01 | Expected Values | 134928.6 | StationFuel_DSM2018_Base30890 | Fuel Cost | Off Peak | 2046-12-01 | Expected Values | 100120.73 | StationFuel_DSM2018_Base30890 | Fuel Cost | On Peak | 2046-12-01 | Expected Values | 34807.87 | 0 | StationFuel_DSM2018_w30MW_Purch30896 | Fuel Cost | ALL | 2046-12-01 | Expected Values | 133163.07 | StationFuel_DSM2018_w30MW_Purch30896 | Fuel Cost | Off Peak | 2046-12-01 | Expected Values | 98782.73 | StationFuel_DSM2018_w30MW_Purch30896 | Fuel Cost | On Peak | 2046-12-01 | Expected Values | 34380.32 | -0.02
| StationFuel_DSM2018_Base30890 | Fuel Cost | ALL | 2047-01-01 | Expected Values | 129667.77 | StationFuel_DSM2018_Base30890 | Fuel Cost | Off Peak | 2047-01-01 | Expected Values | 90865.22 | StationFuel_DSM2018_Base30890 | Fuel Cost | On Peak | 2047-01-01 | Expected Values | 38802.53 | -0.02 | StationFuel_DSM2018_w30MW_Purch30896 | Fuel Cost | ALL | 2047-01-01 | Expected Values | 127948.59 | StationFuel_DSM2018_w30MW_Purch30896 | Fuel Cost | Off Peak | 2047-01-01 | Expected Values | 89625.65 | StationFuel_DSM2018_w30MW_Purch30896 | Fuel Cost | On Peak | 2047-01-01 | Expected Values | 38322.92 | -0.02
| StationFuel_DSM2018_Base30890 | Fuel Cost | ALL | 2047-02-01 | Expected Values | 113140.84 | StationFuel_DSM2018_Base30890 | Fuel Cost | Off Peak | 2047-02-01 | Expected Values | 81317.55 | StationFuel_DSM2018_Base30890 | Fuel Cost | On Peak | 2047-02-01 | Expected Values | 31823.28 | -0.01 | StationFuel_DSM2018_w30MW_Purch30896 | Fuel Cost | ALL | 2047-02-01 | Expected Values | 111622.11 | StationFuel_DSM2018_w30MW_Purch30896 | Fuel Cost | Off Peak | 2047-02-01 | Expected Values | 80178.72 | StationFuel_DSM2018_w30MW_Purch30896 | Fuel Cost | On Peak | 2047-02-01 | Expected Values | 31443.38 | -0.01
| StationFuel_DSM2018_Base30890 | Fuel Cost | ALL | 2047-03-01 | Expected Values | 123372.98 | StationFuel_DSM2018_Base30890 | Fuel Cost | Off Peak | 2047-03-01 | Expected Values | 91907.01 | StationFuel_DSM2018_Base30890 | Fuel Cost | On Peak | 2047-03-01 | Expected Values | 31465.96 | -0.01 | StationFuel_DSM2018_w30MW_Purch30896 | Fuel Cost | ALL | 2047-03-01 | Expected Values | 121539.67 | StationFuel_DSM2018_w30MW_Purch30896 | Fuel Cost | Off Peak | 2047-03-01 | Expected Values | 90469.82 | StationFuel_DSM2018_w30MW_Purch30896 | Fuel Cost | On Peak | 2047-03-01 | Expected Values | 31069.84 | -0.01
| StationFuel_DSM2018_Base30890 | Fuel Cost | ALL | 2047-04-01 | Expected Values | 134878.07 | StationFuel_DSM2018_Base30890 | Fuel Cost | Off Peak | 2047-04-01 | Expected Values | 87093.06 | StationFuel_DSM2018_Base30890 | Fuel Cost | On Peak | 2047-04-01 | Expected Values | 47784.95 | -0.06 | StationFuel_DSM2018_w30MW_Purch30896 | Fuel Cost | ALL | 2047-04-01 | Expected Values | 132987.47 | StationFuel_DSM2018_w30MW_Purch30896 | Fuel Cost | Off Peak | 2047-04-01 | Expected Values | 85866.66 | StationFuel_DSM2018_w30MW_Purch30896 | Fuel Cost | On Peak | 2047-04-01 | Expected Values | 47120.75 | -0.06
| StationFuel_DSM2018_Base30890 | Fuel Cost | ALL | 2047-05-01 | Expected Values | 155667.26 | StationFuel_DSM2018_Base30890 | Fuel Cost | Off Peak | 2047-05-01 | Expected Values | 101550.03 | StationFuel_DSM2018_Base30890 | Fuel Cost | On Peak | 2047-05-01 | Expected Values | 54117.16 | -0.07 | StationFuel_DSM2018_w30MW_Purch30896 | Fuel Cost | ALL | 2047-05-01 | Expected Values | 153883.95 | StationFuel_DSM2018_w30MW_Purch30896 | Fuel Cost | Off Peak | 2047-05-01 | Expected Values | 100320.61 | StationFuel_DSM2018_w30MW_Purch30896 | Fuel Cost | On Peak | 2047-05-01 | Expected Values | 53563.28 | -0.06
| StationFuel_DSM2018_Base30890 | Fuel Cost | ALL | 2047-06-01 | Expected Values | 177626.22 | StationFuel_DSM2018_Base30890 | Fuel Cost | Off Peak | 2047-06-01 | Expected Values | 121795.8 | StationFuel_DSM2018_Base30890 | Fuel Cost | On Peak | 2047-06-01 | Expected Values | 55830.37 | -0.05 | StationFuel_DSM2018_w30MW_Purch30896 | Fuel Cost | ALL | 2047-06-01 | Expected Values | 175442.37 | StationFuel_DSM2018_w30MW_Purch30896 | Fuel Cost | Off Peak | 2047-06-01 | Expected Values | 120267.96 | StationFuel_DSM2018_w30MW_Purch30896 | Fuel Cost | On Peak | 2047-06-01 | Expected Values | 55174.34 | -0.07
| StationFuel_DSM2018_Base30890 | Fuel Cost | ALL | 2047-07-01 | Expected Values | 184678.44 | StationFuel_DSM2018_Base30890 | Fuel Cost | Off Peak | 2047-07-01 | Expected Values | 119754.28 | StationFuel_DSM2018_Base30890 | Fuel Cost | On Peak | 2047-07-01 | Expected Values | 64924.09 | -0.07 | StationFuel_DSM2018_w30MW_Purch30896 | Fuel Cost | ALL | 2047-07-01 | Expected Values | 182382.01 | StationFuel_DSM2018_w30MW_Purch30896 | Fuel Cost | Off Peak | 2047-07-01 | Expected Values | 118214.23 | StationFuel_DSM2018_w30MW_Purch30896 | Fuel Cost | On Peak | 2047-07-01 | Expected Values | 64167.73 | -0.05
| StationFuel_DSM2018_Base30890 | Fuel Cost | ALL | 2047-08-01 | Expected Values | 187155.75 | StationFuel_DSM2018_Base30890 | Fuel Cost | Off Peak | 2047-08-01 | Expected Values | 125460.3 | StationFuel_DSM2018_Base30890 | Fuel Cost | On Peak | 2047-08-01 | Expected Values | 61695.38 | -0.07 | StationFuel_DSM2018_w30MW_Purch30896 | Fuel Cost | ALL | 2047-08-01 | Expected Values | 184808.49 | StationFuel_DSM2018_w30MW_Purch30896 | Fuel Cost | Off Peak | 2047-08-01 | Expected Values | 123867.59 | StationFuel_DSM2018_w30MW_Purch30896 | Fuel Cost | On Peak | 2047-08-01 | Expected Values | 60940.84 | -0.06
| StationFuel_DSM2018_Base30890 | Fuel Cost | ALL | 2047-09-01 | Expected Values | 172358.54 | StationFuel_DSM2018_Base30890 | Fuel Cost | Off Peak | 2047-09-01 | Expected Values | 117599.3 | StationFuel_DSM2018_Base30890 | Fuel Cost | On Peak | 2047-09-01 | Expected Values | 54759.18 | -0.06 | StationFuel_DSM2018_w30MW_Purch30896 | Fuel Cost | ALL | 2047-09-01 | Expected Values | 170156.89 | StationFuel_DSM2018_w30MW_Purch30896 | Fuel Cost | Off Peak | 2047-09-01 | Expected Values | 116055.69 | StationFuel_DSM2018_w30MW_Purch30896 | Fuel Cost | On Peak | 2047-09-01 | Expected Values | 54101.14 | -0.06
| StationFuel_DSM2018_Base30890 | Fuel Cost | ALL | 2047-10-01 | Expected Values | 154525.07 | StationFuel_DSM2018_Base30890 | Fuel Cost | Off Peak | 2047-10-01 | Expected Values | 100096.49 | StationFuel_DSM2018_Base30890 | Fuel Cost | On Peak | 2047-10-01 | Expected Values | 54428.53 | -0.05 | StationFuel_DSM2018_w30MW_Purch30896 | Fuel Cost | ALL | 2047-10-01 | Expected Values | 152550.82 | StationFuel_DSM2018_w30MW_Purch30896 | Fuel Cost | Off Peak | 2047-10-01 | Expected Values | 98785.8 | StationFuel_DSM2018_w30MW_Purch30896 | Fuel Cost | On Peak | 2047-10-01 | Expected Values | 53764.97 | -0.05
| StationFuel_DSM2018_Base30890 | Fuel Cost | ALL | 2047-11-01 | Expected Values | 122197.51 | StationFuel_DSM2018_Base30890 | Fuel Cost | Off Peak | 2047-11-01 | Expected Values | 91073.24 | StationFuel_DSM2018_Base30890 | Fuel Cost | On Peak | 2047-11-01 | Expected Values | 31124.23 | -0.04 | StationFuel_DSM2018_w30MW_Purch30896 | Fuel Cost | ALL | 2047-11-01 | Expected Values | 120517.78 | StationFuel_DSM2018_w30MW_Purch30896 | Fuel Cost | Off Peak | 2047-11-01 | Expected Values | 89817.97 | StationFuel_DSM2018_w30MW_Purch30896 | Fuel Cost | On Peak | 2047-11-01 | Expected Values | 30699.77 | -0.04
| StationFuel_DSM2018_Base30890 | Fuel Cost | ALL | 2047-12-01 | Expected Values | 135299.59 | StationFuel_DSM2018_Base30890 | Fuel Cost | Off Peak | 2047-12-01 | Expected Values | 98920.62 | StationFuel_DSM2018_Base30890 | Fuel Cost | On Peak | 2047-12-01 | Expected Values | 36378.96 | -0.01 | StationFuel_DSM2018_w30MW_Purch30896 | Fuel Cost | ALL | 2047-12-01 | Expected Values | 133523.65 | StationFuel_DSM2018_w30MW_Purch30896 | Fuel Cost | Off Peak | 2047-12-01 | Expected Values | 97593.49 | StationFuel_DSM2018_w30MW_Purch30896 | Fuel Cost | On Peak | 2047-12-01 | Expected Values | 35930.14 | -0.02

## PaR VOM Out
Base Run: | DSM2018_Base_ABJJE .@18-Jun-08 10:19
Change Run: | DSM2018_w30MW_Purch_ABJJE .@18-Jun-08 14:44
| BASE CASE VOM COSTS | [18 empty] | CHANGE CASE VOM COSTS
| Section | Variable | TOD | Date | Iteration | Value | Section | Variable | TOD | Date | Iteration | Value | Section | Variable | TOD | Date | Iteration | Value | Check | Section | Variable | TOD | Date | Iteration | Value | Section | Variable | TOD | Date | Iteration | Value | Section | Variable | TOD | Date | Iteration | Value | Check
| Station_DSM2018_Base30869 | VOM COST | ALL | 2018-01-01 | Expected Values | 960.44 | Station_DSM2018_Base30869 | VOM COST | Off Peak | 2018-01-01 | Expected Values | 705.83 | Station_DSM2018_Base30869 | VOM COST | On Peak | 2018-01-01 | Expected Values | 254.61 | 0 | Station_DSM2018_w30MW_Purch30870 | VOM COST | ALL | 2018-01-01 | Expected Values | 950.52 | Station_DSM2018_w30MW_Purch30870 | VOM COST | Off Peak | 2018-01-01 | Expected Values | 698.24 | Station_DSM2018_w30MW_Purch30870 | VOM COST | On Peak | 2018-01-01 | Expected Values | 252.27 | -0.01
| Station_DSM2018_Base30869 | VOM COST | ALL | 2018-02-01 | Expected Values | 849.1 | Station_DSM2018_Base30869 | VOM COST | Off Peak | 2018-02-01 | Expected Values | 628.05 | Station_DSM2018_Base30869 | VOM COST | On Peak | 2018-02-01 | Expected Values | 221.05 | 0 | Station_DSM2018_w30MW_Purch30870 | VOM COST | ALL | 2018-02-01 | Expected Values | 838.16 | Station_DSM2018_w30MW_Purch30870 | VOM COST | Off Peak | 2018-02-01 | Expected Values | 620.03 | Station_DSM2018_w30MW_Purch30870 | VOM COST | On Peak | 2018-02-01 | Expected Values | 218.13 | 0
| Station_DSM2018_Base30869 | VOM COST | ALL | 2018-03-01 | Expected Values | 888.58 | Station_DSM2018_Base30869 | VOM COST | Off Peak | 2018-03-01 | Expected Values | 661.41 | Station_DSM2018_Base30869 | VOM COST | On Peak | 2018-03-01 | Expected Values | 227.17 | 0 | Station_DSM2018_w30MW_Purch30870 | VOM COST | ALL | 2018-03-01 | Expected Values | 874.04 | Station_DSM2018_w30MW_Purch30870 | VOM COST | Off Peak | 2018-03-01 | Expected Values | 650.68 | Station_DSM2018_w30MW_Purch30870 | VOM COST | On Peak | 2018-03-01 | Expected Values | 223.37 | 0.01
| Station_DSM2018_Base30869 | VOM COST | ALL | 2018-04-01 | Expected Values | 887.68 | Station_DSM2018_Base30869 | VOM COST | Off Peak | 2018-04-01 | Expected Values | 594.77 | Station_DSM2018_Base30869 | VOM COST | On Peak | 2018-04-01 | Expected Values | 292.91 | 0 | Station_DSM2018_w30MW_Purch30870 | VOM COST | ALL | 2018-04-01 | Expected Values | 872.28 | Station_DSM2018_w30MW_Purch30870 | VOM COST | Off Peak | 2018-04-01 | Expected Values | 584.22 | Station_DSM2018_w30MW_Purch30870 | VOM COST | On Peak | 2018-04-01 | Expected Values | 288.06 | 0
| Station_DSM2018_Base30869 | VOM COST | ALL | 2018-05-01 | Expected Values | 912.83 | Station_DSM2018_Base30869 | VOM COST | Off Peak | 2018-05-01 | Expected Values | 612.86 | Station_DSM2018_Base30869 | VOM COST | On Peak | 2018-05-01 | Expected Values | 299.98 | 0.01 | Station_DSM2018_w30MW_Purch30870 | VOM COST | ALL | 2018-05-01 | Expected Values | 900.36 | Station_DSM2018_w30MW_Purch30870 | VOM COST | Off Peak | 2018-05-01 | Expected Values | 603.97 | Station_DSM2018_w30MW_Purch30870 | VOM COST | On Peak | 2018-05-01 | Expected Values | 296.39 | 0
| Station_DSM2018_Base30869 | VOM COST | ALL | 2018-06-01 | Expected Values | 978.68 | Station_DSM2018_Base30869 | VOM COST | Off Peak | 2018-06-01 | Expected Values | 676.02 | Station_DSM2018_Base30869 | VOM COST | On Peak | 2018-06-01 | Expected Values | 302.66 | 0 | Station_DSM2018_w30MW_Purch30870 | VOM COST | ALL | 2018-06-01 | Expected Values | 962.09 | Station_DSM2018_w30MW_Purch30870 | VOM COST | Off Peak | 2018-06-01 | Expected Values | 664.84 | Station_DSM2018_w30MW_Purch30870 | VOM COST | On Peak | 2018-06-01 | Expected Values | 297.25 | 0
| Station_DSM2018_Base30869 | VOM COST | ALL | 2018-07-01 | Expected Values | 1023.79 | Station_DSM2018_Base30869 | VOM COST | Off Peak | 2018-07-01 | Expected Values | 695.8 | Station_DSM2018_Base30869 | VOM COST | On Peak | 2018-07-01 | Expected Values | 327.99 | 0 | Station_DSM2018_w30MW_Purch30870 | VOM COST | ALL | 2018-07-01 | Expected Values | 1010.77 | Station_DSM2018_w30MW_Purch30870 | VOM COST | Off Peak | 2018-07-01 | Expected Values | 687.06 | Station_DSM2018_w30MW_Purch30870 | VOM COST | On Peak | 2018-07-01 | Expected Values | 323.71 | 0
| Station_DSM2018_Base30869 | VOM COST | ALL | 2018-08-01 | Expected Values | 1029.4 | Station_DSM2018_Base30869 | VOM COST | Off Peak | 2018-08-01 | Expected Values | 684.94 | Station_DSM2018_Base30869 | VOM COST | On Peak | 2018-08-01 | Expected Values | 344.46 | 0 | Station_DSM2018_w30MW_Purch30870 | VOM COST | ALL | 2018-08-01 | Expected Values | 1013.75 | Station_DSM2018_w30MW_Purch30870 | VOM COST | Off Peak | 2018-08-01 | Expected Values | 675.69 | Station_DSM2018_w30MW_Purch30870 | VOM COST | On Peak | 2018-08-01 | Expected Values | 338.06 | 0
| Station_DSM2018_Base30869 | VOM COST | ALL | 2018-09-01 | Expected Values | 885.26 | Station_DSM2018_Base30869 | VOM COST | Off Peak | 2018-09-01 | Expected Values | 627.17 | Station_DSM2018_Base30869 | VOM COST | On Peak | 2018-09-01 | Expected Values | 258.1 | 0.01 | Station_DSM2018_w30MW_Purch30870 | VOM COST | ALL | 2018-09-01 | Expected Values | 871.05 | Station_DSM2018_w30MW_Purch30870 | VOM COST | Off Peak | 2018-09-01 | Expected Values | 617.2 | Station_DSM2018_w30MW_Purch30870 | VOM COST | On Peak | 2018-09-01 | Expected Values | 253.85 | 0
| Station_DSM2018_Base30869 | VOM COST | ALL | 2018-10-01 | Expected Values | 983.99 | Station_DSM2018_Base30869 | VOM COST | Off Peak | 2018-10-01 | Expected Values | 648.7 | Station_DSM2018_Base30869 | VOM COST | On Peak | 2018-10-01 | Expected Values | 335.3 | 0.01 | Station_DSM2018_w30MW_Purch30870 | VOM COST | ALL | 2018-10-01 | Expected Values | 966.52 | Station_DSM2018_w30MW_Purch30870 | VOM COST | Off Peak | 2018-10-01 | Expected Values | 637.69 | Station_DSM2018_w30MW_Purch30870 | VOM COST | On Peak | 2018-10-01 | Expected Values | 328.83 | 0
| Station_DSM2018_Base30869 | VOM COST | ALL | 2018-11-01 | Expected Values | 1037.5 | Station_DSM2018_Base30869 | VOM COST | Off Peak | 2018-11-01 | Expected Values | 759.68 | Station_DSM2018_Base30869 | VOM COST | On Peak | 2018-11-01 | Expected Values | 277.83 | 0.01 | Station_DSM2018_w30MW_Purch30870 | VOM COST | ALL | 2018-11-01 | Expected Values | 1014.47 | Station_DSM2018_w30MW_Purch30870 | VOM COST | Off Peak | 2018-11-01 | Expected Values | 742.85 | Station_DSM2018_w30MW_Purch30870 | VOM COST | On Peak | 2018-11-01 | Expected Values | 271.63 | 0.01
| Station_DSM2018_Base30869 | VOM COST | ALL | 2018-12-01 | Expected Values | 931.52 | Station_DSM2018_Base30869 | VOM COST | Off Peak | 2018-12-01 | Expected Values | 700.68 | Station_DSM2018_Base30869 | VOM COST | On Peak | 2018-12-01 | Expected Values | 230.84 | 0 | Station_DSM2018_w30MW_Purch30870 | VOM COST | ALL | 2018-12-01 | Expected Values | 919.7 | Station_DSM2018_w30MW_Purch30870 | VOM COST | Off Peak | 2018-12-01 | Expected Values | 691.95 | Station_DSM2018_w30MW_Purch30870 | VOM COST | On Peak | 2018-12-01 | Expected Values | 227.75 | 0
| Station_DSM2018_Base30869 | VOM COST | ALL | 2019-01-01 | Expected Values | 955.76 | Station_DSM2018_Base30869 | VOM COST | Off Peak | 2019-01-01 | Expected Values | 698.57 | Station_DSM2018_Base30869 | VOM COST | On Peak | 2019-01-01 | Expected Values | 257.19 | 0 | Station_DSM2018_w30MW_Purch30870 | VOM COST | ALL | 2019-01-01 | Expected Values | 949.29 | Station_DSM2018_w30MW_Purch30870 | VOM COST | Off Peak | 2019-01-01 | Expected Values | 693.97 | Station_DSM2018_w30MW_Purch30870 | VOM COST | On Peak | 2019-01-01 | Expected Values | 255.32 | 0
| Station_DSM2018_Base30869 | VOM COST | ALL | 2019-02-01 | Expected Values | 800.36 | Station_DSM2018_Base30869 | VOM COST | Off Peak | 2019-02-01 | Expected Values | 591.04 | Station_DSM2018_Base30869 | VOM COST | On Peak | 2019-02-01 | Expected Values | 209.32 | 0 | Station_DSM2018_w30MW_Purch30870 | VOM COST | ALL | 2019-02-01 | Expected Values | 791.8 | Station_DSM2018_w30MW_Purch30870 | VOM COST | Off Peak | 2019-02-01 | Expected Values | 584.74 | Station_DSM2018_w30MW_Purch30870 | VOM COST | On Peak | 2019-02-01 | Expected Values | 207.06 | 0
| Station_DSM2018_Base30869 | VOM COST | ALL | 2019-03-01 | Expected Values | 848.38 | Station_DSM2018_Base30869 | VOM COST | Off Peak | 2019-03-01 | Expected Values | 637.14 | Station_DSM2018_Base30869 | VOM COST | On Peak | 2019-03-01 | Expected Values | 211.24 | 0 | Station_DSM2018_w30MW_Purch30870 | VOM COST | ALL | 2019-03-01 | Expected Values | 835.9 | Station_DSM2018_w30MW_Purch30870 | VOM COST | Off Peak | 2019-03-01 | Expected Values | 627.86 | Station_DSM2018_w30MW_Purch30870 | VOM COST | On Peak | 2019-03-01 | Expected Values | 208.03 | -0.01
| Station_DSM2018_Base30869 | VOM COST | ALL | 2019-04-01 | Expected Values | 766.29 | Station_DSM2018_Base30869 | VOM COST | Off Peak | 2019-04-01 | Expected Values | 506.77 | Station_DSM2018_Base30869 | VOM COST | On Peak | 2019-04-01 | Expected Values | 259.53 | 0.01 | Station_DSM2018_w30MW_Purch30870 | VOM COST | ALL | 2019-04-01 | Expected Values | 755.64 | Station_DSM2018_w30MW_Purch30870 | VOM COST | Off Peak | 2019-04-01 | Expected Values | 499.32 | Station_DSM2018_w30MW_Purch30870 | VOM COST | On Peak | 2019-04-01 | Expected Values | 256.32 | 0
| Station_DSM2018_Base30869 | VOM COST | ALL | 2019-05-01 | Expected Values | 860.59 | Station_DSM2018_Base30869 | VOM COST | Off Peak | 2019-05-01 | Expected Values | 570.99 | Station_DSM2018_Base30869 | VOM COST | On Peak | 2019-05-01 | Expected Values | 289.59 | -0.01 | Station_DSM2018_w30MW_Purch30870 | VOM COST | ALL | 2019-05-01 | Expected Values | 849.06 | Station_DSM2018_w30MW_Purch30870 | VOM COST | Off Peak | 2019-05-01 | Expected Values | 563.13 | Station_DSM2018_w30MW_Purch30870 | VOM COST | On Peak | 2019-05-01 | Expected Values | 285.93 | 0
| Station_DSM2018_Base30869 | VOM COST | ALL | 2019-06-01 | Expected Values | 994.4 | Station_DSM2018_Base30869 | VOM COST | Off Peak | 2019-06-01 | Expected Values | 691.77 | Station_DSM2018_Base30869 | VOM COST | On Peak | 2019-06-01 | Expected Values | 302.62 | -0.01 | Station_DSM2018_w30MW_Purch30870 | VOM COST | ALL | 2019-06-01 | Expected Values | 974.77 | Station_DSM2018_w30MW_Purch30870 | VOM COST | Off Peak | 2019-06-01 | Expected Values | 677.46 | Station_DSM2018_w30MW_Purch30870 | VOM COST | On Peak | 2019-06-01 | Expected Values | 297.3 | -0.01
| Station_DSM2018_Base30869 | VOM COST | ALL | 2019-07-01 | Expected Values | 1056.02 | Station_DSM2018_Base30869 | VOM COST | Off Peak | 2019-07-01 | Expected Values | 695.93 | Station_DSM2018_Base30869 | VOM COST | On Peak | 2019-07-01 | Expected Values | 360.09 | 0 | Station_DSM2018_w30MW_Purch30870 | VOM COST | ALL | 2019-07-01 | Expected Values | 1039.18 | Station_DSM2018_w30MW_Purch30870 | VOM COST | Off Peak | 2019-07-01 | Expected Values | 684.34 | Station_DSM2018_w30MW_Purch30870 | VOM COST | On Peak | 2019-07-01 | Expected Values | 354.84 | 0
| Station_DSM2018_Base30869 | VOM COST | ALL | 2019-08-01 | Expected Values | 1071.21 | Station_DSM2018_Base30869 | VOM COST | Off Peak | 2019-08-01 | Expected Values | 731.31 | Station_DSM2018_Base30869 | VOM COST | On Peak | 2019-08-01 | Expected Values | 339.91 | 0.01 | Station_DSM2018_w30MW_Purch30870 | VOM COST | ALL | 2019-08-01 | Expected Values | 1057 | Station_DSM2018_w30MW_Purch30870 | VOM COST | Off Peak | 2019-08-01 | Expected Values | 720.98 | Station_DSM2018_w30MW_Purch30870 | VOM COST | On Peak | 2019-08-01 | Expected Values | 336.02 | 0
| Station_DSM2018_Base30869 | VOM COST | ALL | 2019-09-01 | Expected Values | 901.47 | Station_DSM2018_Base30869 | VOM COST | Off Peak | 2019-09-01 | Expected Values | 621.87 | Station_DSM2018_Base30869 | VOM COST | On Peak | 2019-09-01 | Expected Values | 279.6 | 0 | Station_DSM2018_w30MW_Purch30870 | VOM COST | ALL | 2019-09-01 | Expected Values | 887.44 | Station_DSM2018_w30MW_Purch30870 | VOM COST | Off Peak | 2019-09-01 | Expected Values | 611.71 | Station_DSM2018_w30MW_Purch30870 | VOM COST | On Peak | 2019-09-01 | Expected Values | 275.73 | 0
| Station_DSM2018_Base30869 | VOM COST | ALL | 2019-10-01 | Expected Values | 840.7 | Station_DSM2018_Base30869 | VOM COST | Off Peak | 2019-10-01 | Expected Values | 551.41 | Station_DSM2018_Base30869 | VOM COST | On Peak | 2019-10-01 | Expected Values | 289.29 | 0 | Station_DSM2018_w30MW_Purch30870 | VOM COST | ALL | 2019-10-01 | Expected Values | 823.66 | Station_DSM2018_w30MW_Purch30870 | VOM COST | Off Peak | 2019-10-01 | Expected Values | 540.55 | Station_DSM2018_w30MW_Purch30870 | VOM COST | On Peak | 2019-10-01 | Expected Values | 283.11 | 0
| Station_DSM2018_Base30869 | VOM COST | ALL | 2019-11-01 | Expected Values | 745.4 | Station_DSM2018_Base30869 | VOM COST | Off Peak | 2019-11-01 | Expected Values | 559.24 | Station_DSM2018_Base30869 | VOM COST | On Peak | 2019-11-01 | Expected Values | 186.16 | 0 | Station_DSM2018_w30MW_Purch30870 | VOM COST | ALL | 2019-11-01 | Expected Values | 735.44 | Station_DSM2018_w30MW_Purch30870 | VOM COST | Off Peak | 2019-11-01 | Expected Values | 551.55 | Station_DSM2018_w30MW_Purch30870 | VOM COST | On Peak | 2019-11-01 | Expected Values | 183.88 | -0.01
| Station_DSM2018_Base30869 | VOM COST | ALL | 2019-12-01 | Expected Values | 874.44 | Station_DSM2018_Base30869 | VOM COST | Off Peak | 2019-12-01 | Expected Values | 646.43 | Station_DSM2018_Base30869 | VOM COST | On Peak | 2019-12-01 | Expected Values | 228.01 | 0 | Station_DSM2018_w30MW_Purch30870 | VOM COST | ALL | 2019-12-01 | Expected Values | 861.96 | Station_DSM2018_w30MW_Purch30870 | VOM COST | Off Peak | 2019-12-01 | Expected Values | 637.64 | Station_DSM2018_w30MW_Purch30870 | VOM COST | On Peak | 2019-12-01 | Expected Values | 224.33 | 0.01
| Station_DSM2018_Base30869 | VOM COST | ALL | 2020-01-01 | Expected Values | 941.66 | Station_DSM2018_Base30869 | VOM COST | Off Peak | 2020-01-01 | Expected Values | 685.59 | Station_DSM2018_Base30869 | VOM COST | On Peak | 2020-01-01 | Expected Values | 256.07 | 0 | Station_DSM2018_w30MW_Purch30870 | VOM COST | ALL | 2020-01-01 | Expected Values | 925.62 | Station_DSM2018_w30MW_Purch30870 | VOM COST | Off Peak | 2020-01-01 | Expected Values | 674.02 | Station_DSM2018_w30MW_Purch30870 | VOM COST | On Peak | 2020-01-01 | Expected Values | 251.61 | 0.01
| Station_DSM2018_Base30869 | VOM COST | ALL | 2020-02-01 | Expected Values | 803.99 | Station_DSM2018_Base30869 | VOM COST | Off Peak | 2020-02-01 | Expected Values | 597.33 | Station_DSM2018_Base30869 | VOM COST | On Peak | 2020-02-01 | Expected Values | 206.65 | -0.01 | Station_DSM2018_w30MW_Purch30870 | VOM COST | ALL | 2020-02-01 | Expected Values | 797.97 | Station_DSM2018_w30MW_Purch30870 | VOM COST | Off Peak | 2020-02-01 | Expected Values | 592.71 | Station_DSM2018_w30MW_Purch30870 | VOM COST | On Peak | 2020-02-01 | Expected Values | 205.27 | 0.01
| Station_DSM2018_Base30869 | VOM COST | ALL | 2020-03-01 | Expected Values | 831.77 | Station_DSM2018_Base30869 | VOM COST | Off Peak | 2020-03-01 | Expected Values | 606.68 | Station_DSM2018_Base30869 | VOM COST | On Peak | 2020-03-01 | Expected Values | 225.09 | 0 | Station_DSM2018_w30MW_Purch30870 | VOM COST | ALL | 2020-03-01 | Expected Values | 816.17 | Station_DSM2018_w30MW_Purch30870 | VOM COST | Off Peak | 2020-03-01 | Expected Values | 594.87 | Station_DSM2018_w30MW_Purch30870 | VOM COST | On Peak | 2020-03-01 | Expected Values | 221.3 | 0
| Station_DSM2018_Base30869 | VOM COST | ALL | 2020-04-01 | Expected Values | 778.62 | Station_DSM2018_Base30869 | VOM COST | Off Peak | 2020-04-01 | Expected Values | 514.17 | Station_DSM2018_Base30869 | VOM COST | On Peak | 2020-04-01 | Expected Values | 264.46 | 0.01 | Station_DSM2018_w30MW_Purch30870 | VOM COST | ALL | 2020-04-01 | Expected Values | 767.84 | Station_DSM2018_w30MW_Purch30870 | VOM COST | Off Peak | 2020-04-01 | Expected Values | 506.99 | Station_DSM2018_w30MW_Purch30870 | VOM COST | On Peak | 2020-04-01 | Expected Values | 260.84 | -0.01
| Station_DSM2018_Base30869 | VOM COST | ALL | 2020-05-01 | Expected Values | 872.97 | Station_DSM2018_Base30869 | VOM COST | Off Peak | 2020-05-01 | Expected Values | 605.98 | Station_DSM2018_Base30869 | VOM COST | On Peak | 2020-05-01 | Expected Values | 266.99 | 0 | Station_DSM2018_w30MW_Purch30870 | VOM COST | ALL | 2020-05-01 | Expected Values | 861.77 | Station_DSM2018_w30MW_Purch30870 | VOM COST | Off Peak | 2020-05-01 | Expected Values | 597.85 | Station_DSM2018_w30MW_Purch30870 | VOM COST | On Peak | 2020-05-01 | Expected Values | 263.92 | 0
| Station_DSM2018_Base30869 | VOM COST | ALL | 2020-06-01 | Expected Values | 1013.82 | Station_DSM2018_Base30869 | VOM COST | Off Peak | 2020-06-01 | Expected Values | 675.65 | Station_DSM2018_Base30869 | VOM COST | On Peak | 2020-06-01 | Expected Values | 338.18 | 0.01 | Station_DSM2018_w30MW_Purch30870 | VOM COST | ALL | 2020-06-01 | Expected Values | 993.31 | Station_DSM2018_w30MW_Purch30870 | VOM COST | Off Peak | 2020-06-01 | Expected Values | 660.59 | Station_DSM2018_w30MW_Purch30870 | VOM COST | On Peak | 2020-06-01 | Expected Values | 332.72 | 0
| Station_DSM2018_Base30869 | VOM COST | ALL | 2020-07-01 | Expected Values | 1068.07 | Station_DSM2018_Base30869 | VOM COST | Off Peak | 2020-07-01 | Expected Values | 702.76 | Station_DSM2018_Base30869 | VOM COST | On Peak | 2020-07-01 | Expected Values | 365.32 | 0.01 | Station_DSM2018_w30MW_Purch30870 | VOM COST | ALL | 2020-07-01 | Expected Values | 1051.08 | Station_DSM2018_w30MW_Purch30870 | VOM COST | Off Peak | 2020-07-01 | Expected Values | 691.14 | Station_DSM2018_w30MW_Purch30870 | VOM COST | On Peak | 2020-07-01 | Expected Values | 359.95 | 0.01
| Station_DSM2018_Base30869 | VOM COST | ALL | 2020-08-01 | Expected Values | 1077.91 | Station_DSM2018_Base30869 | VOM COST | Off Peak | 2020-08-01 | Expected Values | 751.95 | Station_DSM2018_Base30869 | VOM COST | On Peak | 2020-08-01 | Expected Values | 325.96 | 0 | Station_DSM2018_w30MW_Purch30870 | VOM COST | ALL | 2020-08-01 | Expected Values | 1058.29 | Station_DSM2018_w30MW_Purch30870 | VOM COST | Off Peak | 2020-08-01 | Expected Values | 736.97 | Station_DSM2018_w30MW_Purch30870 | VOM COST | On Peak | 2020-08-01 | Expected Values | 321.31 | -0.01
| Station_DSM2018_Base30869 | VOM COST | ALL | 2020-09-01 | Expected Values | 978.55 | Station_DSM2018_Base30869 | VOM COST | Off Peak | 2020-09-01 | Expected Values | 658.57 | Station_DSM2018_Base30869 | VOM COST | On Peak | 2020-09-01 | Expected Values | 319.98 | 0 | Station_DSM2018_w30MW_Purch30870 | VOM COST | ALL | 2020-09-01 | Expected Values | 963.44 | Station_DSM2018_w30MW_Purch30870 | VOM COST | Off Peak | 2020-09-01 | Expected Values | 647.87 | Station_DSM2018_w30MW_Purch30870 | VOM COST | On Peak | 2020-09-01 | Expected Values | 315.57 | 0
| Station_DSM2018_Base30869 | VOM COST | ALL | 2020-10-01 | Expected Values | 910 | Station_DSM2018_Base30869 | VOM COST | Off Peak | 2020-10-01 | Expected Values | 616.52 | Station_DSM2018_Base30869 | VOM COST | On Peak | 2020-10-01 | Expected Values | 293.48 | 0 | Station_DSM2018_w30MW_Purch30870 | VOM COST | ALL | 2020-10-01 | Expected Values | 885.45 | Station_DSM2018_w30MW_Purch30870 | VOM COST | Off Peak | 2020-10-01 | Expected Values | 604.36 | Station_DSM2018_w30MW_Purch30870 | VOM COST | On Peak | 2020-10-01 | Expected Values | 281.08 | -0.01
| Station_DSM2018_Base30869 | VOM COST | ALL | 2020-11-01 | Expected Values | 769.14 | Station_DSM2018_Base30869 | VOM COST | Off Peak | 2020-11-01 | Expected Values | 575.87 | Station_DSM2018_Base30869 | VOM COST | On Peak | 2020-11-01 | Expected Values | 193.26 | -0.01 | Station_DSM2018_w30MW_Purch30870 | VOM COST | ALL | 2020-11-01 | Expected Values | 758.26 | Station_DSM2018_w30MW_Purch30870 | VOM COST | Off Peak | 2020-11-01 | Expected Values | 567.65 | Station_DSM2018_w30MW_Purch30870 | VOM COST | On Peak | 2020-11-01 | Expected Values | 190.61 | 0
| Station_DSM2018_Base30869 | VOM COST | ALL | 2020-12-01 | Expected Values | 904 | Station_DSM2018_Base30869 | VOM COST | Off Peak | 2020-12-01 | Expected Values | 657.24 | Station_DSM2018_Base30869 | VOM COST | On Peak | 2020-12-01 | Expected Values | 246.76 | 0 | Station_DSM2018_w30MW_Purch30870 | VOM COST | ALL | 2020-12-01 | Expected Values | 892.19 | Station_DSM2018_w30MW_Purch30870 | VOM COST | Off Peak | 2020-12-01 | Expected Values | 647.99 | Station_DSM2018_w30MW_Purch30870 | VOM COST | On Peak | 2020-12-01 | Expected Values | 244.19 | -0.01
| Station_DSM2018_Base30869 | VOM COST | ALL | 2021-01-01 | Expected Values | 910.52 | Station_DSM2018_Base30869 | VOM COST | Off Peak | 2021-01-01 | Expected Values | 678.22 | Station_DSM2018_Base30869 | VOM COST | On Peak | 2021-01-01 | Expected Values | 232.3 | 0 | Station_DSM2018_w30MW_Purch30870 | VOM COST | ALL | 2021-01-01 | Expected Values | 902.89 | Station_DSM2018_w30MW_Purch30870 | VOM COST | Off Peak | 2021-01-01 | Expected Values | 672.28 | Station_DSM2018_w30MW_Purch30870 | VOM COST | On Peak | 2021-01-01 | Expected Values | 230.62 | 0.01
| Station_DSM2018_Base30869 | VOM COST | ALL | 2021-02-01 | Expected Values | 771.76 | Station_DSM2018_Base30869 | VOM COST | Off Peak | 2021-02-01 | Expected Values | 562.37 | Station_DSM2018_Base30869 | VOM COST | On Peak | 2021-02-01 | Expected Values | 209.39 | 0 | Station_DSM2018_w30MW_Purch30870 | VOM COST | ALL | 2021-02-01 | Expected Values | 762.23 | Station_DSM2018_w30MW_Purch30870 | VOM COST | Off Peak | 2021-02-01 | Expected Values | 555.25 | Station_DSM2018_w30MW_Purch30870 | VOM COST | On Peak | 2021-02-01 | Expected Values | 206.99 | 0.01
| Station_DSM2018_Base30869 | VOM COST | ALL | 2021-03-01 | Expected Values | 772.6 | Station_DSM2018_Base30869 | VOM COST | Off Peak | 2021-03-01 | Expected Values | 556.62 | Station_DSM2018_Base30869 | VOM COST | On Peak | 2021-03-01 | Expected Values | 215.98 | 0 | Station_DSM2018_w30MW_Purch30870 | VOM COST | ALL | 2021-03-01 | Expected Values | 761.08 | Station_DSM2018_w30MW_Purch30870 | VOM COST | Off Peak | 2021-03-01 | Expected Values | 548.15 | Station_DSM2018_w30MW_Purch30870 | VOM COST | On Peak | 2021-03-01 | Expected Values | 212.94 | 0.01
| Station_DSM2018_Base30869 | VOM COST | ALL | 2021-04-01 | Expected Values | 787.05 | Station_DSM2018_Base30869 | VOM COST | Off Peak | 2021-04-01 | Expected Values | 520.54 | Station_DSM2018_Base30869 | VOM COST | On Peak | 2021-04-01 | Expected Values | 266.51 | 0 | Station_DSM2018_w30MW_Purch30870 | VOM COST | ALL | 2021-04-01 | Expected Values | 775.68 | Station_DSM2018_w30MW_Purch30870 | VOM COST | Off Peak | 2021-04-01 | Expected Values | 512.9 | Station_DSM2018_w30MW_Purch30870 | VOM COST | On Peak | 2021-04-01 | Expected Values | 262.78 | 0
| Station_DSM2018_Base30869 | VOM COST | ALL | 2021-05-01 | Expected Values | 890.89 | Station_DSM2018_Base30869 | VOM COST | Off Peak | 2021-05-01 | Expected Values | 617.62 | Station_DSM2018_Base30869 | VOM COST | On Peak | 2021-05-01 | Expected Values | 273.27 | 0 | Station_DSM2018_w30MW_Purch30870 | VOM COST | ALL | 2021-05-01 | Expected Values | 878.04 | Station_DSM2018_w30MW_Purch30870 | VOM COST | Off Peak | 2021-05-01 | Expected Values | 608.6 | Station_DSM2018_w30MW_Purch30870 | VOM COST | On Peak | 2021-05-01 | Expected Values | 269.44 | 0
| Station_DSM2018_Base30869 | VOM COST | ALL | 2021-06-01 | Expected Values | 1021.98 | Station_DSM2018_Base30869 | VOM COST | Off Peak | 2021-06-01 | Expected Values | 675.94 | Station_DSM2018_Base30869 | VOM COST | On Peak | 2021-06-01 | Expected Values | 346.04 | 0 | Station_DSM2018_w30MW_Purch30870 | VOM COST | ALL | 2021-06-01 | Expected Values | 1005.54 | Station_DSM2018_w30MW_Purch30870 | VOM COST | Off Peak | 2021-06-01 | Expected Values | 665.26 | Station_DSM2018_w30MW_Purch30870 | VOM COST | On Peak | 2021-06-01 | Expected Values | 340.28 | 0
| Station_DSM2018_Base30869 | VOM COST | ALL | 2021-07-01 | Expected Values | 1073.72 | Station_DSM2018_Base30869 | VOM COST | Off Peak | 2021-07-01 | Expected Values | 713.14 | Station_DSM2018_Base30869 | VOM COST | On Peak | 2021-07-01 | Expected Values | 360.58 | 0 | Station_DSM2018_w30MW_Purch30870 | VOM COST | ALL | 2021-07-01 | Expected Values | 1058.66 | Station_DSM2018_w30MW_Purch30870 | VOM COST | Off Peak | 2021-07-01 | Expected Values | 703.31 | Station_DSM2018_w30MW_Purch30870 | VOM COST | On Peak | 2021-07-01 | Expected Values | 355.35 | 0
| Station_DSM2018_Base30869 | VOM COST | ALL | 2021-08-01 | Expected Values | 1082.79 | Station_DSM2018_Base30869 | VOM COST | Off Peak | 2021-08-01 | Expected Values | 733.37 | Station_DSM2018_Base30869 | VOM COST | On Peak | 2021-08-01 | Expected Values | 349.41 | -0.01 | Station_DSM2018_w30MW_Purch30870 | VOM COST | ALL | 2021-08-01 | Expected Values | 1067.05 | Station_DSM2018_w30MW_Purch30870 | VOM COST | Off Peak | 2021-08-01 | Expected Values | 722.88 | Station_DSM2018_w30MW_Purch30870 | VOM COST | On Peak | 2021-08-01 | Expected Values | 344.17 | 0
| Station_DSM2018_Base30869 | VOM COST | ALL | 2021-09-01 | Expected Values | 1010.28 | Station_DSM2018_Base30869 | VOM COST | Off Peak | 2021-09-01 | Expected Values | 671.07 | Station_DSM2018_Base30869 | VOM COST | On Peak | 2021-09-01 | Expected Values | 339.21 | 0 | Station_DSM2018_w30MW_Purch30870 | VOM COST | ALL | 2021-09-01 | Expected Values | 994.81 | Station_DSM2018_w30MW_Purch30870 | VOM COST | Off Peak | 2021-09-01 | Expected Values | 661.06 | Station_DSM2018_w30MW_Purch30870 | VOM COST | On Peak | 2021-09-01 | Expected Values | 333.75 | 0
| Station_DSM2018_Base30869 | VOM COST | ALL | 2021-10-01 | Expected Values | 905.39 | Station_DSM2018_Base30869 | VOM COST | Off Peak | 2021-10-01 | Expected Values | 619.77 | Station_DSM2018_Base30869 | VOM COST | On Peak | 2021-10-01 | Expected Values | 285.62 | 0 | Station_DSM2018_w30MW_Purch30870 | VOM COST | ALL | 2021-10-01 | Expected Values | 890.23 | Station_DSM2018_w30MW_Purch30870 | VOM COST | Off Peak | 2021-10-01 | Expected Values | 609.21 | Station_DSM2018_w30MW_Purch30870 | VOM COST | On Peak | 2021-10-01 | Expected Values | 281.02 | 0
| Station_DSM2018_Base30869 | VOM COST | ALL | 2021-11-01 | Expected Values | 691.4 | Station_DSM2018_Base30869 | VOM COST | Off Peak | 2021-11-01 | Expected Values | 508.01 | Station_DSM2018_Base30869 | VOM COST | On Peak | 2021-11-01 | Expected Values | 183.39 | 0 | Station_DSM2018_w30MW_Purch30870 | VOM COST | ALL | 2021-11-01 | Expected Values | 680.84 | Station_DSM2018_w30MW_Purch30870 | VOM COST | Off Peak | 2021-11-01 | Expected Values | 500.09 | Station_DSM2018_w30MW_Purch30870 | VOM COST | On Peak | 2021-11-01 | Expected Values | 180.74 | -0.01
| Station_DSM2018_Base30869 | VOM COST | ALL | 2021-12-01 | Expected Values | 911.51 | Station_DSM2018_Base30869 | VOM COST | Off Peak | 2021-12-01 | Expected Values | 661.57 | Station_DSM2018_Base30869 | VOM COST | On Peak | 2021-12-01 | Expected Values | 249.94 | 0 | Station_DSM2018_w30MW_Purch30870 | VOM COST | ALL | 2021-12-01 | Expected Values | 899.96 | Station_DSM2018_w30MW_Purch30870 | VOM COST | Off Peak | 2021-12-01 | Expected Values | 653.17 | Station_DSM2018_w30MW_Purch30870 | VOM COST | On Peak | 2021-12-01 | Expected Values | 246.79 | 0
| Station_DSM2018_Base30869 | VOM COST | ALL | 2022-01-01 | Expected Values | 880.57 | Station_DSM2018_Base30869 | VOM COST | Off Peak | 2022-01-01 | Expected Values | 652.98 | Station_DSM2018_Base30869 | VOM COST | On Peak | 2022-01-01 | Expected Values | 227.59 | 0 | Station_DSM2018_w30MW_Purch30870 | VOM COST | ALL | 2022-01-01 | Expected Values | 869.24 | Station_DSM2018_w30MW_Purch30870 | VOM COST | Off Peak | 2022-01-01 | Expected Values | 644.53 | Station_DSM2018_w30MW_Purch30870 | VOM COST | On Peak | 2022-01-01 | Expected Values | 224.71 | 0
| Station_DSM2018_Base30869 | VOM COST | ALL | 2022-02-01 | Expected Values | 776.24 | Station_DSM2018_Base30869 | VOM COST | Off Peak | 2022-02-01 | Expected Values | 563.86 | Station_DSM2018_Base30869 | VOM COST | On Peak | 2022-02-01 | Expected Values | 212.38 | 0 | Station_DSM2018_w30MW_Purch30870 | VOM COST | ALL | 2022-02-01 | Expected Values | 765.47 | Station_DSM2018_w30MW_Purch30870 | VOM COST | Off Peak | 2022-02-01 | Expected Values | 556 | Station_DSM2018_w30MW_Purch30870 | VOM COST | On Peak | 2022-02-01 | Expected Values | 209.46 | -0.01
| Station_DSM2018_Base30869 | VOM COST | ALL | 2022-03-01 | Expected Values | 857.7 | Station_DSM2018_Base30869 | VOM COST | Off Peak | 2022-03-01 | Expected Values | 619.57 | Station_DSM2018_Base30869 | VOM COST | On Peak | 2022-03-01 | Expected Values | 238.13 | 0 | Station_DSM2018_w30MW_Purch30870 | VOM COST | ALL | 2022-03-01 | Expected Values | 845.83 | Station_DSM2018_w30MW_Purch30870 | VOM COST | Off Peak | 2022-03-01 | Expected Values | 611.08 | Station_DSM2018_w30MW_Purch30870 | VOM COST | On Peak | 2022-03-01 | Expected Values | 234.75 | 0
| Station_DSM2018_Base30869 | VOM COST | ALL | 2022-04-01 | Expected Values | 821.21 | Station_DSM2018_Base30869 | VOM COST | Off Peak | 2022-04-01 | Expected Values | 551.78 | Station_DSM2018_Base30869 | VOM COST | On Peak | 2022-04-01 | Expected Values | 269.42 | -0.01 | Station_DSM2018_w30MW_Purch30870 | VOM COST | ALL | 2022-04-01 | Expected Values | 807.45 | Station_DSM2018_w30MW_Purch30870 | VOM COST | Off Peak | 2022-04-01 | Expected Values | 541.93 | Station_DSM2018_w30MW_Purch30870 | VOM COST | On Peak | 2022-04-01 | Expected Values | 265.53 | 0.01
| Station_DSM2018_Base30869 | VOM COST | ALL | 2022-05-01 | Expected Values | 1061.3 | Station_DSM2018_Base30869 | VOM COST | Off Peak | 2022-05-01 | Expected Values | 714.03 | Station_DSM2018_Base30869 | VOM COST | On Peak | 2022-05-01 | Expected Values | 347.27 | 0 | Station_DSM2018_w30MW_Purch30870 | VOM COST | ALL | 2022-05-01 | Expected Values | 1046.13 | Station_DSM2018_w30MW_Purch30870 | VOM COST | Off Peak | 2022-05-01 | Expected Values | 703.46 | Station_DSM2018_w30MW_Purch30870 | VOM COST | On Peak | 2022-05-01 | Expected Values | 342.66 | -0.01
| Station_DSM2018_Base30869 | VOM COST | ALL | 2022-06-01 | Expected Values | 1103.76 | Station_DSM2018_Base30869 | VOM COST | Off Peak | 2022-06-01 | Expected Values | 736.91 | Station_DSM2018_Base30869 | VOM COST | On Peak | 2022-06-01 | Expected Values | 366.85 | 0 | Station_DSM2018_w30MW_Purch30870 | VOM COST | ALL | 2022-06-01 | Expected Values | 1089.17 | Station_DSM2018_w30MW_Purch30870 | VOM COST | Off Peak | 2022-06-01 | Expected Values | 727.48 | Station_DSM2018_w30MW_Purch30870 | VOM COST | On Peak | 2022-06-01 | Expected Values | 361.68 | -0.01
| Station_DSM2018_Base30869 | VOM COST | ALL | 2022-07-01 | Expected Values | 1178.05 | Station_DSM2018_Base30869 | VOM COST | Off Peak | 2022-07-01 | Expected Values | 807.51 | Station_DSM2018_Base30869 | VOM COST | On Peak | 2022-07-01 | Expected Values | 370.54 | 0 | Station_DSM2018_w30MW_Purch30870 | VOM COST | ALL | 2022-07-01 | Expected Values | 1162 | Station_DSM2018_w30MW_Purch30870 | VOM COST | Off Peak | 2022-07-01 | Expected Values | 796.67 | Station_DSM2018_w30MW_Purch30870 | VOM COST | On Peak | 2022-07-01 | Expected Values | 365.33 | 0
| Station_DSM2018_Base30869 | VOM COST | ALL | 2022-08-01 | Expected Values | 1175.65 | Station_DSM2018_Base30869 | VOM COST | Off Peak | 2022-08-01 | Expected Values | 786.95 | Station_DSM2018_Base30869 | VOM COST | On Peak | 2022-08-01 | Expected Values | 388.7 | 0 | Station_DSM2018_w30MW_Purch30870 | VOM COST | ALL | 2022-08-01 | Expected Values | 1161 | Station_DSM2018_w30MW_Purch30870 | VOM COST | Off Peak | 2022-08-01 | Expected Values | 777.58 | Station_DSM2018_w30MW_Purch30870 | VOM COST | On Peak | 2022-08-01 | Expected Values | 383.42 | 0
| Station_DSM2018_Base30869 | VOM COST | ALL | 2022-09-01 | Expected Values | 1069.45 | Station_DSM2018_Base30869 | VOM COST | Off Peak | 2022-09-01 | Expected Values | 715.57 | Station_DSM2018_Base30869 | VOM COST | On Peak | 2022-09-01 | Expected Values | 353.88 | 0 | Station_DSM2018_w30MW_Purch30870 | VOM COST | ALL | 2022-09-01 | Expected Values | 1055.44 | Station_DSM2018_w30MW_Purch30870 | VOM COST | Off Peak | 2022-09-01 | Expected Values | 706.46 | Station_DSM2018_w30MW_Purch30870 | VOM COST | On Peak | 2022-09-01 | Expected Values | 348.98 | 0
| Station_DSM2018_Base30869 | VOM COST | ALL | 2022-10-01 | Expected Values | 1001.49 | Station_DSM2018_Base30869 | VOM COST | Off Peak | 2022-10-01 | Expected Values | 691.17 | Station_DSM2018_Base30869 | VOM COST | On Peak | 2022-10-01 | Expected Values | 310.32 | 0 | Station_DSM2018_w30MW_Purch30870 | VOM COST | ALL | 2022-10-01 | Expected Values | 987.84 | Station_DSM2018_w30MW_Purch30870 | VOM COST | Off Peak | 2022-10-01 | Expected Values | 681.38 | Station_DSM2018_w30MW_Purch30870 | VOM COST | On Peak | 2022-10-01 | Expected Values | 306.46 | 0
| Station_DSM2018_Base30869 | VOM COST | ALL | 2022-11-01 | Expected Values | 828.62 | Station_DSM2018_Base30869 | VOM COST | Off Peak | 2022-11-01 | Expected Values | 608.88 | Station_DSM2018_Base30869 | VOM COST | On Peak | 2022-11-01 | Expected Values | 219.73 | -0.01 | Station_DSM2018_w30MW_Purch30870 | VOM COST | ALL | 2022-11-01 | Expected Values | 816.73 | Station_DSM2018_w30MW_Purch30870 | VOM COST | Off Peak | 2022-11-01 | Expected Values | 600.2 | Station_DSM2018_w30MW_Purch30870 | VOM COST | On Peak | 2022-11-01 | Expected Values | 216.53 | 0
| Station_DSM2018_Base30869 | VOM COST | ALL | 2022-12-01 | Expected Values | 873.92 | Station_DSM2018_Base30869 | VOM COST | Off Peak | 2022-12-01 | Expected Values | 641.72 | Station_DSM2018_Base30869 | VOM COST | On Peak | 2022-12-01 | Expected Values | 232.2 | 0 | Station_DSM2018_w30MW_Purch30870 | VOM COST | ALL | 2022-12-01 | Expected Values | 863.66 | Station_DSM2018_w30MW_Purch30870 | VOM COST | Off Peak | 2022-12-01 | Expected Values | 633.91 | Station_DSM2018_w30MW_Purch30870 | VOM COST | On Peak | 2022-12-01 | Expected Values | 229.75 | 0
| Station_DSM2018_Base30869 | VOM COST | ALL | 2023-01-01 | Expected Values | 768.79 | Station_DSM2018_Base30869 | VOM COST | Off Peak | 2023-01-01 | Expected Values | 560.29 | Station_DSM2018_Base30869 | VOM COST | On Peak | 2023-01-01 | Expected Values | 208.5 | 0 | Station_DSM2018_w30MW_Purch30870 | VOM COST | ALL | 2023-01-01 | Expected Values | 757.93 | Station_DSM2018_w30MW_Purch30870 | VOM COST | Off Peak | 2023-01-01 | Expected Values | 552.03 | Station_DSM2018_w30MW_Purch30870 | VOM COST | On Peak | 2023-01-01 | Expected Values | 205.89 | -0.01
| Station_DSM2018_Base30869 | VOM COST | ALL | 2023-02-01 | Expected Values | 643.96 | Station_DSM2018_Base30869 | VOM COST | Off Peak | 2023-02-01 | Expected Values | 467.15 | Station_DSM2018_Base30869 | VOM COST | On Peak | 2023-02-01 | Expected Values | 176.81 | 0 | Station_DSM2018_w30MW_Purch30870 | VOM COST | ALL | 2023-02-01 | Expected Values | 630.7 | Station_DSM2018_w30MW_Purch30870 | VOM COST | Off Peak | 2023-02-01 | Expected Values | 457.24 | Station_DSM2018_w30MW_Purch30870 | VOM COST | On Peak | 2023-02-01 | Expected Values | 173.46 | 0
| Station_DSM2018_Base30869 | VOM COST | ALL | 2023-03-01 | Expected Values | 728.86 | Station_DSM2018_Base30869 | VOM COST | Off Peak | 2023-03-01 | Expected Values | 526.49 | Station_DSM2018_Base30869 | VOM COST | On Peak | 2023-03-01 | Expected Values | 202.37 | 0 | Station_DSM2018_w30MW_Purch30870 | VOM COST | ALL | 2023-03-01 | Expected Values | 718.52 | Station_DSM2018_w30MW_Purch30870 | VOM COST | Off Peak | 2023-03-01 | Expected Values | 519.1 | Station_DSM2018_w30MW_Purch30870 | VOM COST | On Peak | 2023-03-01 | Expected Values | 199.42 | 0
| Station_DSM2018_Base30869 | VOM COST | ALL | 2023-04-01 | Expected Values | 792.35 | Station_DSM2018_Base30869 | VOM COST | Off Peak | 2023-04-01 | Expected Values | 540.77 | Station_DSM2018_Base30869 | VOM COST | On Peak | 2023-04-01 | Expected Values | 251.58 | 0 | Station_DSM2018_w30MW_Purch30870 | VOM COST | ALL | 2023-04-01 | Expected Values | 782.98 | Station_DSM2018_w30MW_Purch30870 | VOM COST | Off Peak | 2023-04-01 | Expected Values | 534.4 | Station_DSM2018_w30MW_Purch30870 | VOM COST | On Peak | 2023-04-01 | Expected Values | 248.58 | 0
| Station_DSM2018_Base30869 | VOM COST | ALL | 2023-05-01 | Expected Values | 862.32 | Station_DSM2018_Base30869 | VOM COST | Off Peak | 2023-05-01 | Expected Values | 573.4 | Station_DSM2018_Base30869 | VOM COST | On Peak | 2023-05-01 | Expected Values | 288.92 | 0 | Station_DSM2018_w30MW_Purch30870 | VOM COST | ALL | 2023-05-01 | Expected Values | 850.56 | Station_DSM2018_w30MW_Purch30870 | VOM COST | Off Peak | 2023-05-01 | Expected Values | 565.17 | Station_DSM2018_w30MW_Purch30870 | VOM COST | On Peak | 2023-05-01 | Expected Values | 285.39 | 0
| Station_DSM2018_Base30869 | VOM COST | ALL | 2023-06-01 | Expected Values | 1025.43 | Station_DSM2018_Base30869 | VOM COST | Off Peak | 2023-06-01 | Expected Values | 679.03 | Station_DSM2018_Base30869 | VOM COST | On Peak | 2023-06-01 | Expected Values | 346.4 | 0 | Station_DSM2018_w30MW_Purch30870 | VOM COST | ALL | 2023-06-01 | Expected Values | 1001.82 | Station_DSM2018_w30MW_Purch30870 | VOM COST | Off Peak | 2023-06-01 | Expected Values | 663.5 | Station_DSM2018_w30MW_Purch30870 | VOM COST | On Peak | 2023-06-01 | Expected Values | 338.32 | 0
| Station_DSM2018_Base30869 | VOM COST | ALL | 2023-07-01 | Expected Values | 1103.63 | Station_DSM2018_Base30869 | VOM COST | Off Peak | 2023-07-01 | Expected Values | 754.52 | Station_DSM2018_Base30869 | VOM COST | On Peak | 2023-07-01 | Expected Values | 349.11 | 0 | Station_DSM2018_w30MW_Purch30870 | VOM COST | ALL | 2023-07-01 | Expected Values | 1081.64 | Station_DSM2018_w30MW_Purch30870 | VOM COST | Off Peak | 2023-07-01 | Expected Values | 738.76 | Station_DSM2018_w30MW_Purch30870 | VOM COST | On Peak | 2023-07-01 | Expected Values | 342.88 | 0
| Station_DSM2018_Base30869 | VOM COST | ALL | 2023-08-01 | Expected Values | 1117.76 | Station_DSM2018_Base30869 | VOM COST | Off Peak | 2023-08-01 | Expected Values | 756.56 | Station_DSM2018_Base30869 | VOM COST | On Peak | 2023-08-01 | Expected Values | 361.2 | 0 | Station_DSM2018_w30MW_Purch30870 | VOM COST | ALL | 2023-08-01 | Expected Values | 1105.49 | Station_DSM2018_w30MW_Purch30870 | VOM COST | Off Peak | 2023-08-01 | Expected Values | 747.83 | Station_DSM2018_w30MW_Purch30870 | VOM COST | On Peak | 2023-08-01 | Expected Values | 357.66 | 0
| Station_DSM2018_Base30869 | VOM COST | ALL | 2023-09-01 | Expected Values | 1051.11 | Station_DSM2018_Base30869 | VOM COST | Off Peak | 2023-09-01 | Expected Values | 726.53 | Station_DSM2018_Base30869 | VOM COST | On Peak | 2023-09-01 | Expected Values | 324.58 | 0 | Station_DSM2018_w30MW_Purch30870 | VOM COST | ALL | 2023-09-01 | Expected Values | 1034.47 | Station_DSM2018_w30MW_Purch30870 | VOM COST | Off Peak | 2023-09-01 | Expected Values | 714.21 | Station_DSM2018_w30MW_Purch30870 | VOM COST | On Peak | 2023-09-01 | Expected Values | 320.27 | 0.01
| Station_DSM2018_Base30869 | VOM COST | ALL | 2023-10-01 | Expected Values | 895.1 | Station_DSM2018_Base30869 | VOM COST | Off Peak | 2023-10-01 | Expected Values | 598 | Station_DSM2018_Base30869 | VOM COST | On Peak | 2023-10-01 | Expected Values | 297.1 | 0 | Station_DSM2018_w30MW_Purch30870 | VOM COST | ALL | 2023-10-01 | Expected Values | 863.53 | Station_DSM2018_w30MW_Purch30870 | VOM COST | Off Peak | 2023-10-01 | Expected Values | 577.35 | Station_DSM2018_w30MW_Purch30870 | VOM COST | On Peak | 2023-10-01 | Expected Values | 286.18 | 0
| Station_DSM2018_Base30869 | VOM COST | ALL | 2023-11-01 | Expected Values | 698.13 | Station_DSM2018_Base30869 | VOM COST | Off Peak | 2023-11-01 | Expected Values | 512.15 | Station_DSM2018_Base30869 | VOM COST | On Peak | 2023-11-01 | Expected Values | 185.98 | 0 | Station_DSM2018_w30MW_Purch30870 | VOM COST | ALL | 2023-11-01 | Expected Values | 687.54 | Station_DSM2018_w30MW_Purch30870 | VOM COST | Off Peak | 2023-11-01 | Expected Values | 504.15 | Station_DSM2018_w30MW_Purch30870 | VOM COST | On Peak | 2023-11-01 | Expected Values | 183.38 | -0.01
| Station_DSM2018_Base30869 | VOM COST | ALL | 2023-12-01 | Expected Values | 810.97 | Station_DSM2018_Base30869 | VOM COST | Off Peak | 2023-12-01 | Expected Values | 606.71 | Station_DSM2018_Base30869 | VOM COST | On Peak | 2023-12-01 | Expected Values | 204.26 | 0 | Station_DSM2018_w30MW_Purch30870 | VOM COST | ALL | 2023-12-01 | Expected Values | 795.53 | Station_DSM2018_w30MW_Purch30870 | VOM COST | Off Peak | 2023-12-01 | Expected Values | 594.87 | Station_DSM2018_w30MW_Purch30870 | VOM COST | On Peak | 2023-12-01 | Expected Values | 200.66 | 0
| Station_DSM2018_Base30869 | VOM COST | ALL | 2024-01-01 | Expected Values | 810.03 | Station_DSM2018_Base30869 | VOM COST | Off Peak | 2024-01-01 | Expected Values | 581.03 | Station_DSM2018_Base30869 | VOM COST | On Peak | 2024-01-01 | Expected Values | 229 | 0 | Station_DSM2018_w30MW_Purch30870 | VOM COST | ALL | 2024-01-01 | Expected Values | 796.69 | Station_DSM2018_w30MW_Purch30870 | VOM COST | Off Peak | 2024-01-01 | Expected Values | 570.87 | Station_DSM2018_w30MW_Purch30870 | VOM COST | On Peak | 2024-01-01 | Expected Values | 225.81 | -0.01
| Station_DSM2018_Base30869 | VOM COST | ALL | 2024-02-01 | Expected Values | 734.81 | Station_DSM2018_Base30869 | VOM COST | Off Peak | 2024-02-01 | Expected Values | 529.83 | Station_DSM2018_Base30869 | VOM COST | On Peak | 2024-02-01 | Expected Values | 204.98 | 0 | Station_DSM2018_w30MW_Purch30870 | VOM COST | ALL | 2024-02-01 | Expected Values | 723.4 | Station_DSM2018_w30MW_Purch30870 | VOM COST | Off Peak | 2024-02-01 | Expected Values | 520.63 | Station_DSM2018_w30MW_Purch30870 | VOM COST | On Peak | 2024-02-01 | Expected Values | 202.76 | -0.01
| Station_DSM2018_Base30869 | VOM COST | ALL | 2024-03-01 | Expected Values | 770.66 | Station_DSM2018_Base30869 | VOM COST | Off Peak | 2024-03-01 | Expected Values | 574.72 | Station_DSM2018_Base30869 | VOM COST | On Peak | 2024-03-01 | Expected Values | 195.94 | 0 | Station_DSM2018_w30MW_Purch30870 | VOM COST | ALL | 2024-03-01 | Expected Values | 761.24 | Station_DSM2018_w30MW_Purch30870 | VOM COST | Off Peak | 2024-03-01 | Expected Values | 568.09 | Station_DSM2018_w30MW_Purch30870 | VOM COST | On Peak | 2024-03-01 | Expected Values | 193.15 | 0
| Station_DSM2018_Base30869 | VOM COST | ALL | 2024-04-01 | Expected Values | 852.27 | Station_DSM2018_Base30869 | VOM COST | Off Peak | 2024-04-01 | Expected Values | 563.72 | Station_DSM2018_Base30869 | VOM COST | On Peak | 2024-04-01 | Expected Values | 288.55 | 0 | Station_DSM2018_w30MW_Purch30870 | VOM COST | ALL | 2024-04-01 | Expected Values | 827.19 | Station_DSM2018_w30MW_Purch30870 | VOM COST | Off Peak | 2024-04-01 | Expected Values | 547.85 | Station_DSM2018_w30MW_Purch30870 | VOM COST | On Peak | 2024-04-01 | Expected Values | 279.34 | 0
| Station_DSM2018_Base30869 | VOM COST | ALL | 2024-05-01 | Expected Values | 964.04 | Station_DSM2018_Base30869 | VOM COST | Off Peak | 2024-05-01 | Expected Values | 642.34 | Station_DSM2018_Base30869 | VOM COST | On Peak | 2024-05-01 | Expected Values | 321.69 | -0.01 | Station_DSM2018_w30MW_Purch30870 | VOM COST | ALL | 2024-05-01 | Expected Values | 947.38 | Station_DSM2018_w30MW_Purch30870 | VOM COST | Off Peak | 2024-05-01 | Expected Values | 629.12 | Station_DSM2018_w30MW_Purch30870 | VOM COST | On Peak | 2024-05-01 | Expected Values | 318.26 | 0
| Station_DSM2018_Base30869 | VOM COST | ALL | 2024-06-01 | Expected Values | 1136 | Station_DSM2018_Base30869 | VOM COST | Off Peak | 2024-06-01 | Expected Values | 790.81 | Station_DSM2018_Base30869 | VOM COST | On Peak | 2024-06-01 | Expected Values | 345.19 | 0 | Station_DSM2018_w30MW_Purch30870 | VOM COST | ALL | 2024-06-01 | Expected Values | 1119.35 | Station_DSM2018_w30MW_Purch30870 | VOM COST | Off Peak | 2024-06-01 | Expected Values | 778.4 | Station_DSM2018_w30MW_Purch30870 | VOM COST | On Peak | 2024-06-01 | Expected Values | 340.95 | 0
| Station_DSM2018_Base30869 | VOM COST | ALL | 2024-07-01 | Expected Values | 1174.73 | Station_DSM2018_Base30869 | VOM COST | Off Peak | 2024-07-01 | Expected Values | 770.49 | Station_DSM2018_Base30869 | VOM COST | On Peak | 2024-07-01 | Expected Values | 404.23 | -0.01 | Station_DSM2018_w30MW_Purch30870 | VOM COST | ALL | 2024-07-01 | Expected Values | 1152.74 | Station_DSM2018_w30MW_Purch30870 | VOM COST | Off Peak | 2024-07-01 | Expected Values | 754.03 | Station_DSM2018_w30MW_Purch30870 | VOM COST | On Peak | 2024-07-01 | Expected Values | 398.71 | 0
| Station_DSM2018_Base30869 | VOM COST | ALL | 2024-08-01 | Expected Values | 1212.44 | Station_DSM2018_Base30869 | VOM COST | Off Peak | 2024-08-01 | Expected Values | 828.1 | Station_DSM2018_Base30869 | VOM COST | On Peak | 2024-08-01 | Expected Values | 384.34 | 0 | Station_DSM2018_w30MW_Purch30870 | VOM COST | ALL | 2024-08-01 | Expected Values | 1196.74 | Station_DSM2018_w30MW_Purch30870 | VOM COST | Off Peak | 2024-08-01 | Expected Values | 815.87 | Station_DSM2018_w30MW_Purch30870 | VOM COST | On Peak | 2024-08-01 | Expected Values | 380.87 | 0
| Station_DSM2018_Base30869 | VOM COST | ALL | 2024-09-01 | Expected Values | 1070.65 | Station_DSM2018_Base30869 | VOM COST | Off Peak | 2024-09-01 | Expected Values | 737.51 | Station_DSM2018_Base30869 | VOM COST | On Peak | 2024-09-01 | Expected Values | 333.14 | 0 | Station_DSM2018_w30MW_Purch30870 | VOM COST | ALL | 2024-09-01 | Expected Values | 1050.85 | Station_DSM2018_w30MW_Purch30870 | VOM COST | Off Peak | 2024-09-01 | Expected Values | 722.07 | Station_DSM2018_w30MW_Purch30870 | VOM COST | On Peak | 2024-09-01 | Expected Values | 328.78 | 0
| Station_DSM2018_Base30869 | VOM COST | ALL | 2024-10-01 | Expected Values | 904.75 | Station_DSM2018_Base30869 | VOM COST | Off Peak | 2024-10-01 | Expected Values | 589.09 | Station_DSM2018_Base30869 | VOM COST | On Peak | 2024-10-01 | Expected Values | 315.66 | 0 | Station_DSM2018_w30MW_Purch30870 | VOM COST | ALL | 2024-10-01 | Expected Values | 891.49 | Station_DSM2018_w30MW_Purch30870 | VOM COST | Off Peak | 2024-10-01 | Expected Values | 576.75 | Station_DSM2018_w30MW_Purch30870 | VOM COST | On Peak | 2024-10-01 | Expected Values | 314.73 | -0.01
| Station_DSM2018_Base30869 | VOM COST | ALL | 2024-11-01 | Expected Values | 758.38 | Station_DSM2018_Base30869 | VOM COST | Off Peak | 2024-11-01 | Expected Values | 565.17 | Station_DSM2018_Base30869 | VOM COST | On Peak | 2024-11-01 | Expected Values | 193.21 | 0 | Station_DSM2018_w30MW_Purch30870 | VOM COST | ALL | 2024-11-01 | Expected Values | 747.95 | Station_DSM2018_w30MW_Purch30870 | VOM COST | Off Peak | 2024-11-01 | Expected Values | 558.16 | Station_DSM2018_w30MW_Purch30870 | VOM COST | On Peak | 2024-11-01 | Expected Values | 189.79 | 0
| Station_DSM2018_Base30869 | VOM COST | ALL | 2024-12-01 | Expected Values | 870.78 | Station_DSM2018_Base30869 | VOM COST | Off Peak | 2024-12-01 | Expected Values | 640.7 | Station_DSM2018_Base30869 | VOM COST | On Peak | 2024-12-01 | Expected Values | 230.07 | -0.01 | Station_DSM2018_w30MW_Purch30870 | VOM COST | ALL | 2024-12-01 | Expected Values | 857.95 | Station_DSM2018_w30MW_Purch30870 | VOM COST | Off Peak | 2024-12-01 | Expected Values | 630.71 | Station_DSM2018_w30MW_Purch30870 | VOM COST | On Peak | 2024-12-01 | Expected Values | 227.25 | 0.01
| Station_DSM2018_Base30869 | VOM COST | ALL | 2025-01-01 | Expected Values | 926.44 | Station_DSM2018_Base30869 | VOM COST | Off Peak | 2025-01-01 | Expected Values | 662.48 | Station_DSM2018_Base30869 | VOM COST | On Peak | 2025-01-01 | Expected Values | 263.96 | 0 | Station_DSM2018_w30MW_Purch30870 | VOM COST | ALL | 2025-01-01 | Expected Values | 893.67 | Station_DSM2018_w30MW_Purch30870 | VOM COST | Off Peak | 2025-01-01 | Expected Values | 638.53 | Station_DSM2018_w30MW_Purch30870 | VOM COST | On Peak | 2025-01-01 | Expected Values | 255.14 | 0
| Station_DSM2018_Base30869 | VOM COST | ALL | 2025-02-01 | Expected Values | 918.97 | Station_DSM2018_Base30869 | VOM COST | Off Peak | 2025-02-01 | Expected Values | 658.23 | Station_DSM2018_Base30869 | VOM COST | On Peak | 2025-02-01 | Expected Values | 260.75 | 0.01 | Station_DSM2018_w30MW_Purch30870 | VOM COST | ALL | 2025-02-01 | Expected Values | 905.18 | Station_DSM2018_w30MW_Purch30870 | VOM COST | Off Peak | 2025-02-01 | Expected Values | 647.59 | Station_DSM2018_w30MW_Purch30870 | VOM COST | On Peak | 2025-02-01 | Expected Values | 257.59 | 0
| Station_DSM2018_Base30869 | VOM COST | ALL | 2025-03-01 | Expected Values | 887.59 | Station_DSM2018_Base30869 | VOM COST | Off Peak | 2025-03-01 | Expected Values | 659.09 | Station_DSM2018_Base30869 | VOM COST | On Peak | 2025-03-01 | Expected Values | 228.5 | 0 | Station_DSM2018_w30MW_Purch30870 | VOM COST | ALL | 2025-03-01 | Expected Values | 865.92 | Station_DSM2018_w30MW_Purch30870 | VOM COST | Off Peak | 2025-03-01 | Expected Values | 643.24 | Station_DSM2018_w30MW_Purch30870 | VOM COST | On Peak | 2025-03-01 | Expected Values | 222.68 | 0
| Station_DSM2018_Base30869 | VOM COST | ALL | 2025-04-01 | Expected Values | 909.25 | Station_DSM2018_Base30869 | VOM COST | Off Peak | 2025-04-01 | Expected Values | 602.63 | Station_DSM2018_Base30869 | VOM COST | On Peak | 2025-04-01 | Expected Values | 306.62 | 0 | Station_DSM2018_w30MW_Purch30870 | VOM COST | ALL | 2025-04-01 | Expected Values | 898.36 | Station_DSM2018_w30MW_Purch30870 | VOM COST | Off Peak | 2025-04-01 | Expected Values | 594.62 | Station_DSM2018_w30MW_Purch30870 | VOM COST | On Peak | 2025-04-01 | Expected Values | 303.75 | 0.01
| Station_DSM2018_Base30869 | VOM COST | ALL | 2025-05-01 | Expected Values | 997 | Station_DSM2018_Base30869 | VOM COST | Off Peak | 2025-05-01 | Expected Values | 675.37 | Station_DSM2018_Base30869 | VOM COST | On Peak | 2025-05-01 | Expected Values | 321.63 | 0 | Station_DSM2018_w30MW_Purch30870 | VOM COST | ALL | 2025-05-01 | Expected Values | 986.65 | Station_DSM2018_w30MW_Purch30870 | VOM COST | Off Peak | 2025-05-01 | Expected Values | 665.47 | Station_DSM2018_w30MW_Purch30870 | VOM COST | On Peak | 2025-05-01 | Expected Values | 321.18 | 0
| Station_DSM2018_Base30869 | VOM COST | ALL | 2025-06-01 | Expected Values | 1230 | Station_DSM2018_Base30869 | VOM COST | Off Peak | 2025-06-01 | Expected Values | 844.5 | Station_DSM2018_Base30869 | VOM COST | On Peak | 2025-06-01 | Expected Values | 385.5 | 0 | Station_DSM2018_w30MW_Purch30870 | VOM COST | ALL | 2025-06-01 | Expected Values | 1203.83 | Station_DSM2018_w30MW_Purch30870 | VOM COST | Off Peak | 2025-06-01 | Expected Values | 824.47 | Station_DSM2018_w30MW_Purch30870 | VOM COST | On Peak | 2025-06-01 | Expected Values | 379.36 | 0
| Station_DSM2018_Base30869 | VOM COST | ALL | 2025-07-01 | Expected Values | 1274.68 | Station_DSM2018_Base30869 | VOM COST | Off Peak | 2025-07-01 | Expected Values | 843.6 | Station_DSM2018_Base30869 | VOM COST | On Peak | 2025-07-01 | Expected Values | 431.08 | 0 | Station_DSM2018_w30MW_Purch30870 | VOM COST | ALL | 2025-07-01 | Expected Values | 1246.32 | Station_DSM2018_w30MW_Purch30870 | VOM COST | Off Peak | 2025-07-01 | Expected Values | 821.9 | Station_DSM2018_w30MW_Purch30870 | VOM COST | On Peak | 2025-07-01 | Expected Values | 424.42 | 0
| Station_DSM2018_Base30869 | VOM COST | ALL | 2025-08-01 | Expected Values | 1275.74 | Station_DSM2018_Base30869 | VOM COST | Off Peak | 2025-08-01 | Expected Values | 894.02 | Station_DSM2018_Base30869 | VOM COST | On Peak | 2025-08-01 | Expected Values | 381.71 | -0.01 | Station_DSM2018_w30MW_Purch30870 | VOM COST | ALL | 2025-08-01 | Expected Values | 1257.53 | Station_DSM2018_w30MW_Purch30870 | VOM COST | Off Peak | 2025-08-01 | Expected Values | 880.27 | Station_DSM2018_w30MW_Purch30870 | VOM COST | On Peak | 2025-08-01 | Expected Values | 377.27 | 0.01
| Station_DSM2018_Base30869 | VOM COST | ALL | 2025-09-01 | Expected Values | 1138.53 | Station_DSM2018_Base30869 | VOM COST | Off Peak | 2025-09-01 | Expected Values | 773.47 | Station_DSM2018_Base30869 | VOM COST | On Peak | 2025-09-01 | Expected Values | 365.06 | 0 | Station_DSM2018_w30MW_Purch30870 | VOM COST | ALL | 2025-09-01 | Expected Values | 1116.69 | Station_DSM2018_w30MW_Purch30870 | VOM COST | Off Peak | 2025-09-01 | Expected Values | 758.64 | Station_DSM2018_w30MW_Purch30870 | VOM COST | On Peak | 2025-09-01 | Expected Values | 358.06 | 0.01
| Station_DSM2018_Base30869 | VOM COST | ALL | 2025-10-01 | Expected Values | 997.42 | Station_DSM2018_Base30869 | VOM COST | Off Peak | 2025-10-01 | Expected Values | 658.71 | Station_DSM2018_Base30869 | VOM COST | On Peak | 2025-10-01 | Expected Values | 338.71 | 0 | Station_DSM2018_w30MW_Purch30870 | VOM COST | ALL | 2025-10-01 | Expected Values | 981.31 | Station_DSM2018_w30MW_Purch30870 | VOM COST | Off Peak | 2025-10-01 | Expected Values | 647.68 | Station_DSM2018_w30MW_Purch30870 | VOM COST | On Peak | 2025-10-01 | Expected Values | 333.63 | 0
| Station_DSM2018_Base30869 | VOM COST | ALL | 2025-11-01 | Expected Values | 845.28 | Station_DSM2018_Base30869 | VOM COST | Off Peak | 2025-11-01 | Expected Values | 643.54 | Station_DSM2018_Base30869 | VOM COST | On Peak | 2025-11-01 | Expected Values | 201.74 | 0 | Station_DSM2018_w30MW_Purch30870 | VOM COST | ALL | 2025-11-01 | Expected Values | 817.16 | Station_DSM2018_w30MW_Purch30870 | VOM COST | Off Peak | 2025-11-01 | Expected Values | 621.27 | Station_DSM2018_w30MW_Purch30870 | VOM COST | On Peak | 2025-11-01 | Expected Values | 195.89 | 0
| Station_DSM2018_Base30869 | VOM COST | ALL | 2025-12-01 | Expected Values | 1007.62 | Station_DSM2018_Base30869 | VOM COST | Off Peak | 2025-12-01 | Expected Values | 731.79 | Station_DSM2018_Base30869 | VOM COST | On Peak | 2025-12-01 | Expected Values | 275.83 | 0 | Station_DSM2018_w30MW_Purch30870 | VOM COST | ALL | 2025-12-01 | Expected Values | 985.14 | Station_DSM2018_w30MW_Purch30870 | VOM COST | Off Peak | 2025-12-01 | Expected Values | 713.73 | Station_DSM2018_w30MW_Purch30870 | VOM COST | On Peak | 2025-12-01 | Expected Values | 271.41 | 0
| Station_DSM2018_Base30869 | VOM COST | ALL | 2026-01-01 | Expected Values | 942.74 | Station_DSM2018_Base30869 | VOM COST | Off Peak | 2026-01-01 | Expected Values | 684.31 | Station_DSM2018_Base30869 | VOM COST | On Peak | 2026-01-01 | Expected Values | 258.43 | 0 | Station_DSM2018_w30MW_Purch30870 | VOM COST | ALL | 2026-01-01 | Expected Values | 931.59 | Station_DSM2018_w30MW_Purch30870 | VOM COST | Off Peak | 2026-01-01 | Expected Values | 674.82 | Station_DSM2018_w30MW_Purch30870 | VOM COST | On Peak | 2026-01-01 | Expected Values | 256.77 | 0
| Station_DSM2018_Base30869 | VOM COST | ALL | 2026-02-01 | Expected Values | 851.33 | Station_DSM2018_Base30869 | VOM COST | Off Peak | 2026-02-01 | Expected Values | 617.81 | Station_DSM2018_Base30869 | VOM COST | On Peak | 2026-02-01 | Expected Values | 233.52 | 0 | Station_DSM2018_w30MW_Purch30870 | VOM COST | ALL | 2026-02-01 | Expected Values | 830.37 | Station_DSM2018_w30MW_Purch30870 | VOM COST | Off Peak | 2026-02-01 | Expected Values | 602.23 | Station_DSM2018_w30MW_Purch30870 | VOM COST | On Peak | 2026-02-01 | Expected Values | 228.15 | 0.01
| Station_DSM2018_Base30869 | VOM COST | ALL | 2026-03-01 | Expected Values | 826.42 | Station_DSM2018_Base30869 | VOM COST | Off Peak | 2026-03-01 | Expected Values | 606.78 | Station_DSM2018_Base30869 | VOM COST | On Peak | 2026-03-01 | Expected Values | 219.65 | 0.01 | Station_DSM2018_w30MW_Purch30870 | VOM COST | ALL | 2026-03-01 | Expected Values | 817.56 | Station_DSM2018_w30MW_Purch30870 | VOM COST | Off Peak | 2026-03-01 | Expected Values | 600.47 | Station_DSM2018_w30MW_Purch30870 | VOM COST | On Peak | 2026-03-01 | Expected Values | 217.09 | 0
| Station_DSM2018_Base30869 | VOM COST | ALL | 2026-04-01 | Expected Values | 982.61 | Station_DSM2018_Base30869 | VOM COST | Off Peak | 2026-04-01 | Expected Values | 651.23 | Station_DSM2018_Base30869 | VOM COST | On Peak | 2026-04-01 | Expected Values | 331.38 | 0 | Station_DSM2018_w30MW_Purch30870 | VOM COST | ALL | 2026-04-01 | Expected Values | 977.16 | Station_DSM2018_w30MW_Purch30870 | VOM COST | Off Peak | 2026-04-01 | Expected Values | 647.27 | Station_DSM2018_w30MW_Purch30870 | VOM COST | On Peak | 2026-04-01 | Expected Values | 329.89 | 0
| Station_DSM2018_Base30869 | VOM COST | ALL | 2026-05-01 | Expected Values | 1120.25 | Station_DSM2018_Base30869 | VOM COST | Off Peak | 2026-05-01 | Expected Values | 779.12 | Station_DSM2018_Base30869 | VOM COST | On Peak | 2026-05-01 | Expected Values | 341.13 | 0 | Station_DSM2018_w30MW_Purch30870 | VOM COST | ALL | 2026-05-01 | Expected Values | 1103.76 | Station_DSM2018_w30MW_Purch30870 | VOM COST | Off Peak | 2026-05-01 | Expected Values | 765.38 | Station_DSM2018_w30MW_Purch30870 | VOM COST | On Peak | 2026-05-01 | Expected Values | 338.38 | 0
| Station_DSM2018_Base30869 | VOM COST | ALL | 2026-06-01 | Expected Values | 1283.6 | Station_DSM2018_Base30869 | VOM COST | Off Peak | 2026-06-01 | Expected Values | 864.39 | Station_DSM2018_Base30869 | VOM COST | On Peak | 2026-06-01 | Expected Values | 419.21 | 0 | Station_DSM2018_w30MW_Purch30870 | VOM COST | ALL | 2026-06-01 | Expected Values | 1265.03 | Station_DSM2018_w30MW_Purch30870 | VOM COST | Off Peak | 2026-06-01 | Expected Values | 850.37 | Station_DSM2018_w30MW_Purch30870 | VOM COST | On Peak | 2026-06-01 | Expected Values | 414.67 | 0.01
| Station_DSM2018_Base30869 | VOM COST | ALL | 2026-07-01 | Expected Values | 1330.89 | Station_DSM2018_Base30869 | VOM COST | Off Peak | 2026-07-01 | Expected Values | 883.71 | Station_DSM2018_Base30869 | VOM COST | On Peak | 2026-07-01 | Expected Values | 447.17 | -0.01 | Station_DSM2018_w30MW_Purch30870 | VOM COST | ALL | 2026-07-01 | Expected Values | 1318.39 | Station_DSM2018_w30MW_Purch30870 | VOM COST | Off Peak | 2026-07-01 | Expected Values | 874 | Station_DSM2018_w30MW_Purch30870 | VOM COST | On Peak | 2026-07-01 | Expected Values | 444.38 | -0.01
| Station_DSM2018_Base30869 | VOM COST | ALL | 2026-08-01 | Expected Values | 1370.84 | Station_DSM2018_Base30869 | VOM COST | Off Peak | 2026-08-01 | Expected Values | 963.39 | Station_DSM2018_Base30869 | VOM COST | On Peak | 2026-08-01 | Expected Values | 407.45 | 0 | Station_DSM2018_w30MW_Purch30870 | VOM COST | ALL | 2026-08-01 | Expected Values | 1350.9 | Station_DSM2018_w30MW_Purch30870 | VOM COST | Off Peak | 2026-08-01 | Expected Values | 949.19 | Station_DSM2018_w30MW_Purch30870 | VOM COST | On Peak | 2026-08-01 | Expected Values | 401.71 | 0
| Station_DSM2018_Base30869 | VOM COST | ALL | 2026-09-01 | Expected Values | 1272.36 | Station_DSM2018_Base30869 | VOM COST | Off Peak | 2026-09-01 | Expected Values | 866.57 | Station_DSM2018_Base30869 | VOM COST | On Peak | 2026-09-01 | Expected Values | 405.79 | 0 | Station_DSM2018_w30MW_Purch30870 | VOM COST | ALL | 2026-09-01 | Expected Values | 1259.12 | Station_DSM2018_w30MW_Purch30870 | VOM COST | Off Peak | 2026-09-01 | Expected Values | 857.4 | Station_DSM2018_w30MW_Purch30870 | VOM COST | On Peak | 2026-09-01 | Expected Values | 401.72 | 0
| Station_DSM2018_Base30869 | VOM COST | ALL | 2026-10-01 | Expected Values | 1130.12 | Station_DSM2018_Base30869 | VOM COST | Off Peak | 2026-10-01 | Expected Values | 769.76 | Station_DSM2018_Base30869 | VOM COST | On Peak | 2026-10-01 | Expected Values | 360.37 | 0.01 | Station_DSM2018_w30MW_Purch30870 | VOM COST | ALL | 2026-10-01 | Expected Values | 1115.75 | Station_DSM2018_w30MW_Purch30870 | VOM COST | Off Peak | 2026-10-01 | Expected Values | 758.72 | Station_DSM2018_w30MW_Purch30870 | VOM COST | On Peak | 2026-10-01 | Expected Values | 357.03 | 0
| Station_DSM2018_Base30869 | VOM COST | ALL | 2026-11-01 | Expected Values | 922.79 | Station_DSM2018_Base30869 | VOM COST | Off Peak | 2026-11-01 | Expected Values | 688.64 | Station_DSM2018_Base30869 | VOM COST | On Peak | 2026-11-01 | Expected Values | 234.15 | 0 | Station_DSM2018_w30MW_Purch30870 | VOM COST | ALL | 2026-11-01 | Expected Values | 908.39 | Station_DSM2018_w30MW_Purch30870 | VOM COST | Off Peak | 2026-11-01 | Expected Values | 676.65 | Station_DSM2018_w30MW_Purch30870 | VOM COST | On Peak | 2026-11-01 | Expected Values | 231.74 | 0
| Station_DSM2018_Base30869 | VOM COST | ALL | 2026-12-01 | Expected Values | 1023.55 | Station_DSM2018_Base30869 | VOM COST | Off Peak | 2026-12-01 | Expected Values | 742.78 | Station_DSM2018_Base30869 | VOM COST | On Peak | 2026-12-01 | Expected Values | 280.76 | -0.01 | Station_DSM2018_w30MW_Purch30870 | VOM COST | ALL | 2026-12-01 | Expected Values | 1006.37 | Station_DSM2018_w30MW_Purch30870 | VOM COST | Off Peak | 2026-12-01 | Expected Values | 730.31 | Station_DSM2018_w30MW_Purch30870 | VOM COST | On Peak | 2026-12-01 | Expected Values | 276.06 | 0
| Station_DSM2018_Base30869 | VOM COST | ALL | 2027-01-01 | Expected Values | 1094.19 | Station_DSM2018_Base30869 | VOM COST | Off Peak | 2027-01-01 | Expected Values | 809.43 | Station_DSM2018_Base30869 | VOM COST | On Peak | 2027-01-01 | Expected Values | 284.76 | 0 | Station_DSM2018_w30MW_Purch30870 | VOM COST | ALL | 2027-01-01 | Expected Values | 1077.63 | Station_DSM2018_w30MW_Purch30870 | VOM COST | Off Peak | 2027-01-01 | Expected Values | 796.15 | Station_DSM2018_w30MW_Purch30870 | VOM COST | On Peak | 2027-01-01 | Expected Values | 281.47 | -0.01
| Station_DSM2018_Base30869 | VOM COST | ALL | 2027-02-01 | Expected Values | 988.72 | Station_DSM2018_Base30869 | VOM COST | Off Peak | 2027-02-01 | Expected Values | 705.81 | Station_DSM2018_Base30869 | VOM COST | On Peak | 2027-02-01 | Expected Values | 282.91 | 0 | Station_DSM2018_w30MW_Purch30870 | VOM COST | ALL | 2027-02-01 | Expected Values | 969.85 | Station_DSM2018_w30MW_Purch30870 | VOM COST | Off Peak | 2027-02-01 | Expected Values | 691.57 | Station_DSM2018_w30MW_Purch30870 | VOM COST | On Peak | 2027-02-01 | Expected Values | 278.28 | 0
| Station_DSM2018_Base30869 | VOM COST | ALL | 2027-03-01 | Expected Values | 909.25 | Station_DSM2018_Base30869 | VOM COST | Off Peak | 2027-03-01 | Expected Values | 659.24 | Station_DSM2018_Base30869 | VOM COST | On Peak | 2027-03-01 | Expected Values | 250.01 | 0 | Station_DSM2018_w30MW_Purch30870 | VOM COST | ALL | 2027-03-01 | Expected Values | 894.94 | Station_DSM2018_w30MW_Purch30870 | VOM COST | Off Peak | 2027-03-01 | Expected Values | 648.61 | Station_DSM2018_w30MW_Purch30870 | VOM COST | On Peak | 2027-03-01 | Expected Values | 246.34 | 0.01
| Station_DSM2018_Base30869 | VOM COST | ALL | 2027-04-01 | Expected Values | 1068.61 | Station_DSM2018_Base30869 | VOM COST | Off Peak | 2027-04-01 | Expected Values | 706.4 | Station_DSM2018_Base30869 | VOM COST | On Peak | 2027-04-01 | Expected Values | 362.21 | 0 | Station_DSM2018_w30MW_Purch30870 | VOM COST | ALL | 2027-04-01 | Expected Values | 1053.3 | Station_DSM2018_w30MW_Purch30870 | VOM COST | Off Peak | 2027-04-01 | Expected Values | 695.17 | Station_DSM2018_w30MW_Purch30870 | VOM COST | On Peak | 2027-04-01 | Expected Values | 358.13 | 0
| Station_DSM2018_Base30869 | VOM COST | ALL | 2027-05-01 | Expected Values | 1214.61 | Station_DSM2018_Base30869 | VOM COST | Off Peak | 2027-05-01 | Expected Values | 845.54 | Station_DSM2018_Base30869 | VOM COST | On Peak | 2027-05-01 | Expected Values | 369.07 | 0 | Station_DSM2018_w30MW_Purch30870 | VOM COST | ALL | 2027-05-01 | Expected Values | 1204.07 | Station_DSM2018_w30MW_Purch30870 | VOM COST | Off Peak | 2027-05-01 | Expected Values | 836.78 | Station_DSM2018_w30MW_Purch30870 | VOM COST | On Peak | 2027-05-01 | Expected Values | 367.29 | 0
| Station_DSM2018_Base30869 | VOM COST | ALL | 2027-06-01 | Expected Values | 1375.05 | Station_DSM2018_Base30869 | VOM COST | Off Peak | 2027-06-01 | Expected Values | 929.97 | Station_DSM2018_Base30869 | VOM COST | On Peak | 2027-06-01 | Expected Values | 445.08 | 0 | Station_DSM2018_w30MW_Purch30870 | VOM COST | ALL | 2027-06-01 | Expected Values | 1360.84 | Station_DSM2018_w30MW_Purch30870 | VOM COST | Off Peak | 2027-06-01 | Expected Values | 920.54 | Station_DSM2018_w30MW_Purch30870 | VOM COST | On Peak | 2027-06-01 | Expected Values | 440.3 | 0
| Station_DSM2018_Base30869 | VOM COST | ALL | 2027-07-01 | Expected Values | 1407.63 | Station_DSM2018_Base30869 | VOM COST | Off Peak | 2027-07-01 | Expected Values | 957.38 | Station_DSM2018_Base30869 | VOM COST | On Peak | 2027-07-01 | Expected Values | 450.25 | 0 | Station_DSM2018_w30MW_Purch30870 | VOM COST | ALL | 2027-07-01 | Expected Values | 1392.95 | Station_DSM2018_w30MW_Purch30870 | VOM COST | Off Peak | 2027-07-01 | Expected Values | 946.89 | Station_DSM2018_w30MW_Purch30870 | VOM COST | On Peak | 2027-07-01 | Expected Values | 446.06 | 0
| Station_DSM2018_Base30869 | VOM COST | ALL | 2027-08-01 | Expected Values | 1448.76 | Station_DSM2018_Base30869 | VOM COST | Off Peak | 2027-08-01 | Expected Values | 1001.52 | Station_DSM2018_Base30869 | VOM COST | On Peak | 2027-08-01 | Expected Values | 447.25 | 0.01 | Station_DSM2018_w30MW_Purch30870 | VOM COST | ALL | 2027-08-01 | Expected Values | 1428.17 | Station_DSM2018_w30MW_Purch30870 | VOM COST | Off Peak | 2027-08-01 | Expected Values | 987.42 | Station_DSM2018_w30MW_Purch30870 | VOM COST | On Peak | 2027-08-01 | Expected Values | 440.76 | 0.01
| Station_DSM2018_Base30869 | VOM COST | ALL | 2027-09-01 | Expected Values | 1266.52 | Station_DSM2018_Base30869 | VOM COST | Off Peak | 2027-09-01 | Expected Values | 855.02 | Station_DSM2018_Base30869 | VOM COST | On Peak | 2027-09-01 | Expected Values | 411.5 | 0 | Station_DSM2018_w30MW_Purch30870 | VOM COST | ALL | 2027-09-01 | Expected Values | 1251.9 | Station_DSM2018_w30MW_Purch30870 | VOM COST | Off Peak | 2027-09-01 | Expected Values | 844.81 | Station_DSM2018_w30MW_Purch30870 | VOM COST | On Peak | 2027-09-01 | Expected Values | 407.1 | 0.01
| Station_DSM2018_Base30869 | VOM COST | ALL | 2027-10-01 | Expected Values | 1204.35 | Station_DSM2018_Base30869 | VOM COST | Off Peak | 2027-10-01 | Expected Values | 843.24 | Station_DSM2018_Base30869 | VOM COST | On Peak | 2027-10-01 | Expected Values | 361.11 | 0 | Station_DSM2018_w30MW_Purch30870 | VOM COST | ALL | 2027-10-01 | Expected Values | 1190.25 | Station_DSM2018_w30MW_Purch30870 | VOM COST | Off Peak | 2027-10-01 | Expected Values | 832.56 | Station_DSM2018_w30MW_Purch30870 | VOM COST | On Peak | 2027-10-01 | Expected Values | 357.7 | 0.01
| Station_DSM2018_Base30869 | VOM COST | ALL | 2027-11-01 | Expected Values | 1013.73 | Station_DSM2018_Base30869 | VOM COST | Off Peak | 2027-11-01 | Expected Values | 744.6 | Station_DSM2018_Base30869 | VOM COST | On Peak | 2027-11-01 | Expected Values | 269.13 | 0 | Station_DSM2018_w30MW_Purch30870 | VOM COST | ALL | 2027-11-01 | Expected Values | 1001.37 | Station_DSM2018_w30MW_Purch30870 | VOM COST | Off Peak | 2027-11-01 | Expected Values | 734.76 | Station_DSM2018_w30MW_Purch30870 | VOM COST | On Peak | 2027-11-01 | Expected Values | 266.61 | 0
| Station_DSM2018_Base30869 | VOM COST | ALL | 2027-12-01 | Expected Values | 1115.49 | Station_DSM2018_Base30869 | VOM COST | Off Peak | 2027-12-01 | Expected Values | 810.23 | Station_DSM2018_Base30869 | VOM COST | On Peak | 2027-12-01 | Expected Values | 305.26 | 0 | Station_DSM2018_w30MW_Purch30870 | VOM COST | ALL | 2027-12-01 | Expected Values | 1099.6 | Station_DSM2018_w30MW_Purch30870 | VOM COST | Off Peak | 2027-12-01 | Expected Values | 798.52 | Station_DSM2018_w30MW_Purch30870 | VOM COST | On Peak | 2027-12-01 | Expected Values | 301.08 | 0
| Station_DSM2018_Base30869 | VOM COST | ALL | 2028-01-01 | Expected Values | 1197.56 | Station_DSM2018_Base30869 | VOM COST | Off Peak | 2028-01-01 | Expected Values | 885.45 | Station_DSM2018_Base30869 | VOM COST | On Peak | 2028-01-01 | Expected Values | 312.1 | -0.01 | Station_DSM2018_w30MW_Purch30870 | VOM COST | ALL | 2028-01-01 | Expected Values | 1182.44 | Station_DSM2018_w30MW_Purch30870 | VOM COST | Off Peak | 2028-01-01 | Expected Values | 873.19 | Station_DSM2018_w30MW_Purch30870 | VOM COST | On Peak | 2028-01-01 | Expected Values | 309.25 | 0
| Station_DSM2018_Base30869 | VOM COST | ALL | 2028-02-01 | Expected Values | 1034.94 | Station_DSM2018_Base30869 | VOM COST | Off Peak | 2028-02-01 | Expected Values | 750.1 | Station_DSM2018_Base30869 | VOM COST | On Peak | 2028-02-01 | Expected Values | 284.84 | 0 | Station_DSM2018_w30MW_Purch30870 | VOM COST | ALL | 2028-02-01 | Expected Values | 1020.19 | Station_DSM2018_w30MW_Purch30870 | VOM COST | Off Peak | 2028-02-01 | Expected Values | 739.46 | Station_DSM2018_w30MW_Purch30870 | VOM COST | On Peak | 2028-02-01 | Expected Values | 280.72 | -0.01
| Station_DSM2018_Base30869 | VOM COST | ALL | 2028-03-01 | Expected Values | 1079.68 | Station_DSM2018_Base30869 | VOM COST | Off Peak | 2028-03-01 | Expected Values | 786.4 | Station_DSM2018_Base30869 | VOM COST | On Peak | 2028-03-01 | Expected Values | 293.29 | 0.01 | Station_DSM2018_w30MW_Purch30870 | VOM COST | ALL | 2028-03-01 | Expected Values | 1061.29 | Station_DSM2018_w30MW_Purch30870 | VOM COST | Off Peak | 2028-03-01 | Expected Values | 772.66 | Station_DSM2018_w30MW_Purch30870 | VOM COST | On Peak | 2028-03-01 | Expected Values | 288.63 | 0
| Station_DSM2018_Base30869 | VOM COST | ALL | 2028-04-01 | Expected Values | 1135.08 | Station_DSM2018_Base30869 | VOM COST | Off Peak | 2028-04-01 | Expected Values | 783.56 | Station_DSM2018_Base30869 | VOM COST | On Peak | 2028-04-01 | Expected Values | 351.52 | 0 | Station_DSM2018_w30MW_Purch30870 | VOM COST | ALL | 2028-04-01 | Expected Values | 1121.79 | Station_DSM2018_w30MW_Purch30870 | VOM COST | Off Peak | 2028-04-01 | Expected Values | 773.19 | Station_DSM2018_w30MW_Purch30870 | VOM COST | On Peak | 2028-04-01 | Expected Values | 348.6 | 0
| Station_DSM2018_Base30869 | VOM COST | ALL | 2028-05-01 | Expected Values | 1203.81 | Station_DSM2018_Base30869 | VOM COST | Off Peak | 2028-05-01 | Expected Values | 802.94 | Station_DSM2018_Base30869 | VOM COST | On Peak | 2028-05-01 | Expected Values | 400.87 | 0 | Station_DSM2018_w30MW_Purch30870 | VOM COST | ALL | 2028-05-01 | Expected Values | 1220.3 | Station_DSM2018_w30MW_Purch30870 | VOM COST | Off Peak | 2028-05-01 | Expected Values | 815.59 | Station_DSM2018_w30MW_Purch30870 | VOM COST | On Peak | 2028-05-01 | Expected Values | 404.71 | 0
| Station_DSM2018_Base30869 | VOM COST | ALL | 2028-06-01 | Expected Values | 1457.31 | Station_DSM2018_Base30869 | VOM COST | Off Peak | 2028-06-01 | Expected Values | 987.25 | Station_DSM2018_Base30869 | VOM COST | On Peak | 2028-06-01 | Expected Values | 470.06 | 0 | Station_DSM2018_w30MW_Purch30870 | VOM COST | ALL | 2028-06-01 | Expected Values | 1441.19 | Station_DSM2018_w30MW_Purch30870 | VOM COST | Off Peak | 2028-06-01 | Expected Values | 975.93 | Station_DSM2018_w30MW_Purch30870 | VOM COST | On Peak | 2028-06-01 | Expected Values | 465.26 | 0
| Station_DSM2018_Base30869 | VOM COST | ALL | 2028-07-01 | Expected Values | 1519.03 | Station_DSM2018_Base30869 | VOM COST | Off Peak | 2028-07-01 | Expected Values | 1061.1 | Station_DSM2018_Base30869 | VOM COST | On Peak | 2028-07-01 | Expected Values | 457.94 | 0.01 | Station_DSM2018_w30MW_Purch30870 | VOM COST | ALL | 2028-07-01 | Expected Values | 1502.4 | Station_DSM2018_w30MW_Purch30870 | VOM COST | Off Peak | 2028-07-01 | Expected Values | 1050.42 | Station_DSM2018_w30MW_Purch30870 | VOM COST | On Peak | 2028-07-01 | Expected Values | 451.98 | 0
| Station_DSM2018_Base30869 | VOM COST | ALL | 2028-08-01 | Expected Values | 1552.02 | Station_DSM2018_Base30869 | VOM COST | Off Peak | 2028-08-01 | Expected Values | 1058.45 | Station_DSM2018_Base30869 | VOM COST | On Peak | 2028-08-01 | Expected Values | 493.57 | 0 | Station_DSM2018_w30MW_Purch30870 | VOM COST | ALL | 2028-08-01 | Expected Values | 1535.61 | Station_DSM2018_w30MW_Purch30870 | VOM COST | Off Peak | 2028-08-01 | Expected Values | 1047.55 | Station_DSM2018_w30MW_Purch30870 | VOM COST | On Peak | 2028-08-01 | Expected Values | 488.06 | 0
| Station_DSM2018_Base30869 | VOM COST | ALL | 2028-09-01 | Expected Values | 1443.52 | Station_DSM2018_Base30869 | VOM COST | Off Peak | 2028-09-01 | Expected Values | 1006.89 | Station_DSM2018_Base30869 | VOM COST | On Peak | 2028-09-01 | Expected Values | 436.63 | 0 | Station_DSM2018_w30MW_Purch30870 | VOM COST | ALL | 2028-09-01 | Expected Values | 1429.74 | Station_DSM2018_w30MW_Purch30870 | VOM COST | Off Peak | 2028-09-01 | Expected Values | 997.13 | Station_DSM2018_w30MW_Purch30870 | VOM COST | On Peak | 2028-09-01 | Expected Values | 432.61 | 0
| Station_DSM2018_Base30869 | VOM COST | ALL | 2028-10-01 | Expected Values | 1333.96 | Station_DSM2018_Base30869 | VOM COST | Off Peak | 2028-10-01 | Expected Values | 913.17 | Station_DSM2018_Base30869 | VOM COST | On Peak | 2028-10-01 | Expected Values | 420.79 | 0 | Station_DSM2018_w30MW_Purch30870 | VOM COST | ALL | 2028-10-01 | Expected Values | 1321.39 | Station_DSM2018_w30MW_Purch30870 | VOM COST | Off Peak | 2028-10-01 | Expected Values | 903.78 | Station_DSM2018_w30MW_Purch30870 | VOM COST | On Peak | 2028-10-01 | Expected Values | 417.61 | 0
| Station_DSM2018_Base30869 | VOM COST | ALL | 2028-11-01 | Expected Values | 1095.89 | Station_DSM2018_Base30869 | VOM COST | Off Peak | 2028-11-01 | Expected Values | 812.1 | Station_DSM2018_Base30869 | VOM COST | On Peak | 2028-11-01 | Expected Values | 283.79 | 0 | Station_DSM2018_w30MW_Purch30870 | VOM COST | ALL | 2028-11-01 | Expected Values | 1084.33 | Station_DSM2018_w30MW_Purch30870 | VOM COST | Off Peak | 2028-11-01 | Expected Values | 802.9 | Station_DSM2018_w30MW_Purch30870 | VOM COST | On Peak | 2028-11-01 | Expected Values | 281.43 | 0
| Station_DSM2018_Base30869 | VOM COST | ALL | 2028-12-01 | Expected Values | 1187.04 | Station_DSM2018_Base30869 | VOM COST | Off Peak | 2028-12-01 | Expected Values | 889.27 | Station_DSM2018_Base30869 | VOM COST | On Peak | 2028-12-01 | Expected Values | 297.77 | 0 | Station_DSM2018_w30MW_Purch30870 | VOM COST | ALL | 2028-12-01 | Expected Values | 1169.64 | Station_DSM2018_w30MW_Purch30870 | VOM COST | Off Peak | 2028-12-01 | Expected Values | 876.33 | Station_DSM2018_w30MW_Purch30870 | VOM COST | On Peak | 2028-12-01 | Expected Values | 293.31 | 0
| Station_DSM2018_Base30869 | VOM COST | ALL | 2029-01-01 | Expected Values | 1228.23 | Station_DSM2018_Base30869 | VOM COST | Off Peak | 2029-01-01 | Expected Values | 879.7 | Station_DSM2018_Base30869 | VOM COST | On Peak | 2029-01-01 | Expected Values | 348.53 | 0 | Station_DSM2018_w30MW_Purch30870 | VOM COST | ALL | 2029-01-01 | Expected Values | 1212.93 | Station_DSM2018_w30MW_Purch30870 | VOM COST | Off Peak | 2029-01-01 | Expected Values | 867.24 | Station_DSM2018_w30MW_Purch30870 | VOM COST | On Peak | 2029-01-01 | Expected Values | 345.69 | 0
| Station_DSM2018_Base30869 | VOM COST | ALL | 2029-02-01 | Expected Values | 1064.65 | Station_DSM2018_Base30869 | VOM COST | Off Peak | 2029-02-01 | Expected Values | 776.27 | Station_DSM2018_Base30869 | VOM COST | On Peak | 2029-02-01 | Expected Values | 288.38 | 0 | Station_DSM2018_w30MW_Purch30870 | VOM COST | ALL | 2029-02-01 | Expected Values | 1053.7 | Station_DSM2018_w30MW_Purch30870 | VOM COST | Off Peak | 2029-02-01 | Expected Values | 767.52 | Station_DSM2018_w30MW_Purch30870 | VOM COST | On Peak | 2029-02-01 | Expected Values | 286.18 | 0
| Station_DSM2018_Base30869 | VOM COST | ALL | 2029-03-01 | Expected Values | 1149.72 | Station_DSM2018_Base30869 | VOM COST | Off Peak | 2029-03-01 | Expected Values | 851.29 | Station_DSM2018_Base30869 | VOM COST | On Peak | 2029-03-01 | Expected Values | 298.43 | 0 | Station_DSM2018_w30MW_Purch30870 | VOM COST | ALL | 2029-03-01 | Expected Values | 1137.22 | Station_DSM2018_w30MW_Purch30870 | VOM COST | Off Peak | 2029-03-01 | Expected Values | 841.02 | Station_DSM2018_w30MW_Purch30870 | VOM COST | On Peak | 2029-03-01 | Expected Values | 296.2 | 0
| Station_DSM2018_Base30869 | VOM COST | ALL | 2029-04-01 | Expected Values | 1161.26 | Station_DSM2018_Base30869 | VOM COST | Off Peak | 2029-04-01 | Expected Values | 791.02 | Station_DSM2018_Base30869 | VOM COST | On Peak | 2029-04-01 | Expected Values | 370.24 | 0 | Station_DSM2018_w30MW_Purch30870 | VOM COST | ALL | 2029-04-01 | Expected Values | 1144.79 | Station_DSM2018_w30MW_Purch30870 | VOM COST | Off Peak | 2029-04-01 | Expected Values | 778.96 | Station_DSM2018_w30MW_Purch30870 | VOM COST | On Peak | 2029-04-01 | Expected Values | 365.83 | 0
| Station_DSM2018_Base30869 | VOM COST | ALL | 2029-05-01 | Expected Values | 1162.04 | Station_DSM2018_Base30869 | VOM COST | Off Peak | 2029-05-01 | Expected Values | 763.18 | Station_DSM2018_Base30869 | VOM COST | On Peak | 2029-05-01 | Expected Values | 398.86 | 0 | Station_DSM2018_w30MW_Purch30870 | VOM COST | ALL | 2029-05-01 | Expected Values | 1139.46 | Station_DSM2018_w30MW_Purch30870 | VOM COST | Off Peak | 2029-05-01 | Expected Values | 747.9 | Station_DSM2018_w30MW_Purch30870 | VOM COST | On Peak | 2029-05-01 | Expected Values | 391.56 | 0
| Station_DSM2018_Base30869 | VOM COST | ALL | 2029-06-01 | Expected Values | 1381.32 | Station_DSM2018_Base30869 | VOM COST | Off Peak | 2029-06-01 | Expected Values | 938.29 | Station_DSM2018_Base30869 | VOM COST | On Peak | 2029-06-01 | Expected Values | 443.03 | 0 | Station_DSM2018_w30MW_Purch30870 | VOM COST | ALL | 2029-06-01 | Expected Values | 1363.75 | Station_DSM2018_w30MW_Purch30870 | VOM COST | Off Peak | 2029-06-01 | Expected Values | 926.08 | Station_DSM2018_w30MW_Purch30870 | VOM COST | On Peak | 2029-06-01 | Expected Values | 437.67 | 0
| Station_DSM2018_Base30869 | VOM COST | ALL | 2029-07-01 | Expected Values | 1563.42 | Station_DSM2018_Base30869 | VOM COST | Off Peak | 2029-07-01 | Expected Values | 1062.53 | Station_DSM2018_Base30869 | VOM COST | On Peak | 2029-07-01 | Expected Values | 500.88 | -0.01 | Station_DSM2018_w30MW_Purch30870 | VOM COST | ALL | 2029-07-01 | Expected Values | 1544.86 | Station_DSM2018_w30MW_Purch30870 | VOM COST | Off Peak | 2029-07-01 | Expected Values | 1050.31 | Station_DSM2018_w30MW_Purch30870 | VOM COST | On Peak | 2029-07-01 | Expected Values | 494.55 | 0
| Station_DSM2018_Base30869 | VOM COST | ALL | 2029-08-01 | Expected Values | 1606.61 | Station_DSM2018_Base30869 | VOM COST | Off Peak | 2029-08-01 | Expected Values | 1079.92 | Station_DSM2018_Base30869 | VOM COST | On Peak | 2029-08-01 | Expected Values | 526.69 | 0 | Station_DSM2018_w30MW_Purch30870 | VOM COST | ALL | 2029-08-01 | Expected Values | 1590.33 | Station_DSM2018_w30MW_Purch30870 | VOM COST | Off Peak | 2029-08-01 | Expected Values | 1068.65 | Station_DSM2018_w30MW_Purch30870 | VOM COST | On Peak | 2029-08-01 | Expected Values | 521.68 | 0
| Station_DSM2018_Base30869 | VOM COST | ALL | 2029-09-01 | Expected Values | 1474.55 | Station_DSM2018_Base30869 | VOM COST | Off Peak | 2029-09-01 | Expected Values | 1049.75 | Station_DSM2018_Base30869 | VOM COST | On Peak | 2029-09-01 | Expected Values | 424.8 | 0 | Station_DSM2018_w30MW_Purch30870 | VOM COST | ALL | 2029-09-01 | Expected Values | 1459.29 | Station_DSM2018_w30MW_Purch30870 | VOM COST | Off Peak | 2029-09-01 | Expected Values | 1038.4 | Station_DSM2018_w30MW_Purch30870 | VOM COST | On Peak | 2029-09-01 | Expected Values | 420.89 | 0
| Station_DSM2018_Base30869 | VOM COST | ALL | 2029-10-01 | Expected Values | 1372.11 | Station_DSM2018_Base30869 | VOM COST | Off Peak | 2029-10-01 | Expected Values | 909.18 | Station_DSM2018_Base30869 | VOM COST | On Peak | 2029-10-01 | Expected Values | 462.94 | 0.01 | Station_DSM2018_w30MW_Purch30870 | VOM COST | ALL | 2029-10-01 | Expected Values | 1353.8 | Station_DSM2018_w30MW_Purch30870 | VOM COST | Off Peak | 2029-10-01 | Expected Values | 896.33 | Station_DSM2018_w30MW_Purch30870 | VOM COST | On Peak | 2029-10-01 | Expected Values | 457.48 | 0.01
| Station_DSM2018_Base30869 | VOM COST | ALL | 2029-11-01 | Expected Values | 1123.45 | Station_DSM2018_Base30869 | VOM COST | Off Peak | 2029-11-01 | Expected Values | 826.08 | Station_DSM2018_Base30869 | VOM COST | On Peak | 2029-11-01 | Expected Values | 297.38 | 0.01 | Station_DSM2018_w30MW_Purch30870 | VOM COST | ALL | 2029-11-01 | Expected Values | 1107.83 | Station_DSM2018_w30MW_Purch30870 | VOM COST | Off Peak | 2029-11-01 | Expected Values | 814.02 | Station_DSM2018_w30MW_Purch30870 | VOM COST | On Peak | 2029-11-01 | Expected Values | 293.81 | 0
| Station_DSM2018_Base30869 | VOM COST | ALL | 2029-12-01 | Expected Values | 1198.8 | Station_DSM2018_Base30869 | VOM COST | Off Peak | 2029-12-01 | Expected Values | 896.73 | Station_DSM2018_Base30869 | VOM COST | On Peak | 2029-12-01 | Expected Values | 302.07 | 0 | Station_DSM2018_w30MW_Purch30870 | VOM COST | ALL | 2029-12-01 | Expected Values | 1184.4 | Station_DSM2018_w30MW_Purch30870 | VOM COST | Off Peak | 2029-12-01 | Expected Values | 885.6 | Station_DSM2018_w30MW_Purch30870 | VOM COST | On Peak | 2029-12-01 | Expected Values | 298.79 | -0.01
| Station_DSM2018_Base30869 | VOM COST | ALL | 2030-01-01 | Expected Values | 1263.1 | Station_DSM2018_Base30869 | VOM COST | Off Peak | 2030-01-01 | Expected Values | 905.4 | Station_DSM2018_Base30869 | VOM COST | On Peak | 2030-01-01 | Expected Values | 357.7 | 0 | Station_DSM2018_w30MW_Purch30870 | VOM COST | ALL | 2030-01-01 | Expected Values | 1247.93 | Station_DSM2018_w30MW_Purch30870 | VOM COST | Off Peak | 2030-01-01 | Expected Values | 893.69 | Station_DSM2018_w30MW_Purch30870 | VOM COST | On Peak | 2030-01-01 | Expected Values | 354.24 | 0
| Station_DSM2018_Base30869 | VOM COST | ALL | 2030-02-01 | Expected Values | 1105.8 | Station_DSM2018_Base30869 | VOM COST | Off Peak | 2030-02-01 | Expected Values | 804.84 | Station_DSM2018_Base30869 | VOM COST | On Peak | 2030-02-01 | Expected Values | 300.96 | 0 | Station_DSM2018_w30MW_Purch30870 | VOM COST | ALL | 2030-02-01 | Expected Values | 1094.42 | Station_DSM2018_w30MW_Purch30870 | VOM COST | Off Peak | 2030-02-01 | Expected Values | 796.05 | Station_DSM2018_w30MW_Purch30870 | VOM COST | On Peak | 2030-02-01 | Expected Values | 298.38 | 0.01
| Station_DSM2018_Base30869 | VOM COST | ALL | 2030-03-01 | Expected Values | 1198.42 | Station_DSM2018_Base30869 | VOM COST | Off Peak | 2030-03-01 | Expected Values | 900.2 | Station_DSM2018_Base30869 | VOM COST | On Peak | 2030-03-01 | Expected Values | 298.22 | 0 | Station_DSM2018_w30MW_Purch30870 | VOM COST | ALL | 2030-03-01 | Expected Values | 1184.05 | Station_DSM2018_w30MW_Purch30870 | VOM COST | Off Peak | 2030-03-01 | Expected Values | 888.94 | Station_DSM2018_w30MW_Purch30870 | VOM COST | On Peak | 2030-03-01 | Expected Values | 295.11 | 0
| Station_DSM2018_Base30869 | VOM COST | ALL | 2030-04-01 | Expected Values | 1199.56 | Station_DSM2018_Base30869 | VOM COST | Off Peak | 2030-04-01 | Expected Values | 798.01 | Station_DSM2018_Base30869 | VOM COST | On Peak | 2030-04-01 | Expected Values | 401.55 | 0 | Station_DSM2018_w30MW_Purch30870 | VOM COST | ALL | 2030-04-01 | Expected Values | 1185.35 | Station_DSM2018_w30MW_Purch30870 | VOM COST | Off Peak | 2030-04-01 | Expected Values | 788.2 | Station_DSM2018_w30MW_Purch30870 | VOM COST | On Peak | 2030-04-01 | Expected Values | 397.15 | 0
| Station_DSM2018_Base30869 | VOM COST | ALL | 2030-05-01 | Expected Values | 1273.93 | Station_DSM2018_Base30869 | VOM COST | Off Peak | 2030-05-01 | Expected Values | 844.4 | Station_DSM2018_Base30869 | VOM COST | On Peak | 2030-05-01 | Expected Values | 429.53 | 0 | Station_DSM2018_w30MW_Purch30870 | VOM COST | ALL | 2030-05-01 | Expected Values | 1260.94 | Station_DSM2018_w30MW_Purch30870 | VOM COST | Off Peak | 2030-05-01 | Expected Values | 836.81 | Station_DSM2018_w30MW_Purch30870 | VOM COST | On Peak | 2030-05-01 | Expected Values | 424.14 | 0.01
| Station_DSM2018_Base30869 | VOM COST | ALL | 2030-06-01 | Expected Values | 1448.62 | Station_DSM2018_Base30869 | VOM COST | Off Peak | 2030-06-01 | Expected Values | 1000.92 | Station_DSM2018_Base30869 | VOM COST | On Peak | 2030-06-01 | Expected Values | 447.7 | 0 | Station_DSM2018_w30MW_Purch30870 | VOM COST | ALL | 2030-06-01 | Expected Values | 1428.58 | Station_DSM2018_w30MW_Purch30870 | VOM COST | Off Peak | 2030-06-01 | Expected Values | 988.62 | Station_DSM2018_w30MW_Purch30870 | VOM COST | On Peak | 2030-06-01 | Expected Values | 439.96 | 0
| Station_DSM2018_Base30869 | VOM COST | ALL | 2030-07-01 | Expected Values | 1572.89 | Station_DSM2018_Base30869 | VOM COST | Off Peak | 2030-07-01 | Expected Values | 1035.02 | Station_DSM2018_Base30869 | VOM COST | On Peak | 2030-07-01 | Expected Values | 537.87 | 0 | Station_DSM2018_w30MW_Purch30870 | VOM COST | ALL | 2030-07-01 | Expected Values | 1547.24 | Station_DSM2018_w30MW_Purch30870 | VOM COST | Off Peak | 2030-07-01 | Expected Values | 1021.64 | Station_DSM2018_w30MW_Purch30870 | VOM COST | On Peak | 2030-07-01 | Expected Values | 525.59 | -0.01
| Station_DSM2018_Base30869 | VOM COST | ALL | 2030-08-01 | Expected Values | 1666.79 | Station_DSM2018_Base30869 | VOM COST | Off Peak | 2030-08-01 | Expected Values | 1142.63 | Station_DSM2018_Base30869 | VOM COST | On Peak | 2030-08-01 | Expected Values | 524.16 | 0 | Station_DSM2018_w30MW_Purch30870 | VOM COST | ALL | 2030-08-01 | Expected Values | 1652.38 | Station_DSM2018_w30MW_Purch30870 | VOM COST | Off Peak | 2030-08-01 | Expected Values | 1132.02 | Station_DSM2018_w30MW_Purch30870 | VOM COST | On Peak | 2030-08-01 | Expected Values | 520.36 | 0
| Station_DSM2018_Base30869 | VOM COST | ALL | 2030-09-01 | Expected Values | 1548.52 | Station_DSM2018_Base30869 | VOM COST | Off Peak | 2030-09-01 | Expected Values | 1078.02 | Station_DSM2018_Base30869 | VOM COST | On Peak | 2030-09-01 | Expected Values | 470.51 | 0.01 | Station_DSM2018_w30MW_Purch30870 | VOM COST | ALL | 2030-09-01 | Expected Values | 1533.64 | Station_DSM2018_w30MW_Purch30870 | VOM COST | Off Peak | 2030-09-01 | Expected Values | 1068.44 | Station_DSM2018_w30MW_Purch30870 | VOM COST | On Peak | 2030-09-01 | Expected Values | 465.2 | 0
| Station_DSM2018_Base30869 | VOM COST | ALL | 2030-10-01 | Expected Values | 1417.19 | Station_DSM2018_Base30869 | VOM COST | Off Peak | 2030-10-01 | Expected Values | 944.78 | Station_DSM2018_Base30869 | VOM COST | On Peak | 2030-10-01 | Expected Values | 472.41 | 0 | Station_DSM2018_w30MW_Purch30870 | VOM COST | ALL | 2030-10-01 | Expected Values | 1400.24 | Station_DSM2018_w30MW_Purch30870 | VOM COST | Off Peak | 2030-10-01 | Expected Values | 933.18 | Station_DSM2018_w30MW_Purch30870 | VOM COST | On Peak | 2030-10-01 | Expected Values | 467.06 | 0
| Station_DSM2018_Base30869 | VOM COST | ALL | 2030-11-01 | Expected Values | 1148.69 | Station_DSM2018_Base30869 | VOM COST | Off Peak | 2030-11-01 | Expected Values | 862.11 | Station_DSM2018_Base30869 | VOM COST | On Peak | 2030-11-01 | Expected Values | 286.57 | -0.01 | Station_DSM2018_w30MW_Purch30870 | VOM COST | ALL | 2030-11-01 | Expected Values | 1134.45 | Station_DSM2018_w30MW_Purch30870 | VOM COST | Off Peak | 2030-11-01 | Expected Values | 851.15 | Station_DSM2018_w30MW_Purch30870 | VOM COST | On Peak | 2030-11-01 | Expected Values | 283.3 | 0
| Station_DSM2018_Base30869 | VOM COST | ALL | 2030-12-01 | Expected Values | 1241.73 | Station_DSM2018_Base30869 | VOM COST | Off Peak | 2030-12-01 | Expected Values | 913.86 | Station_DSM2018_Base30869 | VOM COST | On Peak | 2030-12-01 | Expected Values | 327.87 | 0 | Station_DSM2018_w30MW_Purch30870 | VOM COST | ALL | 2030-12-01 | Expected Values | 1225.98 | Station_DSM2018_w30MW_Purch30870 | VOM COST | Off Peak | 2030-12-01 | Expected Values | 902.23 | Station_DSM2018_w30MW_Purch30870 | VOM COST | On Peak | 2030-12-01 | Expected Values | 323.74 | -0.01
| Station_DSM2018_Base30869 | VOM COST | ALL | 2031-01-01 | Expected Values | 1311.53 | Station_DSM2018_Base30869 | VOM COST | Off Peak | 2031-01-01 | Expected Values | 936.81 | Station_DSM2018_Base30869 | VOM COST | On Peak | 2031-01-01 | Expected Values | 374.73 | 0.01 | Station_DSM2018_w30MW_Purch30870 | VOM COST | ALL | 2031-01-01 | Expected Values | 1295.08 | Station_DSM2018_w30MW_Purch30870 | VOM COST | Off Peak | 2031-01-01 | Expected Values | 924.62 | Station_DSM2018_w30MW_Purch30870 | VOM COST | On Peak | 2031-01-01 | Expected Values | 370.46 | 0
| Station_DSM2018_Base30869 | VOM COST | ALL | 2031-02-01 | Expected Values | 1122.04 | Station_DSM2018_Base30869 | VOM COST | Off Peak | 2031-02-01 | Expected Values | 817.05 | Station_DSM2018_Base30869 | VOM COST | On Peak | 2031-02-01 | Expected Values | 304.99 | 0 | Station_DSM2018_w30MW_Purch30870 | VOM COST | ALL | 2031-02-01 | Expected Values | 1107.97 | Station_DSM2018_w30MW_Purch30870 | VOM COST | Off Peak | 2031-02-01 | Expected Values | 805.98 | Station_DSM2018_w30MW_Purch30870 | VOM COST | On Peak | 2031-02-01 | Expected Values | 301.99 | 0
| Station_DSM2018_Base30869 | VOM COST | ALL | 2031-03-01 | Expected Values | 1217.95 | Station_DSM2018_Base30869 | VOM COST | Off Peak | 2031-03-01 | Expected Values | 914.83 | Station_DSM2018_Base30869 | VOM COST | On Peak | 2031-03-01 | Expected Values | 303.12 | 0 | Station_DSM2018_w30MW_Purch30870 | VOM COST | ALL | 2031-03-01 | Expected Values | 1203.06 | Station_DSM2018_w30MW_Purch30870 | VOM COST | Off Peak | 2031-03-01 | Expected Values | 903.28 | Station_DSM2018_w30MW_Purch30870 | VOM COST | On Peak | 2031-03-01 | Expected Values | 299.78 | 0
| Station_DSM2018_Base30869 | VOM COST | ALL | 2031-04-01 | Expected Values | 1252.17 | Station_DSM2018_Base30869 | VOM COST | Off Peak | 2031-04-01 | Expected Values | 833.7 | Station_DSM2018_Base30869 | VOM COST | On Peak | 2031-04-01 | Expected Values | 418.47 | 0 | Station_DSM2018_w30MW_Purch30870 | VOM COST | ALL | 2031-04-01 | Expected Values | 1237.9 | Station_DSM2018_w30MW_Purch30870 | VOM COST | Off Peak | 2031-04-01 | Expected Values | 823.4 | Station_DSM2018_w30MW_Purch30870 | VOM COST | On Peak | 2031-04-01 | Expected Values | 414.5 | 0
| Station_DSM2018_Base30869 | VOM COST | ALL | 2031-05-01 | Expected Values | 1374.06 | Station_DSM2018_Base30869 | VOM COST | Off Peak | 2031-05-01 | Expected Values | 932.3 | Station_DSM2018_Base30869 | VOM COST | On Peak | 2031-05-01 | Expected Values | 441.76 | 0 | Station_DSM2018_w30MW_Purch30870 | VOM COST | ALL | 2031-05-01 | Expected Values | 1359.25 | Station_DSM2018_w30MW_Purch30870 | VOM COST | Off Peak | 2031-05-01 | Expected Values | 921.41 | Station_DSM2018_w30MW_Purch30870 | VOM COST | On Peak | 2031-05-01 | Expected Values | 437.84 | 0
| Station_DSM2018_Base30869 | VOM COST | ALL | 2031-06-01 | Expected Values | 1615.59 | Station_DSM2018_Base30869 | VOM COST | Off Peak | 2031-06-01 | Expected Values | 1110.04 | Station_DSM2018_Base30869 | VOM COST | On Peak | 2031-06-01 | Expected Values | 505.55 | 0 | Station_DSM2018_w30MW_Purch30870 | VOM COST | ALL | 2031-06-01 | Expected Values | 1600.2 | Station_DSM2018_w30MW_Purch30870 | VOM COST | Off Peak | 2031-06-01 | Expected Values | 1099.82 | Station_DSM2018_w30MW_Purch30870 | VOM COST | On Peak | 2031-06-01 | Expected Values | 500.38 | 0
| Station_DSM2018_Base30869 | VOM COST | ALL | 2031-07-01 | Expected Values | 1705.08 | Station_DSM2018_Base30869 | VOM COST | Off Peak | 2031-07-01 | Expected Values | 1132.19 | Station_DSM2018_Base30869 | VOM COST | On Peak | 2031-07-01 | Expected Values | 572.89 | 0 | Station_DSM2018_w30MW_Purch30870 | VOM COST | ALL | 2031-07-01 | Expected Values | 1683.62 | Station_DSM2018_w30MW_Purch30870 | VOM COST | Off Peak | 2031-07-01 | Expected Values | 1118.35 | Station_DSM2018_w30MW_Purch30870 | VOM COST | On Peak | 2031-07-01 | Expected Values | 565.27 | 0
| Station_DSM2018_Base30869 | VOM COST | ALL | 2031-08-01 | Expected Values | 1726.23 | Station_DSM2018_Base30869 | VOM COST | Off Peak | 2031-08-01 | Expected Values | 1203.86 | Station_DSM2018_Base30869 | VOM COST | On Peak | 2031-08-01 | Expected Values | 522.37 | 0 | Station_DSM2018_w30MW_Purch30870 | VOM COST | ALL | 2031-08-01 | Expected Values | 1711.34 | Station_DSM2018_w30MW_Purch30870 | VOM COST | Off Peak | 2031-08-01 | Expected Values | 1193.2 | Station_DSM2018_w30MW_Purch30870 | VOM COST | On Peak | 2031-08-01 | Expected Values | 518.13 | -0.01
| Station_DSM2018_Base30869 | VOM COST | ALL | 2031-09-01 | Expected Values | 1613.07 | Station_DSM2018_Base30869 | VOM COST | Off Peak | 2031-09-01 | Expected Values | 1100.07 | Station_DSM2018_Base30869 | VOM COST | On Peak | 2031-09-01 | Expected Values | 513 | 0 | Station_DSM2018_w30MW_Purch30870 | VOM COST | ALL | 2031-09-01 | Expected Values | 1592.95 | Station_DSM2018_w30MW_Purch30870 | VOM COST | Off Peak | 2031-09-01 | Expected Values | 1086.66 | Station_DSM2018_w30MW_Purch30870 | VOM COST | On Peak | 2031-09-01 | Expected Values | 506.28 | -0.01
| Station_DSM2018_Base30869 | VOM COST | ALL | 2031-10-01 | Expected Values | 1466.77 | Station_DSM2018_Base30869 | VOM COST | Off Peak | 2031-10-01 | Expected Values | 980.08 | Station_DSM2018_Base30869 | VOM COST | On Peak | 2031-10-01 | Expected Values | 486.69 | 0 | Station_DSM2018_w30MW_Purch30870 | VOM COST | ALL | 2031-10-01 | Expected Values | 1454.42 | Station_DSM2018_w30MW_Purch30870 | VOM COST | Off Peak | 2031-10-01 | Expected Values | 970.94 | Station_DSM2018_w30MW_Purch30870 | VOM COST | On Peak | 2031-10-01 | Expected Values | 483.49 | 0.01
| Station_DSM2018_Base30869 | VOM COST | ALL | 2031-11-01 | Expected Values | 1195.81 | Station_DSM2018_Base30869 | VOM COST | Off Peak | 2031-11-01 | Expected Values | 913.85 | Station_DSM2018_Base30869 | VOM COST | On Peak | 2031-11-01 | Expected Values | 281.96 | 0 | Station_DSM2018_w30MW_Purch30870 | VOM COST | ALL | 2031-11-01 | Expected Values | 1181.8 | Station_DSM2018_w30MW_Purch30870 | VOM COST | Off Peak | 2031-11-01 | Expected Values | 902.78 | Station_DSM2018_w30MW_Purch30870 | VOM COST | On Peak | 2031-11-01 | Expected Values | 279.02 | 0
| Station_DSM2018_Base30869 | VOM COST | ALL | 2031-12-01 | Expected Values | 1285.22 | Station_DSM2018_Base30869 | VOM COST | Off Peak | 2031-12-01 | Expected Values | 928.97 | Station_DSM2018_Base30869 | VOM COST | On Peak | 2031-12-01 | Expected Values | 356.25 | 0 | Station_DSM2018_w30MW_Purch30870 | VOM COST | ALL | 2031-12-01 | Expected Values | 1270.74 | Station_DSM2018_w30MW_Purch30870 | VOM COST | Off Peak | 2031-12-01 | Expected Values | 918.07 | Station_DSM2018_w30MW_Purch30870 | VOM COST | On Peak | 2031-12-01 | Expected Values | 352.67 | 0
| Station_DSM2018_Base30869 | VOM COST | ALL | 2032-01-01 | Expected Values | 1402.78 | Station_DSM2018_Base30869 | VOM COST | Off Peak | 2032-01-01 | Expected Values | 1023.26 | Station_DSM2018_Base30869 | VOM COST | On Peak | 2032-01-01 | Expected Values | 379.52 | 0 | Station_DSM2018_w30MW_Purch30870 | VOM COST | ALL | 2032-01-01 | Expected Values | 1388.86 | Station_DSM2018_w30MW_Purch30870 | VOM COST | Off Peak | 2032-01-01 | Expected Values | 1012.55 | Station_DSM2018_w30MW_Purch30870 | VOM COST | On Peak | 2032-01-01 | Expected Values | 376.31 | 0
| Station_DSM2018_Base30869 | VOM COST | ALL | 2032-02-01 | Expected Values | 1203.06 | Station_DSM2018_Base30869 | VOM COST | Off Peak | 2032-02-01 | Expected Values | 885.31 | Station_DSM2018_Base30869 | VOM COST | On Peak | 2032-02-01 | Expected Values | 317.75 | 0 | Station_DSM2018_w30MW_Purch30870 | VOM COST | ALL | 2032-02-01 | Expected Values | 1187.31 | Station_DSM2018_w30MW_Purch30870 | VOM COST | Off Peak | 2032-02-01 | Expected Values | 873.8 | Station_DSM2018_w30MW_Purch30870 | VOM COST | On Peak | 2032-02-01 | Expected Values | 313.51 | 0
| Station_DSM2018_Base30869 | VOM COST | ALL | 2032-03-01 | Expected Values | 1313.24 | Station_DSM2018_Base30869 | VOM COST | Off Peak | 2032-03-01 | Expected Values | 959.86 | Station_DSM2018_Base30869 | VOM COST | On Peak | 2032-03-01 | Expected Values | 353.38 | 0 | Station_DSM2018_w30MW_Purch30870 | VOM COST | ALL | 2032-03-01 | Expected Values | 1298.04 | Station_DSM2018_w30MW_Purch30870 | VOM COST | Off Peak | 2032-03-01 | Expected Values | 948.4 | Station_DSM2018_w30MW_Purch30870 | VOM COST | On Peak | 2032-03-01 | Expected Values | 349.63 | -0.01
| Station_DSM2018_Base30869 | VOM COST | ALL | 2032-04-01 | Expected Values | 1321.44 | Station_DSM2018_Base30869 | VOM COST | Off Peak | 2032-04-01 | Expected Values | 877.32 | Station_DSM2018_Base30869 | VOM COST | On Peak | 2032-04-01 | Expected Values | 444.12 | 0 | Station_DSM2018_w30MW_Purch30870 | VOM COST | ALL | 2032-04-01 | Expected Values | 1309.76 | Station_DSM2018_w30MW_Purch30870 | VOM COST | Off Peak | 2032-04-01 | Expected Values | 868.34 | Station_DSM2018_w30MW_Purch30870 | VOM COST | On Peak | 2032-04-01 | Expected Values | 441.42 | 0
| Station_DSM2018_Base30869 | VOM COST | ALL | 2032-05-01 | Expected Values | 1455.27 | Station_DSM2018_Base30869 | VOM COST | Off Peak | 2032-05-01 | Expected Values | 1004.59 | Station_DSM2018_Base30869 | VOM COST | On Peak | 2032-05-01 | Expected Values | 450.68 | 0 | Station_DSM2018_w30MW_Purch30870 | VOM COST | ALL | 2032-05-01 | Expected Values | 1438.68 | Station_DSM2018_w30MW_Purch30870 | VOM COST | Off Peak | 2032-05-01 | Expected Values | 994.17 | Station_DSM2018_w30MW_Purch30870 | VOM COST | On Peak | 2032-05-01 | Expected Values | 444.51 | 0
| Station_DSM2018_Base30869 | VOM COST | ALL | 2032-06-01 | Expected Values | 1703 | Station_DSM2018_Base30869 | VOM COST | Off Peak | 2032-06-01 | Expected Values | 1144.98 | Station_DSM2018_Base30869 | VOM COST | On Peak | 2032-06-01 | Expected Values | 558.02 | 0 | Station_DSM2018_w30MW_Purch30870 | VOM COST | ALL | 2032-06-01 | Expected Values | 1679.39 | Station_DSM2018_w30MW_Purch30870 | VOM COST | Off Peak | 2032-06-01 | Expected Values | 1130.73 | Station_DSM2018_w30MW_Purch30870 | VOM COST | On Peak | 2032-06-01 | Expected Values | 548.66 | 0
| Station_DSM2018_Base30869 | VOM COST | ALL | 2032-07-01 | Expected Values | 1788.4 | Station_DSM2018_Base30869 | VOM COST | Off Peak | 2032-07-01 | Expected Values | 1205.47 | Station_DSM2018_Base30869 | VOM COST | On Peak | 2032-07-01 | Expected Values | 582.94 | 0.01 | Station_DSM2018_w30MW_Purch30870 | VOM COST | ALL | 2032-07-01 | Expected Values | 1773.42 | Station_DSM2018_w30MW_Purch30870 | VOM COST | Off Peak | 2032-07-01 | Expected Values | 1195.82 | Station_DSM2018_w30MW_Purch30870 | VOM COST | On Peak | 2032-07-01 | Expected Values | 577.6 | 0
| Station_DSM2018_Base30869 | VOM COST | ALL | 2032-08-01 | Expected Values | 1814.51 | Station_DSM2018_Base30869 | VOM COST | Off Peak | 2032-08-01 | Expected Values | 1248.19 | Station_DSM2018_Base30869 | VOM COST | On Peak | 2032-08-01 | Expected Values | 566.32 | 0 | Station_DSM2018_w30MW_Purch30870 | VOM COST | ALL | 2032-08-01 | Expected Values | 1796.62 | Station_DSM2018_w30MW_Purch30870 | VOM COST | Off Peak | 2032-08-01 | Expected Values | 1236.46 | Station_DSM2018_w30MW_Purch30870 | VOM COST | On Peak | 2032-08-01 | Expected Values | 560.16 | 0
| Station_DSM2018_Base30869 | VOM COST | ALL | 2032-09-01 | Expected Values | 1676.59 | Station_DSM2018_Base30869 | VOM COST | Off Peak | 2032-09-01 | Expected Values | 1140.41 | Station_DSM2018_Base30869 | VOM COST | On Peak | 2032-09-01 | Expected Values | 536.18 | 0 | Station_DSM2018_w30MW_Purch30870 | VOM COST | ALL | 2032-09-01 | Expected Values | 1660.08 | Station_DSM2018_w30MW_Purch30870 | VOM COST | Off Peak | 2032-09-01 | Expected Values | 1129.57 | Station_DSM2018_w30MW_Purch30870 | VOM COST | On Peak | 2032-09-01 | Expected Values | 530.51 | 0
| Station_DSM2018_Base30869 | VOM COST | ALL | 2032-10-01 | Expected Values | 1534.1 | Station_DSM2018_Base30869 | VOM COST | Off Peak | 2032-10-01 | Expected Values | 1073.9 | Station_DSM2018_Base30869 | VOM COST | On Peak | 2032-10-01 | Expected Values | 460.2 | 0 | Station_DSM2018_w30MW_Purch30870 | VOM COST | ALL | 2032-10-01 | Expected Values | 1516.61 | Station_DSM2018_w30MW_Purch30870 | VOM COST | Off Peak | 2032-10-01 | Expected Values | 1062.24 | Station_DSM2018_w30MW_Purch30870 | VOM COST | On Peak | 2032-10-01 | Expected Values | 454.37 | 0
| Station_DSM2018_Base30869 | VOM COST | ALL | 2032-11-01 | Expected Values | 1233.55 | Station_DSM2018_Base30869 | VOM COST | Off Peak | 2032-11-01 | Expected Values | 908.25 | Station_DSM2018_Base30869 | VOM COST | On Peak | 2032-11-01 | Expected Values | 325.3 | 0 | Station_DSM2018_w30MW_Purch30870 | VOM COST | ALL | 2032-11-01 | Expected Values | 1219.01 | Station_DSM2018_w30MW_Purch30870 | VOM COST | Off Peak | 2032-11-01 | Expected Values | 897.08 | Station_DSM2018_w30MW_Purch30870 | VOM COST | On Peak | 2032-11-01 | Expected Values | 321.93 | 0
| Station_DSM2018_Base30869 | VOM COST | ALL | 2032-12-01 | Expected Values | 1353.85 | Station_DSM2018_Base30869 | VOM COST | Off Peak | 2032-12-01 | Expected Values | 978.12 | Station_DSM2018_Base30869 | VOM COST | On Peak | 2032-12-01 | Expected Values | 375.73 | 0 | Station_DSM2018_w30MW_Purch30870 | VOM COST | ALL | 2032-12-01 | Expected Values | 1338.32 | Station_DSM2018_w30MW_Purch30870 | VOM COST | Off Peak | 2032-12-01 | Expected Values | 967.43 | Station_DSM2018_w30MW_Purch30870 | VOM COST | On Peak | 2032-12-01 | Expected Values | 370.89 | 0
| Station_DSM2018_Base30869 | VOM COST | ALL | 2033-01-01 | Expected Values | 1428.32 | Station_DSM2018_Base30869 | VOM COST | Off Peak | 2033-01-01 | Expected Values | 1055.88 | Station_DSM2018_Base30869 | VOM COST | On Peak | 2033-01-01 | Expected Values | 372.44 | 0 | Station_DSM2018_w30MW_Purch30870 | VOM COST | ALL | 2033-01-01 | Expected Values | 1414.26 | Station_DSM2018_w30MW_Purch30870 | VOM COST | Off Peak | 2033-01-01 | Expected Values | 1044.93 | Station_DSM2018_w30MW_Purch30870 | VOM COST | On Peak | 2033-01-01 | Expected Values | 369.32 | -0.01
| Station_DSM2018_Base30869 | VOM COST | ALL | 2033-02-01 | Expected Values | 1325.68 | Station_DSM2018_Base30869 | VOM COST | Off Peak | 2033-02-01 | Expected Values | 942.05 | Station_DSM2018_Base30869 | VOM COST | On Peak | 2033-02-01 | Expected Values | 383.63 | 0 | Station_DSM2018_w30MW_Purch30870 | VOM COST | ALL | 2033-02-01 | Expected Values | 1305.45 | Station_DSM2018_w30MW_Purch30870 | VOM COST | Off Peak | 2033-02-01 | Expected Values | 927.61 | Station_DSM2018_w30MW_Purch30870 | VOM COST | On Peak | 2033-02-01 | Expected Values | 377.84 | 0
| Station_DSM2018_Base30869 | VOM COST | ALL | 2033-03-01 | Expected Values | 1352.38 | Station_DSM2018_Base30869 | VOM COST | Off Peak | 2033-03-01 | Expected Values | 986.48 | Station_DSM2018_Base30869 | VOM COST | On Peak | 2033-03-01 | Expected Values | 365.89 | -0.01 | Station_DSM2018_w30MW_Purch30870 | VOM COST | ALL | 2033-03-01 | Expected Values | 1333.68 | Station_DSM2018_w30MW_Purch30870 | VOM COST | Off Peak | 2033-03-01 | Expected Values | 972.47 | Station_DSM2018_w30MW_Purch30870 | VOM COST | On Peak | 2033-03-01 | Expected Values | 361.21 | 0
| Station_DSM2018_Base30869 | VOM COST | ALL | 2033-04-01 | Expected Values | 1349.25 | Station_DSM2018_Base30869 | VOM COST | Off Peak | 2033-04-01 | Expected Values | 912.84 | Station_DSM2018_Base30869 | VOM COST | On Peak | 2033-04-01 | Expected Values | 436.41 | 0 | Station_DSM2018_w30MW_Purch30870 | VOM COST | ALL | 2033-04-01 | Expected Values | 1335.99 | Station_DSM2018_w30MW_Purch30870 | VOM COST | Off Peak | 2033-04-01 | Expected Values | 903.28 | Station_DSM2018_w30MW_Purch30870 | VOM COST | On Peak | 2033-04-01 | Expected Values | 432.72 | 0.01
| Station_DSM2018_Base30869 | VOM COST | ALL | 2033-05-01 | Expected Values | 1484.06 | Station_DSM2018_Base30869 | VOM COST | Off Peak | 2033-05-01 | Expected Values | 998.02 | Station_DSM2018_Base30869 | VOM COST | On Peak | 2033-05-01 | Expected Values | 486.04 | 0 | Station_DSM2018_w30MW_Purch30870 | VOM COST | ALL | 2033-05-01 | Expected Values | 1479.67 | Station_DSM2018_w30MW_Purch30870 | VOM COST | Off Peak | 2033-05-01 | Expected Values | 999.33 | Station_DSM2018_w30MW_Purch30870 | VOM COST | On Peak | 2033-05-01 | Expected Values | 480.34 | 0
| Station_DSM2018_Base30869 | VOM COST | ALL | 2033-06-01 | Expected Values | 1755.74 | Station_DSM2018_Base30869 | VOM COST | Off Peak | 2033-06-01 | Expected Values | 1174.22 | Station_DSM2018_Base30869 | VOM COST | On Peak | 2033-06-01 | Expected Values | 581.53 | 0.01 | Station_DSM2018_w30MW_Purch30870 | VOM COST | ALL | 2033-06-01 | Expected Values | 1738.62 | Station_DSM2018_w30MW_Purch30870 | VOM COST | Off Peak | 2033-06-01 | Expected Values | 1163.42 | Station_DSM2018_w30MW_Purch30870 | VOM COST | On Peak | 2033-06-01 | Expected Values | 575.2 | 0
| Station_DSM2018_Base30869 | VOM COST | ALL | 2033-07-01 | Expected Values | 1844.69 | Station_DSM2018_Base30869 | VOM COST | Off Peak | 2033-07-01 | Expected Values | 1269.07 | Station_DSM2018_Base30869 | VOM COST | On Peak | 2033-07-01 | Expected Values | 575.62 | 0 | Station_DSM2018_w30MW_Purch30870 | VOM COST | ALL | 2033-07-01 | Expected Values | 1824.55 | Station_DSM2018_w30MW_Purch30870 | VOM COST | Off Peak | 2033-07-01 | Expected Values | 1256.36 | Station_DSM2018_w30MW_Purch30870 | VOM COST | On Peak | 2033-07-01 | Expected Values | 568.2 | 0.01
| Station_DSM2018_Base30869 | VOM COST | ALL | 2033-08-01 | Expected Values | 1869.09 | Station_DSM2018_Base30869 | VOM COST | Off Peak | 2033-08-01 | Expected Values | 1256.07 | Station_DSM2018_Base30869 | VOM COST | On Peak | 2033-08-01 | Expected Values | 613.02 | 0 | Station_DSM2018_w30MW_Purch30870 | VOM COST | ALL | 2033-08-01 | Expected Values | 1849.91 | Station_DSM2018_w30MW_Purch30870 | VOM COST | Off Peak | 2033-08-01 | Expected Values | 1244.89 | Station_DSM2018_w30MW_Purch30870 | VOM COST | On Peak | 2033-08-01 | Expected Values | 605.03 | 0.01
| Station_DSM2018_Base30869 | VOM COST | ALL | 2033-09-01 | Expected Values | 1759.39 | Station_DSM2018_Base30869 | VOM COST | Off Peak | 2033-09-01 | Expected Values | 1192.21 | Station_DSM2018_Base30869 | VOM COST | On Peak | 2033-09-01 | Expected Values | 567.18 | 0 | Station_DSM2018_w30MW_Purch30870 | VOM COST | ALL | 2033-09-01 | Expected Values | 1742.09 | Station_DSM2018_w30MW_Purch30870 | VOM COST | Off Peak | 2033-09-01 | Expected Values | 1181.19 | Station_DSM2018_w30MW_Purch30870 | VOM COST | On Peak | 2033-09-01 | Expected Values | 560.9 | 0
| Station_DSM2018_Base30869 | VOM COST | ALL | 2033-10-01 | Expected Values | 1594.95 | Station_DSM2018_Base30869 | VOM COST | Off Peak | 2033-10-01 | Expected Values | 1106.36 | Station_DSM2018_Base30869 | VOM COST | On Peak | 2033-10-01 | Expected Values | 488.59 | 0 | Station_DSM2018_w30MW_Purch30870 | VOM COST | ALL | 2033-10-01 | Expected Values | 1578.84 | Station_DSM2018_w30MW_Purch30870 | VOM COST | Off Peak | 2033-10-01 | Expected Values | 1094.88 | Station_DSM2018_w30MW_Purch30870 | VOM COST | On Peak | 2033-10-01 | Expected Values | 483.96 | 0
| Station_DSM2018_Base30869 | VOM COST | ALL | 2033-11-01 | Expected Values | 1286.16 | Station_DSM2018_Base30869 | VOM COST | Off Peak | 2033-11-01 | Expected Values | 945.17 | Station_DSM2018_Base30869 | VOM COST | On Peak | 2033-11-01 | Expected Values | 340.99 | 0 | Station_DSM2018_w30MW_Purch30870 | VOM COST | ALL | 2033-11-01 | Expected Values | 1272.29 | Station_DSM2018_w30MW_Purch30870 | VOM COST | Off Peak | 2033-11-01 | Expected Values | 934.75 | Station_DSM2018_w30MW_Purch30870 | VOM COST | On Peak | 2033-11-01 | Expected Values | 337.54 | 0
| Station_DSM2018_Base30869 | VOM COST | ALL | 2033-12-01 | Expected Values | 1468.9 | Station_DSM2018_Base30869 | VOM COST | Off Peak | 2033-12-01 | Expected Values | 1076 | Station_DSM2018_Base30869 | VOM COST | On Peak | 2033-12-01 | Expected Values | 392.9 | 0 | Station_DSM2018_w30MW_Purch30870 | VOM COST | ALL | 2033-12-01 | Expected Values | 1451.9 | Station_DSM2018_w30MW_Purch30870 | VOM COST | Off Peak | 2033-12-01 | Expected Values | 1063.33 | Station_DSM2018_w30MW_Purch30870 | VOM COST | On Peak | 2033-12-01 | Expected Values | 388.57 | 0
| Station_DSM2018_Base30869 | VOM COST | ALL | 2034-01-01 | Expected Values | 1473.45 | Station_DSM2018_Base30869 | VOM COST | Off Peak | 2034-01-01 | Expected Values | 1073.49 | Station_DSM2018_Base30869 | VOM COST | On Peak | 2034-01-01 | Expected Values | 399.96 | 0 | Station_DSM2018_w30MW_Purch30870 | VOM COST | ALL | 2034-01-01 | Expected Values | 1459.96 | Station_DSM2018_w30MW_Purch30870 | VOM COST | Off Peak | 2034-01-01 | Expected Values | 1062.72 | Station_DSM2018_w30MW_Purch30870 | VOM COST | On Peak | 2034-01-01 | Expected Values | 397.24 | 0
| Station_DSM2018_Base30869 | VOM COST | ALL | 2034-02-01 | Expected Values | 1259.41 | Station_DSM2018_Base30869 | VOM COST | Off Peak | 2034-02-01 | Expected Values | 921.42 | Station_DSM2018_Base30869 | VOM COST | On Peak | 2034-02-01 | Expected Values | 337.99 | 0 | Station_DSM2018_w30MW_Purch30870 | VOM COST | ALL | 2034-02-01 | Expected Values | 1246.94 | Station_DSM2018_w30MW_Purch30870 | VOM COST | Off Peak | 2034-02-01 | Expected Values | 911.98 | Station_DSM2018_w30MW_Purch30870 | VOM COST | On Peak | 2034-02-01 | Expected Values | 334.96 | 0
| Station_DSM2018_Base30869 | VOM COST | ALL | 2034-03-01 | Expected Values | 1380.22 | Station_DSM2018_Base30869 | VOM COST | Off Peak | 2034-03-01 | Expected Values | 1008.68 | Station_DSM2018_Base30869 | VOM COST | On Peak | 2034-03-01 | Expected Values | 371.54 | 0 | Station_DSM2018_w30MW_Purch30870 | VOM COST | ALL | 2034-03-01 | Expected Values | 1365.17 | Station_DSM2018_w30MW_Purch30870 | VOM COST | Off Peak | 2034-03-01 | Expected Values | 997.49 | Station_DSM2018_w30MW_Purch30870 | VOM COST | On Peak | 2034-03-01 | Expected Values | 367.68 | 0
| Station_DSM2018_Base30869 | VOM COST | ALL | 2034-04-01 | Expected Values | 1428.66 | Station_DSM2018_Base30869 | VOM COST | Off Peak | 2034-04-01 | Expected Values | 988.17 | Station_DSM2018_Base30869 | VOM COST | On Peak | 2034-04-01 | Expected Values | 440.49 | 0 | Station_DSM2018_w30MW_Purch30870 | VOM COST | ALL | 2034-04-01 | Expected Values | 1415.68 | Station_DSM2018_w30MW_Purch30870 | VOM COST | Off Peak | 2034-04-01 | Expected Values | 979.09 | Station_DSM2018_w30MW_Purch30870 | VOM COST | On Peak | 2034-04-01 | Expected Values | 436.59 | 0
| Station_DSM2018_Base30869 | VOM COST | ALL | 2034-05-01 | Expected Values | 1419.42 | Station_DSM2018_Base30869 | VOM COST | Off Peak | 2034-05-01 | Expected Values | 916.59 | Station_DSM2018_Base30869 | VOM COST | On Peak | 2034-05-01 | Expected Values | 502.83 | 0 | Station_DSM2018_w30MW_Purch30870 | VOM COST | ALL | 2034-05-01 | Expected Values | 1400.19 | Station_DSM2018_w30MW_Purch30870 | VOM COST | Off Peak | 2034-05-01 | Expected Values | 905.53 | Station_DSM2018_w30MW_Purch30870 | VOM COST | On Peak | 2034-05-01 | Expected Values | 494.66 | 0
| Station_DSM2018_Base30869 | VOM COST | ALL | 2034-06-01 | Expected Values | 1723.09 | Station_DSM2018_Base30869 | VOM COST | Off Peak | 2034-06-01 | Expected Values | 1120.01 | Station_DSM2018_Base30869 | VOM COST | On Peak | 2034-06-01 | Expected Values | 603.08 | 0 | Station_DSM2018_w30MW_Purch30870 | VOM COST | ALL | 2034-06-01 | Expected Values | 1702.44 | Station_DSM2018_w30MW_Purch30870 | VOM COST | Off Peak | 2034-06-01 | Expected Values | 1107.94 | Station_DSM2018_w30MW_Purch30870 | VOM COST | On Peak | 2034-06-01 | Expected Values | 594.5 | 0
| Station_DSM2018_Base30869 | VOM COST | ALL | 2034-07-01 | Expected Values | 1927.56 | Station_DSM2018_Base30869 | VOM COST | Off Peak | 2034-07-01 | Expected Values | 1329.82 | Station_DSM2018_Base30869 | VOM COST | On Peak | 2034-07-01 | Expected Values | 597.75 | 0.01 | Station_DSM2018_w30MW_Purch30870 | VOM COST | ALL | 2034-07-01 | Expected Values | 1909.22 | Station_DSM2018_w30MW_Purch30870 | VOM COST | Off Peak | 2034-07-01 | Expected Values | 1316.48 | Station_DSM2018_w30MW_Purch30870 | VOM COST | On Peak | 2034-07-01 | Expected Values | 592.74 | 0
| Station_DSM2018_Base30869 | VOM COST | ALL | 2034-08-01 | Expected Values | 1945.79 | Station_DSM2018_Base30869 | VOM COST | Off Peak | 2034-08-01 | Expected Values | 1311.69 | Station_DSM2018_Base30869 | VOM COST | On Peak | 2034-08-01 | Expected Values | 634.1 | 0 | Station_DSM2018_w30MW_Purch30870 | VOM COST | ALL | 2034-08-01 | Expected Values | 1929.33 | Station_DSM2018_w30MW_Purch30870 | VOM COST | Off Peak | 2034-08-01 | Expected Values | 1300.79 | Station_DSM2018_w30MW_Purch30870 | VOM COST | On Peak | 2034-08-01 | Expected Values | 628.54 | 0
| Station_DSM2018_Base30869 | VOM COST | ALL | 2034-09-01 | Expected Values | 1797.17 | Station_DSM2018_Base30869 | VOM COST | Off Peak | 2034-09-01 | Expected Values | 1238.26 | Station_DSM2018_Base30869 | VOM COST | On Peak | 2034-09-01 | Expected Values | 558.91 | 0 | Station_DSM2018_w30MW_Purch30870 | VOM COST | ALL | 2034-09-01 | Expected Values | 1777.86 | Station_DSM2018_w30MW_Purch30870 | VOM COST | Off Peak | 2034-09-01 | Expected Values | 1224.08 | Station_DSM2018_w30MW_Purch30870 | VOM COST | On Peak | 2034-09-01 | Expected Values | 553.78 | 0
| Station_DSM2018_Base30869 | VOM COST | ALL | 2034-10-01 | Expected Values | 1660.26 | Station_DSM2018_Base30869 | VOM COST | Off Peak | 2034-10-01 | Expected Values | 1128.55 | Station_DSM2018_Base30869 | VOM COST | On Peak | 2034-10-01 | Expected Values | 531.71 | 0 | Station_DSM2018_w30MW_Purch30870 | VOM COST | ALL | 2034-10-01 | Expected Values | 1644.4 | Station_DSM2018_w30MW_Purch30870 | VOM COST | Off Peak | 2034-10-01 | Expected Values | 1118.29 | Station_DSM2018_w30MW_Purch30870 | VOM COST | On Peak | 2034-10-01 | Expected Values | 526.11 | 0
| Station_DSM2018_Base30869 | VOM COST | ALL | 2034-11-01 | Expected Values | 1309.07 | Station_DSM2018_Base30869 | VOM COST | Off Peak | 2034-11-01 | Expected Values | 968.77 | Station_DSM2018_Base30869 | VOM COST | On Peak | 2034-11-01 | Expected Values | 340.3 | 0 | Station_DSM2018_w30MW_Purch30870 | VOM COST | ALL | 2034-11-01 | Expected Values | 1295.15 | Station_DSM2018_w30MW_Purch30870 | VOM COST | Off Peak | 2034-11-01 | Expected Values | 958.45 | Station_DSM2018_w30MW_Purch30870 | VOM COST | On Peak | 2034-11-01 | Expected Values | 336.7 | 0
| Station_DSM2018_Base30869 | VOM COST | ALL | 2034-12-01 | Expected Values | 1459.63 | Station_DSM2018_Base30869 | VOM COST | Off Peak | 2034-12-01 | Expected Values | 1091.66 | Station_DSM2018_Base30869 | VOM COST | On Peak | 2034-12-01 | Expected Values | 367.97 | 0 | Station_DSM2018_w30MW_Purch30870 | VOM COST | ALL | 2034-12-01 | Expected Values | 1447.21 | Station_DSM2018_w30MW_Purch30870 | VOM COST | Off Peak | 2034-12-01 | Expected Values | 1082.05 | Station_DSM2018_w30MW_Purch30870 | VOM COST | On Peak | 2034-12-01 | Expected Values | 365.16 | 0
| Station_DSM2018_Base30869 | VOM COST | ALL | 2035-01-01 | Expected Values | 1522.02 | Station_DSM2018_Base30869 | VOM COST | Off Peak | 2035-01-01 | Expected Values | 1089.78 | Station_DSM2018_Base30869 | VOM COST | On Peak | 2035-01-01 | Expected Values | 432.24 | 0 | Station_DSM2018_w30MW_Purch30870 | VOM COST | ALL | 2035-01-01 | Expected Values | 1507.46 | Station_DSM2018_w30MW_Purch30870 | VOM COST | Off Peak | 2035-01-01 | Expected Values | 1078.39 | Station_DSM2018_w30MW_Purch30870 | VOM COST | On Peak | 2035-01-01 | Expected Values | 429.07 | 0
| Station_DSM2018_Base30869 | VOM COST | ALL | 2035-02-01 | Expected Values | 1300.76 | Station_DSM2018_Base30869 | VOM COST | Off Peak | 2035-02-01 | Expected Values | 945.22 | Station_DSM2018_Base30869 | VOM COST | On Peak | 2035-02-01 | Expected Values | 355.54 | 0 | Station_DSM2018_w30MW_Purch30870 | VOM COST | ALL | 2035-02-01 | Expected Values | 1287.01 | Station_DSM2018_w30MW_Purch30870 | VOM COST | Off Peak | 2035-02-01 | Expected Values | 935.17 | Station_DSM2018_w30MW_Purch30870 | VOM COST | On Peak | 2035-02-01 | Expected Values | 351.83 | -0.01
| Station_DSM2018_Base30869 | VOM COST | ALL | 2035-03-01 | Expected Values | 1440.36 | Station_DSM2018_Base30869 | VOM COST | Off Peak | 2035-03-01 | Expected Values | 1068.95 | Station_DSM2018_Base30869 | VOM COST | On Peak | 2035-03-01 | Expected Values | 371.42 | 0.01 | Station_DSM2018_w30MW_Purch30870 | VOM COST | ALL | 2035-03-01 | Expected Values | 1424.58 | Station_DSM2018_w30MW_Purch30870 | VOM COST | Off Peak | 2035-03-01 | Expected Values | 1057.2 | Station_DSM2018_w30MW_Purch30870 | VOM COST | On Peak | 2035-03-01 | Expected Values | 367.38 | 0
| Station_DSM2018_Base30869 | VOM COST | ALL | 2035-04-01 | Expected Values | 1458.67 | Station_DSM2018_Base30869 | VOM COST | Off Peak | 2035-04-01 | Expected Values | 989.73 | Station_DSM2018_Base30869 | VOM COST | On Peak | 2035-04-01 | Expected Values | 468.94 | 0 | Station_DSM2018_w30MW_Purch30870 | VOM COST | ALL | 2035-04-01 | Expected Values | 1445.66 | Station_DSM2018_w30MW_Purch30870 | VOM COST | Off Peak | 2035-04-01 | Expected Values | 982.12 | Station_DSM2018_w30MW_Purch30870 | VOM COST | On Peak | 2035-04-01 | Expected Values | 463.54 | 0
| Station_DSM2018_Base30869 | VOM COST | ALL | 2035-05-01 | Expected Values | 1536.82 | Station_DSM2018_Base30869 | VOM COST | Off Peak | 2035-05-01 | Expected Values | 1005.49 | Station_DSM2018_Base30869 | VOM COST | On Peak | 2035-05-01 | Expected Values | 531.33 | 0 | Station_DSM2018_w30MW_Purch30870 | VOM COST | ALL | 2035-05-01 | Expected Values | 1515.94 | Station_DSM2018_w30MW_Purch30870 | VOM COST | Off Peak | 2035-05-01 | Expected Values | 992.27 | Station_DSM2018_w30MW_Purch30870 | VOM COST | On Peak | 2035-05-01 | Expected Values | 523.66 | -0.01
| Station_DSM2018_Base30869 | VOM COST | ALL | 2035-06-01 | Expected Values | 1786.77 | Station_DSM2018_Base30869 | VOM COST | Off Peak | 2035-06-01 | Expected Values | 1193.19 | Station_DSM2018_Base30869 | VOM COST | On Peak | 2035-06-01 | Expected Values | 593.58 | 0 | Station_DSM2018_w30MW_Purch30870 | VOM COST | ALL | 2035-06-01 | Expected Values | 1757.65 | Station_DSM2018_w30MW_Purch30870 | VOM COST | Off Peak | 2035-06-01 | Expected Values | 1172.61 | Station_DSM2018_w30MW_Purch30870 | VOM COST | On Peak | 2035-06-01 | Expected Values | 585.04 | 0
| Station_DSM2018_Base30869 | VOM COST | ALL | 2035-07-01 | Expected Values | 1941.35 | Station_DSM2018_Base30869 | VOM COST | Off Peak | 2035-07-01 | Expected Values | 1292.45 | Station_DSM2018_Base30869 | VOM COST | On Peak | 2035-07-01 | Expected Values | 648.91 | 0.01 | Station_DSM2018_w30MW_Purch30870 | VOM COST | ALL | 2035-07-01 | Expected Values | 1918.59 | Station_DSM2018_w30MW_Purch30870 | VOM COST | Off Peak | 2035-07-01 | Expected Values | 1276.68 | Station_DSM2018_w30MW_Purch30870 | VOM COST | On Peak | 2035-07-01 | Expected Values | 641.91 | 0
| Station_DSM2018_Base30869 | VOM COST | ALL | 2035-08-01 | Expected Values | 2021.58 | Station_DSM2018_Base30869 | VOM COST | Off Peak | 2035-08-01 | Expected Values | 1341.4 | Station_DSM2018_Base30869 | VOM COST | On Peak | 2035-08-01 | Expected Values | 680.18 | 0 | Station_DSM2018_w30MW_Purch30870 | VOM COST | ALL | 2035-08-01 | Expected Values | 1998.98 | Station_DSM2018_w30MW_Purch30870 | VOM COST | Off Peak | 2035-08-01 | Expected Values | 1330.13 | Station_DSM2018_w30MW_Purch30870 | VOM COST | On Peak | 2035-08-01 | Expected Values | 668.85 | 0
| Station_DSM2018_Base30869 | VOM COST | ALL | 2035-09-01 | Expected Values | 1873.03 | Station_DSM2018_Base30869 | VOM COST | Off Peak | 2035-09-01 | Expected Values | 1321.33 | Station_DSM2018_Base30869 | VOM COST | On Peak | 2035-09-01 | Expected Values | 551.7 | 0 | Station_DSM2018_w30MW_Purch30870 | VOM COST | ALL | 2035-09-01 | Expected Values | 1854.38 | Station_DSM2018_w30MW_Purch30870 | VOM COST | Off Peak | 2035-09-01 | Expected Values | 1309.65 | Station_DSM2018_w30MW_Purch30870 | VOM COST | On Peak | 2035-09-01 | Expected Values | 544.72 | -0.01
| Station_DSM2018_Base30869 | VOM COST | ALL | 2035-10-01 | Expected Values | 1724.61 | Station_DSM2018_Base30869 | VOM COST | Off Peak | 2035-10-01 | Expected Values | 1133.27 | Station_DSM2018_Base30869 | VOM COST | On Peak | 2035-10-01 | Expected Values | 591.34 | 0 | Station_DSM2018_w30MW_Purch30870 | VOM COST | ALL | 2035-10-01 | Expected Values | 1707.7 | Station_DSM2018_w30MW_Purch30870 | VOM COST | Off Peak | 2035-10-01 | Expected Values | 1122.44 | Station_DSM2018_w30MW_Purch30870 | VOM COST | On Peak | 2035-10-01 | Expected Values | 585.27 | 0.01
| Station_DSM2018_Base30869 | VOM COST | ALL | 2035-11-01 | Expected Values | 1365.72 | Station_DSM2018_Base30869 | VOM COST | Off Peak | 2035-11-01 | Expected Values | 1004.32 | Station_DSM2018_Base30869 | VOM COST | On Peak | 2035-11-01 | Expected Values | 361.4 | 0 | Station_DSM2018_w30MW_Purch30870 | VOM COST | ALL | 2035-11-01 | Expected Values | 1352.35 | Station_DSM2018_w30MW_Purch30870 | VOM COST | Off Peak | 2035-11-01 | Expected Values | 994.19 | Station_DSM2018_w30MW_Purch30870 | VOM COST | On Peak | 2035-11-01 | Expected Values | 358.16 | 0
| Station_DSM2018_Base30869 | VOM COST | ALL | 2035-12-01 | Expected Values | 1492.05 | Station_DSM2018_Base30869 | VOM COST | Off Peak | 2035-12-01 | Expected Values | 1116 | Station_DSM2018_Base30869 | VOM COST | On Peak | 2035-12-01 | Expected Values | 376.04 | -0.01 | Station_DSM2018_w30MW_Purch30870 | VOM COST | ALL | 2035-12-01 | Expected Values | 1477.03 | Station_DSM2018_w30MW_Purch30870 | VOM COST | Off Peak | 2035-12-01 | Expected Values | 1104.91 | Station_DSM2018_w30MW_Purch30870 | VOM COST | On Peak | 2035-12-01 | Expected Values | 372.13 | 0.01
| Station_DSM2018_Base30869 | VOM COST | ALL | 2036-01-01 | Expected Values | 1577.26 | Station_DSM2018_Base30869 | VOM COST | Off Peak | 2036-01-01 | Expected Values | 1127.95 | Station_DSM2018_Base30869 | VOM COST | On Peak | 2036-01-01 | Expected Values | 449.31 | 0 | Station_DSM2018_w30MW_Purch30870 | VOM COST | ALL | 2036-01-01 | Expected Values | 1562.69 | Station_DSM2018_w30MW_Purch30870 | VOM COST | Off Peak | 2036-01-01 | Expected Values | 1116.65 | Station_DSM2018_w30MW_Purch30870 | VOM COST | On Peak | 2036-01-01 | Expected Values | 446.04 | 0
| Station_DSM2018_Base30869 | VOM COST | ALL | 2036-02-01 | Expected Values | 1359.58 | Station_DSM2018_Base30869 | VOM COST | Off Peak | 2036-02-01 | Expected Values | 984.31 | Station_DSM2018_Base30869 | VOM COST | On Peak | 2036-02-01 | Expected Values | 375.27 | 0 | Station_DSM2018_w30MW_Purch30870 | VOM COST | ALL | 2036-02-01 | Expected Values | 1345.26 | Station_DSM2018_w30MW_Purch30870 | VOM COST | Off Peak | 2036-02-01 | Expected Values | 973.64 | Station_DSM2018_w30MW_Purch30870 | VOM COST | On Peak | 2036-02-01 | Expected Values | 371.62 | 0
| Station_DSM2018_Base30869 | VOM COST | ALL | 2036-03-01 | Expected Values | 1499.67 | Station_DSM2018_Base30869 | VOM COST | Off Peak | 2036-03-01 | Expected Values | 1128.64 | Station_DSM2018_Base30869 | VOM COST | On Peak | 2036-03-01 | Expected Values | 371.03 | 0 | Station_DSM2018_w30MW_Purch30870 | VOM COST | ALL | 2036-03-01 | Expected Values | 1484.01 | Station_DSM2018_w30MW_Purch30870 | VOM COST | Off Peak | 2036-03-01 | Expected Values | 1116.57 | Station_DSM2018_w30MW_Purch30870 | VOM COST | On Peak | 2036-03-01 | Expected Values | 367.44 | 0
| Station_DSM2018_Base30869 | VOM COST | ALL | 2036-04-01 | Expected Values | 1485.15 | Station_DSM2018_Base30869 | VOM COST | Off Peak | 2036-04-01 | Expected Values | 984.29 | Station_DSM2018_Base30869 | VOM COST | On Peak | 2036-04-01 | Expected Values | 500.85 | -0.01 | Station_DSM2018_w30MW_Purch30870 | VOM COST | ALL | 2036-04-01 | Expected Values | 1469.9 | Station_DSM2018_w30MW_Purch30870 | VOM COST | Off Peak | 2036-04-01 | Expected Values | 973.58 | Station_DSM2018_w30MW_Purch30870 | VOM COST | On Peak | 2036-04-01 | Expected Values | 496.31 | -0.01
| Station_DSM2018_Base30869 | VOM COST | ALL | 2036-05-01 | Expected Values | 1655.88 | Station_DSM2018_Base30869 | VOM COST | Off Peak | 2036-05-01 | Expected Values | 1114.83 | Station_DSM2018_Base30869 | VOM COST | On Peak | 2036-05-01 | Expected Values | 541.05 | 0 | Station_DSM2018_w30MW_Purch30870 | VOM COST | ALL | 2036-05-01 | Expected Values | 1638.51 | Station_DSM2018_w30MW_Purch30870 | VOM COST | Off Peak | 2036-05-01 | Expected Values | 1103.1 | Station_DSM2018_w30MW_Purch30870 | VOM COST | On Peak | 2036-05-01 | Expected Values | 535.4 | -0.01
| Station_DSM2018_Base30869 | VOM COST | ALL | 2036-06-01 | Expected Values | 1986.71 | Station_DSM2018_Base30869 | VOM COST | Off Peak | 2036-06-01 | Expected Values | 1352.01 | Station_DSM2018_Base30869 | VOM COST | On Peak | 2036-06-01 | Expected Values | 634.69 | -0.01 | Station_DSM2018_w30MW_Purch30870 | VOM COST | ALL | 2036-06-01 | Expected Values | 1966.09 | Station_DSM2018_w30MW_Purch30870 | VOM COST | Off Peak | 2036-06-01 | Expected Values | 1338.69 | Station_DSM2018_w30MW_Purch30870 | VOM COST | On Peak | 2036-06-01 | Expected Values | 627.4 | 0
| Station_DSM2018_Base30869 | VOM COST | ALL | 2036-07-01 | Expected Values | 2093.13 | Station_DSM2018_Base30869 | VOM COST | Off Peak | 2036-07-01 | Expected Values | 1371.5 | Station_DSM2018_Base30869 | VOM COST | On Peak | 2036-07-01 | Expected Values | 721.63 | 0 | Station_DSM2018_w30MW_Purch30870 | VOM COST | ALL | 2036-07-01 | Expected Values | 2070.85 | Station_DSM2018_w30MW_Purch30870 | VOM COST | Off Peak | 2036-07-01 | Expected Values | 1357.19 | Station_DSM2018_w30MW_Purch30870 | VOM COST | On Peak | 2036-07-01 | Expected Values | 713.66 | 0
| Station_DSM2018_Base30869 | VOM COST | ALL | 2036-08-01 | Expected Values | 2106.02 | Station_DSM2018_Base30869 | VOM COST | Off Peak | 2036-08-01 | Expected Values | 1448.87 | Station_DSM2018_Base30869 | VOM COST | On Peak | 2036-08-01 | Expected Values | 657.15 | 0 | Station_DSM2018_w30MW_Purch30870 | VOM COST | ALL | 2036-08-01 | Expected Values | 2084.75 | Station_DSM2018_w30MW_Purch30870 | VOM COST | Off Peak | 2036-08-01 | Expected Values | 1435.77 | Station_DSM2018_w30MW_Purch30870 | VOM COST | On Peak | 2036-08-01 | Expected Values | 648.99 | 0.01
| Station_DSM2018_Base30869 | VOM COST | ALL | 2036-09-01 | Expected Values | 1932.96 | Station_DSM2018_Base30869 | VOM COST | Off Peak | 2036-09-01 | Expected Values | 1287.88 | Station_DSM2018_Base30869 | VOM COST | On Peak | 2036-09-01 | Expected Values | 645.08 | 0 | Station_DSM2018_w30MW_Purch30870 | VOM COST | ALL | 2036-09-01 | Expected Values | 1910.42 | Station_DSM2018_w30MW_Purch30870 | VOM COST | Off Peak | 2036-09-01 | Expected Values | 1274.18 | Station_DSM2018_w30MW_Purch30870 | VOM COST | On Peak | 2036-09-01 | Expected Values | 636.24 | 0
| Station_DSM2018_Base30869 | VOM COST | ALL | 2036-10-01 | Expected Values | 1746.53 | Station_DSM2018_Base30869 | VOM COST | Off Peak | 2036-10-01 | Expected Values | 1154.3 | Station_DSM2018_Base30869 | VOM COST | On Peak | 2036-10-01 | Expected Values | 592.23 | 0 | Station_DSM2018_w30MW_Purch30870 | VOM COST | ALL | 2036-10-01 | Expected Values | 1728.13 | Station_DSM2018_w30MW_Purch30870 | VOM COST | Off Peak | 2036-10-01 | Expected Values | 1142.59 | Station_DSM2018_w30MW_Purch30870 | VOM COST | On Peak | 2036-10-01 | Expected Values | 585.54 | 0
| Station_DSM2018_Base30869 | VOM COST | ALL | 2036-11-01 | Expected Values | 1344.42 | Station_DSM2018_Base30869 | VOM COST | Off Peak | 2036-11-01 | Expected Values | 1025.5 | Station_DSM2018_Base30869 | VOM COST | On Peak | 2036-11-01 | Expected Values | 318.92 | 0 | Station_DSM2018_w30MW_Purch30870 | VOM COST | ALL | 2036-11-01 | Expected Values | 1331.42 | Station_DSM2018_w30MW_Purch30870 | VOM COST | Off Peak | 2036-11-01 | Expected Values | 1015.38 | Station_DSM2018_w30MW_Purch30870 | VOM COST | On Peak | 2036-11-01 | Expected Values | 316.04 | 0
| Station_DSM2018_Base30869 | VOM COST | ALL | 2036-12-01 | Expected Values | 1490.57 | Station_DSM2018_Base30869 | VOM COST | Off Peak | 2036-12-01 | Expected Values | 1074.43 | Station_DSM2018_Base30869 | VOM COST | On Peak | 2036-12-01 | Expected Values | 416.14 | 0 | Station_DSM2018_w30MW_Purch30870 | VOM COST | ALL | 2036-12-01 | Expected Values | 1473.82 | Station_DSM2018_w30MW_Purch30870 | VOM COST | Off Peak | 2036-12-01 | Expected Values | 1062.21 | Station_DSM2018_w30MW_Purch30870 | VOM COST | On Peak | 2036-12-01 | Expected Values | 411.61 | 0
| Station_DSM2018_Base30869 | VOM COST | ALL | 2037-01-01 | Expected Values | 1533.71 | Station_DSM2018_Base30869 | VOM COST | Off Peak | 2037-01-01 | Expected Values | 1109.82 | Station_DSM2018_Base30869 | VOM COST | On Peak | 2037-01-01 | Expected Values | 423.89 | 0 | Station_DSM2018_w30MW_Purch30870 | VOM COST | ALL | 2037-01-01 | Expected Values | 1517.53 | Station_DSM2018_w30MW_Purch30870 | VOM COST | Off Peak | 2037-01-01 | Expected Values | 1096.77 | Station_DSM2018_w30MW_Purch30870 | VOM COST | On Peak | 2037-01-01 | Expected Values | 420.76 | 0
| Station_DSM2018_Base30869 | VOM COST | ALL | 2037-02-01 | Expected Values | 1354.61 | Station_DSM2018_Base30869 | VOM COST | Off Peak | 2037-02-01 | Expected Values | 978.57 | Station_DSM2018_Base30869 | VOM COST | On Peak | 2037-02-01 | Expected Values | 376.04 | 0 | Station_DSM2018_w30MW_Purch30870 | VOM COST | ALL | 2037-02-01 | Expected Values | 1343.46 | Station_DSM2018_w30MW_Purch30870 | VOM COST | Off Peak | 2037-02-01 | Expected Values | 970.47 | Station_DSM2018_w30MW_Purch30870 | VOM COST | On Peak | 2037-02-01 | Expected Values | 372.99 | 0
| Station_DSM2018_Base30869 | VOM COST | ALL | 2037-03-01 | Expected Values | 1488.68 | Station_DSM2018_Base30869 | VOM COST | Off Peak | 2037-03-01 | Expected Values | 1099.61 | Station_DSM2018_Base30869 | VOM COST | On Peak | 2037-03-01 | Expected Values | 389.07 | 0 | Station_DSM2018_w30MW_Purch30870 | VOM COST | ALL | 2037-03-01 | Expected Values | 1472.49 | Station_DSM2018_w30MW_Purch30870 | VOM COST | Off Peak | 2037-03-01 | Expected Values | 1087.58 | Station_DSM2018_w30MW_Purch30870 | VOM COST | On Peak | 2037-03-01 | Expected Values | 384.9 | -0.01
| Station_DSM2018_Base30869 | VOM COST | ALL | 2037-04-01 | Expected Values | 1479.08 | Station_DSM2018_Base30869 | VOM COST | Off Peak | 2037-04-01 | Expected Values | 956.96 | Station_DSM2018_Base30869 | VOM COST | On Peak | 2037-04-01 | Expected Values | 522.12 | 0 | Station_DSM2018_w30MW_Purch30870 | VOM COST | ALL | 2037-04-01 | Expected Values | 1461.77 | Station_DSM2018_w30MW_Purch30870 | VOM COST | Off Peak | 2037-04-01 | Expected Values | 945.12 | Station_DSM2018_w30MW_Purch30870 | VOM COST | On Peak | 2037-04-01 | Expected Values | 516.65 | 0
| Station_DSM2018_Base30869 | VOM COST | ALL | 2037-05-01 | Expected Values | 1706.37 | Station_DSM2018_Base30869 | VOM COST | Off Peak | 2037-05-01 | Expected Values | 1151.9 | Station_DSM2018_Base30869 | VOM COST | On Peak | 2037-05-01 | Expected Values | 554.47 | 0 | Station_DSM2018_w30MW_Purch30870 | VOM COST | ALL | 2037-05-01 | Expected Values | 1682.19 | Station_DSM2018_w30MW_Purch30870 | VOM COST | Off Peak | 2037-05-01 | Expected Values | 1136.37 | Station_DSM2018_w30MW_Purch30870 | VOM COST | On Peak | 2037-05-01 | Expected Values | 545.82 | 0
| Station_DSM2018_Base30869 | VOM COST | ALL | 2037-06-01 | Expected Values | 2013.94 | Station_DSM2018_Base30869 | VOM COST | Off Peak | 2037-06-01 | Expected Values | 1317.14 | Station_DSM2018_Base30869 | VOM COST | On Peak | 2037-06-01 | Expected Values | 696.8 | 0 | Station_DSM2018_w30MW_Purch30870 | VOM COST | ALL | 2037-06-01 | Expected Values | 1988.29 | Station_DSM2018_w30MW_Purch30870 | VOM COST | Off Peak | 2037-06-01 | Expected Values | 1301.1 | Station_DSM2018_w30MW_Purch30870 | VOM COST | On Peak | 2037-06-01 | Expected Values | 687.19 | 0
| Station_DSM2018_Base30869 | VOM COST | ALL | 2037-07-01 | Expected Values | 2119.7 | Station_DSM2018_Base30869 | VOM COST | Off Peak | 2037-07-01 | Expected Values | 1360.42 | Station_DSM2018_Base30869 | VOM COST | On Peak | 2037-07-01 | Expected Values | 759.28 | 0 | Station_DSM2018_w30MW_Purch30870 | VOM COST | ALL | 2037-07-01 | Expected Values | 2100.17 | Station_DSM2018_w30MW_Purch30870 | VOM COST | Off Peak | 2037-07-01 | Expected Values | 1347.41 | Station_DSM2018_w30MW_Purch30870 | VOM COST | On Peak | 2037-07-01 | Expected Values | 752.76 | 0
| Station_DSM2018_Base30869 | VOM COST | ALL | 2037-08-01 | Expected Values | 2113.75 | Station_DSM2018_Base30869 | VOM COST | Off Peak | 2037-08-01 | Expected Values | 1448.21 | Station_DSM2018_Base30869 | VOM COST | On Peak | 2037-08-01 | Expected Values | 665.54 | 0 | Station_DSM2018_w30MW_Purch30870 | VOM COST | ALL | 2037-08-01 | Expected Values | 2083.76 | Station_DSM2018_w30MW_Purch30870 | VOM COST | Off Peak | 2037-08-01 | Expected Values | 1430.17 | Station_DSM2018_w30MW_Purch30870 | VOM COST | On Peak | 2037-08-01 | Expected Values | 653.59 | 0
| Station_DSM2018_Base30869 | VOM COST | ALL | 2037-09-01 | Expected Values | 1976.3 | Station_DSM2018_Base30869 | VOM COST | Off Peak | 2037-09-01 | Expected Values | 1316.28 | Station_DSM2018_Base30869 | VOM COST | On Peak | 2037-09-01 | Expected Values | 660.02 | 0 | Station_DSM2018_w30MW_Purch30870 | VOM COST | ALL | 2037-09-01 | Expected Values | 1961.82 | Station_DSM2018_w30MW_Purch30870 | VOM COST | Off Peak | 2037-09-01 | Expected Values | 1306.57 | Station_DSM2018_w30MW_Purch30870 | VOM COST | On Peak | 2037-09-01 | Expected Values | 655.25 | 0
| Station_DSM2018_Base30869 | VOM COST | ALL | 2037-10-01 | Expected Values | 1781.14 | Station_DSM2018_Base30869 | VOM COST | Off Peak | 2037-10-01 | Expected Values | 1197.41 | Station_DSM2018_Base30869 | VOM COST | On Peak | 2037-10-01 | Expected Values | 583.73 | 0 | Station_DSM2018_w30MW_Purch30870 | VOM COST | ALL | 2037-10-01 | Expected Values | 1759.96 | Station_DSM2018_w30MW_Purch30870 | VOM COST | Off Peak | 2037-10-01 | Expected Values | 1183.53 | Station_DSM2018_w30MW_Purch30870 | VOM COST | On Peak | 2037-10-01 | Expected Values | 576.43 | 0
| Station_DSM2018_Base30869 | VOM COST | ALL | 2037-11-01 | Expected Values | 1349.83 | Station_DSM2018_Base30869 | VOM COST | Off Peak | 2037-11-01 | Expected Values | 1011.51 | Station_DSM2018_Base30869 | VOM COST | On Peak | 2037-11-01 | Expected Values | 338.31 | -0.01 | Station_DSM2018_w30MW_Purch30870 | VOM COST | ALL | 2037-11-01 | Expected Values | 1333.32 | Station_DSM2018_w30MW_Purch30870 | VOM COST | Off Peak | 2037-11-01 | Expected Values | 998.07 | Station_DSM2018_w30MW_Purch30870 | VOM COST | On Peak | 2037-11-01 | Expected Values | 335.25 | 0
| Station_DSM2018_Base30869 | VOM COST | ALL | 2037-12-01 | Expected Values | 1526.79 | Station_DSM2018_Base30869 | VOM COST | Off Peak | 2037-12-01 | Expected Values | 1096 | Station_DSM2018_Base30869 | VOM COST | On Peak | 2037-12-01 | Expected Values | 430.78 | -0.01 | Station_DSM2018_w30MW_Purch30870 | VOM COST | ALL | 2037-12-01 | Expected Values | 1511.23 | Station_DSM2018_w30MW_Purch30870 | VOM COST | Off Peak | 2037-12-01 | Expected Values | 1084.43 | Station_DSM2018_w30MW_Purch30870 | VOM COST | On Peak | 2037-12-01 | Expected Values | 426.81 | 0.01
| Station_DSM2018_Base30869 | VOM COST | ALL | 2038-01-01 | Expected Values | 1568 | Station_DSM2018_Base30869 | VOM COST | Off Peak | 2038-01-01 | Expected Values | 1152.21 | Station_DSM2018_Base30869 | VOM COST | On Peak | 2038-01-01 | Expected Values | 415.8 | 0.01 | Station_DSM2018_w30MW_Purch30870 | VOM COST | ALL | 2038-01-01 | Expected Values | 1552.91 | Station_DSM2018_w30MW_Purch30870 | VOM COST | Off Peak | 2038-01-01 | Expected Values | 1138.8 | Station_DSM2018_w30MW_Purch30870 | VOM COST | On Peak | 2038-01-01 | Expected Values | 414.11 | 0
| Station_DSM2018_Base30869 | VOM COST | ALL | 2038-02-01 | Expected Values | 1357.44 | Station_DSM2018_Base30869 | VOM COST | Off Peak | 2038-02-01 | Expected Values | 978.18 | Station_DSM2018_Base30869 | VOM COST | On Peak | 2038-02-01 | Expected Values | 379.26 | 0 | Station_DSM2018_w30MW_Purch30870 | VOM COST | ALL | 2038-02-01 | Expected Values | 1342.33 | Station_DSM2018_w30MW_Purch30870 | VOM COST | Off Peak | 2038-02-01 | Expected Values | 967.1 | Station_DSM2018_w30MW_Purch30870 | VOM COST | On Peak | 2038-02-01 | Expected Values | 375.23 | 0
| Station_DSM2018_Base30869 | VOM COST | ALL | 2038-03-01 | Expected Values | 1485.32 | Station_DSM2018_Base30869 | VOM COST | Off Peak | 2038-03-01 | Expected Values | 1083.44 | Station_DSM2018_Base30869 | VOM COST | On Peak | 2038-03-01 | Expected Values | 401.88 | 0 | Station_DSM2018_w30MW_Purch30870 | VOM COST | ALL | 2038-03-01 | Expected Values | 1470.59 | Station_DSM2018_w30MW_Purch30870 | VOM COST | Off Peak | 2038-03-01 | Expected Values | 1072.5 | Station_DSM2018_w30MW_Purch30870 | VOM COST | On Peak | 2038-03-01 | Expected Values | 398.1 | 0.01
| Station_DSM2018_Base30869 | VOM COST | ALL | 2038-04-01 | Expected Values | 1516.32 | Station_DSM2018_Base30869 | VOM COST | Off Peak | 2038-04-01 | Expected Values | 981.93 | Station_DSM2018_Base30869 | VOM COST | On Peak | 2038-04-01 | Expected Values | 534.39 | 0 | Station_DSM2018_w30MW_Purch30870 | VOM COST | ALL | 2038-04-01 | Expected Values | 1500.69 | Station_DSM2018_w30MW_Purch30870 | VOM COST | Off Peak | 2038-04-01 | Expected Values | 971.39 | Station_DSM2018_w30MW_Purch30870 | VOM COST | On Peak | 2038-04-01 | Expected Values | 529.3 | 0
| Station_DSM2018_Base30869 | VOM COST | ALL | 2038-05-01 | Expected Values | 1743.75 | Station_DSM2018_Base30869 | VOM COST | Off Peak | 2038-05-01 | Expected Values | 1175.18 | Station_DSM2018_Base30869 | VOM COST | On Peak | 2038-05-01 | Expected Values | 568.57 | 0 | Station_DSM2018_w30MW_Purch30870 | VOM COST | ALL | 2038-05-01 | Expected Values | 1719.45 | Station_DSM2018_w30MW_Purch30870 | VOM COST | Off Peak | 2038-05-01 | Expected Values | 1159.45 | Station_DSM2018_w30MW_Purch30870 | VOM COST | On Peak | 2038-05-01 | Expected Values | 560 | 0
| Station_DSM2018_Base30869 | VOM COST | ALL | 2038-06-01 | Expected Values | 2072.12 | Station_DSM2018_Base30869 | VOM COST | Off Peak | 2038-06-01 | Expected Values | 1361.4 | Station_DSM2018_Base30869 | VOM COST | On Peak | 2038-06-01 | Expected Values | 710.72 | 0 | Station_DSM2018_w30MW_Purch30870 | VOM COST | ALL | 2038-06-01 | Expected Values | 2048.17 | Station_DSM2018_w30MW_Purch30870 | VOM COST | Off Peak | 2038-06-01 | Expected Values | 1347.04 | Station_DSM2018_w30MW_Purch30870 | VOM COST | On Peak | 2038-06-01 | Expected Values | 701.13 | 0
| Station_DSM2018_Base30869 | VOM COST | ALL | 2038-07-01 | Expected Values | 2165.96 | Station_DSM2018_Base30869 | VOM COST | Off Peak | 2038-07-01 | Expected Values | 1417.74 | Station_DSM2018_Base30869 | VOM COST | On Peak | 2038-07-01 | Expected Values | 748.21 | -0.01 | Station_DSM2018_w30MW_Purch30870 | VOM COST | ALL | 2038-07-01 | Expected Values | 2144.44 | Station_DSM2018_w30MW_Purch30870 | VOM COST | Off Peak | 2038-07-01 | Expected Values | 1404.32 | Station_DSM2018_w30MW_Purch30870 | VOM COST | On Peak | 2038-07-01 | Expected Values | 740.12 | 0
| Station_DSM2018_Base30869 | VOM COST | ALL | 2038-08-01 | Expected Values | 2164.7 | Station_DSM2018_Base30869 | VOM COST | Off Peak | 2038-08-01 | Expected Values | 1453.97 | Station_DSM2018_Base30869 | VOM COST | On Peak | 2038-08-01 | Expected Values | 710.73 | 0 | Station_DSM2018_w30MW_Purch30870 | VOM COST | ALL | 2038-08-01 | Expected Values | 2131.47 | Station_DSM2018_w30MW_Purch30870 | VOM COST | Off Peak | 2038-08-01 | Expected Values | 1434.99 | Station_DSM2018_w30MW_Purch30870 | VOM COST | On Peak | 2038-08-01 | Expected Values | 696.48 | 0
| Station_DSM2018_Base30869 | VOM COST | ALL | 2038-09-01 | Expected Values | 2007.96 | Station_DSM2018_Base30869 | VOM COST | Off Peak | 2038-09-01 | Expected Values | 1337.34 | Station_DSM2018_Base30869 | VOM COST | On Peak | 2038-09-01 | Expected Values | 670.62 | 0 | Station_DSM2018_w30MW_Purch30870 | VOM COST | ALL | 2038-09-01 | Expected Values | 1992.99 | Station_DSM2018_w30MW_Purch30870 | VOM COST | Off Peak | 2038-09-01 | Expected Values | 1326.83 | Station_DSM2018_w30MW_Purch30870 | VOM COST | On Peak | 2038-09-01 | Expected Values | 666.16 | 0
| Station_DSM2018_Base30869 | VOM COST | ALL | 2038-10-01 | Expected Values | 1814.09 | Station_DSM2018_Base30869 | VOM COST | Off Peak | 2038-10-01 | Expected Values | 1251.53 | Station_DSM2018_Base30869 | VOM COST | On Peak | 2038-10-01 | Expected Values | 562.57 | 0.01 | Station_DSM2018_w30MW_Purch30870 | VOM COST | ALL | 2038-10-01 | Expected Values | 1795.84 | Station_DSM2018_w30MW_Purch30870 | VOM COST | Off Peak | 2038-10-01 | Expected Values | 1238.25 | Station_DSM2018_w30MW_Purch30870 | VOM COST | On Peak | 2038-10-01 | Expected Values | 557.59 | 0
| Station_DSM2018_Base30869 | VOM COST | ALL | 2038-11-01 | Expected Values | 1403 | Station_DSM2018_Base30869 | VOM COST | Off Peak | 2038-11-01 | Expected Values | 1030.16 | Station_DSM2018_Base30869 | VOM COST | On Peak | 2038-11-01 | Expected Values | 372.84 | 0 | Station_DSM2018_w30MW_Purch30870 | VOM COST | ALL | 2038-11-01 | Expected Values | 1385.39 | Station_DSM2018_w30MW_Purch30870 | VOM COST | Off Peak | 2038-11-01 | Expected Values | 1016.67 | Station_DSM2018_w30MW_Purch30870 | VOM COST | On Peak | 2038-11-01 | Expected Values | 368.72 | 0
| Station_DSM2018_Base30869 | VOM COST | ALL | 2038-12-01 | Expected Values | 1631.49 | Station_DSM2018_Base30869 | VOM COST | Off Peak | 2038-12-01 | Expected Values | 1166.73 | Station_DSM2018_Base30869 | VOM COST | On Peak | 2038-12-01 | Expected Values | 464.76 | 0 | Station_DSM2018_w30MW_Purch30870 | VOM COST | ALL | 2038-12-01 | Expected Values | 1614.23 | Station_DSM2018_w30MW_Purch30870 | VOM COST | Off Peak | 2038-12-01 | Expected Values | 1153.68 | Station_DSM2018_w30MW_Purch30870 | VOM COST | On Peak | 2038-12-01 | Expected Values | 460.55 | 0
| Station_DSM2018_Base30869 | VOM COST | ALL | 2039-01-01 | Expected Values | 1600.55 | Station_DSM2018_Base30869 | VOM COST | Off Peak | 2039-01-01 | Expected Values | 1175.19 | Station_DSM2018_Base30869 | VOM COST | On Peak | 2039-01-01 | Expected Values | 425.36 | 0 | Station_DSM2018_w30MW_Purch30870 | VOM COST | ALL | 2039-01-01 | Expected Values | 1586.15 | Station_DSM2018_w30MW_Purch30870 | VOM COST | Off Peak | 2039-01-01 | Expected Values | 1162.75 | Station_DSM2018_w30MW_Purch30870 | VOM COST | On Peak | 2039-01-01 | Expected Values | 423.4 | 0
| Station_DSM2018_Base30869 | VOM COST | ALL | 2039-02-01 | Expected Values | 1590.23 | Station_DSM2018_Base30869 | VOM COST | Off Peak | 2039-02-01 | Expected Values | 1120.28 | Station_DSM2018_Base30869 | VOM COST | On Peak | 2039-02-01 | Expected Values | 469.96 | 0.01 | Station_DSM2018_w30MW_Purch30870 | VOM COST | ALL | 2039-02-01 | Expected Values | 1566.41 | Station_DSM2018_w30MW_Purch30870 | VOM COST | Off Peak | 2039-02-01 | Expected Values | 1103.23 | Station_DSM2018_w30MW_Purch30870 | VOM COST | On Peak | 2039-02-01 | Expected Values | 463.18 | 0
| Station_DSM2018_Base30869 | VOM COST | ALL | 2039-03-01 | Expected Values | 1530.01 | Station_DSM2018_Base30869 | VOM COST | Off Peak | 2039-03-01 | Expected Values | 1111.19 | Station_DSM2018_Base30869 | VOM COST | On Peak | 2039-03-01 | Expected Values | 418.82 | 0 | Station_DSM2018_w30MW_Purch30870 | VOM COST | ALL | 2039-03-01 | Expected Values | 1508.99 | Station_DSM2018_w30MW_Purch30870 | VOM COST | Off Peak | 2039-03-01 | Expected Values | 1095.97 | Station_DSM2018_w30MW_Purch30870 | VOM COST | On Peak | 2039-03-01 | Expected Values | 413.02 | 0
| Station_DSM2018_Base30869 | VOM COST | ALL | 2039-04-01 | Expected Values | 1553.95 | Station_DSM2018_Base30869 | VOM COST | Off Peak | 2039-04-01 | Expected Values | 1029.81 | Station_DSM2018_Base30869 | VOM COST | On Peak | 2039-04-01 | Expected Values | 524.15 | 0.01 | Station_DSM2018_w30MW_Purch30870 | VOM COST | ALL | 2039-04-01 | Expected Values | 1536.98 | Station_DSM2018_w30MW_Purch30870 | VOM COST | Off Peak | 2039-04-01 | Expected Values | 1017.3 | Station_DSM2018_w30MW_Purch30870 | VOM COST | On Peak | 2039-04-01 | Expected Values | 519.68 | 0
| Station_DSM2018_Base30869 | VOM COST | ALL | 2039-05-01 | Expected Values | 1646.28 | Station_DSM2018_Base30869 | VOM COST | Off Peak | 2039-05-01 | Expected Values | 1062.36 | Station_DSM2018_Base30869 | VOM COST | On Peak | 2039-05-01 | Expected Values | 583.92 | 0 | Station_DSM2018_w30MW_Purch30870 | VOM COST | ALL | 2039-05-01 | Expected Values | 1640.37 | Station_DSM2018_w30MW_Purch30870 | VOM COST | Off Peak | 2039-05-01 | Expected Values | 1050.44 | Station_DSM2018_w30MW_Purch30870 | VOM COST | On Peak | 2039-05-01 | Expected Values | 589.94 | 0.01
| Station_DSM2018_Base30869 | VOM COST | ALL | 2039-06-01 | Expected Values | 1945.37 | Station_DSM2018_Base30869 | VOM COST | Off Peak | 2039-06-01 | Expected Values | 1257.5 | Station_DSM2018_Base30869 | VOM COST | On Peak | 2039-06-01 | Expected Values | 687.88 | 0.01 | Station_DSM2018_w30MW_Purch30870 | VOM COST | ALL | 2039-06-01 | Expected Values | 1930.03 | Station_DSM2018_w30MW_Purch30870 | VOM COST | Off Peak | 2039-06-01 | Expected Values | 1242.72 | Station_DSM2018_w30MW_Purch30870 | VOM COST | On Peak | 2039-06-01 | Expected Values | 687.31 | 0
| Station_DSM2018_Base30869 | VOM COST | ALL | 2039-07-01 | Expected Values | 2216.62 | Station_DSM2018_Base30869 | VOM COST | Off Peak | 2039-07-01 | Expected Values | 1490.94 | Station_DSM2018_Base30869 | VOM COST | On Peak | 2039-07-01 | Expected Values | 725.69 | 0.01 | Station_DSM2018_w30MW_Purch30870 | VOM COST | ALL | 2039-07-01 | Expected Values | 2189.85 | Station_DSM2018_w30MW_Purch30870 | VOM COST | Off Peak | 2039-07-01 | Expected Values | 1473.99 | Station_DSM2018_w30MW_Purch30870 | VOM COST | On Peak | 2039-07-01 | Expected Values | 715.86 | 0
| Station_DSM2018_Base30869 | VOM COST | ALL | 2039-08-01 | Expected Values | 2200.67 | Station_DSM2018_Base30869 | VOM COST | Off Peak | 2039-08-01 | Expected Values | 1449.63 | Station_DSM2018_Base30869 | VOM COST | On Peak | 2039-08-01 | Expected Values | 751.05 | 0.01 | Station_DSM2018_w30MW_Purch30870 | VOM COST | ALL | 2039-08-01 | Expected Values | 2180.77 | Station_DSM2018_w30MW_Purch30870 | VOM COST | Off Peak | 2039-08-01 | Expected Values | 1438.54 | Station_DSM2018_w30MW_Purch30870 | VOM COST | On Peak | 2039-08-01 | Expected Values | 742.23 | 0
| Station_DSM2018_Base30869 | VOM COST | ALL | 2039-09-01 | Expected Values | 2052.72 | Station_DSM2018_Base30869 | VOM COST | Off Peak | 2039-09-01 | Expected Values | 1367.1 | Station_DSM2018_Base30869 | VOM COST | On Peak | 2039-09-01 | Expected Values | 685.62 | 0 | Station_DSM2018_w30MW_Purch30870 | VOM COST | ALL | 2039-09-01 | Expected Values | 2033.77 | Station_DSM2018_w30MW_Purch30870 | VOM COST | Off Peak | 2039-09-01 | Expected Values | 1353.82 | Station_DSM2018_w30MW_Purch30870 | VOM COST | On Peak | 2039-09-01 | Expected Values | 679.96 | 0.01
| Station_DSM2018_Base30869 | VOM COST | ALL | 2039-10-01 | Expected Values | 1881.05 | Station_DSM2018_Base30869 | VOM COST | Off Peak | 2039-10-01 | Expected Values | 1280.93 | Station_DSM2018_Base30869 | VOM COST | On Peak | 2039-10-01 | Expected Values | 600.12 | 0 | Station_DSM2018_w30MW_Purch30870 | VOM COST | ALL | 2039-10-01 | Expected Values | 1858.15 | Station_DSM2018_w30MW_Purch30870 | VOM COST | Off Peak | 2039-10-01 | Expected Values | 1266.63 | Station_DSM2018_w30MW_Purch30870 | VOM COST | On Peak | 2039-10-01 | Expected Values | 591.52 | 0
| Station_DSM2018_Base30869 | VOM COST | ALL | 2039-11-01 | Expected Values | 1422.63 | Station_DSM2018_Base30869 | VOM COST | Off Peak | 2039-11-01 | Expected Values | 1046.74 | Station_DSM2018_Base30869 | VOM COST | On Peak | 2039-11-01 | Expected Values | 375.89 | 0 | Station_DSM2018_w30MW_Purch30870 | VOM COST | ALL | 2039-11-01 | Expected Values | 1405.26 | Station_DSM2018_w30MW_Purch30870 | VOM COST | Off Peak | 2039-11-01 | Expected Values | 1033.06 | Station_DSM2018_w30MW_Purch30870 | VOM COST | On Peak | 2039-11-01 | Expected Values | 372.2 | 0
| Station_DSM2018_Base30869 | VOM COST | ALL | 2039-12-01 | Expected Values | 1572.03 | Station_DSM2018_Base30869 | VOM COST | Off Peak | 2039-12-01 | Expected Values | 1146.08 | Station_DSM2018_Base30869 | VOM COST | On Peak | 2039-12-01 | Expected Values | 425.95 | 0 | Station_DSM2018_w30MW_Purch30870 | VOM COST | ALL | 2039-12-01 | Expected Values | 1554.27 | Station_DSM2018_w30MW_Purch30870 | VOM COST | Off Peak | 2039-12-01 | Expected Values | 1132.43 | Station_DSM2018_w30MW_Purch30870 | VOM COST | On Peak | 2039-12-01 | Expected Values | 421.84 | 0
| Station_DSM2018_Base30869 | VOM COST | ALL | 2040-01-01 | Expected Values | 1645.39 | Station_DSM2018_Base30869 | VOM COST | Off Peak | 2040-01-01 | Expected Values | 1192.58 | Station_DSM2018_Base30869 | VOM COST | On Peak | 2040-01-01 | Expected Values | 452.81 | 0 | Station_DSM2018_w30MW_Purch30870 | VOM COST | ALL | 2040-01-01 | Expected Values | 1628.39 | Station_DSM2018_w30MW_Purch30870 | VOM COST | Off Peak | 2040-01-01 | Expected Values | 1180.13 | Station_DSM2018_w30MW_Purch30870 | VOM COST | On Peak | 2040-01-01 | Expected Values | 448.26 | 0
| Station_DSM2018_Base30869 | VOM COST | ALL | 2040-02-01 | Expected Values | 1440.37 | Station_DSM2018_Base30869 | VOM COST | Off Peak | 2040-02-01 | Expected Values | 1042.37 | Station_DSM2018_Base30869 | VOM COST | On Peak | 2040-02-01 | Expected Values | 398 | 0 | Station_DSM2018_w30MW_Purch30870 | VOM COST | ALL | 2040-02-01 | Expected Values | 1424.69 | Station_DSM2018_w30MW_Purch30870 | VOM COST | Off Peak | 2040-02-01 | Expected Values | 1030.57 | Station_DSM2018_w30MW_Purch30870 | VOM COST | On Peak | 2040-02-01 | Expected Values | 394.12 | 0
| Station_DSM2018_Base30869 | VOM COST | ALL | 2040-03-01 | Expected Values | 1539.36 | Station_DSM2018_Base30869 | VOM COST | Off Peak | 2040-03-01 | Expected Values | 1137.11 | Station_DSM2018_Base30869 | VOM COST | On Peak | 2040-03-01 | Expected Values | 402.25 | 0 | Station_DSM2018_w30MW_Purch30870 | VOM COST | ALL | 2040-03-01 | Expected Values | 1522.68 | Station_DSM2018_w30MW_Purch30870 | VOM COST | Off Peak | 2040-03-01 | Expected Values | 1124.66 | Station_DSM2018_w30MW_Purch30870 | VOM COST | On Peak | 2040-03-01 | Expected Values | 398.02 | 0
| Station_DSM2018_Base30869 | VOM COST | ALL | 2040-04-01 | Expected Values | 1561.35 | Station_DSM2018_Base30869 | VOM COST | Off Peak | 2040-04-01 | Expected Values | 1026.31 | Station_DSM2018_Base30869 | VOM COST | On Peak | 2040-04-01 | Expected Values | 535.04 | 0 | Station_DSM2018_w30MW_Purch30870 | VOM COST | ALL | 2040-04-01 | Expected Values | 1536.54 | Station_DSM2018_w30MW_Purch30870 | VOM COST | Off Peak | 2040-04-01 | Expected Values | 1016.74 | Station_DSM2018_w30MW_Purch30870 | VOM COST | On Peak | 2040-04-01 | Expected Values | 519.8 | 0
| Station_DSM2018_Base30869 | VOM COST | ALL | 2040-05-01 | Expected Values | 1818.85 | Station_DSM2018_Base30869 | VOM COST | Off Peak | 2040-05-01 | Expected Values | 1176.93 | Station_DSM2018_Base30869 | VOM COST | On Peak | 2040-05-01 | Expected Values | 641.92 | 0 | Station_DSM2018_w30MW_Purch30870 | VOM COST | ALL | 2040-05-01 | Expected Values | 1785.29 | Station_DSM2018_w30MW_Purch30870 | VOM COST | Off Peak | 2040-05-01 | Expected Values | 1159.91 | Station_DSM2018_w30MW_Purch30870 | VOM COST | On Peak | 2040-05-01 | Expected Values | 625.39 | 0.01
| Station_DSM2018_Base30869 | VOM COST | ALL | 2040-06-01 | Expected Values | 2183.26 | Station_DSM2018_Base30869 | VOM COST | Off Peak | 2040-06-01 | Expected Values | 1455.76 | Station_DSM2018_Base30869 | VOM COST | On Peak | 2040-06-01 | Expected Values | 727.49 | -0.01 | Station_DSM2018_w30MW_Purch30870 | VOM COST | ALL | 2040-06-01 | Expected Values | 2161.09 | Station_DSM2018_w30MW_Purch30870 | VOM COST | Off Peak | 2040-06-01 | Expected Values | 1445.61 | Station_DSM2018_w30MW_Purch30870 | VOM COST | On Peak | 2040-06-01 | Expected Values | 715.48 | 0
| Station_DSM2018_Base30869 | VOM COST | ALL | 2040-07-01 | Expected Values | 2264.66 | Station_DSM2018_Base30869 | VOM COST | Off Peak | 2040-07-01 | Expected Values | 1490.05 | Station_DSM2018_Base30869 | VOM COST | On Peak | 2040-07-01 | Expected Values | 774.6 | -0.01 | Station_DSM2018_w30MW_Purch30870 | VOM COST | ALL | 2040-07-01 | Expected Values | 2238.79 | Station_DSM2018_w30MW_Purch30870 | VOM COST | Off Peak | 2040-07-01 | Expected Values | 1473.3 | Station_DSM2018_w30MW_Purch30870 | VOM COST | On Peak | 2040-07-01 | Expected Values | 765.49 | 0
| Station_DSM2018_Base30869 | VOM COST | ALL | 2040-08-01 | Expected Values | 2242.87 | Station_DSM2018_Base30869 | VOM COST | Off Peak | 2040-08-01 | Expected Values | 1492.38 | Station_DSM2018_Base30869 | VOM COST | On Peak | 2040-08-01 | Expected Values | 750.48 | -0.01 | Station_DSM2018_w30MW_Purch30870 | VOM COST | ALL | 2040-08-01 | Expected Values | 2222.4 | Station_DSM2018_w30MW_Purch30870 | VOM COST | Off Peak | 2040-08-01 | Expected Values | 1478.83 | Station_DSM2018_w30MW_Purch30870 | VOM COST | On Peak | 2040-08-01 | Expected Values | 743.56 | -0.01
| Station_DSM2018_Base30869 | VOM COST | ALL | 2040-09-01 | Expected Values | 2100.75 | Station_DSM2018_Base30869 | VOM COST | Off Peak | 2040-09-01 | Expected Values | 1453.43 | Station_DSM2018_Base30869 | VOM COST | On Peak | 2040-09-01 | Expected Values | 647.32 | 0 | Station_DSM2018_w30MW_Purch30870 | VOM COST | ALL | 2040-09-01 | Expected Values | 2077.78 | Station_DSM2018_w30MW_Purch30870 | VOM COST | Off Peak | 2040-09-01 | Expected Values | 1438.16 | Station_DSM2018_w30MW_Purch30870 | VOM COST | On Peak | 2040-09-01 | Expected Values | 639.62 | 0
| Station_DSM2018_Base30869 | VOM COST | ALL | 2040-10-01 | Expected Values | 1911.07 | Station_DSM2018_Base30869 | VOM COST | Off Peak | 2040-10-01 | Expected Values | 1249.89 | Station_DSM2018_Base30869 | VOM COST | On Peak | 2040-10-01 | Expected Values | 661.18 | 0 | Station_DSM2018_w30MW_Purch30870 | VOM COST | ALL | 2040-10-01 | Expected Values | 1885.23 | Station_DSM2018_w30MW_Purch30870 | VOM COST | Off Peak | 2040-10-01 | Expected Values | 1234.15 | Station_DSM2018_w30MW_Purch30870 | VOM COST | On Peak | 2040-10-01 | Expected Values | 651.08 | 0
| Station_DSM2018_Base30869 | VOM COST | ALL | 2040-11-01 | Expected Values | 1458.72 | Station_DSM2018_Base30869 | VOM COST | Off Peak | 2040-11-01 | Expected Values | 1076.68 | Station_DSM2018_Base30869 | VOM COST | On Peak | 2040-11-01 | Expected Values | 382.04 | 0 | Station_DSM2018_w30MW_Purch30870 | VOM COST | ALL | 2040-11-01 | Expected Values | 1444.44 | Station_DSM2018_w30MW_Purch30870 | VOM COST | Off Peak | 2040-11-01 | Expected Values | 1066.06 | Station_DSM2018_w30MW_Purch30870 | VOM COST | On Peak | 2040-11-01 | Expected Values | 378.38 | 0
| Station_DSM2018_Base30869 | VOM COST | ALL | 2040-12-01 | Expected Values | 1613.78 | Station_DSM2018_Base30869 | VOM COST | Off Peak | 2040-12-01 | Expected Values | 1199.18 | Station_DSM2018_Base30869 | VOM COST | On Peak | 2040-12-01 | Expected Values | 414.59 | -0.01 | Station_DSM2018_w30MW_Purch30870 | VOM COST | ALL | 2040-12-01 | Expected Values | 1598.87 | Station_DSM2018_w30MW_Purch30870 | VOM COST | Off Peak | 2040-12-01 | Expected Values | 1187.01 | Station_DSM2018_w30MW_Purch30870 | VOM COST | On Peak | 2040-12-01 | Expected Values | 411.86 | 0
| Station_DSM2018_Base30869 | VOM COST | ALL | 2041-01-01 | Expected Values | 1669.08 | Station_DSM2018_Base30869 | VOM COST | Off Peak | 2041-01-01 | Expected Values | 1186.9 | Station_DSM2018_Base30869 | VOM COST | On Peak | 2041-01-01 | Expected Values | 482.18 | 0 | Station_DSM2018_w30MW_Purch30870 | VOM COST | ALL | 2041-01-01 | Expected Values | 1652.95 | Station_DSM2018_w30MW_Purch30870 | VOM COST | Off Peak | 2041-01-01 | Expected Values | 1173.57 | Station_DSM2018_w30MW_Purch30870 | VOM COST | On Peak | 2041-01-01 | Expected Values | 479.37 | -0.01
| Station_DSM2018_Base30869 | VOM COST | ALL | 2041-02-01 | Expected Values | 1459.02 | Station_DSM2018_Base30869 | VOM COST | Off Peak | 2041-02-01 | Expected Values | 1052.95 | Station_DSM2018_Base30869 | VOM COST | On Peak | 2041-02-01 | Expected Values | 406.07 | 0 | Station_DSM2018_w30MW_Purch30870 | VOM COST | ALL | 2041-02-01 | Expected Values | 1440.22 | Station_DSM2018_w30MW_Purch30870 | VOM COST | Off Peak | 2041-02-01 | Expected Values | 1038.68 | Station_DSM2018_w30MW_Purch30870 | VOM COST | On Peak | 2041-02-01 | Expected Values | 401.54 | 0
| Station_DSM2018_Base30869 | VOM COST | ALL | 2041-03-01 | Expected Values | 1598.93 | Station_DSM2018_Base30869 | VOM COST | Off Peak | 2041-03-01 | Expected Values | 1198.79 | Station_DSM2018_Base30869 | VOM COST | On Peak | 2041-03-01 | Expected Values | 400.14 | 0 | Station_DSM2018_w30MW_Purch30870 | VOM COST | ALL | 2041-03-01 | Expected Values | 1580.09 | Station_DSM2018_w30MW_Purch30870 | VOM COST | Off Peak | 2041-03-01 | Expected Values | 1183.97 | Station_DSM2018_w30MW_Purch30870 | VOM COST | On Peak | 2041-03-01 | Expected Values | 396.12 | 0
| Station_DSM2018_Base30869 | VOM COST | ALL | 2041-04-01 | Expected Values | 1606.32 | Station_DSM2018_Base30869 | VOM COST | Off Peak | 2041-04-01 | Expected Values | 1044.09 | Station_DSM2018_Base30869 | VOM COST | On Peak | 2041-04-01 | Expected Values | 562.23 | 0 | Station_DSM2018_w30MW_Purch30870 | VOM COST | ALL | 2041-04-01 | Expected Values | 1589.64 | Station_DSM2018_w30MW_Purch30870 | VOM COST | Off Peak | 2041-04-01 | Expected Values | 1032.48 | Station_DSM2018_w30MW_Purch30870 | VOM COST | On Peak | 2041-04-01 | Expected Values | 557.16 | 0
| Station_DSM2018_Base30869 | VOM COST | ALL | 2041-05-01 | Expected Values | 1774.44 | Station_DSM2018_Base30869 | VOM COST | Off Peak | 2041-05-01 | Expected Values | 1140.38 | Station_DSM2018_Base30869 | VOM COST | On Peak | 2041-05-01 | Expected Values | 634.07 | 0.01 | Station_DSM2018_w30MW_Purch30870 | VOM COST | ALL | 2041-05-01 | Expected Values | 1724.08 | Station_DSM2018_w30MW_Purch30870 | VOM COST | Off Peak | 2041-05-01 | Expected Values | 1103.98 | Station_DSM2018_w30MW_Purch30870 | VOM COST | On Peak | 2041-05-01 | Expected Values | 620.1 | 0
| Station_DSM2018_Base30869 | VOM COST | ALL | 2041-06-01 | Expected Values | 2038.05 | Station_DSM2018_Base30869 | VOM COST | Off Peak | 2041-06-01 | Expected Values | 1374.7 | Station_DSM2018_Base30869 | VOM COST | On Peak | 2041-06-01 | Expected Values | 663.36 | 0.01 | Station_DSM2018_w30MW_Purch30870 | VOM COST | ALL | 2041-06-01 | Expected Values | 2014.12 | Station_DSM2018_w30MW_Purch30870 | VOM COST | Off Peak | 2041-06-01 | Expected Values | 1359.68 | Station_DSM2018_w30MW_Purch30870 | VOM COST | On Peak | 2041-06-01 | Expected Values | 654.44 | 0
| Station_DSM2018_Base30869 | VOM COST | ALL | 2041-07-01 | Expected Values | 2150.48 | Station_DSM2018_Base30869 | VOM COST | Off Peak | 2041-07-01 | Expected Values | 1357.58 | Station_DSM2018_Base30869 | VOM COST | On Peak | 2041-07-01 | Expected Values | 792.91 | 0.01 | Station_DSM2018_w30MW_Purch30870 | VOM COST | ALL | 2041-07-01 | Expected Values | 2126.35 | Station_DSM2018_w30MW_Purch30870 | VOM COST | Off Peak | 2041-07-01 | Expected Values | 1340.68 | Station_DSM2018_w30MW_Purch30870 | VOM COST | On Peak | 2041-07-01 | Expected Values | 785.67 | 0
| Station_DSM2018_Base30869 | VOM COST | ALL | 2041-08-01 | Expected Values | 2112.09 | Station_DSM2018_Base30869 | VOM COST | Off Peak | 2041-08-01 | Expected Values | 1388.48 | Station_DSM2018_Base30869 | VOM COST | On Peak | 2041-08-01 | Expected Values | 723.62 | 0.01 | Station_DSM2018_w30MW_Purch30870 | VOM COST | ALL | 2041-08-01 | Expected Values | 2089.03 | Station_DSM2018_w30MW_Purch30870 | VOM COST | Off Peak | 2041-08-01 | Expected Values | 1372.43 | Station_DSM2018_w30MW_Purch30870 | VOM COST | On Peak | 2041-08-01 | Expected Values | 716.6 | 0
| Station_DSM2018_Base30869 | VOM COST | ALL | 2041-09-01 | Expected Values | 1951.4 | Station_DSM2018_Base30869 | VOM COST | Off Peak | 2041-09-01 | Expected Values | 1311.29 | Station_DSM2018_Base30869 | VOM COST | On Peak | 2041-09-01 | Expected Values | 640.11 | 0 | Station_DSM2018_w30MW_Purch30870 | VOM COST | ALL | 2041-09-01 | Expected Values | 1932.99 | Station_DSM2018_w30MW_Purch30870 | VOM COST | Off Peak | 2041-09-01 | Expected Values | 1295.28 | Station_DSM2018_w30MW_Purch30870 | VOM COST | On Peak | 2041-09-01 | Expected Values | 637.72 | 0.01
| Station_DSM2018_Base30869 | VOM COST | ALL | 2041-10-01 | Expected Values | 1780.69 | Station_DSM2018_Base30869 | VOM COST | Off Peak | 2041-10-01 | Expected Values | 1139.49 | Station_DSM2018_Base30869 | VOM COST | On Peak | 2041-10-01 | Expected Values | 641.2 | 0 | Station_DSM2018_w30MW_Purch30870 | VOM COST | ALL | 2041-10-01 | Expected Values | 1763.59 | Station_DSM2018_w30MW_Purch30870 | VOM COST | Off Peak | 2041-10-01 | Expected Values | 1125.17 | Station_DSM2018_w30MW_Purch30870 | VOM COST | On Peak | 2041-10-01 | Expected Values | 638.43 | 0.01
| Station_DSM2018_Base30869 | VOM COST | ALL | 2041-11-01 | Expected Values | 1315.03 | Station_DSM2018_Base30869 | VOM COST | Off Peak | 2041-11-01 | Expected Values | 979.48 | Station_DSM2018_Base30869 | VOM COST | On Peak | 2041-11-01 | Expected Values | 335.55 | 0 | Station_DSM2018_w30MW_Purch30870 | VOM COST | ALL | 2041-11-01 | Expected Values | 1294.26 | Station_DSM2018_w30MW_Purch30870 | VOM COST | Off Peak | 2041-11-01 | Expected Values | 964.52 | Station_DSM2018_w30MW_Purch30870 | VOM COST | On Peak | 2041-11-01 | Expected Values | 329.75 | 0.01
| Station_DSM2018_Base30869 | VOM COST | ALL | 2041-12-01 | Expected Values | 1537.04 | Station_DSM2018_Base30869 | VOM COST | Off Peak | 2041-12-01 | Expected Values | 1119.44 | Station_DSM2018_Base30869 | VOM COST | On Peak | 2041-12-01 | Expected Values | 417.6 | 0 | Station_DSM2018_w30MW_Purch30870 | VOM COST | ALL | 2041-12-01 | Expected Values | 1516.66 | Station_DSM2018_w30MW_Purch30870 | VOM COST | Off Peak | 2041-12-01 | Expected Values | 1104.09 | Station_DSM2018_w30MW_Purch30870 | VOM COST | On Peak | 2041-12-01 | Expected Values | 412.56 | -0.01
| Station_DSM2018_Base30869 | VOM COST | ALL | 2042-01-01 | Expected Values | 1496.59 | Station_DSM2018_Base30869 | VOM COST | Off Peak | 2042-01-01 | Expected Values | 1052.91 | Station_DSM2018_Base30869 | VOM COST | On Peak | 2042-01-01 | Expected Values | 443.68 | 0 | Station_DSM2018_w30MW_Purch30870 | VOM COST | ALL | 2042-01-01 | Expected Values | 1478.5 | Station_DSM2018_w30MW_Purch30870 | VOM COST | Off Peak | 2042-01-01 | Expected Values | 1039.03 | Station_DSM2018_w30MW_Purch30870 | VOM COST | On Peak | 2042-01-01 | Expected Values | 439.48 | 0.01
| Station_DSM2018_Base30869 | VOM COST | ALL | 2042-02-01 | Expected Values | 1315.75 | Station_DSM2018_Base30869 | VOM COST | Off Peak | 2042-02-01 | Expected Values | 941.14 | Station_DSM2018_Base30869 | VOM COST | On Peak | 2042-02-01 | Expected Values | 374.61 | 0 | Station_DSM2018_w30MW_Purch30870 | VOM COST | ALL | 2042-02-01 | Expected Values | 1300.01 | Station_DSM2018_w30MW_Purch30870 | VOM COST | Off Peak | 2042-02-01 | Expected Values | 929.5 | Station_DSM2018_w30MW_Purch30870 | VOM COST | On Peak | 2042-02-01 | Expected Values | 370.52 | 0.01
| Station_DSM2018_Base30869 | VOM COST | ALL | 2042-03-01 | Expected Values | 1422.13 | Station_DSM2018_Base30869 | VOM COST | Off Peak | 2042-03-01 | Expected Values | 1060.81 | Station_DSM2018_Base30869 | VOM COST | On Peak | 2042-03-01 | Expected Values | 361.31 | -0.01 | Station_DSM2018_w30MW_Purch30870 | VOM COST | ALL | 2042-03-01 | Expected Values | 1402.01 | Station_DSM2018_w30MW_Purch30870 | VOM COST | Off Peak | 2042-03-01 | Expected Values | 1045.74 | Station_DSM2018_w30MW_Purch30870 | VOM COST | On Peak | 2042-03-01 | Expected Values | 356.27 | 0
| Station_DSM2018_Base30869 | VOM COST | ALL | 2042-04-01 | Expected Values | 1480.06 | Station_DSM2018_Base30869 | VOM COST | Off Peak | 2042-04-01 | Expected Values | 928.32 | Station_DSM2018_Base30869 | VOM COST | On Peak | 2042-04-01 | Expected Values | 551.74 | 0 | Station_DSM2018_w30MW_Purch30870 | VOM COST | ALL | 2042-04-01 | Expected Values | 1458.39 | Station_DSM2018_w30MW_Purch30870 | VOM COST | Off Peak | 2042-04-01 | Expected Values | 913.91 | Station_DSM2018_w30MW_Purch30870 | VOM COST | On Peak | 2042-04-01 | Expected Values | 544.48 | 0
| Station_DSM2018_Base30869 | VOM COST | ALL | 2042-05-01 | Expected Values | 1808.91 | Station_DSM2018_Base30869 | VOM COST | Off Peak | 2042-05-01 | Expected Values | 1189.3 | Station_DSM2018_Base30869 | VOM COST | On Peak | 2042-05-01 | Expected Values | 619.62 | 0.01 | Station_DSM2018_w30MW_Purch30870 | VOM COST | ALL | 2042-05-01 | Expected Values | 1775.11 | Station_DSM2018_w30MW_Purch30870 | VOM COST | Off Peak | 2042-05-01 | Expected Values | 1167.4 | Station_DSM2018_w30MW_Purch30870 | VOM COST | On Peak | 2042-05-01 | Expected Values | 607.71 | 0
| Station_DSM2018_Base30869 | VOM COST | ALL | 2042-06-01 | Expected Values | 2081.72 | Station_DSM2018_Base30869 | VOM COST | Off Peak | 2042-06-01 | Expected Values | 1374.08 | Station_DSM2018_Base30869 | VOM COST | On Peak | 2042-06-01 | Expected Values | 707.64 | 0 | Station_DSM2018_w30MW_Purch30870 | VOM COST | ALL | 2042-06-01 | Expected Values | 2062.5 | Station_DSM2018_w30MW_Purch30870 | VOM COST | Off Peak | 2042-06-01 | Expected Values | 1356.98 | Station_DSM2018_w30MW_Purch30870 | VOM COST | On Peak | 2042-06-01 | Expected Values | 705.53 | 0.01
| Station_DSM2018_Base30869 | VOM COST | ALL | 2042-07-01 | Expected Values | 2179.95 | Station_DSM2018_Base30869 | VOM COST | Off Peak | 2042-07-01 | Expected Values | 1374.63 | Station_DSM2018_Base30869 | VOM COST | On Peak | 2042-07-01 | Expected Values | 805.32 | 0 | Station_DSM2018_w30MW_Purch30870 | VOM COST | ALL | 2042-07-01 | Expected Values | 2161.81 | Station_DSM2018_w30MW_Purch30870 | VOM COST | Off Peak | 2042-07-01 | Expected Values | 1361.27 | Station_DSM2018_w30MW_Purch30870 | VOM COST | On Peak | 2042-07-01 | Expected Values | 800.54 | 0
| Station_DSM2018_Base30869 | VOM COST | ALL | 2042-08-01 | Expected Values | 2174.62 | Station_DSM2018_Base30869 | VOM COST | Off Peak | 2042-08-01 | Expected Values | 1468.05 | Station_DSM2018_Base30869 | VOM COST | On Peak | 2042-08-01 | Expected Values | 706.57 | 0 | Station_DSM2018_w30MW_Purch30870 | VOM COST | ALL | 2042-08-01 | Expected Values | 2149.41 | Station_DSM2018_w30MW_Purch30870 | VOM COST | Off Peak | 2042-08-01 | Expected Values | 1448.52 | Station_DSM2018_w30MW_Purch30870 | VOM COST | On Peak | 2042-08-01 | Expected Values | 700.9 | 0.01
| Station_DSM2018_Base30869 | VOM COST | ALL | 2042-09-01 | Expected Values | 2008.11 | Station_DSM2018_Base30869 | VOM COST | Off Peak | 2042-09-01 | Expected Values | 1318.46 | Station_DSM2018_Base30869 | VOM COST | On Peak | 2042-09-01 | Expected Values | 689.65 | 0 | Station_DSM2018_w30MW_Purch30870 | VOM COST | ALL | 2042-09-01 | Expected Values | 1989.42 | Station_DSM2018_w30MW_Purch30870 | VOM COST | Off Peak | 2042-09-01 | Expected Values | 1302.81 | Station_DSM2018_w30MW_Purch30870 | VOM COST | On Peak | 2042-09-01 | Expected Values | 686.61 | 0
| Station_DSM2018_Base30869 | VOM COST | ALL | 2042-10-01 | Expected Values | 1796.86 | Station_DSM2018_Base30869 | VOM COST | Off Peak | 2042-10-01 | Expected Values | 1155.89 | Station_DSM2018_Base30869 | VOM COST | On Peak | 2042-10-01 | Expected Values | 640.97 | 0 | Station_DSM2018_w30MW_Purch30870 | VOM COST | ALL | 2042-10-01 | Expected Values | 1780.02 | Station_DSM2018_w30MW_Purch30870 | VOM COST | Off Peak | 2042-10-01 | Expected Values | 1144.83 | Station_DSM2018_w30MW_Purch30870 | VOM COST | On Peak | 2042-10-01 | Expected Values | 635.19 | 0
| Station_DSM2018_Base30869 | VOM COST | ALL | 2042-11-01 | Expected Values | 1325.54 | Station_DSM2018_Base30869 | VOM COST | Off Peak | 2042-11-01 | Expected Values | 1004.74 | Station_DSM2018_Base30869 | VOM COST | On Peak | 2042-11-01 | Expected Values | 320.8 | 0 | Station_DSM2018_w30MW_Purch30870 | VOM COST | ALL | 2042-11-01 | Expected Values | 1298.38 | Station_DSM2018_w30MW_Purch30870 | VOM COST | Off Peak | 2042-11-01 | Expected Values | 982.63 | Station_DSM2018_w30MW_Purch30870 | VOM COST | On Peak | 2042-11-01 | Expected Values | 315.75 | 0
| Station_DSM2018_Base30869 | VOM COST | ALL | 2042-12-01 | Expected Values | 1560 | Station_DSM2018_Base30869 | VOM COST | Off Peak | 2042-12-01 | Expected Values | 1116.71 | Station_DSM2018_Base30869 | VOM COST | On Peak | 2042-12-01 | Expected Values | 443.3 | 0.01 | Station_DSM2018_w30MW_Purch30870 | VOM COST | ALL | 2042-12-01 | Expected Values | 1537.51 | Station_DSM2018_w30MW_Purch30870 | VOM COST | Off Peak | 2042-12-01 | Expected Values | 1099.43 | Station_DSM2018_w30MW_Purch30870 | VOM COST | On Peak | 2042-12-01 | Expected Values | 438.08 | 0
| Station_DSM2018_Base30890 | VOM COST | ALL | 2043-01-01 | Expected Values | 1494.36 | Station_DSM2018_Base30890 | VOM COST | Off Peak | 2043-01-01 | Expected Values | 1075.63 | Station_DSM2018_Base30890 | VOM COST | On Peak | 2043-01-01 | Expected Values | 418.73 | 0 | Station_DSM2018_w30MW_Purch30896 | VOM COST | ALL | 2043-01-01 | Expected Values | 1473.03 | Station_DSM2018_w30MW_Purch30896 | VOM COST | Off Peak | 2043-01-01 | Expected Values | 1059.17 | Station_DSM2018_w30MW_Purch30896 | VOM COST | On Peak | 2043-01-01 | Expected Values | 413.86 | 0
| Station_DSM2018_Base30890 | VOM COST | ALL | 2043-02-01 | Expected Values | 1313.68 | Station_DSM2018_Base30890 | VOM COST | Off Peak | 2043-02-01 | Expected Values | 942.36 | Station_DSM2018_Base30890 | VOM COST | On Peak | 2043-02-01 | Expected Values | 371.32 | 0 | Station_DSM2018_w30MW_Purch30896 | VOM COST | ALL | 2043-02-01 | Expected Values | 1302.73 | Station_DSM2018_w30MW_Purch30896 | VOM COST | Off Peak | 2043-02-01 | Expected Values | 932.65 | Station_DSM2018_w30MW_Purch30896 | VOM COST | On Peak | 2043-02-01 | Expected Values | 370.08 | 0
| Station_DSM2018_Base30890 | VOM COST | ALL | 2043-03-01 | Expected Values | 1380.11 | Station_DSM2018_Base30890 | VOM COST | Off Peak | 2043-03-01 | Expected Values | 1013.46 | Station_DSM2018_Base30890 | VOM COST | On Peak | 2043-03-01 | Expected Values | 366.65 | 0 | Station_DSM2018_w30MW_Purch30896 | VOM COST | ALL | 2043-03-01 | Expected Values | 1357.95 | Station_DSM2018_w30MW_Purch30896 | VOM COST | Off Peak | 2043-03-01 | Expected Values | 997.54 | Station_DSM2018_w30MW_Purch30896 | VOM COST | On Peak | 2043-03-01 | Expected Values | 360.41 | 0
| Station_DSM2018_Base30890 | VOM COST | ALL | 2043-04-01 | Expected Values | 1549.28 | Station_DSM2018_Base30890 | VOM COST | Off Peak | 2043-04-01 | Expected Values | 965.16 | Station_DSM2018_Base30890 | VOM COST | On Peak | 2043-04-01 | Expected Values | 584.12 | 0 | Station_DSM2018_w30MW_Purch30896 | VOM COST | ALL | 2043-04-01 | Expected Values | 1527.24 | Station_DSM2018_w30MW_Purch30896 | VOM COST | Off Peak | 2043-04-01 | Expected Values | 951.39 | Station_DSM2018_w30MW_Purch30896 | VOM COST | On Peak | 2043-04-01 | Expected Values | 575.85 | 0
| Station_DSM2018_Base30890 | VOM COST | ALL | 2043-05-01 | Expected Values | 1784.37 | Station_DSM2018_Base30890 | VOM COST | Off Peak | 2043-05-01 | Expected Values | 1221.81 | Station_DSM2018_Base30890 | VOM COST | On Peak | 2043-05-01 | Expected Values | 562.55 | -0.01 | Station_DSM2018_w30MW_Purch30896 | VOM COST | ALL | 2043-05-01 | Expected Values | 1767.54 | Station_DSM2018_w30MW_Purch30896 | VOM COST | Off Peak | 2043-05-01 | Expected Values | 1205.51 | Station_DSM2018_w30MW_Purch30896 | VOM COST | On Peak | 2043-05-01 | Expected Values | 562.02 | -0.01
| Station_DSM2018_Base30890 | VOM COST | ALL | 2043-06-01 | Expected Values | 2122.95 | Station_DSM2018_Base30890 | VOM COST | Off Peak | 2043-06-01 | Expected Values | 1357.16 | Station_DSM2018_Base30890 | VOM COST | On Peak | 2043-06-01 | Expected Values | 765.78 | -0.01 | Station_DSM2018_w30MW_Purch30896 | VOM COST | ALL | 2043-06-01 | Expected Values | 2080.24 | Station_DSM2018_w30MW_Purch30896 | VOM COST | Off Peak | 2043-06-01 | Expected Values | 1338.9 | Station_DSM2018_w30MW_Purch30896 | VOM COST | On Peak | 2043-06-01 | Expected Values | 741.34 | 0
| Station_DSM2018_Base30890 | VOM COST | ALL | 2043-07-01 | Expected Values | 2196.16 | Station_DSM2018_Base30890 | VOM COST | Off Peak | 2043-07-01 | Expected Values | 1376.61 | Station_DSM2018_Base30890 | VOM COST | On Peak | 2043-07-01 | Expected Values | 819.55 | 0 | Station_DSM2018_w30MW_Purch30896 | VOM COST | ALL | 2043-07-01 | Expected Values | 2181.65 | Station_DSM2018_w30MW_Purch30896 | VOM COST | Off Peak | 2043-07-01 | Expected Values | 1364.98 | Station_DSM2018_w30MW_Purch30896 | VOM COST | On Peak | 2043-07-01 | Expected Values | 816.67 | 0
| Station_DSM2018_Base30890 | VOM COST | ALL | 2043-08-01 | Expected Values | 2194.63 | Station_DSM2018_Base30890 | VOM COST | Off Peak | 2043-08-01 | Expected Values | 1476.98 | Station_DSM2018_Base30890 | VOM COST | On Peak | 2043-08-01 | Expected Values | 717.64 | -0.01 | Station_DSM2018_w30MW_Purch30896 | VOM COST | ALL | 2043-08-01 | Expected Values | 2164.02 | Station_DSM2018_w30MW_Purch30896 | VOM COST | Off Peak | 2043-08-01 | Expected Values | 1443.83 | Station_DSM2018_w30MW_Purch30896 | VOM COST | On Peak | 2043-08-01 | Expected Values | 720.19 | 0
| Station_DSM2018_Base30890 | VOM COST | ALL | 2043-09-01 | Expected Values | 2034.06 | Station_DSM2018_Base30890 | VOM COST | Off Peak | 2043-09-01 | Expected Values | 1326.98 | Station_DSM2018_Base30890 | VOM COST | On Peak | 2043-09-01 | Expected Values | 707.07 | -0.01 | Station_DSM2018_w30MW_Purch30896 | VOM COST | ALL | 2043-09-01 | Expected Values | 1999.59 | Station_DSM2018_w30MW_Purch30896 | VOM COST | Off Peak | 2043-09-01 | Expected Values | 1303.05 | Station_DSM2018_w30MW_Purch30896 | VOM COST | On Peak | 2043-09-01 | Expected Values | 696.53 | -0.01
| Station_DSM2018_Base30890 | VOM COST | ALL | 2043-10-01 | Expected Values | 1848.38 | Station_DSM2018_Base30890 | VOM COST | Off Peak | 2043-10-01 | Expected Values | 1219.57 | Station_DSM2018_Base30890 | VOM COST | On Peak | 2043-10-01 | Expected Values | 628.81 | 0 | Station_DSM2018_w30MW_Purch30896 | VOM COST | ALL | 2043-10-01 | Expected Values | 1820.42 | Station_DSM2018_w30MW_Purch30896 | VOM COST | Off Peak | 2043-10-01 | Expected Values | 1202.87 | Station_DSM2018_w30MW_Purch30896 | VOM COST | On Peak | 2043-10-01 | Expected Values | 617.55 | 0
| Station_DSM2018_Base30890 | VOM COST | ALL | 2043-11-01 | Expected Values | 1362.4 | Station_DSM2018_Base30890 | VOM COST | Off Peak | 2043-11-01 | Expected Values | 1011.82 | Station_DSM2018_Base30890 | VOM COST | On Peak | 2043-11-01 | Expected Values | 350.58 | 0 | Station_DSM2018_w30MW_Purch30896 | VOM COST | ALL | 2043-11-01 | Expected Values | 1341.94 | Station_DSM2018_w30MW_Purch30896 | VOM COST | Off Peak | 2043-11-01 | Expected Values | 996.78 | Station_DSM2018_w30MW_Purch30896 | VOM COST | On Peak | 2043-11-01 | Expected Values | 345.16 | 0
| Station_DSM2018_Base30890 | VOM COST | ALL | 2043-12-01 | Expected Values | 1541.97 | Station_DSM2018_Base30890 | VOM COST | Off Peak | 2043-12-01 | Expected Values | 1103.62 | Station_DSM2018_Base30890 | VOM COST | On Peak | 2043-12-01 | Expected Values | 438.35 | 0 | Station_DSM2018_w30MW_Purch30896 | VOM COST | ALL | 2043-12-01 | Expected Values | 1523.44 | Station_DSM2018_w30MW_Purch30896 | VOM COST | Off Peak | 2043-12-01 | Expected Values | 1091.05 | Station_DSM2018_w30MW_Purch30896 | VOM COST | On Peak | 2043-12-01 | Expected Values | 432.39 | 0
| Station_DSM2018_Base30890 | VOM COST | ALL | 2044-01-01 | Expected Values | 1561.89 | Station_DSM2018_Base30890 | VOM COST | Off Peak | 2044-01-01 | Expected Values | 1131.52 | Station_DSM2018_Base30890 | VOM COST | On Peak | 2044-01-01 | Expected Values | 430.38 | 0.01 | Station_DSM2018_w30MW_Purch30896 | VOM COST | ALL | 2044-01-01 | Expected Values | 1541.85 | Station_DSM2018_w30MW_Purch30896 | VOM COST | Off Peak | 2044-01-01 | Expected Values | 1115.84 | Station_DSM2018_w30MW_Purch30896 | VOM COST | On Peak | 2044-01-01 | Expected Values | 426.02 | 0.01
| Station_DSM2018_Base30890 | VOM COST | ALL | 2044-02-01 | Expected Values | 1312.08 | Station_DSM2018_Base30890 | VOM COST | Off Peak | 2044-02-01 | Expected Values | 939.52 | Station_DSM2018_Base30890 | VOM COST | On Peak | 2044-02-01 | Expected Values | 372.56 | 0 | Station_DSM2018_w30MW_Purch30896 | VOM COST | ALL | 2044-02-01 | Expected Values | 1295.86 | Station_DSM2018_w30MW_Purch30896 | VOM COST | Off Peak | 2044-02-01 | Expected Values | 927.67 | Station_DSM2018_w30MW_Purch30896 | VOM COST | On Peak | 2044-02-01 | Expected Values | 368.19 | 0
| Station_DSM2018_Base30890 | VOM COST | ALL | 2044-03-01 | Expected Values | 1493.28 | Station_DSM2018_Base30890 | VOM COST | Off Peak | 2044-03-01 | Expected Values | 1081.33 | Station_DSM2018_Base30890 | VOM COST | On Peak | 2044-03-01 | Expected Values | 411.95 | 0 | Station_DSM2018_w30MW_Purch30896 | VOM COST | ALL | 2044-03-01 | Expected Values | 1483.93 | Station_DSM2018_w30MW_Purch30896 | VOM COST | Off Peak | 2044-03-01 | Expected Values | 1074.12 | Station_DSM2018_w30MW_Purch30896 | VOM COST | On Peak | 2044-03-01 | Expected Values | 409.81 | 0
| Station_DSM2018_Base30890 | VOM COST | ALL | 2044-04-01 | Expected Values | 1445.61 | Station_DSM2018_Base30890 | VOM COST | Off Peak | 2044-04-01 | Expected Values | 949.41 | Station_DSM2018_Base30890 | VOM COST | On Peak | 2044-04-01 | Expected Values | 496.2 | 0 | Station_DSM2018_w30MW_Purch30896 | VOM COST | ALL | 2044-04-01 | Expected Values | 1425.23 | Station_DSM2018_w30MW_Purch30896 | VOM COST | Off Peak | 2044-04-01 | Expected Values | 936.5 | Station_DSM2018_w30MW_Purch30896 | VOM COST | On Peak | 2044-04-01 | Expected Values | 488.72 | -0.01
| Station_DSM2018_Base30890 | VOM COST | ALL | 2044-05-01 | Expected Values | 1577.22 | Station_DSM2018_Base30890 | VOM COST | Off Peak | 2044-05-01 | Expected Values | 1037.33 | Station_DSM2018_Base30890 | VOM COST | On Peak | 2044-05-01 | Expected Values | 539.89 | 0 | Station_DSM2018_w30MW_Purch30896 | VOM COST | ALL | 2044-05-01 | Expected Values | 1554.08 | Station_DSM2018_w30MW_Purch30896 | VOM COST | Off Peak | 2044-05-01 | Expected Values | 1021.79 | Station_DSM2018_w30MW_Purch30896 | VOM COST | On Peak | 2044-05-01 | Expected Values | 532.29 | 0
| Station_DSM2018_Base30890 | VOM COST | ALL | 2044-06-01 | Expected Values | 1892.88 | Station_DSM2018_Base30890 | VOM COST | Off Peak | 2044-06-01 | Expected Values | 1220.07 | Station_DSM2018_Base30890 | VOM COST | On Peak | 2044-06-01 | Expected Values | 672.81 | 0 | Station_DSM2018_w30MW_Purch30896 | VOM COST | ALL | 2044-06-01 | Expected Values | 1861.69 | Station_DSM2018_w30MW_Purch30896 | VOM COST | Off Peak | 2044-06-01 | Expected Values | 1200.78 | Station_DSM2018_w30MW_Purch30896 | VOM COST | On Peak | 2044-06-01 | Expected Values | 660.9 | -0.01
| Station_DSM2018_Base30890 | VOM COST | ALL | 2044-07-01 | Expected Values | 2122.64 | Station_DSM2018_Base30890 | VOM COST | Off Peak | 2044-07-01 | Expected Values | 1438.15 | Station_DSM2018_Base30890 | VOM COST | On Peak | 2044-07-01 | Expected Values | 684.49 | 0 | Station_DSM2018_w30MW_Purch30896 | VOM COST | ALL | 2044-07-01 | Expected Values | 2095.15 | Station_DSM2018_w30MW_Purch30896 | VOM COST | Off Peak | 2044-07-01 | Expected Values | 1420.47 | Station_DSM2018_w30MW_Purch30896 | VOM COST | On Peak | 2044-07-01 | Expected Values | 674.67 | -0.01
| Station_DSM2018_Base30890 | VOM COST | ALL | 2044-08-01 | Expected Values | 2142.75 | Station_DSM2018_Base30890 | VOM COST | Off Peak | 2044-08-01 | Expected Values | 1417.98 | Station_DSM2018_Base30890 | VOM COST | On Peak | 2044-08-01 | Expected Values | 724.77 | 0 | Station_DSM2018_w30MW_Purch30896 | VOM COST | ALL | 2044-08-01 | Expected Values | 2112.27 | Station_DSM2018_w30MW_Purch30896 | VOM COST | Off Peak | 2044-08-01 | Expected Values | 1398.29 | Station_DSM2018_w30MW_Purch30896 | VOM COST | On Peak | 2044-08-01 | Expected Values | 713.97 | -0.01
| Station_DSM2018_Base30890 | VOM COST | ALL | 2044-09-01 | Expected Values | 1992.26 | Station_DSM2018_Base30890 | VOM COST | Off Peak | 2044-09-01 | Expected Values | 1332.47 | Station_DSM2018_Base30890 | VOM COST | On Peak | 2044-09-01 | Expected Values | 659.8 | 0.01 | Station_DSM2018_w30MW_Purch30896 | VOM COST | ALL | 2044-09-01 | Expected Values | 1973.83 | Station_DSM2018_w30MW_Purch30896 | VOM COST | Off Peak | 2044-09-01 | Expected Values | 1319.88 | Station_DSM2018_w30MW_Purch30896 | VOM COST | On Peak | 2044-09-01 | Expected Values | 653.95 | 0
| Station_DSM2018_Base30890 | VOM COST | ALL | 2044-10-01 | Expected Values | 1826.36 | Station_DSM2018_Base30890 | VOM COST | Off Peak | 2044-10-01 | Expected Values | 1249.11 | Station_DSM2018_Base30890 | VOM COST | On Peak | 2044-10-01 | Expected Values | 577.25 | 0 | Station_DSM2018_w30MW_Purch30896 | VOM COST | ALL | 2044-10-01 | Expected Values | 1807.36 | Station_DSM2018_w30MW_Purch30896 | VOM COST | Off Peak | 2044-10-01 | Expected Values | 1235.54 | Station_DSM2018_w30MW_Purch30896 | VOM COST | On Peak | 2044-10-01 | Expected Values | 571.82 | 0
| Station_DSM2018_Base30890 | VOM COST | ALL | 2044-11-01 | Expected Values | 1364.07 | Station_DSM2018_Base30890 | VOM COST | Off Peak | 2044-11-01 | Expected Values | 999.22 | Station_DSM2018_Base30890 | VOM COST | On Peak | 2044-11-01 | Expected Values | 364.85 | 0 | Station_DSM2018_w30MW_Purch30896 | VOM COST | ALL | 2044-11-01 | Expected Values | 1346.11 | Station_DSM2018_w30MW_Purch30896 | VOM COST | Off Peak | 2044-11-01 | Expected Values | 987.09 | Station_DSM2018_w30MW_Purch30896 | VOM COST | On Peak | 2044-11-01 | Expected Values | 359.02 | 0
| Station_DSM2018_Base30890 | VOM COST | ALL | 2044-12-01 | Expected Values | 1564.38 | Station_DSM2018_Base30890 | VOM COST | Off Peak | 2044-12-01 | Expected Values | 1150.02 | Station_DSM2018_Base30890 | VOM COST | On Peak | 2044-12-01 | Expected Values | 414.36 | 0 | Station_DSM2018_w30MW_Purch30896 | VOM COST | ALL | 2044-12-01 | Expected Values | 1548.33 | Station_DSM2018_w30MW_Purch30896 | VOM COST | Off Peak | 2044-12-01 | Expected Values | 1138.34 | Station_DSM2018_w30MW_Purch30896 | VOM COST | On Peak | 2044-12-01 | Expected Values | 409.99 | 0
| Station_DSM2018_Base30890 | VOM COST | ALL | 2045-01-01 | Expected Values | 1540.75 | Station_DSM2018_Base30890 | VOM COST | Off Peak | 2045-01-01 | Expected Values | 1085.7 | Station_DSM2018_Base30890 | VOM COST | On Peak | 2045-01-01 | Expected Values | 455.06 | 0.01 | Station_DSM2018_w30MW_Purch30896 | VOM COST | ALL | 2045-01-01 | Expected Values | 1521.72 | Station_DSM2018_w30MW_Purch30896 | VOM COST | Off Peak | 2045-01-01 | Expected Values | 1071.84 | Station_DSM2018_w30MW_Purch30896 | VOM COST | On Peak | 2045-01-01 | Expected Values | 449.89 | 0.01
| Station_DSM2018_Base30890 | VOM COST | ALL | 2045-02-01 | Expected Values | 1633.46 | Station_DSM2018_Base30890 | VOM COST | Off Peak | 2045-02-01 | Expected Values | 1152.94 | Station_DSM2018_Base30890 | VOM COST | On Peak | 2045-02-01 | Expected Values | 480.52 | 0 | Station_DSM2018_w30MW_Purch30896 | VOM COST | ALL | 2045-02-01 | Expected Values | 1605.3 | Station_DSM2018_w30MW_Purch30896 | VOM COST | Off Peak | 2045-02-01 | Expected Values | 1133.69 | Station_DSM2018_w30MW_Purch30896 | VOM COST | On Peak | 2045-02-01 | Expected Values | 471.6 | -0.01
| Station_DSM2018_Base30890 | VOM COST | ALL | 2045-03-01 | Expected Values | 1556.87 | Station_DSM2018_Base30890 | VOM COST | Off Peak | 2045-03-01 | Expected Values | 1123.75 | Station_DSM2018_Base30890 | VOM COST | On Peak | 2045-03-01 | Expected Values | 433.12 | 0 | Station_DSM2018_w30MW_Purch30896 | VOM COST | ALL | 2045-03-01 | Expected Values | 1534.76 | Station_DSM2018_w30MW_Purch30896 | VOM COST | Off Peak | 2045-03-01 | Expected Values | 1107.91 | Station_DSM2018_w30MW_Purch30896 | VOM COST | On Peak | 2045-03-01 | Expected Values | 426.86 | 0.01
| Station_DSM2018_Base30890 | VOM COST | ALL | 2045-04-01 | Expected Values | 1523.31 | Station_DSM2018_Base30890 | VOM COST | Off Peak | 2045-04-01 | Expected Values | 1019.48 | Station_DSM2018_Base30890 | VOM COST | On Peak | 2045-04-01 | Expected Values | 503.83 | 0 | Station_DSM2018_w30MW_Purch30896 | VOM COST | ALL | 2045-04-01 | Expected Values | 1503.02 | Station_DSM2018_w30MW_Purch30896 | VOM COST | Off Peak | 2045-04-01 | Expected Values | 1005.54 | Station_DSM2018_w30MW_Purch30896 | VOM COST | On Peak | 2045-04-01 | Expected Values | 497.49 | 0.01
| Station_DSM2018_Base30890 | VOM COST | ALL | 2045-05-01 | Expected Values | 1849.29 | Station_DSM2018_Base30890 | VOM COST | Off Peak | 2045-05-01 | Expected Values | 1205.04 | Station_DSM2018_Base30890 | VOM COST | On Peak | 2045-05-01 | Expected Values | 644.24 | -0.01 | Station_DSM2018_w30MW_Purch30896 | VOM COST | ALL | 2045-05-01 | Expected Values | 1829.34 | Station_DSM2018_w30MW_Purch30896 | VOM COST | Off Peak | 2045-05-01 | Expected Values | 1191.84 | Station_DSM2018_w30MW_Purch30896 | VOM COST | On Peak | 2045-05-01 | Expected Values | 637.5 | 0
| Station_DSM2018_Base30890 | VOM COST | ALL | 2045-06-01 | Expected Values | 2082.15 | Station_DSM2018_Base30890 | VOM COST | Off Peak | 2045-06-01 | Expected Values | 1366.09 | Station_DSM2018_Base30890 | VOM COST | On Peak | 2045-06-01 | Expected Values | 716.06 | 0 | Station_DSM2018_w30MW_Purch30896 | VOM COST | ALL | 2045-06-01 | Expected Values | 2054.91 | Station_DSM2018_w30MW_Purch30896 | VOM COST | Off Peak | 2045-06-01 | Expected Values | 1348.37 | Station_DSM2018_w30MW_Purch30896 | VOM COST | On Peak | 2045-06-01 | Expected Values | 706.54 | 0
| Station_DSM2018_Base30890 | VOM COST | ALL | 2045-07-01 | Expected Values | 2221.33 | Station_DSM2018_Base30890 | VOM COST | Off Peak | 2045-07-01 | Expected Values | 1506.27 | Station_DSM2018_Base30890 | VOM COST | On Peak | 2045-07-01 | Expected Values | 715.06 | 0 | Station_DSM2018_w30MW_Purch30896 | VOM COST | ALL | 2045-07-01 | Expected Values | 2196.04 | Station_DSM2018_w30MW_Purch30896 | VOM COST | Off Peak | 2045-07-01 | Expected Values | 1489.44 | Station_DSM2018_w30MW_Purch30896 | VOM COST | On Peak | 2045-07-01 | Expected Values | 706.6 | 0
| Station_DSM2018_Base30890 | VOM COST | ALL | 2045-08-01 | Expected Values | 2206.7 | Station_DSM2018_Base30890 | VOM COST | Off Peak | 2045-08-01 | Expected Values | 1467.54 | Station_DSM2018_Base30890 | VOM COST | On Peak | 2045-08-01 | Expected Values | 739.16 | 0 | Station_DSM2018_w30MW_Purch30896 | VOM COST | ALL | 2045-08-01 | Expected Values | 2176.36 | Station_DSM2018_w30MW_Purch30896 | VOM COST | Off Peak | 2045-08-01 | Expected Values | 1447.92 | Station_DSM2018_w30MW_Purch30896 | VOM COST | On Peak | 2045-08-01 | Expected Values | 728.44 | 0
| Station_DSM2018_Base30890 | VOM COST | ALL | 2045-09-01 | Expected Values | 2051.45 | Station_DSM2018_Base30890 | VOM COST | Off Peak | 2045-09-01 | Expected Values | 1406.21 | Station_DSM2018_Base30890 | VOM COST | On Peak | 2045-09-01 | Expected Values | 645.25 | 0.01 | Station_DSM2018_w30MW_Purch30896 | VOM COST | ALL | 2045-09-01 | Expected Values | 2025.14 | Station_DSM2018_w30MW_Purch30896 | VOM COST | Off Peak | 2045-09-01 | Expected Values | 1388.45 | Station_DSM2018_w30MW_Purch30896 | VOM COST | On Peak | 2045-09-01 | Expected Values | 636.69 | 0
| Station_DSM2018_Base30890 | VOM COST | ALL | 2045-10-01 | Expected Values | 1864.27 | Station_DSM2018_Base30890 | VOM COST | Off Peak | 2045-10-01 | Expected Values | 1239.84 | Station_DSM2018_Base30890 | VOM COST | On Peak | 2045-10-01 | Expected Values | 624.43 | 0 | Station_DSM2018_w30MW_Purch30896 | VOM COST | ALL | 2045-10-01 | Expected Values | 1841.45 | Station_DSM2018_w30MW_Purch30896 | VOM COST | Off Peak | 2045-10-01 | Expected Values | 1224.92 | Station_DSM2018_w30MW_Purch30896 | VOM COST | On Peak | 2045-10-01 | Expected Values | 616.53 | 0
| Station_DSM2018_Base30890 | VOM COST | ALL | 2045-11-01 | Expected Values | 1381.32 | Station_DSM2018_Base30890 | VOM COST | Off Peak | 2045-11-01 | Expected Values | 1019.28 | Station_DSM2018_Base30890 | VOM COST | On Peak | 2045-11-01 | Expected Values | 362.04 | 0 | Station_DSM2018_w30MW_Purch30896 | VOM COST | ALL | 2045-11-01 | Expected Values | 1358.12 | Station_DSM2018_w30MW_Purch30896 | VOM COST | Off Peak | 2045-11-01 | Expected Values | 1001.63 | Station_DSM2018_w30MW_Purch30896 | VOM COST | On Peak | 2045-11-01 | Expected Values | 356.49 | 0
| Station_DSM2018_Base30890 | VOM COST | ALL | 2045-12-01 | Expected Values | 1598.92 | Station_DSM2018_Base30890 | VOM COST | Off Peak | 2045-12-01 | Expected Values | 1188.64 | Station_DSM2018_Base30890 | VOM COST | On Peak | 2045-12-01 | Expected Values | 410.29 | 0.01 | Station_DSM2018_w30MW_Purch30896 | VOM COST | ALL | 2045-12-01 | Expected Values | 1578.55 | Station_DSM2018_w30MW_Purch30896 | VOM COST | Off Peak | 2045-12-01 | Expected Values | 1172.99 | Station_DSM2018_w30MW_Purch30896 | VOM COST | On Peak | 2045-12-01 | Expected Values | 405.56 | 0
| Station_DSM2018_Base30890 | VOM COST | ALL | 2046-01-01 | Expected Values | 1548.06 | Station_DSM2018_Base30890 | VOM COST | Off Peak | 2046-01-01 | Expected Values | 1087.34 | Station_DSM2018_Base30890 | VOM COST | On Peak | 2046-01-01 | Expected Values | 460.73 | 0.01 | Station_DSM2018_w30MW_Purch30896 | VOM COST | ALL | 2046-01-01 | Expected Values | 1518.82 | Station_DSM2018_w30MW_Purch30896 | VOM COST | Off Peak | 2046-01-01 | Expected Values | 1065.83 | Station_DSM2018_w30MW_Purch30896 | VOM COST | On Peak | 2046-01-01 | Expected Values | 452.99 | 0
| Station_DSM2018_Base30890 | VOM COST | ALL | 2046-02-01 | Expected Values | 1389.21 | Station_DSM2018_Base30890 | VOM COST | Off Peak | 2046-02-01 | Expected Values | 995.4 | Station_DSM2018_Base30890 | VOM COST | On Peak | 2046-02-01 | Expected Values | 393.82 | 0.01 | Station_DSM2018_w30MW_Purch30896 | VOM COST | ALL | 2046-02-01 | Expected Values | 1361.09 | Station_DSM2018_w30MW_Purch30896 | VOM COST | Off Peak | 2046-02-01 | Expected Values | 974.45 | Station_DSM2018_w30MW_Purch30896 | VOM COST | On Peak | 2046-02-01 | Expected Values | 386.65 | 0.01
| Station_DSM2018_Base30890 | VOM COST | ALL | 2046-03-01 | Expected Values | 1519.17 | Station_DSM2018_Base30890 | VOM COST | Off Peak | 2046-03-01 | Expected Values | 1113.57 | Station_DSM2018_Base30890 | VOM COST | On Peak | 2046-03-01 | Expected Values | 405.6 | 0 | Station_DSM2018_w30MW_Purch30896 | VOM COST | ALL | 2046-03-01 | Expected Values | 1488.11 | Station_DSM2018_w30MW_Purch30896 | VOM COST | Off Peak | 2046-03-01 | Expected Values | 1090.23 | Station_DSM2018_w30MW_Purch30896 | VOM COST | On Peak | 2046-03-01 | Expected Values | 397.88 | 0
| Station_DSM2018_Base30890 | VOM COST | ALL | 2046-04-01 | Expected Values | 1549.63 | Station_DSM2018_Base30890 | VOM COST | Off Peak | 2046-04-01 | Expected Values | 1016.58 | Station_DSM2018_Base30890 | VOM COST | On Peak | 2046-04-01 | Expected Values | 533.05 | 0 | Station_DSM2018_w30MW_Purch30896 | VOM COST | ALL | 2046-04-01 | Expected Values | 1517.31 | Station_DSM2018_w30MW_Purch30896 | VOM COST | Off Peak | 2046-04-01 | Expected Values | 993.42 | Station_DSM2018_w30MW_Purch30896 | VOM COST | On Peak | 2046-04-01 | Expected Values | 523.89 | 0
| Station_DSM2018_Base30890 | VOM COST | ALL | 2046-05-01 | Expected Values | 1872.12 | Station_DSM2018_Base30890 | VOM COST | Off Peak | 2046-05-01 | Expected Values | 1232.1 | Station_DSM2018_Base30890 | VOM COST | On Peak | 2046-05-01 | Expected Values | 640.02 | 0 | Station_DSM2018_w30MW_Purch30896 | VOM COST | ALL | 2046-05-01 | Expected Values | 1851.42 | Station_DSM2018_w30MW_Purch30896 | VOM COST | Off Peak | 2046-05-01 | Expected Values | 1217.76 | Station_DSM2018_w30MW_Purch30896 | VOM COST | On Peak | 2046-05-01 | Expected Values | 633.66 | 0
| Station_DSM2018_Base30890 | VOM COST | ALL | 2046-06-01 | Expected Values | 2136.12 | Station_DSM2018_Base30890 | VOM COST | Off Peak | 2046-06-01 | Expected Values | 1449.2 | Station_DSM2018_Base30890 | VOM COST | On Peak | 2046-06-01 | Expected Values | 686.92 | 0 | Station_DSM2018_w30MW_Purch30896 | VOM COST | ALL | 2046-06-01 | Expected Values | 2111.13 | Station_DSM2018_w30MW_Purch30896 | VOM COST | Off Peak | 2046-06-01 | Expected Values | 1432.81 | Station_DSM2018_w30MW_Purch30896 | VOM COST | On Peak | 2046-06-01 | Expected Values | 678.32 | 0
| Station_DSM2018_Base30890 | VOM COST | ALL | 2046-07-01 | Expected Values | 2222.91 | Station_DSM2018_Base30890 | VOM COST | Off Peak | 2046-07-01 | Expected Values | 1485.44 | Station_DSM2018_Base30890 | VOM COST | On Peak | 2046-07-01 | Expected Values | 737.47 | 0 | Station_DSM2018_w30MW_Purch30896 | VOM COST | ALL | 2046-07-01 | Expected Values | 2189.61 | Station_DSM2018_w30MW_Purch30896 | VOM COST | Off Peak | 2046-07-01 | Expected Values | 1463.42 | Station_DSM2018_w30MW_Purch30896 | VOM COST | On Peak | 2046-07-01 | Expected Values | 726.19 | 0
| Station_DSM2018_Base30890 | VOM COST | ALL | 2046-08-01 | Expected Values | 2255.4 | Station_DSM2018_Base30890 | VOM COST | Off Peak | 2046-08-01 | Expected Values | 1478.68 | Station_DSM2018_Base30890 | VOM COST | On Peak | 2046-08-01 | Expected Values | 776.72 | 0 | Station_DSM2018_w30MW_Purch30896 | VOM COST | ALL | 2046-08-01 | Expected Values | 2224.6 | Station_DSM2018_w30MW_Purch30896 | VOM COST | Off Peak | 2046-08-01 | Expected Values | 1459.07 | Station_DSM2018_w30MW_Purch30896 | VOM COST | On Peak | 2046-08-01 | Expected Values | 765.53 | 0
| Station_DSM2018_Base30890 | VOM COST | ALL | 2046-09-01 | Expected Values | 2090.93 | Station_DSM2018_Base30890 | VOM COST | Off Peak | 2046-09-01 | Expected Values | 1458.04 | Station_DSM2018_Base30890 | VOM COST | On Peak | 2046-09-01 | Expected Values | 632.9 | 0.01 | Station_DSM2018_w30MW_Purch30896 | VOM COST | ALL | 2046-09-01 | Expected Values | 2067.58 | Station_DSM2018_w30MW_Purch30896 | VOM COST | Off Peak | 2046-09-01 | Expected Values | 1441.39 | Station_DSM2018_w30MW_Purch30896 | VOM COST | On Peak | 2046-09-01 | Expected Values | 626.18 | -0.01
| Station_DSM2018_Base30890 | VOM COST | ALL | 2046-10-01 | Expected Values | 1951.6 | Station_DSM2018_Base30890 | VOM COST | Off Peak | 2046-10-01 | Expected Values | 1249.97 | Station_DSM2018_Base30890 | VOM COST | On Peak | 2046-10-01 | Expected Values | 701.64 | 0.01 | Station_DSM2018_w30MW_Purch30896 | VOM COST | ALL | 2046-10-01 | Expected Values | 1934.11 | Station_DSM2018_w30MW_Purch30896 | VOM COST | Off Peak | 2046-10-01 | Expected Values | 1237.45 | Station_DSM2018_w30MW_Purch30896 | VOM COST | On Peak | 2046-10-01 | Expected Values | 696.66 | 0
| Station_DSM2018_Base30890 | VOM COST | ALL | 2046-11-01 | Expected Values | 1415.75 | Station_DSM2018_Base30890 | VOM COST | Off Peak | 2046-11-01 | Expected Values | 1034.21 | Station_DSM2018_Base30890 | VOM COST | On Peak | 2046-11-01 | Expected Values | 381.54 | 0 | Station_DSM2018_w30MW_Purch30896 | VOM COST | ALL | 2046-11-01 | Expected Values | 1391.92 | Station_DSM2018_w30MW_Purch30896 | VOM COST | Off Peak | 2046-11-01 | Expected Values | 1017.26 | Station_DSM2018_w30MW_Purch30896 | VOM COST | On Peak | 2046-11-01 | Expected Values | 374.66 | 0
| Station_DSM2018_Base30890 | VOM COST | ALL | 2046-12-01 | Expected Values | 1683.04 | Station_DSM2018_Base30890 | VOM COST | Off Peak | 2046-12-01 | Expected Values | 1249.5 | Station_DSM2018_Base30890 | VOM COST | On Peak | 2046-12-01 | Expected Values | 433.54 | 0 | Station_DSM2018_w30MW_Purch30896 | VOM COST | ALL | 2046-12-01 | Expected Values | 1657.13 | Station_DSM2018_w30MW_Purch30896 | VOM COST | Off Peak | 2046-12-01 | Expected Values | 1230.44 | Station_DSM2018_w30MW_Purch30896 | VOM COST | On Peak | 2046-12-01 | Expected Values | 426.69 | 0
| Station_DSM2018_Base30890 | VOM COST | ALL | 2047-01-01 | Expected Values | 1583.02 | Station_DSM2018_Base30890 | VOM COST | Off Peak | 2047-01-01 | Expected Values | 1108.82 | Station_DSM2018_Base30890 | VOM COST | On Peak | 2047-01-01 | Expected Values | 474.19 | -0.01 | Station_DSM2018_w30MW_Purch30896 | VOM COST | ALL | 2047-01-01 | Expected Values | 1560.84 | Station_DSM2018_w30MW_Purch30896 | VOM COST | Off Peak | 2047-01-01 | Expected Values | 1093.03 | Station_DSM2018_w30MW_Purch30896 | VOM COST | On Peak | 2047-01-01 | Expected Values | 467.8 | -0.01
| Station_DSM2018_Base30890 | VOM COST | ALL | 2047-02-01 | Expected Values | 1403.33 | Station_DSM2018_Base30890 | VOM COST | Off Peak | 2047-02-01 | Expected Values | 1007.73 | Station_DSM2018_Base30890 | VOM COST | On Peak | 2047-02-01 | Expected Values | 395.61 | 0.01 | Station_DSM2018_w30MW_Purch30896 | VOM COST | ALL | 2047-02-01 | Expected Values | 1378.3 | Station_DSM2018_w30MW_Purch30896 | VOM COST | Off Peak | 2047-02-01 | Expected Values | 989.49 | Station_DSM2018_w30MW_Purch30896 | VOM COST | On Peak | 2047-02-01 | Expected Values | 388.8 | -0.01
| Station_DSM2018_Base30890 | VOM COST | ALL | 2047-03-01 | Expected Values | 1554.36 | Station_DSM2018_Base30890 | VOM COST | Off Peak | 2047-03-01 | Expected Values | 1159.91 | Station_DSM2018_Base30890 | VOM COST | On Peak | 2047-03-01 | Expected Values | 394.44 | -0.01 | Station_DSM2018_w30MW_Purch30896 | VOM COST | ALL | 2047-03-01 | Expected Values | 1506.62 | Station_DSM2018_w30MW_Purch30896 | VOM COST | Off Peak | 2047-03-01 | Expected Values | 1121.57 | Station_DSM2018_w30MW_Purch30896 | VOM COST | On Peak | 2047-03-01 | Expected Values | 385.05 | 0
| Station_DSM2018_Base30890 | VOM COST | ALL | 2047-04-01 | Expected Values | 1589.05 | Station_DSM2018_Base30890 | VOM COST | Off Peak | 2047-04-01 | Expected Values | 1023.45 | Station_DSM2018_Base30890 | VOM COST | On Peak | 2047-04-01 | Expected Values | 565.59 | -0.01 | Station_DSM2018_w30MW_Purch30896 | VOM COST | ALL | 2047-04-01 | Expected Values | 1562.33 | Station_DSM2018_w30MW_Purch30896 | VOM COST | Off Peak | 2047-04-01 | Expected Values | 1007.52 | Station_DSM2018_w30MW_Purch30896 | VOM COST | On Peak | 2047-04-01 | Expected Values | 554.8 | -0.01
| Station_DSM2018_Base30890 | VOM COST | ALL | 2047-05-01 | Expected Values | 1930.05 | Station_DSM2018_Base30890 | VOM COST | Off Peak | 2047-05-01 | Expected Values | 1264.76 | Station_DSM2018_Base30890 | VOM COST | On Peak | 2047-05-01 | Expected Values | 665.28 | -0.01 | Station_DSM2018_w30MW_Purch30896 | VOM COST | ALL | 2047-05-01 | Expected Values | 1912.97 | Station_DSM2018_w30MW_Purch30896 | VOM COST | Off Peak | 2047-05-01 | Expected Values | 1252.35 | Station_DSM2018_w30MW_Purch30896 | VOM COST | On Peak | 2047-05-01 | Expected Values | 660.61 | -0.01
| Station_DSM2018_Base30890 | VOM COST | ALL | 2047-06-01 | Expected Values | 2194.55 | Station_DSM2018_Base30890 | VOM COST | Off Peak | 2047-06-01 | Expected Values | 1507.49 | Station_DSM2018_Base30890 | VOM COST | On Peak | 2047-06-01 | Expected Values | 687.07 | 0.01 | Station_DSM2018_w30MW_Purch30896 | VOM COST | ALL | 2047-06-01 | Expected Values | 2166.64 | Station_DSM2018_w30MW_Purch30896 | VOM COST | Off Peak | 2047-06-01 | Expected Values | 1488.58 | Station_DSM2018_w30MW_Purch30896 | VOM COST | On Peak | 2047-06-01 | Expected Values | 678.06 | 0
| Station_DSM2018_Base30890 | VOM COST | ALL | 2047-07-01 | Expected Values | 2257.67 | Station_DSM2018_Base30890 | VOM COST | Off Peak | 2047-07-01 | Expected Values | 1467.87 | Station_DSM2018_Base30890 | VOM COST | On Peak | 2047-07-01 | Expected Values | 789.8 | 0 | Station_DSM2018_w30MW_Purch30896 | VOM COST | ALL | 2047-07-01 | Expected Values | 2229.57 | Station_DSM2018_w30MW_Purch30896 | VOM COST | Off Peak | 2047-07-01 | Expected Values | 1450.05 | Station_DSM2018_w30MW_Purch30896 | VOM COST | On Peak | 2047-07-01 | Expected Values | 779.52 | 0
| Station_DSM2018_Base30890 | VOM COST | ALL | 2047-08-01 | Expected Values | 2272.02 | Station_DSM2018_Base30890 | VOM COST | Off Peak | 2047-08-01 | Expected Values | 1525.78 | Station_DSM2018_Base30890 | VOM COST | On Peak | 2047-08-01 | Expected Values | 746.24 | 0 | Station_DSM2018_w30MW_Purch30896 | VOM COST | ALL | 2047-08-01 | Expected Values | 2241.27 | Station_DSM2018_w30MW_Purch30896 | VOM COST | Off Peak | 2047-08-01 | Expected Values | 1505.66 | Station_DSM2018_w30MW_Purch30896 | VOM COST | On Peak | 2047-08-01 | Expected Values | 735.61 | 0
| Station_DSM2018_Base30890 | VOM COST | ALL | 2047-09-01 | Expected Values | 2103.89 | Station_DSM2018_Base30890 | VOM COST | Off Peak | 2047-09-01 | Expected Values | 1442.2 | Station_DSM2018_Base30890 | VOM COST | On Peak | 2047-09-01 | Expected Values | 661.69 | 0 | Station_DSM2018_w30MW_Purch30896 | VOM COST | ALL | 2047-09-01 | Expected Values | 2075.82 | Station_DSM2018_w30MW_Purch30896 | VOM COST | Off Peak | 2047-09-01 | Expected Values | 1422.78 | Station_DSM2018_w30MW_Purch30896 | VOM COST | On Peak | 2047-09-01 | Expected Values | 653.04 | 0
| Station_DSM2018_Base30890 | VOM COST | ALL | 2047-10-01 | Expected Values | 1933.13 | Station_DSM2018_Base30890 | VOM COST | Off Peak | 2047-10-01 | Expected Values | 1261.22 | Station_DSM2018_Base30890 | VOM COST | On Peak | 2047-10-01 | Expected Values | 671.91 | 0 | Station_DSM2018_w30MW_Purch30896 | VOM COST | ALL | 2047-10-01 | Expected Values | 1908.98 | Station_DSM2018_w30MW_Purch30896 | VOM COST | Off Peak | 2047-10-01 | Expected Values | 1245.81 | Station_DSM2018_w30MW_Purch30896 | VOM COST | On Peak | 2047-10-01 | Expected Values | 663.16 | -0.01
| Station_DSM2018_Base30890 | VOM COST | ALL | 2047-11-01 | Expected Values | 1419.76 | Station_DSM2018_Base30890 | VOM COST | Off Peak | 2047-11-01 | Expected Values | 1057.98 | Station_DSM2018_Base30890 | VOM COST | On Peak | 2047-11-01 | Expected Values | 361.79 | 0.01 | Station_DSM2018_w30MW_Purch30896 | VOM COST | ALL | 2047-11-01 | Expected Values | 1401.79 | Station_DSM2018_w30MW_Purch30896 | VOM COST | Off Peak | 2047-11-01 | Expected Values | 1044.92 | Station_DSM2018_w30MW_Purch30896 | VOM COST | On Peak | 2047-11-01 | Expected Values | 356.87 | 0
| Station_DSM2018_Base30890 | VOM COST | ALL | 2047-12-01 | Expected Values | 1688.21 | Station_DSM2018_Base30890 | VOM COST | Off Peak | 2047-12-01 | Expected Values | 1234.63 | Station_DSM2018_Base30890 | VOM COST | On Peak | 2047-12-01 | Expected Values | 453.58 | 0 | Station_DSM2018_w30MW_Purch30896 | VOM COST | ALL | 2047-12-01 | Expected Values | 1666.18 | Station_DSM2018_w30MW_Purch30896 | VOM COST | Off Peak | 2047-12-01 | Expected Values | 1217.69 | Station_DSM2018_w30MW_Purch30896 | VOM COST | On Peak | 2047-12-01 | Expected Values | 448.48 | -0.01

## Generation Check
Base Run: | DSM2018_Base_ABJJE .@18-Jun-08 10:19
Change Run: | DSM2018_w30MW_Purch_ABJJE .@18-Jun-08 14:44
| BASE CASE GEN (GWh) | [18 empty] | CHANGE CASE GEN (MWh) | [18 empty] | Base Run Annual Generation |  | Base Run Fuel Cost ($) |  | Base Run VOM Cost ($)
| Section | Variable | TOD | Date | Iteration | Value | Section | Variable | TOD | Date | Iteration | Value | Section | Variable | TOD | Date | Iteration | Value | Check | Section | Variable | TOD | Date | Iteration | Value | Section | Variable | TOD | Date | Iteration | Value | Section | Variable | TOD | Date | Iteration | Value | Check | Row Labels | Sum of Value | Row Labels | Sum of TOD - ALL | Row Labels | Sum of TOD - ALL |  | AVERAGE SYSTEM $/MWh
| Station_DSM2018_Base30869 | Generation | ALL | 2018-01-01 | Expected Values | 1515.91 | Station_DSM2018_Base30869 | Generation | Off Peak | 2018-01-01 | Expected Values | 1090.44 | Station_DSM2018_Base30869 | Generation | On Peak | 2018-01-01 | Expected Values | 425.47 | 0 | Station_DSM2018_w30MW_Purch30870 | Generation | ALL | 2018-01-01 | Expected Values | 1515.93 | Station_DSM2018_w30MW_Purch30870 | Generation | Off Peak | 2018-01-01 | Expected Values | 1090.46 | Station_DSM2018_w30MW_Purch30870 | Generation | On Peak | 2018-01-01 | Expected Values | 425.48 | 0.01 | 2018 | 20465.78 | 2018 | 441889920 | 2018 | 11368770 | 2018 | 22.1471
| Station_DSM2018_Base30869 | Generation | ALL | 2018-02-01 | Expected Values | 1337.92 | Station_DSM2018_Base30869 | Generation | Off Peak | 2018-02-01 | Expected Values | 980.04 | Station_DSM2018_Base30869 | Generation | On Peak | 2018-02-01 | Expected Values | 357.88 | 0 | Station_DSM2018_w30MW_Purch30870 | Generation | ALL | 2018-02-01 | Expected Values | 1337.97 | Station_DSM2018_w30MW_Purch30870 | Generation | Off Peak | 2018-02-01 | Expected Values | 980.05 | Station_DSM2018_w30MW_Purch30870 | Generation | On Peak | 2018-02-01 | Expected Values | 357.92 | 0 | 2019 | 20608.51 | 2019 | 456282470 | 2019 | 10715020 | 2019 | 22.6604
| Station_DSM2018_Base30869 | Generation | ALL | 2018-03-01 | Expected Values | 1474.92 | Station_DSM2018_Base30869 | Generation | Off Peak | 2018-03-01 | Expected Values | 1098.58 | Station_DSM2018_Base30869 | Generation | On Peak | 2018-03-01 | Expected Values | 376.35 | 0.01 | Station_DSM2018_w30MW_Purch30870 | Generation | ALL | 2018-03-01 | Expected Values | 1475.39 | Station_DSM2018_w30MW_Purch30870 | Generation | Off Peak | 2018-03-01 | Expected Values | 1098.88 | Station_DSM2018_w30MW_Purch30870 | Generation | On Peak | 2018-03-01 | Expected Values | 376.51 | 0 | 2020 | 20860.56 | 2020 | 496923310 | 2020 | 10950500 | 2020 | 24.3461
| Station_DSM2018_Base30869 | Generation | ALL | 2018-04-01 | Expected Values | 1567 | Station_DSM2018_Base30869 | Generation | Off Peak | 2018-04-01 | Expected Values | 1046.39 | Station_DSM2018_Base30869 | Generation | On Peak | 2018-04-01 | Expected Values | 520.6 | -0.01 | Station_DSM2018_w30MW_Purch30870 | Generation | ALL | 2018-04-01 | Expected Values | 1567.66 | Station_DSM2018_w30MW_Purch30870 | Generation | Off Peak | 2018-04-01 | Expected Values | 1046.66 | Station_DSM2018_w30MW_Purch30870 | Generation | On Peak | 2018-04-01 | Expected Values | 521.01 | 0.01 | 2021 | 21132.34 | 2021 | 528147110 | 2021 | 10829890 | 2021 | 25.5048
| Station_DSM2018_Base30869 | Generation | ALL | 2018-05-01 | Expected Values | 1831.98 | Station_DSM2018_Base30869 | Generation | Off Peak | 2018-05-01 | Expected Values | 1174.48 | Station_DSM2018_Base30869 | Generation | On Peak | 2018-05-01 | Expected Values | 657.5 | 0 | Station_DSM2018_w30MW_Purch30870 | Generation | ALL | 2018-05-01 | Expected Values | 1831.73 | Station_DSM2018_w30MW_Purch30870 | Generation | Off Peak | 2018-05-01 | Expected Values | 1174.51 | Station_DSM2018_w30MW_Purch30870 | Generation | On Peak | 2018-05-01 | Expected Values | 657.22 | 0 | 2022 | 21317.91 | 2022 | 552109740 | 2022 | 11627960 | 2022 | 26.4443
| Station_DSM2018_Base30869 | Generation | ALL | 2018-06-01 | Expected Values | 1989.87 | Station_DSM2018_Base30869 | Generation | Off Peak | 2018-06-01 | Expected Values | 1327.11 | Station_DSM2018_Base30869 | Generation | On Peak | 2018-06-01 | Expected Values | 662.76 | 0 | Station_DSM2018_w30MW_Purch30870 | Generation | ALL | 2018-06-01 | Expected Values | 1990.1 | Station_DSM2018_w30MW_Purch30870 | Generation | Off Peak | 2018-06-01 | Expected Values | 1327.2 | Station_DSM2018_w30MW_Purch30870 | Generation | On Peak | 2018-06-01 | Expected Values | 662.9 | 0 | 2023 | 21580.17 | 2023 | 555496550 | 2023 | 10498410 | 2023 | 26.2275
| Station_DSM2018_Base30869 | Generation | ALL | 2018-07-01 | Expected Values | 2054.12 | Station_DSM2018_Base30869 | Generation | Off Peak | 2018-07-01 | Expected Values | 1351.86 | Station_DSM2018_Base30869 | Generation | On Peak | 2018-07-01 | Expected Values | 702.26 | 0 | Station_DSM2018_w30MW_Purch30870 | Generation | ALL | 2018-07-01 | Expected Values | 2054.61 | Station_DSM2018_w30MW_Purch30870 | Generation | Off Peak | 2018-07-01 | Expected Values | 1351.98 | Station_DSM2018_w30MW_Purch30870 | Generation | On Peak | 2018-07-01 | Expected Values | 702.63 | 0 | 2024 | 21848.34 | 2024 | 594270880 | 2024 | 11259540 | 2024 | 27.7152
| Station_DSM2018_Base30869 | Generation | ALL | 2018-08-01 | Expected Values | 2080.65 | Station_DSM2018_Base30869 | Generation | Off Peak | 2018-08-01 | Expected Values | 1349.75 | Station_DSM2018_Base30869 | Generation | On Peak | 2018-08-01 | Expected Values | 730.9 | 0 | Station_DSM2018_w30MW_Purch30870 | Generation | ALL | 2018-08-01 | Expected Values | 2080.65 | Station_DSM2018_w30MW_Purch30870 | Generation | Off Peak | 2018-08-01 | Expected Values | 1349.71 | Station_DSM2018_w30MW_Purch30870 | Generation | On Peak | 2018-08-01 | Expected Values | 730.95 | 0.01 | 2025 | 22141.38 | 2025 | 636466370 | 2025 | 12408520 | 2025 | 29.306
| Station_DSM2018_Base30869 | Generation | ALL | 2018-09-01 | Expected Values | 1939.8 | Station_DSM2018_Base30869 | Generation | Off Peak | 2018-09-01 | Expected Values | 1334.71 | Station_DSM2018_Base30869 | Generation | On Peak | 2018-09-01 | Expected Values | 605.09 | 0 | Station_DSM2018_w30MW_Purch30870 | Generation | ALL | 2018-09-01 | Expected Values | 1939.87 | Station_DSM2018_w30MW_Purch30870 | Generation | Off Peak | 2018-09-01 | Expected Values | 1334.74 | Station_DSM2018_w30MW_Purch30870 | Generation | On Peak | 2018-09-01 | Expected Values | 605.14 | 0.01 | 2026 | 22294.04 | 2026 | 669831860 | 2026 | 13057500 | 2026 | 30.631
| Station_DSM2018_Base30869 | Generation | ALL | 2018-10-01 | Expected Values | 1731.33 | Station_DSM2018_Base30869 | Generation | Off Peak | 2018-10-01 | Expected Values | 1112.01 | Station_DSM2018_Base30869 | Generation | On Peak | 2018-10-01 | Expected Values | 619.32 | 0 | Station_DSM2018_w30MW_Purch30870 | Generation | ALL | 2018-10-01 | Expected Values | 1731.67 | Station_DSM2018_w30MW_Purch30870 | Generation | Off Peak | 2018-10-01 | Expected Values | 1112.26 | Station_DSM2018_w30MW_Purch30870 | Generation | On Peak | 2018-10-01 | Expected Values | 619.42 | 0.01 | 2027 | 22592.82 | 2027 | 718682450 | 2027 | 14106910 | 2027 | 32.4346
| Station_DSM2018_Base30869 | Generation | ALL | 2018-11-01 | Expected Values | 1406.17 | Station_DSM2018_Base30869 | Generation | Off Peak | 2018-11-01 | Expected Values | 1038.8 | Station_DSM2018_Base30869 | Generation | On Peak | 2018-11-01 | Expected Values | 367.37 | 0 | Station_DSM2018_w30MW_Purch30870 | Generation | ALL | 2018-11-01 | Expected Values | 1406.59 | Station_DSM2018_w30MW_Purch30870 | Generation | Off Peak | 2018-11-01 | Expected Values | 1039.07 | Station_DSM2018_w30MW_Purch30870 | Generation | On Peak | 2018-11-01 | Expected Values | 367.53 | 0.01 | 2028 | 22911.35 | 2028 | 798250820 | 2028 | 15239840 | 2028 | 35.506
| Station_DSM2018_Base30869 | Generation | ALL | 2018-12-01 | Expected Values | 1536.11 | Station_DSM2018_Base30869 | Generation | Off Peak | 2018-12-01 | Expected Values | 1155.79 | Station_DSM2018_Base30869 | Generation | On Peak | 2018-12-01 | Expected Values | 380.31 | -0.01 | Station_DSM2018_w30MW_Purch30870 | Generation | ALL | 2018-12-01 | Expected Values | 1536.41 | Station_DSM2018_w30MW_Purch30870 | Generation | Off Peak | 2018-12-01 | Expected Values | 1156.01 | Station_DSM2018_w30MW_Purch30870 | Generation | On Peak | 2018-12-01 | Expected Values | 380.4 | 0 | 2029 | 23229.11 | 2029 | 851307220 | 2029 | 15486160 | 2029 | 37.315
| Station_DSM2018_Base30869 | Generation | ALL | 2019-01-01 | Expected Values | 1525.73 | Station_DSM2018_Base30869 | Generation | Off Peak | 2019-01-01 | Expected Values | 1097.87 | Station_DSM2018_Base30869 | Generation | On Peak | 2019-01-01 | Expected Values | 427.86 | 0 | Station_DSM2018_w30MW_Purch30870 | Generation | ALL | 2019-01-01 | Expected Values | 1525.75 | Station_DSM2018_w30MW_Purch30870 | Generation | Off Peak | 2019-01-01 | Expected Values | 1097.86 | Station_DSM2018_w30MW_Purch30870 | Generation | On Peak | 2019-01-01 | Expected Values | 427.89 | 0 | 2030 | 23512.3 | 2030 | 939844750 | 2030 | 16085240 | 2030 | 40.6566
| Station_DSM2018_Base30869 | Generation | ALL | 2019-02-01 | Expected Values | 1344.97 | Station_DSM2018_Base30869 | Generation | Off Peak | 2019-02-01 | Expected Values | 985.01 | Station_DSM2018_Base30869 | Generation | On Peak | 2019-02-01 | Expected Values | 359.96 | 0 | Station_DSM2018_w30MW_Purch30870 | Generation | ALL | 2019-02-01 | Expected Values | 1345.1 | Station_DSM2018_w30MW_Purch30870 | Generation | Off Peak | 2019-02-01 | Expected Values | 985.09 | Station_DSM2018_w30MW_Purch30870 | Generation | On Peak | 2019-02-01 | Expected Values | 360.01 | 0 | 2031 | 23790.79 | 2031 | 983710130 | 2031 | 16885520 | 2031 | 42.0581
| Station_DSM2018_Base30869 | Generation | ALL | 2019-03-01 | Expected Values | 1484.48 | Station_DSM2018_Base30869 | Generation | Off Peak | 2019-03-01 | Expected Values | 1121.32 | Station_DSM2018_Base30869 | Generation | On Peak | 2019-03-01 | Expected Values | 363.16 | 0 | Station_DSM2018_w30MW_Purch30870 | Generation | ALL | 2019-03-01 | Expected Values | 1484.71 | Station_DSM2018_w30MW_Purch30870 | Generation | Off Peak | 2019-03-01 | Expected Values | 1121.45 | Station_DSM2018_w30MW_Purch30870 | Generation | On Peak | 2019-03-01 | Expected Values | 363.27 | 0.01 | 2032 | 24082.18 | 2032 | 1067319150 | 2032 | 17799790 | 2032 | 45.059
| Station_DSM2018_Base30869 | Generation | ALL | 2019-04-01 | Expected Values | 1585.98 | Station_DSM2018_Base30869 | Generation | Off Peak | 2019-04-01 | Expected Values | 1033.74 | Station_DSM2018_Base30869 | Generation | On Peak | 2019-04-01 | Expected Values | 552.24 | 0 | Station_DSM2018_w30MW_Purch30870 | Generation | ALL | 2019-04-01 | Expected Values | 1586.16 | Station_DSM2018_w30MW_Purch30870 | Generation | Off Peak | 2019-04-01 | Expected Values | 1033.82 | Station_DSM2018_w30MW_Purch30870 | Generation | On Peak | 2019-04-01 | Expected Values | 552.34 | 0 | 2033 | 24366.42 | 2033 | 1102437330 | 2033 | 18518610 | 2033 | 46.0041
| Station_DSM2018_Base30869 | Generation | ALL | 2019-05-01 | Expected Values | 1847.45 | Station_DSM2018_Base30869 | Generation | Off Peak | 2019-05-01 | Expected Values | 1182.71 | Station_DSM2018_Base30869 | Generation | On Peak | 2019-05-01 | Expected Values | 664.75 | 0.01 | Station_DSM2018_w30MW_Purch30870 | Generation | ALL | 2019-05-01 | Expected Values | 1847.67 | Station_DSM2018_w30MW_Purch30870 | Generation | Off Peak | 2019-05-01 | Expected Values | 1182.77 | Station_DSM2018_w30MW_Purch30870 | Generation | On Peak | 2019-05-01 | Expected Values | 664.9 | 0 | 2034 | 24648.75 | 2034 | 1190051640 | 2034 | 18783730 | 2034 | 49.0425
| Station_DSM2018_Base30869 | Generation | ALL | 2019-06-01 | Expected Values | 2005.09 | Station_DSM2018_Base30869 | Generation | Off Peak | 2019-06-01 | Expected Values | 1365.24 | Station_DSM2018_Base30869 | Generation | On Peak | 2019-06-01 | Expected Values | 639.85 | 0 | Station_DSM2018_w30MW_Purch30870 | Generation | ALL | 2019-06-01 | Expected Values | 2006.31 | Station_DSM2018_w30MW_Purch30870 | Generation | Off Peak | 2019-06-01 | Expected Values | 1365.91 | Station_DSM2018_w30MW_Purch30870 | Generation | On Peak | 2019-06-01 | Expected Values | 640.4 | 0 | 2035 | 24958.54 | 2035 | 1256643200 | 2035 | 19463740 | 2035 | 51.1291
| Station_DSM2018_Base30869 | Generation | ALL | 2019-07-01 | Expected Values | 2068.87 | Station_DSM2018_Base30869 | Generation | Off Peak | 2019-07-01 | Expected Values | 1332.23 | Station_DSM2018_Base30869 | Generation | On Peak | 2019-07-01 | Expected Values | 736.64 | 0 | Station_DSM2018_w30MW_Purch30870 | Generation | ALL | 2019-07-01 | Expected Values | 2069.61 | Station_DSM2018_w30MW_Purch30870 | Generation | Off Peak | 2019-07-01 | Expected Values | 1332.43 | Station_DSM2018_w30MW_Purch30870 | Generation | On Peak | 2019-07-01 | Expected Values | 737.18 | 0 | 2036 | 25259.4 | 2036 | 1314624450 | 2036 | 20277880 | 2036 | 52.8477
| Station_DSM2018_Base30869 | Generation | ALL | 2019-08-01 | Expected Values | 2094.56 | Station_DSM2018_Base30869 | Generation | Off Peak | 2019-08-01 | Expected Values | 1392.53 | Station_DSM2018_Base30869 | Generation | On Peak | 2019-08-01 | Expected Values | 702.03 | 0 | Station_DSM2018_w30MW_Purch30870 | Generation | ALL | 2019-08-01 | Expected Values | 2097.12 | Station_DSM2018_w30MW_Purch30870 | Generation | Off Peak | 2019-08-01 | Expected Values | 1392.88 | Station_DSM2018_w30MW_Purch30870 | Generation | On Peak | 2019-08-01 | Expected Values | 704.24 | 0 | 2037 | 25262 | 2037 | 1389372000 | 2037 | 20443900 | 2037 | 55.8078
| Station_DSM2018_Base30869 | Generation | ALL | 2019-09-01 | Expected Values | 1948.52 | Station_DSM2018_Base30869 | Generation | Off Peak | 2019-09-01 | Expected Values | 1312.91 | Station_DSM2018_Base30869 | Generation | On Peak | 2019-09-01 | Expected Values | 635.61 | 0 | Station_DSM2018_w30MW_Purch30870 | Generation | ALL | 2019-09-01 | Expected Values | 1951.72 | Station_DSM2018_w30MW_Purch30870 | Generation | Off Peak | 2019-09-01 | Expected Values | 1314.66 | Station_DSM2018_w30MW_Purch30870 | Generation | On Peak | 2019-09-01 | Expected Values | 637.07 | 0.01 | 2038 | 25260.72 | 2038 | 1422013030 | 2038 | 20930150 | 2038 | 57.122
| Station_DSM2018_Base30869 | Generation | ALL | 2019-10-01 | Expected Values | 1733.49 | Station_DSM2018_Base30869 | Generation | Off Peak | 2019-10-01 | Expected Values | 1122.79 | Station_DSM2018_Base30869 | Generation | On Peak | 2019-10-01 | Expected Values | 610.7 | 0 | Station_DSM2018_w30MW_Purch30870 | Generation | ALL | 2019-10-01 | Expected Values | 1736.43 | Station_DSM2018_w30MW_Purch30870 | Generation | Off Peak | 2019-10-01 | Expected Values | 1124.49 | Station_DSM2018_w30MW_Purch30870 | Generation | On Peak | 2019-10-01 | Expected Values | 611.94 | 0 | 2039 | 25261.81 | 2039 | 1477102220 | 2039 | 21212110 | 2039 | 59.3114
| Station_DSM2018_Base30869 | Generation | ALL | 2019-11-01 | Expected Values | 1423.02 | Station_DSM2018_Base30869 | Generation | Off Peak | 2019-11-01 | Expected Values | 1069.63 | Station_DSM2018_Base30869 | Generation | On Peak | 2019-11-01 | Expected Values | 353.39 | 0 | Station_DSM2018_w30MW_Purch30870 | Generation | ALL | 2019-11-01 | Expected Values | 1423.03 | Station_DSM2018_w30MW_Purch30870 | Generation | Off Peak | 2019-11-01 | Expected Values | 1069.63 | Station_DSM2018_w30MW_Purch30870 | Generation | On Peak | 2019-11-01 | Expected Values | 353.4 | 0 | 2040 | 25263.48 | 2040 | 1493865630 | 2040 | 21780430 | 2040 | 59.9936
| Station_DSM2018_Base30869 | Generation | ALL | 2019-12-01 | Expected Values | 1546.35 | Station_DSM2018_Base30869 | Generation | Off Peak | 2019-12-01 | Expected Values | 1145.83 | Station_DSM2018_Base30869 | Generation | On Peak | 2019-12-01 | Expected Values | 400.52 | 0 | Station_DSM2018_w30MW_Purch30870 | Generation | ALL | 2019-12-01 | Expected Values | 1546.89 | Station_DSM2018_w30MW_Purch30870 | Generation | Off Peak | 2019-12-01 | Expected Values | 1146.2 | Station_DSM2018_w30MW_Purch30870 | Generation | On Peak | 2019-12-01 | Expected Values | 400.69 | 0 | 2041 | 25262.6 | 2041 | 1569864400 | 2041 | 20992570 | 2041 | 62.9728
| Station_DSM2018_Base30869 | Generation | ALL | 2020-01-01 | Expected Values | 1538.26 | Station_DSM2018_Base30869 | Generation | Off Peak | 2020-01-01 | Expected Values | 1105.98 | Station_DSM2018_Base30869 | Generation | On Peak | 2020-01-01 | Expected Values | 432.29 | 0.01 | Station_DSM2018_w30MW_Purch30870 | Generation | ALL | 2020-01-01 | Expected Values | 1538.38 | Station_DSM2018_w30MW_Purch30870 | Generation | Off Peak | 2020-01-01 | Expected Values | 1106.03 | Station_DSM2018_w30MW_Purch30870 | Generation | On Peak | 2020-01-01 | Expected Values | 432.35 | 0 | 2042 | 25261.64 | 2042 | 1644760460 | 2042 | 20650240 | 2042 | 65.9265
| Station_DSM2018_Base30869 | Generation | ALL | 2020-02-01 | Expected Values | 1359.71 | Station_DSM2018_Base30869 | Generation | Off Peak | 2020-02-01 | Expected Values | 1005.11 | Station_DSM2018_Base30869 | Generation | On Peak | 2020-02-01 | Expected Values | 354.6 | 0 | Station_DSM2018_w30MW_Purch30870 | Generation | ALL | 2020-02-01 | Expected Values | 1359.73 | Station_DSM2018_w30MW_Purch30870 | Generation | Off Peak | 2020-02-01 | Expected Values | 1005.11 | Station_DSM2018_w30MW_Purch30870 | Generation | On Peak | 2020-02-01 | Expected Values | 354.62 | 0 | 2043 | 25262.97 | 2043 | 1692713810 | 2043 | 20822350 | 2043 | 67.828
| Station_DSM2018_Base30869 | Generation | ALL | 2020-03-01 | Expected Values | 1499.78 | Station_DSM2018_Base30869 | Generation | Off Peak | 2020-03-01 | Expected Values | 1116.58 | Station_DSM2018_Base30869 | Generation | On Peak | 2020-03-01 | Expected Values | 383.2 | 0 | Station_DSM2018_w30MW_Purch30870 | Generation | ALL | 2020-03-01 | Expected Values | 1499.97 | Station_DSM2018_w30MW_Purch30870 | Generation | Off Peak | 2020-03-01 | Expected Values | 1116.65 | Station_DSM2018_w30MW_Purch30870 | Generation | On Peak | 2020-03-01 | Expected Values | 383.32 | 0 | 2044 | 25265.47 | 2044 | 1668190050 | 2044 | 20295420 | 2044 | 66.8298
| Station_DSM2018_Base30869 | Generation | ALL | 2020-04-01 | Expected Values | 1602.8 | Station_DSM2018_Base30869 | Generation | Off Peak | 2020-04-01 | Expected Values | 1038.08 | Station_DSM2018_Base30869 | Generation | On Peak | 2020-04-01 | Expected Values | 564.72 | 0 | Station_DSM2018_w30MW_Purch30870 | Generation | ALL | 2020-04-01 | Expected Values | 1602.71 | Station_DSM2018_w30MW_Purch30870 | Generation | Off Peak | 2020-04-01 | Expected Values | 1038.07 | Station_DSM2018_w30MW_Purch30870 | Generation | On Peak | 2020-04-01 | Expected Values | 564.64 | 0 | 2045 | 25265.31 | 2045 | 1732556590 | 2045 | 21509820 | 2045 | 69.4259
| Station_DSM2018_Base30869 | Generation | ALL | 2020-05-01 | Expected Values | 1868.7 | Station_DSM2018_Base30869 | Generation | Off Peak | 2020-05-01 | Expected Values | 1251.6 | Station_DSM2018_Base30869 | Generation | On Peak | 2020-05-01 | Expected Values | 617.1 | 0 | Station_DSM2018_w30MW_Purch30870 | Generation | ALL | 2020-05-01 | Expected Values | 1868.13 | Station_DSM2018_w30MW_Purch30870 | Generation | Off Peak | 2020-05-01 | Expected Values | 1251.48 | Station_DSM2018_w30MW_Purch30870 | Generation | On Peak | 2020-05-01 | Expected Values | 616.65 | 0 | 2046 | 25264.68 | 2046 | 1793636390 | 2046 | 21633940 | 2046 | 71.8501
| Station_DSM2018_Base30869 | Generation | ALL | 2020-06-01 | Expected Values | 2029.03 | Station_DSM2018_Base30869 | Generation | Off Peak | 2020-06-01 | Expected Values | 1319.05 | Station_DSM2018_Base30869 | Generation | On Peak | 2020-06-01 | Expected Values | 709.98 | 0 | Station_DSM2018_w30MW_Purch30870 | Generation | ALL | 2020-06-01 | Expected Values | 2029.47 | Station_DSM2018_w30MW_Purch30870 | Generation | Off Peak | 2020-06-01 | Expected Values | 1319.22 | Station_DSM2018_w30MW_Purch30870 | Generation | On Peak | 2020-06-01 | Expected Values | 710.25 | 0 | 2047 | 25265.96 | 2047 | 1790568040 | 2047 | 21929040 | 2047 | 71.7367
| Station_DSM2018_Base30869 | Generation | ALL | 2020-07-01 | Expected Values | 2093.88 | Station_DSM2018_Base30869 | Generation | Off Peak | 2020-07-01 | Expected Values | 1344.39 | Station_DSM2018_Base30869 | Generation | On Peak | 2020-07-01 | Expected Values | 749.49 | 0 | Station_DSM2018_w30MW_Purch30870 | Generation | ALL | 2020-07-01 | Expected Values | 2096.72 | Station_DSM2018_w30MW_Purch30870 | Generation | Off Peak | 2020-07-01 | Expected Values | 1345.03 | Station_DSM2018_w30MW_Purch30870 | Generation | On Peak | 2020-07-01 | Expected Values | 751.69 | 0 | Grand Total | 709497.33 | Grand Total | 32828931970 | Grand Total | 507563500
| Station_DSM2018_Base30869 | Generation | ALL | 2020-08-01 | Expected Values | 2125.67 | Station_DSM2018_Base30869 | Generation | Off Peak | 2020-08-01 | Expected Values | 1447.73 | Station_DSM2018_Base30869 | Generation | On Peak | 2020-08-01 | Expected Values | 677.94 | 0 | Station_DSM2018_w30MW_Purch30870 | Generation | ALL | 2020-08-01 | Expected Values | 2128.4 | Station_DSM2018_w30MW_Purch30870 | Generation | Off Peak | 2020-08-01 | Expected Values | 1449.33 | Station_DSM2018_w30MW_Purch30870 | Generation | On Peak | 2020-08-01 | Expected Values | 679.07 | 0
| Station_DSM2018_Base30869 | Generation | ALL | 2020-09-01 | Expected Values | 1980.13 | Station_DSM2018_Base30869 | Generation | Off Peak | 2020-09-01 | Expected Values | 1299.69 | Station_DSM2018_Base30869 | Generation | On Peak | 2020-09-01 | Expected Values | 680.44 | 0 | Station_DSM2018_w30MW_Purch30870 | Generation | ALL | 2020-09-01 | Expected Values | 1980.89 | Station_DSM2018_w30MW_Purch30870 | Generation | Off Peak | 2020-09-01 | Expected Values | 1300.01 | Station_DSM2018_w30MW_Purch30870 | Generation | On Peak | 2020-09-01 | Expected Values | 680.88 | 0
| Station_DSM2018_Base30869 | Generation | ALL | 2020-10-01 | Expected Values | 1761 | Station_DSM2018_Base30869 | Generation | Off Peak | 2020-10-01 | Expected Values | 1177.76 | Station_DSM2018_Base30869 | Generation | On Peak | 2020-10-01 | Expected Values | 583.24 | 0 | Station_DSM2018_w30MW_Purch30870 | Generation | ALL | 2020-10-01 | Expected Values | 1764.18 | Station_DSM2018_w30MW_Purch30870 | Generation | Off Peak | 2020-10-01 | Expected Values | 1177.91 | Station_DSM2018_w30MW_Purch30870 | Generation | On Peak | 2020-10-01 | Expected Values | 586.27 | 0
| Station_DSM2018_Base30869 | Generation | ALL | 2020-11-01 | Expected Values | 1438.94 | Station_DSM2018_Base30869 | Generation | Off Peak | 2020-11-01 | Expected Values | 1081.26 | Station_DSM2018_Base30869 | Generation | On Peak | 2020-11-01 | Expected Values | 357.68 | 0 | Station_DSM2018_w30MW_Purch30870 | Generation | ALL | 2020-11-01 | Expected Values | 1438.94 | Station_DSM2018_w30MW_Purch30870 | Generation | Off Peak | 2020-11-01 | Expected Values | 1081.26 | Station_DSM2018_w30MW_Purch30870 | Generation | On Peak | 2020-11-01 | Expected Values | 357.68 | 0
| Station_DSM2018_Base30869 | Generation | ALL | 2020-12-01 | Expected Values | 1562.66 | Station_DSM2018_Base30869 | Generation | Off Peak | 2020-12-01 | Expected Values | 1141.41 | Station_DSM2018_Base30869 | Generation | On Peak | 2020-12-01 | Expected Values | 421.25 | 0 | Station_DSM2018_w30MW_Purch30870 | Generation | ALL | 2020-12-01 | Expected Values | 1563.01 | Station_DSM2018_w30MW_Purch30870 | Generation | Off Peak | 2020-12-01 | Expected Values | 1141.56 | Station_DSM2018_w30MW_Purch30870 | Generation | On Peak | 2020-12-01 | Expected Values | 421.46 | 0.01
| Station_DSM2018_Base30869 | Generation | ALL | 2021-01-01 | Expected Values | 1553.03 | Station_DSM2018_Base30869 | Generation | Off Peak | 2021-01-01 | Expected Values | 1149.58 | Station_DSM2018_Base30869 | Generation | On Peak | 2021-01-01 | Expected Values | 403.45 | 0 | Station_DSM2018_w30MW_Purch30870 | Generation | ALL | 2021-01-01 | Expected Values | 1553.11 | Station_DSM2018_w30MW_Purch30870 | Generation | Off Peak | 2021-01-01 | Expected Values | 1149.61 | Station_DSM2018_w30MW_Purch30870 | Generation | On Peak | 2021-01-01 | Expected Values | 403.49 | -0.01
| Station_DSM2018_Base30869 | Generation | ALL | 2021-02-01 | Expected Values | 1370.26 | Station_DSM2018_Base30869 | Generation | Off Peak | 2021-02-01 | Expected Values | 1001.03 | Station_DSM2018_Base30869 | Generation | On Peak | 2021-02-01 | Expected Values | 369.23 | 0 | Station_DSM2018_w30MW_Purch30870 | Generation | ALL | 2021-02-01 | Expected Values | 1370.33 | Station_DSM2018_w30MW_Purch30870 | Generation | Off Peak | 2021-02-01 | Expected Values | 1001.04 | Station_DSM2018_w30MW_Purch30870 | Generation | On Peak | 2021-02-01 | Expected Values | 369.29 | 0
| Station_DSM2018_Base30869 | Generation | ALL | 2021-03-01 | Expected Values | 1513.72 | Station_DSM2018_Base30869 | Generation | Off Peak | 2021-03-01 | Expected Values | 1111.55 | Station_DSM2018_Base30869 | Generation | On Peak | 2021-03-01 | Expected Values | 402.17 | 0 | Station_DSM2018_w30MW_Purch30870 | Generation | ALL | 2021-03-01 | Expected Values | 1513.98 | Station_DSM2018_w30MW_Purch30870 | Generation | Off Peak | 2021-03-01 | Expected Values | 1111.64 | Station_DSM2018_w30MW_Purch30870 | Generation | On Peak | 2021-03-01 | Expected Values | 402.34 | 0
| Station_DSM2018_Base30869 | Generation | ALL | 2021-04-01 | Expected Values | 1619.27 | Station_DSM2018_Base30869 | Generation | Off Peak | 2021-04-01 | Expected Values | 1044.48 | Station_DSM2018_Base30869 | Generation | On Peak | 2021-04-01 | Expected Values | 574.79 | 0 | Station_DSM2018_w30MW_Purch30870 | Generation | ALL | 2021-04-01 | Expected Values | 1619.68 | Station_DSM2018_w30MW_Purch30870 | Generation | Off Peak | 2021-04-01 | Expected Values | 1044.61 | Station_DSM2018_w30MW_Purch30870 | Generation | On Peak | 2021-04-01 | Expected Values | 575.07 | 0
| Station_DSM2018_Base30869 | Generation | ALL | 2021-05-01 | Expected Values | 1890.7 | Station_DSM2018_Base30869 | Generation | Off Peak | 2021-05-01 | Expected Values | 1263.17 | Station_DSM2018_Base30869 | Generation | On Peak | 2021-05-01 | Expected Values | 627.52 | -0.01 | Station_DSM2018_w30MW_Purch30870 | Generation | ALL | 2021-05-01 | Expected Values | 1890.29 | Station_DSM2018_w30MW_Purch30870 | Generation | Off Peak | 2021-05-01 | Expected Values | 1263.11 | Station_DSM2018_w30MW_Purch30870 | Generation | On Peak | 2021-05-01 | Expected Values | 627.18 | 0
| Station_DSM2018_Base30869 | Generation | ALL | 2021-06-01 | Expected Values | 2056.92 | Station_DSM2018_Base30869 | Generation | Off Peak | 2021-06-01 | Expected Values | 1336.65 | Station_DSM2018_Base30869 | Generation | On Peak | 2021-06-01 | Expected Values | 720.27 | 0 | Station_DSM2018_w30MW_Purch30870 | Generation | ALL | 2021-06-01 | Expected Values | 2056.95 | Station_DSM2018_w30MW_Purch30870 | Generation | Off Peak | 2021-06-01 | Expected Values | 1336.66 | Station_DSM2018_w30MW_Purch30870 | Generation | On Peak | 2021-06-01 | Expected Values | 720.3 | 0.01
| Station_DSM2018_Base30869 | Generation | ALL | 2021-07-01 | Expected Values | 2128.29 | Station_DSM2018_Base30869 | Generation | Off Peak | 2021-07-01 | Expected Values | 1392.75 | Station_DSM2018_Base30869 | Generation | On Peak | 2021-07-01 | Expected Values | 735.54 | 0 | Station_DSM2018_w30MW_Purch30870 | Generation | ALL | 2021-07-01 | Expected Values | 2128.36 | Station_DSM2018_w30MW_Purch30870 | Generation | Off Peak | 2021-07-01 | Expected Values | 1392.75 | Station_DSM2018_w30MW_Purch30870 | Generation | On Peak | 2021-07-01 | Expected Values | 735.6 | -0.01
| Station_DSM2018_Base30869 | Generation | ALL | 2021-08-01 | Expected Values | 2158.84 | Station_DSM2018_Base30869 | Generation | Off Peak | 2021-08-01 | Expected Values | 1439.77 | Station_DSM2018_Base30869 | Generation | On Peak | 2021-08-01 | Expected Values | 719.07 | 0 | Station_DSM2018_w30MW_Purch30870 | Generation | ALL | 2021-08-01 | Expected Values | 2158.88 | Station_DSM2018_w30MW_Purch30870 | Generation | Off Peak | 2021-08-01 | Expected Values | 1439.78 | Station_DSM2018_w30MW_Purch30870 | Generation | On Peak | 2021-08-01 | Expected Values | 719.1 | 0
| Station_DSM2018_Base30869 | Generation | ALL | 2021-09-01 | Expected Values | 2008.82 | Station_DSM2018_Base30869 | Generation | Off Peak | 2021-09-01 | Expected Values | 1313.52 | Station_DSM2018_Base30869 | Generation | On Peak | 2021-09-01 | Expected Values | 695.3 | 0 | Station_DSM2018_w30MW_Purch30870 | Generation | ALL | 2021-09-01 | Expected Values | 2008.86 | Station_DSM2018_w30MW_Purch30870 | Generation | Off Peak | 2021-09-01 | Expected Values | 1313.52 | Station_DSM2018_w30MW_Purch30870 | Generation | On Peak | 2021-09-01 | Expected Values | 695.34 | 0
| Station_DSM2018_Base30869 | Generation | ALL | 2021-10-01 | Expected Values | 1794.72 | Station_DSM2018_Base30869 | Generation | Off Peak | 2021-10-01 | Expected Values | 1224.87 | Station_DSM2018_Base30869 | Generation | On Peak | 2021-10-01 | Expected Values | 569.85 | 0 | Station_DSM2018_w30MW_Purch30870 | Generation | ALL | 2021-10-01 | Expected Values | 1794.75 | Station_DSM2018_w30MW_Purch30870 | Generation | Off Peak | 2021-10-01 | Expected Values | 1224.89 | Station_DSM2018_w30MW_Purch30870 | Generation | On Peak | 2021-10-01 | Expected Values | 569.86 | 0
| Station_DSM2018_Base30869 | Generation | ALL | 2021-11-01 | Expected Values | 1455.95 | Station_DSM2018_Base30869 | Generation | Off Peak | 2021-11-01 | Expected Values | 1076.6 | Station_DSM2018_Base30869 | Generation | On Peak | 2021-11-01 | Expected Values | 379.36 | 0.01 | Station_DSM2018_w30MW_Purch30870 | Generation | ALL | 2021-11-01 | Expected Values | 1455.96 | Station_DSM2018_w30MW_Purch30870 | Generation | Off Peak | 2021-11-01 | Expected Values | 1076.6 | Station_DSM2018_w30MW_Purch30870 | Generation | On Peak | 2021-11-01 | Expected Values | 379.36 | 0
| Station_DSM2018_Base30869 | Generation | ALL | 2021-12-01 | Expected Values | 1581.82 | Station_DSM2018_Base30869 | Generation | Off Peak | 2021-12-01 | Expected Values | 1154.81 | Station_DSM2018_Base30869 | Generation | On Peak | 2021-12-01 | Expected Values | 427.01 | 0 | Station_DSM2018_w30MW_Purch30870 | Generation | ALL | 2021-12-01 | Expected Values | 1581.86 | Station_DSM2018_w30MW_Purch30870 | Generation | Off Peak | 2021-12-01 | Expected Values | 1154.83 | Station_DSM2018_w30MW_Purch30870 | Generation | On Peak | 2021-12-01 | Expected Values | 427.03 | 0
| Station_DSM2018_Base30869 | Generation | ALL | 2022-01-01 | Expected Values | 1564.84 | Station_DSM2018_Base30869 | Generation | Off Peak | 2022-01-01 | Expected Values | 1156.98 | Station_DSM2018_Base30869 | Generation | On Peak | 2022-01-01 | Expected Values | 407.86 | 0 | Station_DSM2018_w30MW_Purch30870 | Generation | ALL | 2022-01-01 | Expected Values | 1564.9 | Station_DSM2018_w30MW_Purch30870 | Generation | Off Peak | 2022-01-01 | Expected Values | 1156.99 | Station_DSM2018_w30MW_Purch30870 | Generation | On Peak | 2022-01-01 | Expected Values | 407.92 | 0.01
| Station_DSM2018_Base30869 | Generation | ALL | 2022-02-01 | Expected Values | 1380.03 | Station_DSM2018_Base30869 | Generation | Off Peak | 2022-02-01 | Expected Values | 1007.73 | Station_DSM2018_Base30869 | Generation | On Peak | 2022-02-01 | Expected Values | 372.3 | 0 | Station_DSM2018_w30MW_Purch30870 | Generation | ALL | 2022-02-01 | Expected Values | 1380.03 | Station_DSM2018_w30MW_Purch30870 | Generation | Off Peak | 2022-02-01 | Expected Values | 1007.73 | Station_DSM2018_w30MW_Purch30870 | Generation | On Peak | 2022-02-01 | Expected Values | 372.3 | 0
| Station_DSM2018_Base30869 | Generation | ALL | 2022-03-01 | Expected Values | 1525.93 | Station_DSM2018_Base30869 | Generation | Off Peak | 2022-03-01 | Expected Values | 1118.85 | Station_DSM2018_Base30869 | Generation | On Peak | 2022-03-01 | Expected Values | 407.08 | 0 | Station_DSM2018_w30MW_Purch30870 | Generation | ALL | 2022-03-01 | Expected Values | 1525.94 | Station_DSM2018_w30MW_Purch30870 | Generation | Off Peak | 2022-03-01 | Expected Values | 1118.85 | Station_DSM2018_w30MW_Purch30870 | Generation | On Peak | 2022-03-01 | Expected Values | 407.09 | 0
| Station_DSM2018_Base30869 | Generation | ALL | 2022-04-01 | Expected Values | 1634.99 | Station_DSM2018_Base30869 | Generation | Off Peak | 2022-04-01 | Expected Values | 1077.58 | Station_DSM2018_Base30869 | Generation | On Peak | 2022-04-01 | Expected Values | 557.42 | 0.01 | Station_DSM2018_w30MW_Purch30870 | Generation | ALL | 2022-04-01 | Expected Values | 1635.02 | Station_DSM2018_w30MW_Purch30870 | Generation | Off Peak | 2022-04-01 | Expected Values | 1077.59 | Station_DSM2018_w30MW_Purch30870 | Generation | On Peak | 2022-04-01 | Expected Values | 557.43 | 0
| Station_DSM2018_Base30869 | Generation | ALL | 2022-05-01 | Expected Values | 1907.85 | Station_DSM2018_Base30869 | Generation | Off Peak | 2022-05-01 | Expected Values | 1245.98 | Station_DSM2018_Base30869 | Generation | On Peak | 2022-05-01 | Expected Values | 661.87 | 0 | Station_DSM2018_w30MW_Purch30870 | Generation | ALL | 2022-05-01 | Expected Values | 1908.06 | Station_DSM2018_w30MW_Purch30870 | Generation | Off Peak | 2022-05-01 | Expected Values | 1246.05 | Station_DSM2018_w30MW_Purch30870 | Generation | On Peak | 2022-05-01 | Expected Values | 662.01 | 0
| Station_DSM2018_Base30869 | Generation | ALL | 2022-06-01 | Expected Values | 2077.75 | Station_DSM2018_Base30869 | Generation | Off Peak | 2022-06-01 | Expected Values | 1345.48 | Station_DSM2018_Base30869 | Generation | On Peak | 2022-06-01 | Expected Values | 732.27 | 0 | Station_DSM2018_w30MW_Purch30870 | Generation | ALL | 2022-06-01 | Expected Values | 2077.79 | Station_DSM2018_w30MW_Purch30870 | Generation | Off Peak | 2022-06-01 | Expected Values | 1345.5 | Station_DSM2018_w30MW_Purch30870 | Generation | On Peak | 2022-06-01 | Expected Values | 732.29 | 0
| Station_DSM2018_Base30869 | Generation | ALL | 2022-07-01 | Expected Values | 2148.35 | Station_DSM2018_Base30869 | Generation | Off Peak | 2022-07-01 | Expected Values | 1439.27 | Station_DSM2018_Base30869 | Generation | On Peak | 2022-07-01 | Expected Values | 709.08 | 0 | Station_DSM2018_w30MW_Purch30870 | Generation | ALL | 2022-07-01 | Expected Values | 2148.67 | Station_DSM2018_w30MW_Purch30870 | Generation | Off Peak | 2022-07-01 | Expected Values | 1439.34 | Station_DSM2018_w30MW_Purch30870 | Generation | On Peak | 2022-07-01 | Expected Values | 709.33 | 0
| Station_DSM2018_Base30869 | Generation | ALL | 2022-08-01 | Expected Values | 2178.94 | Station_DSM2018_Base30869 | Generation | Off Peak | 2022-08-01 | Expected Values | 1422.36 | Station_DSM2018_Base30869 | Generation | On Peak | 2022-08-01 | Expected Values | 756.58 | 0 | Station_DSM2018_w30MW_Purch30870 | Generation | ALL | 2022-08-01 | Expected Values | 2179.03 | Station_DSM2018_w30MW_Purch30870 | Generation | Off Peak | 2022-08-01 | Expected Values | 1422.37 | Station_DSM2018_w30MW_Purch30870 | Generation | On Peak | 2022-08-01 | Expected Values | 756.66 | 0
| Station_DSM2018_Base30869 | Generation | ALL | 2022-09-01 | Expected Values | 2028.83 | Station_DSM2018_Base30869 | Generation | Off Peak | 2022-09-01 | Expected Values | 1322 | Station_DSM2018_Base30869 | Generation | On Peak | 2022-09-01 | Expected Values | 706.82 | -0.01 | Station_DSM2018_w30MW_Purch30870 | Generation | ALL | 2022-09-01 | Expected Values | 2028.83 | Station_DSM2018_w30MW_Purch30870 | Generation | Off Peak | 2022-09-01 | Expected Values | 1322.01 | Station_DSM2018_w30MW_Purch30870 | Generation | On Peak | 2022-09-01 | Expected Values | 706.82 | 0
| Station_DSM2018_Base30869 | Generation | ALL | 2022-10-01 | Expected Values | 1810.3 | Station_DSM2018_Base30869 | Generation | Off Peak | 2022-10-01 | Expected Values | 1219.02 | Station_DSM2018_Base30869 | Generation | On Peak | 2022-10-01 | Expected Values | 591.29 | 0.01 | Station_DSM2018_w30MW_Purch30870 | Generation | ALL | 2022-10-01 | Expected Values | 1810.14 | Station_DSM2018_w30MW_Purch30870 | Generation | Off Peak | 2022-10-01 | Expected Values | 1219.02 | Station_DSM2018_w30MW_Purch30870 | Generation | On Peak | 2022-10-01 | Expected Values | 591.13 | 0.01
| Station_DSM2018_Base30869 | Generation | ALL | 2022-11-01 | Expected Values | 1467.97 | Station_DSM2018_Base30869 | Generation | Off Peak | 2022-11-01 | Expected Values | 1085.68 | Station_DSM2018_Base30869 | Generation | On Peak | 2022-11-01 | Expected Values | 382.29 | 0 | Station_DSM2018_w30MW_Purch30870 | Generation | ALL | 2022-11-01 | Expected Values | 1467.97 | Station_DSM2018_w30MW_Purch30870 | Generation | Off Peak | 2022-11-01 | Expected Values | 1085.68 | Station_DSM2018_w30MW_Purch30870 | Generation | On Peak | 2022-11-01 | Expected Values | 382.29 | 0
| Station_DSM2018_Base30869 | Generation | ALL | 2022-12-01 | Expected Values | 1592.13 | Station_DSM2018_Base30869 | Generation | Off Peak | 2022-12-01 | Expected Values | 1180 | Station_DSM2018_Base30869 | Generation | On Peak | 2022-12-01 | Expected Values | 412.13 | 0 | Station_DSM2018_w30MW_Purch30870 | Generation | ALL | 2022-12-01 | Expected Values | 1592.05 | Station_DSM2018_w30MW_Purch30870 | Generation | Off Peak | 2022-12-01 | Expected Values | 1180.04 | Station_DSM2018_w30MW_Purch30870 | Generation | On Peak | 2022-12-01 | Expected Values | 412.01 | 0
| Station_DSM2018_Base30869 | Generation | ALL | 2023-01-01 | Expected Values | 1582.7 | Station_DSM2018_Base30869 | Generation | Off Peak | 2023-01-01 | Expected Values | 1149.56 | Station_DSM2018_Base30869 | Generation | On Peak | 2023-01-01 | Expected Values | 433.14 | 0 | Station_DSM2018_w30MW_Purch30870 | Generation | ALL | 2023-01-01 | Expected Values | 1582.77 | Station_DSM2018_w30MW_Purch30870 | Generation | Off Peak | 2023-01-01 | Expected Values | 1149.58 | Station_DSM2018_w30MW_Purch30870 | Generation | On Peak | 2023-01-01 | Expected Values | 433.19 | 0
| Station_DSM2018_Base30869 | Generation | ALL | 2023-02-01 | Expected Values | 1395.03 | Station_DSM2018_Base30869 | Generation | Off Peak | 2023-02-01 | Expected Values | 1022.04 | Station_DSM2018_Base30869 | Generation | On Peak | 2023-02-01 | Expected Values | 372.99 | 0 | Station_DSM2018_w30MW_Purch30870 | Generation | ALL | 2023-02-01 | Expected Values | 1395.03 | Station_DSM2018_w30MW_Purch30870 | Generation | Off Peak | 2023-02-01 | Expected Values | 1022.04 | Station_DSM2018_w30MW_Purch30870 | Generation | On Peak | 2023-02-01 | Expected Values | 372.99 | 0
| Station_DSM2018_Base30869 | Generation | ALL | 2023-03-01 | Expected Values | 1543.82 | Station_DSM2018_Base30869 | Generation | Off Peak | 2023-03-01 | Expected Values | 1131.27 | Station_DSM2018_Base30869 | Generation | On Peak | 2023-03-01 | Expected Values | 412.55 | 0 | Station_DSM2018_w30MW_Purch30870 | Generation | ALL | 2023-03-01 | Expected Values | 1543.86 | Station_DSM2018_w30MW_Purch30870 | Generation | Off Peak | 2023-03-01 | Expected Values | 1131.27 | Station_DSM2018_w30MW_Purch30870 | Generation | On Peak | 2023-03-01 | Expected Values | 412.59 | 0
| Station_DSM2018_Base30869 | Generation | ALL | 2023-04-01 | Expected Values | 1654.32 | Station_DSM2018_Base30869 | Generation | Off Peak | 2023-04-01 | Expected Values | 1112.82 | Station_DSM2018_Base30869 | Generation | On Peak | 2023-04-01 | Expected Values | 541.5 | 0 | Station_DSM2018_w30MW_Purch30870 | Generation | ALL | 2023-04-01 | Expected Values | 1654.53 | Station_DSM2018_w30MW_Purch30870 | Generation | Off Peak | 2023-04-01 | Expected Values | 1112.88 | Station_DSM2018_w30MW_Purch30870 | Generation | On Peak | 2023-04-01 | Expected Values | 541.65 | 0
| Station_DSM2018_Base30869 | Generation | ALL | 2023-05-01 | Expected Values | 1934.03 | Station_DSM2018_Base30869 | Generation | Off Peak | 2023-05-01 | Expected Values | 1234.17 | Station_DSM2018_Base30869 | Generation | On Peak | 2023-05-01 | Expected Values | 699.86 | 0 | Station_DSM2018_w30MW_Purch30870 | Generation | ALL | 2023-05-01 | Expected Values | 1934.04 | Station_DSM2018_w30MW_Purch30870 | Generation | Off Peak | 2023-05-01 | Expected Values | 1234.17 | Station_DSM2018_w30MW_Purch30870 | Generation | On Peak | 2023-05-01 | Expected Values | 699.87 | 0
| Station_DSM2018_Base30869 | Generation | ALL | 2023-06-01 | Expected Values | 2101.36 | Station_DSM2018_Base30869 | Generation | Off Peak | 2023-06-01 | Expected Values | 1359.77 | Station_DSM2018_Base30869 | Generation | On Peak | 2023-06-01 | Expected Values | 741.6 | 0.01 | Station_DSM2018_w30MW_Purch30870 | Generation | ALL | 2023-06-01 | Expected Values | 2102.08 | Station_DSM2018_w30MW_Purch30870 | Generation | Off Peak | 2023-06-01 | Expected Values | 1359.82 | Station_DSM2018_w30MW_Purch30870 | Generation | On Peak | 2023-06-01 | Expected Values | 742.26 | 0
| Station_DSM2018_Base30869 | Generation | ALL | 2023-07-01 | Expected Values | 2174.69 | Station_DSM2018_Base30869 | Generation | Off Peak | 2023-07-01 | Expected Values | 1462.26 | Station_DSM2018_Base30869 | Generation | On Peak | 2023-07-01 | Expected Values | 712.42 | -0.01 | Station_DSM2018_w30MW_Purch30870 | Generation | ALL | 2023-07-01 | Expected Values | 2175.04 | Station_DSM2018_w30MW_Purch30870 | Generation | Off Peak | 2023-07-01 | Expected Values | 1462.22 | Station_DSM2018_w30MW_Purch30870 | Generation | On Peak | 2023-07-01 | Expected Values | 712.81 | -0.01
| Station_DSM2018_Base30869 | Generation | ALL | 2023-08-01 | Expected Values | 2207.99 | Station_DSM2018_Base30869 | Generation | Off Peak | 2023-08-01 | Expected Values | 1444.29 | Station_DSM2018_Base30869 | Generation | On Peak | 2023-08-01 | Expected Values | 763.7 | 0 | Station_DSM2018_w30MW_Purch30870 | Generation | ALL | 2023-08-01 | Expected Values | 2207.65 | Station_DSM2018_w30MW_Purch30870 | Generation | Off Peak | 2023-08-01 | Expected Values | 1444.29 | Station_DSM2018_w30MW_Purch30870 | Generation | On Peak | 2023-08-01 | Expected Values | 763.36 | 0
| Station_DSM2018_Base30869 | Generation | ALL | 2023-09-01 | Expected Values | 2055.78 | Station_DSM2018_Base30869 | Generation | Off Peak | 2023-09-01 | Expected Values | 1369.32 | Station_DSM2018_Base30869 | Generation | On Peak | 2023-09-01 | Expected Values | 686.46 | 0 | Station_DSM2018_w30MW_Purch30870 | Generation | ALL | 2023-09-01 | Expected Values | 2055.92 | Station_DSM2018_w30MW_Purch30870 | Generation | Off Peak | 2023-09-01 | Expected Values | 1369.37 | Station_DSM2018_w30MW_Purch30870 | Generation | On Peak | 2023-09-01 | Expected Values | 686.55 | 0
| Station_DSM2018_Base30869 | Generation | ALL | 2023-10-01 | Expected Values | 1833.68 | Station_DSM2018_Base30869 | Generation | Off Peak | 2023-10-01 | Expected Values | 1209.06 | Station_DSM2018_Base30869 | Generation | On Peak | 2023-10-01 | Expected Values | 624.61 | -0.01 | Station_DSM2018_w30MW_Purch30870 | Generation | ALL | 2023-10-01 | Expected Values | 1834.26 | Station_DSM2018_w30MW_Purch30870 | Generation | Off Peak | 2023-10-01 | Expected Values | 1209.18 | Station_DSM2018_w30MW_Purch30870 | Generation | On Peak | 2023-10-01 | Expected Values | 625.08 | 0
| Station_DSM2018_Base30869 | Generation | ALL | 2023-11-01 | Expected Values | 1485.5 | Station_DSM2018_Base30869 | Generation | Off Peak | 2023-11-01 | Expected Values | 1097.99 | Station_DSM2018_Base30869 | Generation | On Peak | 2023-11-01 | Expected Values | 387.51 | 0 | Station_DSM2018_w30MW_Purch30870 | Generation | ALL | 2023-11-01 | Expected Values | 1485.51 | Station_DSM2018_w30MW_Purch30870 | Generation | Off Peak | 2023-11-01 | Expected Values | 1097.99 | Station_DSM2018_w30MW_Purch30870 | Generation | On Peak | 2023-11-01 | Expected Values | 387.51 | -0.01
| Station_DSM2018_Base30869 | Generation | ALL | 2023-12-01 | Expected Values | 1611.27 | Station_DSM2018_Base30869 | Generation | Off Peak | 2023-12-01 | Expected Values | 1212.72 | Station_DSM2018_Base30869 | Generation | On Peak | 2023-12-01 | Expected Values | 398.55 | 0 | Station_DSM2018_w30MW_Purch30870 | Generation | ALL | 2023-12-01 | Expected Values | 1611.46 | Station_DSM2018_w30MW_Purch30870 | Generation | Off Peak | 2023-12-01 | Expected Values | 1212.81 | Station_DSM2018_w30MW_Purch30870 | Generation | On Peak | 2023-12-01 | Expected Values | 398.65 | 0
| Station_DSM2018_Base30869 | Generation | ALL | 2024-01-01 | Expected Values | 1600.73 | Station_DSM2018_Base30869 | Generation | Off Peak | 2024-01-01 | Expected Values | 1144.21 | Station_DSM2018_Base30869 | Generation | On Peak | 2024-01-01 | Expected Values | 456.52 | 0 | Station_DSM2018_w30MW_Purch30870 | Generation | ALL | 2024-01-01 | Expected Values | 1600.73 | Station_DSM2018_w30MW_Purch30870 | Generation | Off Peak | 2024-01-01 | Expected Values | 1144.23 | Station_DSM2018_w30MW_Purch30870 | Generation | On Peak | 2024-01-01 | Expected Values | 456.5 | 0
| Station_DSM2018_Base30869 | Generation | ALL | 2024-02-01 | Expected Values | 1413.02 | Station_DSM2018_Base30869 | Generation | Off Peak | 2024-02-01 | Expected Values | 1026.52 | Station_DSM2018_Base30869 | Generation | On Peak | 2024-02-01 | Expected Values | 386.49 | -0.01 | Station_DSM2018_w30MW_Purch30870 | Generation | ALL | 2024-02-01 | Expected Values | 1413 | Station_DSM2018_w30MW_Purch30870 | Generation | Off Peak | 2024-02-01 | Expected Values | 1026.53 | Station_DSM2018_w30MW_Purch30870 | Generation | On Peak | 2024-02-01 | Expected Values | 386.48 | 0.01
| Station_DSM2018_Base30869 | Generation | ALL | 2024-03-01 | Expected Values | 1562.96 | Station_DSM2018_Base30869 | Generation | Off Peak | 2024-03-01 | Expected Values | 1178.65 | Station_DSM2018_Base30869 | Generation | On Peak | 2024-03-01 | Expected Values | 384.31 | 0 | Station_DSM2018_w30MW_Purch30870 | Generation | ALL | 2024-03-01 | Expected Values | 1562.99 | Station_DSM2018_w30MW_Purch30870 | Generation | Off Peak | 2024-03-01 | Expected Values | 1178.65 | Station_DSM2018_w30MW_Purch30870 | Generation | On Peak | 2024-03-01 | Expected Values | 384.34 | 0
| Station_DSM2018_Base30869 | Generation | ALL | 2024-04-01 | Expected Values | 1675.16 | Station_DSM2018_Base30869 | Generation | Off Peak | 2024-04-01 | Expected Values | 1084.11 | Station_DSM2018_Base30869 | Generation | On Peak | 2024-04-01 | Expected Values | 591.05 | 0 | Station_DSM2018_w30MW_Purch30870 | Generation | ALL | 2024-04-01 | Expected Values | 1675.81 | Station_DSM2018_w30MW_Purch30870 | Generation | Off Peak | 2024-04-01 | Expected Values | 1084.15 | Station_DSM2018_w30MW_Purch30870 | Generation | On Peak | 2024-04-01 | Expected Values | 591.66 | 0
| Station_DSM2018_Base30869 | Generation | ALL | 2024-05-01 | Expected Values | 1959.92 | Station_DSM2018_Base30869 | Generation | Off Peak | 2024-05-01 | Expected Values | 1247.24 | Station_DSM2018_Base30869 | Generation | On Peak | 2024-05-01 | Expected Values | 712.68 | 0 | Station_DSM2018_w30MW_Purch30870 | Generation | ALL | 2024-05-01 | Expected Values | 1959.94 | Station_DSM2018_w30MW_Purch30870 | Generation | Off Peak | 2024-05-01 | Expected Values | 1247.25 | Station_DSM2018_w30MW_Purch30870 | Generation | On Peak | 2024-05-01 | Expected Values | 712.69 | 0
| Station_DSM2018_Base30869 | Generation | ALL | 2024-06-01 | Expected Values | 2132.4 | Station_DSM2018_Base30869 | Generation | Off Peak | 2024-06-01 | Expected Values | 1448.34 | Station_DSM2018_Base30869 | Generation | On Peak | 2024-06-01 | Expected Values | 684.06 | 0 | Station_DSM2018_w30MW_Purch30870 | Generation | ALL | 2024-06-01 | Expected Values | 2133.97 | Station_DSM2018_w30MW_Purch30870 | Generation | Off Peak | 2024-06-01 | Expected Values | 1448.73 | Station_DSM2018_w30MW_Purch30870 | Generation | On Peak | 2024-06-01 | Expected Values | 685.23 | -0.01
| Station_DSM2018_Base30869 | Generation | ALL | 2024-07-01 | Expected Values | 2204.18 | Station_DSM2018_Base30869 | Generation | Off Peak | 2024-07-01 | Expected Values | 1414.73 | Station_DSM2018_Base30869 | Generation | On Peak | 2024-07-01 | Expected Values | 789.45 | 0 | Station_DSM2018_w30MW_Purch30870 | Generation | ALL | 2024-07-01 | Expected Values | 2204.69 | Station_DSM2018_w30MW_Purch30870 | Generation | Off Peak | 2024-07-01 | Expected Values | 1414.77 | Station_DSM2018_w30MW_Purch30870 | Generation | On Peak | 2024-07-01 | Expected Values | 789.92 | 0
| Station_DSM2018_Base30869 | Generation | ALL | 2024-08-01 | Expected Values | 2234.24 | Station_DSM2018_Base30869 | Generation | Off Peak | 2024-08-01 | Expected Values | 1479.52 | Station_DSM2018_Base30869 | Generation | On Peak | 2024-08-01 | Expected Values | 754.71 | -0.01 | Station_DSM2018_w30MW_Purch30870 | Generation | ALL | 2024-08-01 | Expected Values | 2235.74 | Station_DSM2018_w30MW_Purch30870 | Generation | Off Peak | 2024-08-01 | Expected Values | 1480.68 | Station_DSM2018_w30MW_Purch30870 | Generation | On Peak | 2024-08-01 | Expected Values | 755.06 | 0
| Station_DSM2018_Base30869 | Generation | ALL | 2024-09-01 | Expected Values | 2077.15 | Station_DSM2018_Base30869 | Generation | Off Peak | 2024-09-01 | Expected Values | 1397.17 | Station_DSM2018_Base30869 | Generation | On Peak | 2024-09-01 | Expected Values | 679.98 | 0 | Station_DSM2018_w30MW_Purch30870 | Generation | ALL | 2024-09-01 | Expected Values | 2077.38 | Station_DSM2018_w30MW_Purch30870 | Generation | Off Peak | 2024-09-01 | Expected Values | 1397.14 | Station_DSM2018_w30MW_Purch30870 | Generation | On Peak | 2024-09-01 | Expected Values | 680.24 | 0
| Station_DSM2018_Base30869 | Generation | ALL | 2024-10-01 | Expected Values | 1853.43 | Station_DSM2018_Base30869 | Generation | Off Peak | 2024-10-01 | Expected Values | 1194.69 | Station_DSM2018_Base30869 | Generation | On Peak | 2024-10-01 | Expected Values | 658.74 | 0 | Station_DSM2018_w30MW_Purch30870 | Generation | ALL | 2024-10-01 | Expected Values | 1852.83 | Station_DSM2018_w30MW_Purch30870 | Generation | Off Peak | 2024-10-01 | Expected Values | 1195.23 | Station_DSM2018_w30MW_Purch30870 | Generation | On Peak | 2024-10-01 | Expected Values | 657.6 | 0
| Station_DSM2018_Base30869 | Generation | ALL | 2024-11-01 | Expected Values | 1504.79 | Station_DSM2018_Base30869 | Generation | Off Peak | 2024-11-01 | Expected Values | 1131.39 | Station_DSM2018_Base30869 | Generation | On Peak | 2024-11-01 | Expected Values | 373.41 | 0.01 | Station_DSM2018_w30MW_Purch30870 | Generation | ALL | 2024-11-01 | Expected Values | 1504.83 | Station_DSM2018_w30MW_Purch30870 | Generation | Off Peak | 2024-11-01 | Expected Values | 1131.4 | Station_DSM2018_w30MW_Purch30870 | Generation | On Peak | 2024-11-01 | Expected Values | 373.43 | 0
| Station_DSM2018_Base30869 | Generation | ALL | 2024-12-01 | Expected Values | 1630.36 | Station_DSM2018_Base30869 | Generation | Off Peak | 2024-12-01 | Expected Values | 1206.28 | Station_DSM2018_Base30869 | Generation | On Peak | 2024-12-01 | Expected Values | 424.09 | 0.01 | Station_DSM2018_w30MW_Purch30870 | Generation | ALL | 2024-12-01 | Expected Values | 1630.39 | Station_DSM2018_w30MW_Purch30870 | Generation | Off Peak | 2024-12-01 | Expected Values | 1206.3 | Station_DSM2018_w30MW_Purch30870 | Generation | On Peak | 2024-12-01 | Expected Values | 424.09 | 0
| Station_DSM2018_Base30869 | Generation | ALL | 2025-01-01 | Expected Values | 1618.73 | Station_DSM2018_Base30869 | Generation | Off Peak | 2025-01-01 | Expected Values | 1155.38 | Station_DSM2018_Base30869 | Generation | On Peak | 2025-01-01 | Expected Values | 463.35 | 0 | Station_DSM2018_w30MW_Purch30870 | Generation | ALL | 2025-01-01 | Expected Values | 1618.58 | Station_DSM2018_w30MW_Purch30870 | Generation | Off Peak | 2025-01-01 | Expected Values | 1155.43 | Station_DSM2018_w30MW_Purch30870 | Generation | On Peak | 2025-01-01 | Expected Values | 463.15 | 0
| Station_DSM2018_Base30869 | Generation | ALL | 2025-02-01 | Expected Values | 1424.95 | Station_DSM2018_Base30869 | Generation | Off Peak | 2025-02-01 | Expected Values | 1039.68 | Station_DSM2018_Base30869 | Generation | On Peak | 2025-02-01 | Expected Values | 385.27 | 0 | Station_DSM2018_w30MW_Purch30870 | Generation | ALL | 2025-02-01 | Expected Values | 1425.2 | Station_DSM2018_w30MW_Purch30870 | Generation | Off Peak | 2025-02-01 | Expected Values | 1039.7 | Station_DSM2018_w30MW_Purch30870 | Generation | On Peak | 2025-02-01 | Expected Values | 385.5 | 0
| Station_DSM2018_Base30869 | Generation | ALL | 2025-03-01 | Expected Values | 1580.83 | Station_DSM2018_Base30869 | Generation | Off Peak | 2025-03-01 | Expected Values | 1192.51 | Station_DSM2018_Base30869 | Generation | On Peak | 2025-03-01 | Expected Values | 388.32 | 0 | Station_DSM2018_w30MW_Purch30870 | Generation | ALL | 2025-03-01 | Expected Values | 1580.86 | Station_DSM2018_w30MW_Purch30870 | Generation | Off Peak | 2025-03-01 | Expected Values | 1192.51 | Station_DSM2018_w30MW_Purch30870 | Generation | On Peak | 2025-03-01 | Expected Values | 388.34 | -0.01
| Station_DSM2018_Base30869 | Generation | ALL | 2025-04-01 | Expected Values | 1696.28 | Station_DSM2018_Base30869 | Generation | Off Peak | 2025-04-01 | Expected Values | 1092.19 | Station_DSM2018_Base30869 | Generation | On Peak | 2025-04-01 | Expected Values | 604.09 | 0 | Station_DSM2018_w30MW_Purch30870 | Generation | ALL | 2025-04-01 | Expected Values | 1696.34 | Station_DSM2018_w30MW_Purch30870 | Generation | Off Peak | 2025-04-01 | Expected Values | 1092.22 | Station_DSM2018_w30MW_Purch30870 | Generation | On Peak | 2025-04-01 | Expected Values | 604.13 | 0.01
| Station_DSM2018_Base30869 | Generation | ALL | 2025-05-01 | Expected Values | 1985.3 | Station_DSM2018_Base30869 | Generation | Off Peak | 2025-05-01 | Expected Values | 1292.15 | Station_DSM2018_Base30869 | Generation | On Peak | 2025-05-01 | Expected Values | 693.15 | 0 | Station_DSM2018_w30MW_Purch30870 | Generation | ALL | 2025-05-01 | Expected Values | 1985.42 | Station_DSM2018_w30MW_Purch30870 | Generation | Off Peak | 2025-05-01 | Expected Values | 1292.17 | Station_DSM2018_w30MW_Purch30870 | Generation | On Peak | 2025-05-01 | Expected Values | 693.25 | 0
| Station_DSM2018_Base30869 | Generation | ALL | 2025-06-01 | Expected Values | 2162.44 | Station_DSM2018_Base30869 | Generation | Off Peak | 2025-06-01 | Expected Values | 1436.09 | Station_DSM2018_Base30869 | Generation | On Peak | 2025-06-01 | Expected Values | 726.35 | 0 | Station_DSM2018_w30MW_Purch30870 | Generation | ALL | 2025-06-01 | Expected Values | 2162.49 | Station_DSM2018_w30MW_Purch30870 | Generation | Off Peak | 2025-06-01 | Expected Values | 1436.32 | Station_DSM2018_w30MW_Purch30870 | Generation | On Peak | 2025-06-01 | Expected Values | 726.17 | 0
| Station_DSM2018_Base30869 | Generation | ALL | 2025-07-01 | Expected Values | 2236.36 | Station_DSM2018_Base30869 | Generation | Off Peak | 2025-07-01 | Expected Values | 1431.23 | Station_DSM2018_Base30869 | Generation | On Peak | 2025-07-01 | Expected Values | 805.13 | 0 | Station_DSM2018_w30MW_Purch30870 | Generation | ALL | 2025-07-01 | Expected Values | 2236.87 | Station_DSM2018_w30MW_Purch30870 | Generation | Off Peak | 2025-07-01 | Expected Values | 1431.62 | Station_DSM2018_w30MW_Purch30870 | Generation | On Peak | 2025-07-01 | Expected Values | 805.25 | 0
| Station_DSM2018_Base30869 | Generation | ALL | 2025-08-01 | Expected Values | 2269.23 | Station_DSM2018_Base30869 | Generation | Off Peak | 2025-08-01 | Expected Values | 1538.04 | Station_DSM2018_Base30869 | Generation | On Peak | 2025-08-01 | Expected Values | 731.19 | 0 | Station_DSM2018_w30MW_Purch30870 | Generation | ALL | 2025-08-01 | Expected Values | 2268.25 | Station_DSM2018_w30MW_Purch30870 | Generation | Off Peak | 2025-08-01 | Expected Values | 1537.75 | Station_DSM2018_w30MW_Purch30870 | Generation | On Peak | 2025-08-01 | Expected Values | 730.5 | 0
| Station_DSM2018_Base30869 | Generation | ALL | 2025-09-01 | Expected Values | 2111.36 | Station_DSM2018_Base30869 | Generation | Off Peak | 2025-09-01 | Expected Values | 1385.31 | Station_DSM2018_Base30869 | Generation | On Peak | 2025-09-01 | Expected Values | 726.04 | -0.01 | Station_DSM2018_w30MW_Purch30870 | Generation | ALL | 2025-09-01 | Expected Values | 2112.99 | Station_DSM2018_w30MW_Purch30870 | Generation | Off Peak | 2025-09-01 | Expected Values | 1385.67 | Station_DSM2018_w30MW_Purch30870 | Generation | On Peak | 2025-09-01 | Expected Values | 727.32 | 0
| Station_DSM2018_Base30869 | Generation | ALL | 2025-10-01 | Expected Values | 1881.75 | Station_DSM2018_Base30869 | Generation | Off Peak | 2025-10-01 | Expected Values | 1220.12 | Station_DSM2018_Base30869 | Generation | On Peak | 2025-10-01 | Expected Values | 661.62 | -0.01 | Station_DSM2018_w30MW_Purch30870 | Generation | ALL | 2025-10-01 | Expected Values | 1881.95 | Station_DSM2018_w30MW_Purch30870 | Generation | Off Peak | 2025-10-01 | Expected Values | 1220.24 | Station_DSM2018_w30MW_Purch30870 | Generation | On Peak | 2025-10-01 | Expected Values | 661.7 | -0.01
| Station_DSM2018_Base30869 | Generation | ALL | 2025-11-01 | Expected Values | 1525 | Station_DSM2018_Base30869 | Generation | Off Peak | 2025-11-01 | Expected Values | 1164.98 | Station_DSM2018_Base30869 | Generation | On Peak | 2025-11-01 | Expected Values | 360.02 | 0 | Station_DSM2018_w30MW_Purch30870 | Generation | ALL | 2025-11-01 | Expected Values | 1525.01 | Station_DSM2018_w30MW_Purch30870 | Generation | Off Peak | 2025-11-01 | Expected Values | 1164.98 | Station_DSM2018_w30MW_Purch30870 | Generation | On Peak | 2025-11-01 | Expected Values | 360.03 | 0
| Station_DSM2018_Base30869 | Generation | ALL | 2025-12-01 | Expected Values | 1649.15 | Station_DSM2018_Base30869 | Generation | Off Peak | 2025-12-01 | Expected Values | 1200.69 | Station_DSM2018_Base30869 | Generation | On Peak | 2025-12-01 | Expected Values | 448.46 | 0 | Station_DSM2018_w30MW_Purch30870 | Generation | ALL | 2025-12-01 | Expected Values | 1648.94 | Station_DSM2018_w30MW_Purch30870 | Generation | Off Peak | 2025-12-01 | Expected Values | 1200.56 | Station_DSM2018_w30MW_Purch30870 | Generation | On Peak | 2025-12-01 | Expected Values | 448.38 | 0
| Station_DSM2018_Base30869 | Generation | ALL | 2026-01-01 | Expected Values | 1624.98 | Station_DSM2018_Base30869 | Generation | Off Peak | 2026-01-01 | Expected Values | 1178.49 | Station_DSM2018_Base30869 | Generation | On Peak | 2026-01-01 | Expected Values | 446.49 | 0 | Station_DSM2018_w30MW_Purch30870 | Generation | ALL | 2026-01-01 | Expected Values | 1624.99 | Station_DSM2018_w30MW_Purch30870 | Generation | Off Peak | 2026-01-01 | Expected Values | 1178.49 | Station_DSM2018_w30MW_Purch30870 | Generation | On Peak | 2026-01-01 | Expected Values | 446.5 | 0
| Station_DSM2018_Base30869 | Generation | ALL | 2026-02-01 | Expected Values | 1430.86 | Station_DSM2018_Base30869 | Generation | Off Peak | 2026-02-01 | Expected Values | 1042.17 | Station_DSM2018_Base30869 | Generation | On Peak | 2026-02-01 | Expected Values | 388.69 | 0 | Station_DSM2018_w30MW_Purch30870 | Generation | ALL | 2026-02-01 | Expected Values | 1430.9 | Station_DSM2018_w30MW_Purch30870 | Generation | Off Peak | 2026-02-01 | Expected Values | 1042.18 | Station_DSM2018_w30MW_Purch30870 | Generation | On Peak | 2026-02-01 | Expected Values | 388.71 | -0.01
| Station_DSM2018_Base30869 | Generation | ALL | 2026-03-01 | Expected Values | 1586.02 | Station_DSM2018_Base30869 | Generation | Off Peak | 2026-03-01 | Expected Values | 1178.83 | Station_DSM2018_Base30869 | Generation | On Peak | 2026-03-01 | Expected Values | 407.18 | -0.01 | Station_DSM2018_w30MW_Purch30870 | Generation | ALL | 2026-03-01 | Expected Values | 1586.03 | Station_DSM2018_w30MW_Purch30870 | Generation | Off Peak | 2026-03-01 | Expected Values | 1178.84 | Station_DSM2018_w30MW_Purch30870 | Generation | On Peak | 2026-03-01 | Expected Values | 407.19 | 0
| Station_DSM2018_Base30869 | Generation | ALL | 2026-04-01 | Expected Values | 1705.85 | Station_DSM2018_Base30869 | Generation | Off Peak | 2026-04-01 | Expected Values | 1093.81 | Station_DSM2018_Base30869 | Generation | On Peak | 2026-04-01 | Expected Values | 612.04 | 0 | Station_DSM2018_w30MW_Purch30870 | Generation | ALL | 2026-04-01 | Expected Values | 1705.77 | Station_DSM2018_w30MW_Purch30870 | Generation | Off Peak | 2026-04-01 | Expected Values | 1093.81 | Station_DSM2018_w30MW_Purch30870 | Generation | On Peak | 2026-04-01 | Expected Values | 611.97 | 0.01
| Station_DSM2018_Base30869 | Generation | ALL | 2026-05-01 | Expected Values | 1998.04 | Station_DSM2018_Base30869 | Generation | Off Peak | 2026-05-01 | Expected Values | 1329.86 | Station_DSM2018_Base30869 | Generation | On Peak | 2026-05-01 | Expected Values | 668.18 | 0 | Station_DSM2018_w30MW_Purch30870 | Generation | ALL | 2026-05-01 | Expected Values | 1998.04 | Station_DSM2018_w30MW_Purch30870 | Generation | Off Peak | 2026-05-01 | Expected Values | 1329.86 | Station_DSM2018_w30MW_Purch30870 | Generation | On Peak | 2026-05-01 | Expected Values | 668.18 | 0
| Station_DSM2018_Base30869 | Generation | ALL | 2026-06-01 | Expected Values | 2181.41 | Station_DSM2018_Base30869 | Generation | Off Peak | 2026-06-01 | Expected Values | 1412.39 | Station_DSM2018_Base30869 | Generation | On Peak | 2026-06-01 | Expected Values | 769.02 | 0 | Station_DSM2018_w30MW_Purch30870 | Generation | ALL | 2026-06-01 | Expected Values | 2181.85 | Station_DSM2018_w30MW_Purch30870 | Generation | Off Peak | 2026-06-01 | Expected Values | 1412.46 | Station_DSM2018_w30MW_Purch30870 | Generation | On Peak | 2026-06-01 | Expected Values | 769.39 | 0
| Station_DSM2018_Base30869 | Generation | ALL | 2026-07-01 | Expected Values | 2258.64 | Station_DSM2018_Base30869 | Generation | Off Peak | 2026-07-01 | Expected Values | 1442.26 | Station_DSM2018_Base30869 | Generation | On Peak | 2026-07-01 | Expected Values | 816.38 | 0 | Station_DSM2018_w30MW_Purch30870 | Generation | ALL | 2026-07-01 | Expected Values | 2258.71 | Station_DSM2018_w30MW_Purch30870 | Generation | Off Peak | 2026-07-01 | Expected Values | 1442.26 | Station_DSM2018_w30MW_Purch30870 | Generation | On Peak | 2026-07-01 | Expected Values | 816.45 | 0
| Station_DSM2018_Base30869 | Generation | ALL | 2026-08-01 | Expected Values | 2289.12 | Station_DSM2018_Base30869 | Generation | Off Peak | 2026-08-01 | Expected Values | 1554.65 | Station_DSM2018_Base30869 | Generation | On Peak | 2026-08-01 | Expected Values | 734.47 | 0 | Station_DSM2018_w30MW_Purch30870 | Generation | ALL | 2026-08-01 | Expected Values | 2289.51 | Station_DSM2018_w30MW_Purch30870 | Generation | Off Peak | 2026-08-01 | Expected Values | 1554.64 | Station_DSM2018_w30MW_Purch30870 | Generation | On Peak | 2026-08-01 | Expected Values | 734.87 | 0
| Station_DSM2018_Base30869 | Generation | ALL | 2026-09-01 | Expected Values | 2130.91 | Station_DSM2018_Base30869 | Generation | Off Peak | 2026-09-01 | Expected Values | 1394.08 | Station_DSM2018_Base30869 | Generation | On Peak | 2026-09-01 | Expected Values | 736.83 | 0 | Station_DSM2018_w30MW_Purch30870 | Generation | ALL | 2026-09-01 | Expected Values | 2131.14 | Station_DSM2018_w30MW_Purch30870 | Generation | Off Peak | 2026-09-01 | Expected Values | 1394.09 | Station_DSM2018_w30MW_Purch30870 | Generation | On Peak | 2026-09-01 | Expected Values | 737.05 | 0
| Station_DSM2018_Base30869 | Generation | ALL | 2026-10-01 | Expected Values | 1898.42 | Station_DSM2018_Base30869 | Generation | Off Peak | 2026-10-01 | Expected Values | 1259.14 | Station_DSM2018_Base30869 | Generation | On Peak | 2026-10-01 | Expected Values | 639.29 | 0.01 | Station_DSM2018_w30MW_Purch30870 | Generation | ALL | 2026-10-01 | Expected Values | 1898.35 | Station_DSM2018_w30MW_Purch30870 | Generation | Off Peak | 2026-10-01 | Expected Values | 1259.13 | Station_DSM2018_w30MW_Purch30870 | Generation | On Peak | 2026-10-01 | Expected Values | 639.22 | 0
| Station_DSM2018_Base30869 | Generation | ALL | 2026-11-01 | Expected Values | 1533.01 | Station_DSM2018_Base30869 | Generation | Off Peak | 2026-11-01 | Expected Values | 1151.18 | Station_DSM2018_Base30869 | Generation | On Peak | 2026-11-01 | Expected Values | 381.83 | 0 | Station_DSM2018_w30MW_Purch30870 | Generation | ALL | 2026-11-01 | Expected Values | 1533.01 | Station_DSM2018_w30MW_Purch30870 | Generation | Off Peak | 2026-11-01 | Expected Values | 1151.18 | Station_DSM2018_w30MW_Purch30870 | Generation | On Peak | 2026-11-01 | Expected Values | 381.83 | 0
| Station_DSM2018_Base30869 | Generation | ALL | 2026-12-01 | Expected Values | 1656.78 | Station_DSM2018_Base30869 | Generation | Off Peak | 2026-12-01 | Expected Values | 1207.25 | Station_DSM2018_Base30869 | Generation | On Peak | 2026-12-01 | Expected Values | 449.54 | 0.01 | Station_DSM2018_w30MW_Purch30870 | Generation | ALL | 2026-12-01 | Expected Values | 1656.86 | Station_DSM2018_w30MW_Purch30870 | Generation | Off Peak | 2026-12-01 | Expected Values | 1207.28 | Station_DSM2018_w30MW_Purch30870 | Generation | On Peak | 2026-12-01 | Expected Values | 449.58 | 0
| Station_DSM2018_Base30869 | Generation | ALL | 2027-01-01 | Expected Values | 1644.01 | Station_DSM2018_Base30869 | Generation | Off Peak | 2027-01-01 | Expected Values | 1208.52 | Station_DSM2018_Base30869 | Generation | On Peak | 2027-01-01 | Expected Values | 435.5 | 0.01 | Station_DSM2018_w30MW_Purch30870 | Generation | ALL | 2027-01-01 | Expected Values | 1643.96 | Station_DSM2018_w30MW_Purch30870 | Generation | Off Peak | 2027-01-01 | Expected Values | 1208.51 | Station_DSM2018_w30MW_Purch30870 | Generation | On Peak | 2027-01-01 | Expected Values | 435.44 | -0.01
| Station_DSM2018_Base30869 | Generation | ALL | 2027-02-01 | Expected Values | 1448.04 | Station_DSM2018_Base30869 | Generation | Off Peak | 2027-02-01 | Expected Values | 1053.14 | Station_DSM2018_Base30869 | Generation | On Peak | 2027-02-01 | Expected Values | 394.9 | 0 | Station_DSM2018_w30MW_Purch30870 | Generation | ALL | 2027-02-01 | Expected Values | 1448.06 | Station_DSM2018_w30MW_Purch30870 | Generation | Off Peak | 2027-02-01 | Expected Values | 1053.14 | Station_DSM2018_w30MW_Purch30870 | Generation | On Peak | 2027-02-01 | Expected Values | 394.91 | -0.01
| Station_DSM2018_Base30869 | Generation | ALL | 2027-03-01 | Expected Values | 1605.99 | Station_DSM2018_Base30869 | Generation | Off Peak | 2027-03-01 | Expected Values | 1176.87 | Station_DSM2018_Base30869 | Generation | On Peak | 2027-03-01 | Expected Values | 429.12 | 0 | Station_DSM2018_w30MW_Purch30870 | Generation | ALL | 2027-03-01 | Expected Values | 1606 | Station_DSM2018_w30MW_Purch30870 | Generation | Off Peak | 2027-03-01 | Expected Values | 1176.87 | Station_DSM2018_w30MW_Purch30870 | Generation | On Peak | 2027-03-01 | Expected Values | 429.13 | 0
| Station_DSM2018_Base30869 | Generation | ALL | 2027-04-01 | Expected Values | 1729.05 | Station_DSM2018_Base30869 | Generation | Off Peak | 2027-04-01 | Expected Values | 1104.55 | Station_DSM2018_Base30869 | Generation | On Peak | 2027-04-01 | Expected Values | 624.5 | 0 | Station_DSM2018_w30MW_Purch30870 | Generation | ALL | 2027-04-01 | Expected Values | 1729.03 | Station_DSM2018_w30MW_Purch30870 | Generation | Off Peak | 2027-04-01 | Expected Values | 1104.56 | Station_DSM2018_w30MW_Purch30870 | Generation | On Peak | 2027-04-01 | Expected Values | 624.48 | 0.01
| Station_DSM2018_Base30869 | Generation | ALL | 2027-05-01 | Expected Values | 2025.58 | Station_DSM2018_Base30869 | Generation | Off Peak | 2027-05-01 | Expected Values | 1345.23 | Station_DSM2018_Base30869 | Generation | On Peak | 2027-05-01 | Expected Values | 680.35 | 0 | Station_DSM2018_w30MW_Purch30870 | Generation | ALL | 2027-05-01 | Expected Values | 2025.84 | Station_DSM2018_w30MW_Purch30870 | Generation | Off Peak | 2027-05-01 | Expected Values | 1345.29 | Station_DSM2018_w30MW_Purch30870 | Generation | On Peak | 2027-05-01 | Expected Values | 680.54 | -0.01
| Station_DSM2018_Base30869 | Generation | ALL | 2027-06-01 | Expected Values | 2212.64 | Station_DSM2018_Base30869 | Generation | Off Peak | 2027-06-01 | Expected Values | 1434.8 | Station_DSM2018_Base30869 | Generation | On Peak | 2027-06-01 | Expected Values | 777.84 | 0 | Station_DSM2018_w30MW_Purch30870 | Generation | ALL | 2027-06-01 | Expected Values | 2213.15 | Station_DSM2018_w30MW_Purch30870 | Generation | Off Peak | 2027-06-01 | Expected Values | 1434.87 | Station_DSM2018_w30MW_Purch30870 | Generation | On Peak | 2027-06-01 | Expected Values | 778.28 | 0
| Station_DSM2018_Base30869 | Generation | ALL | 2027-07-01 | Expected Values | 2290.18 | Station_DSM2018_Base30869 | Generation | Off Peak | 2027-07-01 | Expected Values | 1495.84 | Station_DSM2018_Base30869 | Generation | On Peak | 2027-07-01 | Expected Values | 794.34 | 0 | Station_DSM2018_w30MW_Purch30870 | Generation | ALL | 2027-07-01 | Expected Values | 2290.87 | Station_DSM2018_w30MW_Purch30870 | Generation | Off Peak | 2027-07-01 | Expected Values | 1495.99 | Station_DSM2018_w30MW_Purch30870 | Generation | On Peak | 2027-07-01 | Expected Values | 794.89 | 0.01
| Station_DSM2018_Base30869 | Generation | ALL | 2027-08-01 | Expected Values | 2321.33 | Station_DSM2018_Base30869 | Generation | Off Peak | 2027-08-01 | Expected Values | 1546.29 | Station_DSM2018_Base30869 | Generation | On Peak | 2027-08-01 | Expected Values | 775.04 | 0 | Station_DSM2018_w30MW_Purch30870 | Generation | ALL | 2027-08-01 | Expected Values | 2322.37 | Station_DSM2018_w30MW_Purch30870 | Generation | Off Peak | 2027-08-01 | Expected Values | 1546.43 | Station_DSM2018_w30MW_Purch30870 | Generation | On Peak | 2027-08-01 | Expected Values | 775.94 | 0
| Station_DSM2018_Base30869 | Generation | ALL | 2027-09-01 | Expected Values | 2159.28 | Station_DSM2018_Base30869 | Generation | Off Peak | 2027-09-01 | Expected Values | 1411.01 | Station_DSM2018_Base30869 | Generation | On Peak | 2027-09-01 | Expected Values | 748.27 | 0 | Station_DSM2018_w30MW_Purch30870 | Generation | ALL | 2027-09-01 | Expected Values | 2159.53 | Station_DSM2018_w30MW_Purch30870 | Generation | Off Peak | 2027-09-01 | Expected Values | 1411.15 | Station_DSM2018_w30MW_Purch30870 | Generation | On Peak | 2027-09-01 | Expected Values | 748.38 | 0
| Station_DSM2018_Base30869 | Generation | ALL | 2027-10-01 | Expected Values | 1925.24 | Station_DSM2018_Base30869 | Generation | Off Peak | 2027-10-01 | Expected Values | 1308.77 | Station_DSM2018_Base30869 | Generation | On Peak | 2027-10-01 | Expected Values | 616.47 | 0 | Station_DSM2018_w30MW_Purch30870 | Generation | ALL | 2027-10-01 | Expected Values | 1925.26 | Station_DSM2018_w30MW_Purch30870 | Generation | Off Peak | 2027-10-01 | Expected Values | 1308.83 | Station_DSM2018_w30MW_Purch30870 | Generation | On Peak | 2027-10-01 | Expected Values | 616.43 | 0
| Station_DSM2018_Base30869 | Generation | ALL | 2027-11-01 | Expected Values | 1554.01 | Station_DSM2018_Base30869 | Generation | Off Peak | 2027-11-01 | Expected Values | 1147.04 | Station_DSM2018_Base30869 | Generation | On Peak | 2027-11-01 | Expected Values | 406.98 | 0.01 | Station_DSM2018_w30MW_Purch30870 | Generation | ALL | 2027-11-01 | Expected Values | 1554.01 | Station_DSM2018_w30MW_Purch30870 | Generation | Off Peak | 2027-11-01 | Expected Values | 1147.03 | Station_DSM2018_w30MW_Purch30870 | Generation | On Peak | 2027-11-01 | Expected Values | 406.98 | 0
| Station_DSM2018_Base30869 | Generation | ALL | 2027-12-01 | Expected Values | 1677.47 | Station_DSM2018_Base30869 | Generation | Off Peak | 2027-12-01 | Expected Values | 1222.48 | Station_DSM2018_Base30869 | Generation | On Peak | 2027-12-01 | Expected Values | 454.99 | 0 | Station_DSM2018_w30MW_Purch30870 | Generation | ALL | 2027-12-01 | Expected Values | 1677.72 | Station_DSM2018_w30MW_Purch30870 | Generation | Off Peak | 2027-12-01 | Expected Values | 1222.56 | Station_DSM2018_w30MW_Purch30870 | Generation | On Peak | 2027-12-01 | Expected Values | 455.16 | 0
| Station_DSM2018_Base30869 | Generation | ALL | 2028-01-01 | Expected Values | 1664.88 | Station_DSM2018_Base30869 | Generation | Off Peak | 2028-01-01 | Expected Values | 1222.98 | Station_DSM2018_Base30869 | Generation | On Peak | 2028-01-01 | Expected Values | 441.9 | 0 | Station_DSM2018_w30MW_Purch30870 | Generation | ALL | 2028-01-01 | Expected Values | 1664.91 | Station_DSM2018_w30MW_Purch30870 | Generation | Off Peak | 2028-01-01 | Expected Values | 1223.01 | Station_DSM2018_w30MW_Purch30870 | Generation | On Peak | 2028-01-01 | Expected Values | 441.9 | 0
| Station_DSM2018_Base30869 | Generation | ALL | 2028-02-01 | Expected Values | 1467.64 | Station_DSM2018_Base30869 | Generation | Off Peak | 2028-02-01 | Expected Values | 1062.91 | Station_DSM2018_Base30869 | Generation | On Peak | 2028-02-01 | Expected Values | 404.74 | 0.01 | Station_DSM2018_w30MW_Purch30870 | Generation | ALL | 2028-02-01 | Expected Values | 1467.69 | Station_DSM2018_w30MW_Purch30870 | Generation | Off Peak | 2028-02-01 | Expected Values | 1062.92 | Station_DSM2018_w30MW_Purch30870 | Generation | On Peak | 2028-02-01 | Expected Values | 404.77 | 0
| Station_DSM2018_Base30869 | Generation | ALL | 2028-03-01 | Expected Values | 1627.1 | Station_DSM2018_Base30869 | Generation | Off Peak | 2028-03-01 | Expected Values | 1190.78 | Station_DSM2018_Base30869 | Generation | On Peak | 2028-03-01 | Expected Values | 436.32 | 0 | Station_DSM2018_w30MW_Purch30870 | Generation | ALL | 2028-03-01 | Expected Values | 1627.09 | Station_DSM2018_w30MW_Purch30870 | Generation | Off Peak | 2028-03-01 | Expected Values | 1190.78 | Station_DSM2018_w30MW_Purch30870 | Generation | On Peak | 2028-03-01 | Expected Values | 436.32 | 0.01
| Station_DSM2018_Base30869 | Generation | ALL | 2028-04-01 | Expected Values | 1752.37 | Station_DSM2018_Base30869 | Generation | Off Peak | 2028-04-01 | Expected Values | 1172.75 | Station_DSM2018_Base30869 | Generation | On Peak | 2028-04-01 | Expected Values | 579.62 | 0 | Station_DSM2018_w30MW_Purch30870 | Generation | ALL | 2028-04-01 | Expected Values | 1752.23 | Station_DSM2018_w30MW_Purch30870 | Generation | Off Peak | 2028-04-01 | Expected Values | 1172.75 | Station_DSM2018_w30MW_Purch30870 | Generation | On Peak | 2028-04-01 | Expected Values | 579.47 | -0.01
| Station_DSM2018_Base30869 | Generation | ALL | 2028-05-01 | Expected Values | 2054.9 | Station_DSM2018_Base30869 | Generation | Off Peak | 2028-05-01 | Expected Values | 1304.44 | Station_DSM2018_Base30869 | Generation | On Peak | 2028-05-01 | Expected Values | 750.46 | 0 | Station_DSM2018_w30MW_Purch30870 | Generation | ALL | 2028-05-01 | Expected Values | 2054.86 | Station_DSM2018_w30MW_Purch30870 | Generation | Off Peak | 2028-05-01 | Expected Values | 1304.44 | Station_DSM2018_w30MW_Purch30870 | Generation | On Peak | 2028-05-01 | Expected Values | 750.42 | 0
| Station_DSM2018_Base30869 | Generation | ALL | 2028-06-01 | Expected Values | 2243.01 | Station_DSM2018_Base30869 | Generation | Off Peak | 2028-06-01 | Expected Values | 1447.92 | Station_DSM2018_Base30869 | Generation | On Peak | 2028-06-01 | Expected Values | 795.1 | 0.01 | Station_DSM2018_w30MW_Purch30870 | Generation | ALL | 2028-06-01 | Expected Values | 2244.39 | Station_DSM2018_w30MW_Purch30870 | Generation | Off Peak | 2028-06-01 | Expected Values | 1448.28 | Station_DSM2018_w30MW_Purch30870 | Generation | On Peak | 2028-06-01 | Expected Values | 796.11 | 0
| Station_DSM2018_Base30869 | Generation | ALL | 2028-07-01 | Expected Values | 2322.48 | Station_DSM2018_Base30869 | Generation | Off Peak | 2028-07-01 | Expected Values | 1559.92 | Station_DSM2018_Base30869 | Generation | On Peak | 2028-07-01 | Expected Values | 762.56 | 0 | Station_DSM2018_w30MW_Purch30870 | Generation | ALL | 2028-07-01 | Expected Values | 2323.99 | Station_DSM2018_w30MW_Purch30870 | Generation | Off Peak | 2028-07-01 | Expected Values | 1559.98 | Station_DSM2018_w30MW_Purch30870 | Generation | On Peak | 2028-07-01 | Expected Values | 764.01 | 0
| Station_DSM2018_Base30869 | Generation | ALL | 2028-08-01 | Expected Values | 2355.39 | Station_DSM2018_Base30869 | Generation | Off Peak | 2028-08-01 | Expected Values | 1539.9 | Station_DSM2018_Base30869 | Generation | On Peak | 2028-08-01 | Expected Values | 815.48 | -0.01 | Station_DSM2018_w30MW_Purch30870 | Generation | ALL | 2028-08-01 | Expected Values | 2355.98 | Station_DSM2018_w30MW_Purch30870 | Generation | Off Peak | 2028-08-01 | Expected Values | 1539.94 | Station_DSM2018_w30MW_Purch30870 | Generation | On Peak | 2028-08-01 | Expected Values | 816.04 | 0
| Station_DSM2018_Base30869 | Generation | ALL | 2028-09-01 | Expected Values | 2195.04 | Station_DSM2018_Base30869 | Generation | Off Peak | 2028-09-01 | Expected Values | 1461.04 | Station_DSM2018_Base30869 | Generation | On Peak | 2028-09-01 | Expected Values | 734 | 0 | Station_DSM2018_w30MW_Purch30870 | Generation | ALL | 2028-09-01 | Expected Values | 2195.43 | Station_DSM2018_w30MW_Purch30870 | Generation | Off Peak | 2028-09-01 | Expected Values | 1461.12 | Station_DSM2018_w30MW_Purch30870 | Generation | On Peak | 2028-09-01 | Expected Values | 734.31 | 0
| Station_DSM2018_Base30869 | Generation | ALL | 2028-10-01 | Expected Values | 1953.53 | Station_DSM2018_Base30869 | Generation | Off Peak | 2028-10-01 | Expected Values | 1286.07 | Station_DSM2018_Base30869 | Generation | On Peak | 2028-10-01 | Expected Values | 667.46 | 0 | Station_DSM2018_w30MW_Purch30870 | Generation | ALL | 2028-10-01 | Expected Values | 1953.7 | Station_DSM2018_w30MW_Purch30870 | Generation | Off Peak | 2028-10-01 | Expected Values | 1286.11 | Station_DSM2018_w30MW_Purch30870 | Generation | On Peak | 2028-10-01 | Expected Values | 667.59 | 0
| Station_DSM2018_Base30869 | Generation | ALL | 2028-11-01 | Expected Values | 1575.95 | Station_DSM2018_Base30869 | Generation | Off Peak | 2028-11-01 | Expected Values | 1172.21 | Station_DSM2018_Base30869 | Generation | On Peak | 2028-11-01 | Expected Values | 403.74 | 0 | Station_DSM2018_w30MW_Purch30870 | Generation | ALL | 2028-11-01 | Expected Values | 1575.96 | Station_DSM2018_w30MW_Purch30870 | Generation | Off Peak | 2028-11-01 | Expected Values | 1172.21 | Station_DSM2018_w30MW_Purch30870 | Generation | On Peak | 2028-11-01 | Expected Values | 403.74 | -0.01
| Station_DSM2018_Base30869 | Generation | ALL | 2028-12-01 | Expected Values | 1699.06 | Station_DSM2018_Base30869 | Generation | Off Peak | 2028-12-01 | Expected Values | 1278.06 | Station_DSM2018_Base30869 | Generation | On Peak | 2028-12-01 | Expected Values | 421 | 0 | Station_DSM2018_w30MW_Purch30870 | Generation | ALL | 2028-12-01 | Expected Values | 1699.41 | Station_DSM2018_w30MW_Purch30870 | Generation | Off Peak | 2028-12-01 | Expected Values | 1278.12 | Station_DSM2018_w30MW_Purch30870 | Generation | On Peak | 2028-12-01 | Expected Values | 421.28 | -0.01
| Station_DSM2018_Base30869 | Generation | ALL | 2029-01-01 | Expected Values | 1686.03 | Station_DSM2018_Base30869 | Generation | Off Peak | 2029-01-01 | Expected Values | 1198 | Station_DSM2018_Base30869 | Generation | On Peak | 2029-01-01 | Expected Values | 488.03 | 0 | Station_DSM2018_w30MW_Purch30870 | Generation | ALL | 2029-01-01 | Expected Values | 1686.05 | Station_DSM2018_w30MW_Purch30870 | Generation | Off Peak | 2029-01-01 | Expected Values | 1198.07 | Station_DSM2018_w30MW_Purch30870 | Generation | On Peak | 2029-01-01 | Expected Values | 487.98 | 0
| Station_DSM2018_Base30869 | Generation | ALL | 2029-02-01 | Expected Values | 1485.07 | Station_DSM2018_Base30869 | Generation | Off Peak | 2029-02-01 | Expected Values | 1080.78 | Station_DSM2018_Base30869 | Generation | On Peak | 2029-02-01 | Expected Values | 404.29 | 0 | Station_DSM2018_w30MW_Purch30870 | Generation | ALL | 2029-02-01 | Expected Values | 1485.08 | Station_DSM2018_w30MW_Purch30870 | Generation | Off Peak | 2029-02-01 | Expected Values | 1080.78 | Station_DSM2018_w30MW_Purch30870 | Generation | On Peak | 2029-02-01 | Expected Values | 404.3 | 0
| Station_DSM2018_Base30869 | Generation | ALL | 2029-03-01 | Expected Values | 1649.08 | Station_DSM2018_Base30869 | Generation | Off Peak | 2029-03-01 | Expected Values | 1225.22 | Station_DSM2018_Base30869 | Generation | On Peak | 2029-03-01 | Expected Values | 423.85 | -0.01 | Station_DSM2018_w30MW_Purch30870 | Generation | ALL | 2029-03-01 | Expected Values | 1649.08 | Station_DSM2018_w30MW_Purch30870 | Generation | Off Peak | 2029-03-01 | Expected Values | 1225.22 | Station_DSM2018_w30MW_Purch30870 | Generation | On Peak | 2029-03-01 | Expected Values | 423.85 | -0.01
| Station_DSM2018_Base30869 | Generation | ALL | 2029-04-01 | Expected Values | 1776.87 | Station_DSM2018_Base30869 | Generation | Off Peak | 2029-04-01 | Expected Values | 1171.01 | Station_DSM2018_Base30869 | Generation | On Peak | 2029-04-01 | Expected Values | 605.86 | 0 | Station_DSM2018_w30MW_Purch30870 | Generation | ALL | 2029-04-01 | Expected Values | 1776.99 | Station_DSM2018_w30MW_Purch30870 | Generation | Off Peak | 2029-04-01 | Expected Values | 1171.02 | Station_DSM2018_w30MW_Purch30870 | Generation | On Peak | 2029-04-01 | Expected Values | 605.97 | 0
| Station_DSM2018_Base30869 | Generation | ALL | 2029-05-01 | Expected Values | 2080.94 | Station_DSM2018_Base30869 | Generation | Off Peak | 2029-05-01 | Expected Values | 1326.6 | Station_DSM2018_Base30869 | Generation | On Peak | 2029-05-01 | Expected Values | 754.34 | 0 | Station_DSM2018_w30MW_Purch30870 | Generation | ALL | 2029-05-01 | Expected Values | 2081.81 | Station_DSM2018_w30MW_Purch30870 | Generation | Off Peak | 2029-05-01 | Expected Values | 1326.73 | Station_DSM2018_w30MW_Purch30870 | Generation | On Peak | 2029-05-01 | Expected Values | 755.08 | 0
| Station_DSM2018_Base30869 | Generation | ALL | 2029-06-01 | Expected Values | 2274.26 | Station_DSM2018_Base30869 | Generation | Off Peak | 2029-06-01 | Expected Values | 1511.49 | Station_DSM2018_Base30869 | Generation | On Peak | 2029-06-01 | Expected Values | 762.77 | 0 | Station_DSM2018_w30MW_Purch30870 | Generation | ALL | 2029-06-01 | Expected Values | 2275.41 | Station_DSM2018_w30MW_Purch30870 | Generation | Off Peak | 2029-06-01 | Expected Values | 1511.78 | Station_DSM2018_w30MW_Purch30870 | Generation | On Peak | 2029-06-01 | Expected Values | 763.63 | 0
| Station_DSM2018_Base30869 | Generation | ALL | 2029-07-01 | Expected Values | 2358.19 | Station_DSM2018_Base30869 | Generation | Off Peak | 2029-07-01 | Expected Values | 1546.84 | Station_DSM2018_Base30869 | Generation | On Peak | 2029-07-01 | Expected Values | 811.35 | 0 | Station_DSM2018_w30MW_Purch30870 | Generation | ALL | 2029-07-01 | Expected Values | 2358.39 | Station_DSM2018_w30MW_Purch30870 | Generation | Off Peak | 2029-07-01 | Expected Values | 1546.9 | Station_DSM2018_w30MW_Purch30870 | Generation | On Peak | 2029-07-01 | Expected Values | 811.49 | 0
| Station_DSM2018_Base30869 | Generation | ALL | 2029-08-01 | Expected Values | 2390.53 | Station_DSM2018_Base30869 | Generation | Off Peak | 2029-08-01 | Expected Values | 1544.63 | Station_DSM2018_Base30869 | Generation | On Peak | 2029-08-01 | Expected Values | 845.9 | 0 | Station_DSM2018_w30MW_Purch30870 | Generation | ALL | 2029-08-01 | Expected Values | 2390.89 | Station_DSM2018_w30MW_Purch30870 | Generation | Off Peak | 2029-08-01 | Expected Values | 1544.69 | Station_DSM2018_w30MW_Purch30870 | Generation | On Peak | 2029-08-01 | Expected Values | 846.2 | 0
| Station_DSM2018_Base30869 | Generation | ALL | 2029-09-01 | Expected Values | 2226.37 | Station_DSM2018_Base30869 | Generation | Off Peak | 2029-09-01 | Expected Values | 1527.01 | Station_DSM2018_Base30869 | Generation | On Peak | 2029-09-01 | Expected Values | 699.36 | 0 | Station_DSM2018_w30MW_Purch30870 | Generation | ALL | 2029-09-01 | Expected Values | 2226.24 | Station_DSM2018_w30MW_Purch30870 | Generation | Off Peak | 2029-09-01 | Expected Values | 1527.04 | Station_DSM2018_w30MW_Purch30870 | Generation | On Peak | 2029-09-01 | Expected Values | 699.2 | 0
| Station_DSM2018_Base30869 | Generation | ALL | 2029-10-01 | Expected Values | 1981.01 | Station_DSM2018_Base30869 | Generation | Off Peak | 2029-10-01 | Expected Values | 1264.34 | Station_DSM2018_Base30869 | Generation | On Peak | 2029-10-01 | Expected Values | 716.67 | 0 | Station_DSM2018_w30MW_Purch30870 | Generation | ALL | 2029-10-01 | Expected Values | 1981.1 | Station_DSM2018_w30MW_Purch30870 | Generation | Off Peak | 2029-10-01 | Expected Values | 1264.33 | Station_DSM2018_w30MW_Purch30870 | Generation | On Peak | 2029-10-01 | Expected Values | 716.77 | 0
| Station_DSM2018_Base30869 | Generation | ALL | 2029-11-01 | Expected Values | 1598.04 | Station_DSM2018_Base30869 | Generation | Off Peak | 2029-11-01 | Expected Values | 1178.82 | Station_DSM2018_Base30869 | Generation | On Peak | 2029-11-01 | Expected Values | 419.21 | -0.01 | Station_DSM2018_w30MW_Purch30870 | Generation | ALL | 2029-11-01 | Expected Values | 1598.03 | Station_DSM2018_w30MW_Purch30870 | Generation | Off Peak | 2029-11-01 | Expected Values | 1178.82 | Station_DSM2018_w30MW_Purch30870 | Generation | On Peak | 2029-11-01 | Expected Values | 419.21 | 0
| Station_DSM2018_Base30869 | Generation | ALL | 2029-12-01 | Expected Values | 1722.72 | Station_DSM2018_Base30869 | Generation | Off Peak | 2029-12-01 | Expected Values | 1291.77 | Station_DSM2018_Base30869 | Generation | On Peak | 2029-12-01 | Expected Values | 430.95 | 0 | Station_DSM2018_w30MW_Purch30870 | Generation | ALL | 2029-12-01 | Expected Values | 1722.66 | Station_DSM2018_w30MW_Purch30870 | Generation | Off Peak | 2029-12-01 | Expected Values | 1291.75 | Station_DSM2018_w30MW_Purch30870 | Generation | On Peak | 2029-12-01 | Expected Values | 430.9 | -0.01
| Station_DSM2018_Base30869 | Generation | ALL | 2030-01-01 | Expected Values | 1705.01 | Station_DSM2018_Base30869 | Generation | Off Peak | 2030-01-01 | Expected Values | 1209.86 | Station_DSM2018_Base30869 | Generation | On Peak | 2030-01-01 | Expected Values | 495.15 | 0 | Station_DSM2018_w30MW_Purch30870 | Generation | ALL | 2030-01-01 | Expected Values | 1705.06 | Station_DSM2018_w30MW_Purch30870 | Generation | Off Peak | 2030-01-01 | Expected Values | 1209.87 | Station_DSM2018_w30MW_Purch30870 | Generation | On Peak | 2030-01-01 | Expected Values | 495.19 | 0
| Station_DSM2018_Base30869 | Generation | ALL | 2030-02-01 | Expected Values | 1502 | Station_DSM2018_Base30869 | Generation | Off Peak | 2030-02-01 | Expected Values | 1093.28 | Station_DSM2018_Base30869 | Generation | On Peak | 2030-02-01 | Expected Values | 408.72 | 0 | Station_DSM2018_w30MW_Purch30870 | Generation | ALL | 2030-02-01 | Expected Values | 1502.01 | Station_DSM2018_w30MW_Purch30870 | Generation | Off Peak | 2030-02-01 | Expected Values | 1093.28 | Station_DSM2018_w30MW_Purch30870 | Generation | On Peak | 2030-02-01 | Expected Values | 408.73 | 0
| Station_DSM2018_Base30869 | Generation | ALL | 2030-03-01 | Expected Values | 1668.08 | Station_DSM2018_Base30869 | Generation | Off Peak | 2030-03-01 | Expected Values | 1256.46 | Station_DSM2018_Base30869 | Generation | On Peak | 2030-03-01 | Expected Values | 411.62 | 0 | Station_DSM2018_w30MW_Purch30870 | Generation | ALL | 2030-03-01 | Expected Values | 1668.08 | Station_DSM2018_w30MW_Purch30870 | Generation | Off Peak | 2030-03-01 | Expected Values | 1256.46 | Station_DSM2018_w30MW_Purch30870 | Generation | On Peak | 2030-03-01 | Expected Values | 411.62 | 0
| Station_DSM2018_Base30869 | Generation | ALL | 2030-04-01 | Expected Values | 1798.61 | Station_DSM2018_Base30869 | Generation | Off Peak | 2030-04-01 | Expected Values | 1158.62 | Station_DSM2018_Base30869 | Generation | On Peak | 2030-04-01 | Expected Values | 639.99 | 0 | Station_DSM2018_w30MW_Purch30870 | Generation | ALL | 2030-04-01 | Expected Values | 1799.01 | Station_DSM2018_w30MW_Purch30870 | Generation | Off Peak | 2030-04-01 | Expected Values | 1158.65 | Station_DSM2018_w30MW_Purch30870 | Generation | On Peak | 2030-04-01 | Expected Values | 640.36 | 0
| Station_DSM2018_Base30869 | Generation | ALL | 2030-05-01 | Expected Values | 2109.45 | Station_DSM2018_Base30869 | Generation | Off Peak | 2030-05-01 | Expected Values | 1340.53 | Station_DSM2018_Base30869 | Generation | On Peak | 2030-05-01 | Expected Values | 768.92 | 0 | Station_DSM2018_w30MW_Purch30870 | Generation | ALL | 2030-05-01 | Expected Values | 2110.12 | Station_DSM2018_w30MW_Purch30870 | Generation | Off Peak | 2030-05-01 | Expected Values | 1340.61 | Station_DSM2018_w30MW_Purch30870 | Generation | On Peak | 2030-05-01 | Expected Values | 769.51 | 0
| Station_DSM2018_Base30869 | Generation | ALL | 2030-06-01 | Expected Values | 2303.24 | Station_DSM2018_Base30869 | Generation | Off Peak | 2030-06-01 | Expected Values | 1564.17 | Station_DSM2018_Base30869 | Generation | On Peak | 2030-06-01 | Expected Values | 739.07 | 0 | Station_DSM2018_w30MW_Purch30870 | Generation | ALL | 2030-06-01 | Expected Values | 2304.31 | Station_DSM2018_w30MW_Purch30870 | Generation | Off Peak | 2030-06-01 | Expected Values | 1564.57 | Station_DSM2018_w30MW_Purch30870 | Generation | On Peak | 2030-06-01 | Expected Values | 739.75 | 0.01
| Station_DSM2018_Base30869 | Generation | ALL | 2030-07-01 | Expected Values | 2383.53 | Station_DSM2018_Base30869 | Generation | Off Peak | 2030-07-01 | Expected Values | 1529.49 | Station_DSM2018_Base30869 | Generation | On Peak | 2030-07-01 | Expected Values | 854.04 | 0 | Station_DSM2018_w30MW_Purch30870 | Generation | ALL | 2030-07-01 | Expected Values | 2385.15 | Station_DSM2018_w30MW_Purch30870 | Generation | Off Peak | 2030-07-01 | Expected Values | 1529.45 | Station_DSM2018_w30MW_Purch30870 | Generation | On Peak | 2030-07-01 | Expected Values | 855.7 | 0
| Station_DSM2018_Base30869 | Generation | ALL | 2030-08-01 | Expected Values | 2420.45 | Station_DSM2018_Base30869 | Generation | Off Peak | 2030-08-01 | Expected Values | 1601.29 | Station_DSM2018_Base30869 | Generation | On Peak | 2030-08-01 | Expected Values | 819.16 | 0 | Station_DSM2018_w30MW_Purch30870 | Generation | ALL | 2030-08-01 | Expected Values | 2420.86 | Station_DSM2018_w30MW_Purch30870 | Generation | Off Peak | 2030-08-01 | Expected Values | 1601.49 | Station_DSM2018_w30MW_Purch30870 | Generation | On Peak | 2030-08-01 | Expected Values | 819.37 | 0
| Station_DSM2018_Base30869 | Generation | ALL | 2030-09-01 | Expected Values | 2254.94 | Station_DSM2018_Base30869 | Generation | Off Peak | 2030-09-01 | Expected Values | 1513.35 | Station_DSM2018_Base30869 | Generation | On Peak | 2030-09-01 | Expected Values | 741.59 | 0 | Station_DSM2018_w30MW_Purch30870 | Generation | ALL | 2030-09-01 | Expected Values | 2255.25 | Station_DSM2018_w30MW_Purch30870 | Generation | Off Peak | 2030-09-01 | Expected Values | 1513.37 | Station_DSM2018_w30MW_Purch30870 | Generation | On Peak | 2030-09-01 | Expected Values | 741.88 | 0
| Station_DSM2018_Base30869 | Generation | ALL | 2030-10-01 | Expected Values | 2006.3 | Station_DSM2018_Base30869 | Generation | Off Peak | 2030-10-01 | Expected Values | 1288.83 | Station_DSM2018_Base30869 | Generation | On Peak | 2030-10-01 | Expected Values | 717.47 | 0 | Station_DSM2018_w30MW_Purch30870 | Generation | ALL | 2030-10-01 | Expected Values | 2006.48 | Station_DSM2018_w30MW_Purch30870 | Generation | Off Peak | 2030-10-01 | Expected Values | 1288.85 | Station_DSM2018_w30MW_Purch30870 | Generation | On Peak | 2030-10-01 | Expected Values | 717.63 | 0
| Station_DSM2018_Base30869 | Generation | ALL | 2030-11-01 | Expected Values | 1618.02 | Station_DSM2018_Base30869 | Generation | Off Peak | 2030-11-01 | Expected Values | 1215.58 | Station_DSM2018_Base30869 | Generation | On Peak | 2030-11-01 | Expected Values | 402.43 | -0.01 | Station_DSM2018_w30MW_Purch30870 | Generation | ALL | 2030-11-01 | Expected Values | 1618.02 | Station_DSM2018_w30MW_Purch30870 | Generation | Off Peak | 2030-11-01 | Expected Values | 1215.58 | Station_DSM2018_w30MW_Purch30870 | Generation | On Peak | 2030-11-01 | Expected Values | 402.43 | -0.01
| Station_DSM2018_Base30869 | Generation | ALL | 2030-12-01 | Expected Values | 1742.67 | Station_DSM2018_Base30869 | Generation | Off Peak | 2030-12-01 | Expected Values | 1287.4 | Station_DSM2018_Base30869 | Generation | On Peak | 2030-12-01 | Expected Values | 455.27 | 0 | Station_DSM2018_w30MW_Purch30870 | Generation | ALL | 2030-12-01 | Expected Values | 1742.76 | Station_DSM2018_w30MW_Purch30870 | Generation | Off Peak | 2030-12-01 | Expected Values | 1287.41 | Station_DSM2018_w30MW_Purch30870 | Generation | On Peak | 2030-12-01 | Expected Values | 455.35 | 0
| Station_DSM2018_Base30869 | Generation | ALL | 2031-01-01 | Expected Values | 1722.96 | Station_DSM2018_Base30869 | Generation | Off Peak | 2031-01-01 | Expected Values | 1221.65 | Station_DSM2018_Base30869 | Generation | On Peak | 2031-01-01 | Expected Values | 501.31 | 0 | Station_DSM2018_w30MW_Purch30870 | Generation | ALL | 2031-01-01 | Expected Values | 1722.79 | Station_DSM2018_w30MW_Purch30870 | Generation | Off Peak | 2031-01-01 | Expected Values | 1221.6 | Station_DSM2018_w30MW_Purch30870 | Generation | On Peak | 2031-01-01 | Expected Values | 501.19 | 0
| Station_DSM2018_Base30869 | Generation | ALL | 2031-02-01 | Expected Values | 1517.03 | Station_DSM2018_Base30869 | Generation | Off Peak | 2031-02-01 | Expected Values | 1102.98 | Station_DSM2018_Base30869 | Generation | On Peak | 2031-02-01 | Expected Values | 414.05 | 0 | Station_DSM2018_w30MW_Purch30870 | Generation | ALL | 2031-02-01 | Expected Values | 1517.05 | Station_DSM2018_w30MW_Purch30870 | Generation | Off Peak | 2031-02-01 | Expected Values | 1102.98 | Station_DSM2018_w30MW_Purch30870 | Generation | On Peak | 2031-02-01 | Expected Values | 414.07 | 0
| Station_DSM2018_Base30869 | Generation | ALL | 2031-03-01 | Expected Values | 1685.99 | Station_DSM2018_Base30869 | Generation | Off Peak | 2031-03-01 | Expected Values | 1270.6 | Station_DSM2018_Base30869 | Generation | On Peak | 2031-03-01 | Expected Values | 415.39 | 0 | Station_DSM2018_w30MW_Purch30870 | Generation | ALL | 2031-03-01 | Expected Values | 1686 | Station_DSM2018_w30MW_Purch30870 | Generation | Off Peak | 2031-03-01 | Expected Values | 1270.6 | Station_DSM2018_w30MW_Purch30870 | Generation | On Peak | 2031-03-01 | Expected Values | 415.4 | 0
| Station_DSM2018_Base30869 | Generation | ALL | 2031-04-01 | Expected Values | 1819.6 | Station_DSM2018_Base30869 | Generation | Off Peak | 2031-04-01 | Expected Values | 1166.66 | Station_DSM2018_Base30869 | Generation | On Peak | 2031-04-01 | Expected Values | 652.95 | 0.01 | Station_DSM2018_w30MW_Purch30870 | Generation | ALL | 2031-04-01 | Expected Values | 1819.55 | Station_DSM2018_w30MW_Purch30870 | Generation | Off Peak | 2031-04-01 | Expected Values | 1166.66 | Station_DSM2018_w30MW_Purch30870 | Generation | On Peak | 2031-04-01 | Expected Values | 652.9 | 0.01
| Station_DSM2018_Base30869 | Generation | ALL | 2031-05-01 | Expected Values | 2136.04 | Station_DSM2018_Base30869 | Generation | Off Peak | 2031-05-01 | Expected Values | 1388.37 | Station_DSM2018_Base30869 | Generation | On Peak | 2031-05-01 | Expected Values | 747.67 | 0 | Station_DSM2018_w30MW_Purch30870 | Generation | ALL | 2031-05-01 | Expected Values | 2136.08 | Station_DSM2018_w30MW_Purch30870 | Generation | Off Peak | 2031-05-01 | Expected Values | 1388.38 | Station_DSM2018_w30MW_Purch30870 | Generation | On Peak | 2031-05-01 | Expected Values | 747.7 | 0
| Station_DSM2018_Base30869 | Generation | ALL | 2031-06-01 | Expected Values | 2333.93 | Station_DSM2018_Base30869 | Generation | Off Peak | 2031-06-01 | Expected Values | 1549.58 | Station_DSM2018_Base30869 | Generation | On Peak | 2031-06-01 | Expected Values | 784.35 | 0 | Station_DSM2018_w30MW_Purch30870 | Generation | ALL | 2031-06-01 | Expected Values | 2333.8 | Station_DSM2018_w30MW_Purch30870 | Generation | Off Peak | 2031-06-01 | Expected Values | 1549.7 | Station_DSM2018_w30MW_Purch30870 | Generation | On Peak | 2031-06-01 | Expected Values | 784.1 | 0
| Station_DSM2018_Base30869 | Generation | ALL | 2031-07-01 | Expected Values | 2415.35 | Station_DSM2018_Base30869 | Generation | Off Peak | 2031-07-01 | Expected Values | 1546.14 | Station_DSM2018_Base30869 | Generation | On Peak | 2031-07-01 | Expected Values | 869.22 | 0.01 | Station_DSM2018_w30MW_Purch30870 | Generation | ALL | 2031-07-01 | Expected Values | 2416.53 | Station_DSM2018_w30MW_Purch30870 | Generation | Off Peak | 2031-07-01 | Expected Values | 1546.33 | Station_DSM2018_w30MW_Purch30870 | Generation | On Peak | 2031-07-01 | Expected Values | 870.19 | -0.01
| Station_DSM2018_Base30869 | Generation | ALL | 2031-08-01 | Expected Values | 2450.17 | Station_DSM2018_Base30869 | Generation | Off Peak | 2031-08-01 | Expected Values | 1660.42 | Station_DSM2018_Base30869 | Generation | On Peak | 2031-08-01 | Expected Values | 789.75 | 0 | Station_DSM2018_w30MW_Purch30870 | Generation | ALL | 2031-08-01 | Expected Values | 2450.58 | Station_DSM2018_w30MW_Purch30870 | Generation | Off Peak | 2031-08-01 | Expected Values | 1660.59 | Station_DSM2018_w30MW_Purch30870 | Generation | On Peak | 2031-08-01 | Expected Values | 790 | 0.01
| Station_DSM2018_Base30869 | Generation | ALL | 2031-09-01 | Expected Values | 2282.42 | Station_DSM2018_Base30869 | Generation | Off Peak | 2031-09-01 | Expected Values | 1496.65 | Station_DSM2018_Base30869 | Generation | On Peak | 2031-09-01 | Expected Values | 785.77 | 0 | Station_DSM2018_w30MW_Purch30870 | Generation | ALL | 2031-09-01 | Expected Values | 2282.76 | Station_DSM2018_w30MW_Purch30870 | Generation | Off Peak | 2031-09-01 | Expected Values | 1496.77 | Station_DSM2018_w30MW_Purch30870 | Generation | On Peak | 2031-09-01 | Expected Values | 785.99 | 0
| Station_DSM2018_Base30869 | Generation | ALL | 2031-10-01 | Expected Values | 2029.06 | Station_DSM2018_Base30869 | Generation | Off Peak | 2031-10-01 | Expected Values | 1313.35 | Station_DSM2018_Base30869 | Generation | On Peak | 2031-10-01 | Expected Values | 715.71 | 0 | Station_DSM2018_w30MW_Purch30870 | Generation | ALL | 2031-10-01 | Expected Values | 2029.32 | Station_DSM2018_w30MW_Purch30870 | Generation | Off Peak | 2031-10-01 | Expected Values | 1313.47 | Station_DSM2018_w30MW_Purch30870 | Generation | On Peak | 2031-10-01 | Expected Values | 715.85 | 0
| Station_DSM2018_Base30869 | Generation | ALL | 2031-11-01 | Expected Values | 1637.03 | Station_DSM2018_Base30869 | Generation | Off Peak | 2031-11-01 | Expected Values | 1249.94 | Station_DSM2018_Base30869 | Generation | On Peak | 2031-11-01 | Expected Values | 387.08 | -0.01 | Station_DSM2018_w30MW_Purch30870 | Generation | ALL | 2031-11-01 | Expected Values | 1637.03 | Station_DSM2018_w30MW_Purch30870 | Generation | Off Peak | 2031-11-01 | Expected Values | 1249.94 | Station_DSM2018_w30MW_Purch30870 | Generation | On Peak | 2031-11-01 | Expected Values | 387.08 | -0.01
| Station_DSM2018_Base30869 | Generation | ALL | 2031-12-01 | Expected Values | 1761.21 | Station_DSM2018_Base30869 | Generation | Off Peak | 2031-12-01 | Expected Values | 1280.62 | Station_DSM2018_Base30869 | Generation | On Peak | 2031-12-01 | Expected Values | 480.59 | 0 | Station_DSM2018_w30MW_Purch30870 | Generation | ALL | 2031-12-01 | Expected Values | 1761.32 | Station_DSM2018_w30MW_Purch30870 | Generation | Off Peak | 2031-12-01 | Expected Values | 1280.64 | Station_DSM2018_w30MW_Purch30870 | Generation | On Peak | 2031-12-01 | Expected Values | 480.68 | 0
| Station_DSM2018_Base30869 | Generation | ALL | 2032-01-01 | Expected Values | 1741.16 | Station_DSM2018_Base30869 | Generation | Off Peak | 2032-01-01 | Expected Values | 1255.22 | Station_DSM2018_Base30869 | Generation | On Peak | 2032-01-01 | Expected Values | 485.94 | 0 | Station_DSM2018_w30MW_Purch30870 | Generation | ALL | 2032-01-01 | Expected Values | 1741.15 | Station_DSM2018_w30MW_Purch30870 | Generation | Off Peak | 2032-01-01 | Expected Values | 1255.24 | Station_DSM2018_w30MW_Purch30870 | Generation | On Peak | 2032-01-01 | Expected Values | 485.92 | 0.01
| Station_DSM2018_Base30869 | Generation | ALL | 2032-02-01 | Expected Values | 1534.16 | Station_DSM2018_Base30869 | Generation | Off Peak | 2032-02-01 | Expected Values | 1124.61 | Station_DSM2018_Base30869 | Generation | On Peak | 2032-02-01 | Expected Values | 409.55 | 0 | Station_DSM2018_w30MW_Purch30870 | Generation | ALL | 2032-02-01 | Expected Values | 1534.16 | Station_DSM2018_w30MW_Purch30870 | Generation | Off Peak | 2032-02-01 | Expected Values | 1124.61 | Station_DSM2018_w30MW_Purch30870 | Generation | On Peak | 2032-02-01 | Expected Values | 409.55 | 0
| Station_DSM2018_Base30869 | Generation | ALL | 2032-03-01 | Expected Values | 1704.04 | Station_DSM2018_Base30869 | Generation | Off Peak | 2032-03-01 | Expected Values | 1248.07 | Station_DSM2018_Base30869 | Generation | On Peak | 2032-03-01 | Expected Values | 455.97 | 0 | Station_DSM2018_w30MW_Purch30870 | Generation | ALL | 2032-03-01 | Expected Values | 1704.05 | Station_DSM2018_w30MW_Purch30870 | Generation | Off Peak | 2032-03-01 | Expected Values | 1248.07 | Station_DSM2018_w30MW_Purch30870 | Generation | On Peak | 2032-03-01 | Expected Values | 455.98 | 0
| Station_DSM2018_Base30869 | Generation | ALL | 2032-04-01 | Expected Values | 1841.09 | Station_DSM2018_Base30869 | Generation | Off Peak | 2032-04-01 | Expected Values | 1172.78 | Station_DSM2018_Base30869 | Generation | On Peak | 2032-04-01 | Expected Values | 668.3 | -0.01 | Station_DSM2018_w30MW_Purch30870 | Generation | ALL | 2032-04-01 | Expected Values | 1840.59 | Station_DSM2018_w30MW_Purch30870 | Generation | Off Peak | 2032-04-01 | Expected Values | 1172.78 | Station_DSM2018_w30MW_Purch30870 | Generation | On Peak | 2032-04-01 | Expected Values | 667.82 | 0.01
| Station_DSM2018_Base30869 | Generation | ALL | 2032-05-01 | Expected Values | 2161.56 | Station_DSM2018_Base30869 | Generation | Off Peak | 2032-05-01 | Expected Values | 1435.15 | Station_DSM2018_Base30869 | Generation | On Peak | 2032-05-01 | Expected Values | 726.41 | 0 | Station_DSM2018_w30MW_Purch30870 | Generation | ALL | 2032-05-01 | Expected Values | 2161.66 | Station_DSM2018_w30MW_Purch30870 | Generation | Off Peak | 2032-05-01 | Expected Values | 1435.16 | Station_DSM2018_w30MW_Purch30870 | Generation | On Peak | 2032-05-01 | Expected Values | 726.5 | 0
| Station_DSM2018_Base30869 | Generation | ALL | 2032-06-01 | Expected Values | 2364.11 | Station_DSM2018_Base30869 | Generation | Off Peak | 2032-06-01 | Expected Values | 1534.15 | Station_DSM2018_Base30869 | Generation | On Peak | 2032-06-01 | Expected Values | 829.96 | 0 | Station_DSM2018_w30MW_Purch30870 | Generation | ALL | 2032-06-01 | Expected Values | 2364.34 | Station_DSM2018_w30MW_Purch30870 | Generation | Off Peak | 2032-06-01 | Expected Values | 1534.12 | Station_DSM2018_w30MW_Purch30870 | Generation | On Peak | 2032-06-01 | Expected Values | 830.22 | 0
| Station_DSM2018_Base30869 | Generation | ALL | 2032-07-01 | Expected Values | 2448.59 | Station_DSM2018_Base30869 | Generation | Off Peak | 2032-07-01 | Expected Values | 1600.88 | Station_DSM2018_Base30869 | Generation | On Peak | 2032-07-01 | Expected Values | 847.72 | 0.01 | Station_DSM2018_w30MW_Purch30870 | Generation | ALL | 2032-07-01 | Expected Values | 2448.56 | Station_DSM2018_w30MW_Purch30870 | Generation | Off Peak | 2032-07-01 | Expected Values | 1600.72 | Station_DSM2018_w30MW_Purch30870 | Generation | On Peak | 2032-07-01 | Expected Values | 847.84 | 0
| Station_DSM2018_Base30869 | Generation | ALL | 2032-08-01 | Expected Values | 2483.04 | Station_DSM2018_Base30869 | Generation | Off Peak | 2032-08-01 | Expected Values | 1654.16 | Station_DSM2018_Base30869 | Generation | On Peak | 2032-08-01 | Expected Values | 828.88 | 0 | Station_DSM2018_w30MW_Purch30870 | Generation | ALL | 2032-08-01 | Expected Values | 2483.16 | Station_DSM2018_w30MW_Purch30870 | Generation | Off Peak | 2032-08-01 | Expected Values | 1654.11 | Station_DSM2018_w30MW_Purch30870 | Generation | On Peak | 2032-08-01 | Expected Values | 829.05 | 0
| Station_DSM2018_Base30869 | Generation | ALL | 2032-09-01 | Expected Values | 2311.59 | Station_DSM2018_Base30869 | Generation | Off Peak | 2032-09-01 | Expected Values | 1509.59 | Station_DSM2018_Base30869 | Generation | On Peak | 2032-09-01 | Expected Values | 802 | 0 | Station_DSM2018_w30MW_Purch30870 | Generation | ALL | 2032-09-01 | Expected Values | 2311.6 | Station_DSM2018_w30MW_Purch30870 | Generation | Off Peak | 2032-09-01 | Expected Values | 1509.6 | Station_DSM2018_w30MW_Purch30870 | Generation | On Peak | 2032-09-01 | Expected Values | 802 | 0
| Station_DSM2018_Base30869 | Generation | ALL | 2032-10-01 | Expected Values | 2055.33 | Station_DSM2018_Base30869 | Generation | Off Peak | 2032-10-01 | Expected Values | 1396.42 | Station_DSM2018_Base30869 | Generation | On Peak | 2032-10-01 | Expected Values | 658.91 | 0 | Station_DSM2018_w30MW_Purch30870 | Generation | ALL | 2032-10-01 | Expected Values | 2055.35 | Station_DSM2018_w30MW_Purch30870 | Generation | Off Peak | 2032-10-01 | Expected Values | 1396.45 | Station_DSM2018_w30MW_Purch30870 | Generation | On Peak | 2032-10-01 | Expected Values | 658.9 | 0
| Station_DSM2018_Base30869 | Generation | ALL | 2032-11-01 | Expected Values | 1655.98 | Station_DSM2018_Base30869 | Generation | Off Peak | 2032-11-01 | Expected Values | 1221.68 | Station_DSM2018_Base30869 | Generation | On Peak | 2032-11-01 | Expected Values | 434.3 | 0 | Station_DSM2018_w30MW_Purch30870 | Generation | ALL | 2032-11-01 | Expected Values | 1656.02 | Station_DSM2018_w30MW_Purch30870 | Generation | Off Peak | 2032-11-01 | Expected Values | 1221.7 | Station_DSM2018_w30MW_Purch30870 | Generation | On Peak | 2032-11-01 | Expected Values | 434.33 | 0.01
| Station_DSM2018_Base30869 | Generation | ALL | 2032-12-01 | Expected Values | 1781.53 | Station_DSM2018_Base30869 | Generation | Off Peak | 2032-12-01 | Expected Values | 1297.32 | Station_DSM2018_Base30869 | Generation | On Peak | 2032-12-01 | Expected Values | 484.21 | 0 | Station_DSM2018_w30MW_Purch30870 | Generation | ALL | 2032-12-01 | Expected Values | 1781.59 | Station_DSM2018_w30MW_Purch30870 | Generation | Off Peak | 2032-12-01 | Expected Values | 1297.33 | Station_DSM2018_w30MW_Purch30870 | Generation | On Peak | 2032-12-01 | Expected Values | 484.26 | 0
| Station_DSM2018_Base30869 | Generation | ALL | 2033-01-01 | Expected Values | 1759 | Station_DSM2018_Base30869 | Generation | Off Peak | 2033-01-01 | Expected Values | 1286.53 | Station_DSM2018_Base30869 | Generation | On Peak | 2033-01-01 | Expected Values | 472.47 | 0 | Station_DSM2018_w30MW_Purch30870 | Generation | ALL | 2033-01-01 | Expected Values | 1759.08 | Station_DSM2018_w30MW_Purch30870 | Generation | Off Peak | 2033-01-01 | Expected Values | 1286.54 | Station_DSM2018_w30MW_Purch30870 | Generation | On Peak | 2033-01-01 | Expected Values | 472.53 | -0.01
| Station_DSM2018_Base30869 | Generation | ALL | 2033-02-01 | Expected Values | 1548.1 | Station_DSM2018_Base30869 | Generation | Off Peak | 2033-02-01 | Expected Values | 1123.6 | Station_DSM2018_Base30869 | Generation | On Peak | 2033-02-01 | Expected Values | 424.49 | -0.01 | Station_DSM2018_w30MW_Purch30870 | Generation | ALL | 2033-02-01 | Expected Values | 1548.11 | Station_DSM2018_w30MW_Purch30870 | Generation | Off Peak | 2033-02-01 | Expected Values | 1123.6 | Station_DSM2018_w30MW_Purch30870 | Generation | On Peak | 2033-02-01 | Expected Values | 424.51 | 0
| Station_DSM2018_Base30869 | Generation | ALL | 2033-03-01 | Expected Values | 1723.1 | Station_DSM2018_Base30869 | Generation | Off Peak | 2033-03-01 | Expected Values | 1261.1 | Station_DSM2018_Base30869 | Generation | On Peak | 2033-03-01 | Expected Values | 462 | 0 | Station_DSM2018_w30MW_Purch30870 | Generation | ALL | 2033-03-01 | Expected Values | 1723.1 | Station_DSM2018_w30MW_Purch30870 | Generation | Off Peak | 2033-03-01 | Expected Values | 1261.1 | Station_DSM2018_w30MW_Purch30870 | Generation | On Peak | 2033-03-01 | Expected Values | 462 | 0
| Station_DSM2018_Base30869 | Generation | ALL | 2033-04-01 | Expected Values | 1862.94 | Station_DSM2018_Base30869 | Generation | Off Peak | 2033-04-01 | Expected Values | 1215.79 | Station_DSM2018_Base30869 | Generation | On Peak | 2033-04-01 | Expected Values | 647.15 | 0 | Station_DSM2018_w30MW_Purch30870 | Generation | ALL | 2033-04-01 | Expected Values | 1862.72 | Station_DSM2018_w30MW_Purch30870 | Generation | Off Peak | 2033-04-01 | Expected Values | 1215.78 | Station_DSM2018_w30MW_Purch30870 | Generation | On Peak | 2033-04-01 | Expected Values | 646.94 | 0
| Station_DSM2018_Base30869 | Generation | ALL | 2033-05-01 | Expected Values | 2188.3 | Station_DSM2018_Base30869 | Generation | Off Peak | 2033-05-01 | Expected Values | 1420.59 | Station_DSM2018_Base30869 | Generation | On Peak | 2033-05-01 | Expected Values | 767.71 | 0 | Station_DSM2018_w30MW_Purch30870 | Generation | ALL | 2033-05-01 | Expected Values | 2188.45 | Station_DSM2018_w30MW_Purch30870 | Generation | Off Peak | 2033-05-01 | Expected Values | 1420.61 | Station_DSM2018_w30MW_Purch30870 | Generation | On Peak | 2033-05-01 | Expected Values | 767.84 | 0
| Station_DSM2018_Base30869 | Generation | ALL | 2033-06-01 | Expected Values | 2392.77 | Station_DSM2018_Base30869 | Generation | Off Peak | 2033-06-01 | Expected Values | 1548.75 | Station_DSM2018_Base30869 | Generation | On Peak | 2033-06-01 | Expected Values | 844.03 | 0.01 | Station_DSM2018_w30MW_Purch30870 | Generation | ALL | 2033-06-01 | Expected Values | 2393.04 | Station_DSM2018_w30MW_Purch30870 | Generation | Off Peak | 2033-06-01 | Expected Values | 1548.84 | Station_DSM2018_w30MW_Purch30870 | Generation | On Peak | 2033-06-01 | Expected Values | 844.2 | 0
| Station_DSM2018_Base30869 | Generation | ALL | 2033-07-01 | Expected Values | 2478.5 | Station_DSM2018_Base30869 | Generation | Off Peak | 2033-07-01 | Expected Values | 1661.5 | Station_DSM2018_Base30869 | Generation | On Peak | 2033-07-01 | Expected Values | 816.99 | -0.01 | Station_DSM2018_w30MW_Purch30870 | Generation | ALL | 2033-07-01 | Expected Values | 2478.82 | Station_DSM2018_w30MW_Purch30870 | Generation | Off Peak | 2033-07-01 | Expected Values | 1661.6 | Station_DSM2018_w30MW_Purch30870 | Generation | On Peak | 2033-07-01 | Expected Values | 817.21 | -0.01
| Station_DSM2018_Base30869 | Generation | ALL | 2033-08-01 | Expected Values | 2513.63 | Station_DSM2018_Base30869 | Generation | Off Peak | 2033-08-01 | Expected Values | 1640.46 | Station_DSM2018_Base30869 | Generation | On Peak | 2033-08-01 | Expected Values | 873.17 | 0 | Station_DSM2018_w30MW_Purch30870 | Generation | ALL | 2033-08-01 | Expected Values | 2513.63 | Station_DSM2018_w30MW_Purch30870 | Generation | Off Peak | 2033-08-01 | Expected Values | 1640.39 | Station_DSM2018_w30MW_Purch30870 | Generation | On Peak | 2033-08-01 | Expected Values | 873.24 | 0
| Station_DSM2018_Base30869 | Generation | ALL | 2033-09-01 | Expected Values | 2340.56 | Station_DSM2018_Base30869 | Generation | Off Peak | 2033-09-01 | Expected Values | 1524.86 | Station_DSM2018_Base30869 | Generation | On Peak | 2033-09-01 | Expected Values | 815.71 | 0.01 | Station_DSM2018_w30MW_Purch30870 | Generation | ALL | 2033-09-01 | Expected Values | 2340.66 | Station_DSM2018_w30MW_Purch30870 | Generation | Off Peak | 2033-09-01 | Expected Values | 1524.86 | Station_DSM2018_w30MW_Purch30870 | Generation | On Peak | 2033-09-01 | Expected Values | 815.8 | 0
| Station_DSM2018_Base30869 | Generation | ALL | 2033-10-01 | Expected Values | 2081.02 | Station_DSM2018_Base30869 | Generation | Off Peak | 2033-10-01 | Expected Values | 1399.47 | Station_DSM2018_Base30869 | Generation | On Peak | 2033-10-01 | Expected Values | 681.56 | 0.01 | Station_DSM2018_w30MW_Purch30870 | Generation | ALL | 2033-10-01 | Expected Values | 2081.23 | Station_DSM2018_w30MW_Purch30870 | Generation | Off Peak | 2033-10-01 | Expected Values | 1399.47 | Station_DSM2018_w30MW_Purch30870 | Generation | On Peak | 2033-10-01 | Expected Values | 681.76 | 0
| Station_DSM2018_Base30869 | Generation | ALL | 2033-11-01 | Expected Values | 1676.91 | Station_DSM2018_Base30869 | Generation | Off Peak | 2033-11-01 | Expected Values | 1237.71 | Station_DSM2018_Base30869 | Generation | On Peak | 2033-11-01 | Expected Values | 439.2 | 0 | Station_DSM2018_w30MW_Purch30870 | Generation | ALL | 2033-11-01 | Expected Values | 1676.93 | Station_DSM2018_w30MW_Purch30870 | Generation | Off Peak | 2033-11-01 | Expected Values | 1237.72 | Station_DSM2018_w30MW_Purch30870 | Generation | On Peak | 2033-11-01 | Expected Values | 439.21 | 0
| Station_DSM2018_Base30869 | Generation | ALL | 2033-12-01 | Expected Values | 1801.59 | Station_DSM2018_Base30869 | Generation | Off Peak | 2033-12-01 | Expected Values | 1332.01 | Station_DSM2018_Base30869 | Generation | On Peak | 2033-12-01 | Expected Values | 469.58 | 0 | Station_DSM2018_w30MW_Purch30870 | Generation | ALL | 2033-12-01 | Expected Values | 1801.68 | Station_DSM2018_w30MW_Purch30870 | Generation | Off Peak | 2033-12-01 | Expected Values | 1332.04 | Station_DSM2018_w30MW_Purch30870 | Generation | On Peak | 2033-12-01 | Expected Values | 469.65 | 0.01
| Station_DSM2018_Base30869 | Generation | ALL | 2034-01-01 | Expected Values | 1777.03 | Station_DSM2018_Base30869 | Generation | Off Peak | 2034-01-01 | Expected Values | 1276.04 | Station_DSM2018_Base30869 | Generation | On Peak | 2034-01-01 | Expected Values | 500.99 | 0 | Station_DSM2018_w30MW_Purch30870 | Generation | ALL | 2034-01-01 | Expected Values | 1777.08 | Station_DSM2018_w30MW_Purch30870 | Generation | Off Peak | 2034-01-01 | Expected Values | 1276.08 | Station_DSM2018_w30MW_Purch30870 | Generation | On Peak | 2034-01-01 | Expected Values | 501 | 0
| Station_DSM2018_Base30869 | Generation | ALL | 2034-02-01 | Expected Values | 1564.11 | Station_DSM2018_Base30869 | Generation | Off Peak | 2034-02-01 | Expected Values | 1140.03 | Station_DSM2018_Base30869 | Generation | On Peak | 2034-02-01 | Expected Values | 424.09 | 0.01 | Station_DSM2018_w30MW_Purch30870 | Generation | ALL | 2034-02-01 | Expected Values | 1564.04 | Station_DSM2018_w30MW_Purch30870 | Generation | Off Peak | 2034-02-01 | Expected Values | 1139.99 | Station_DSM2018_w30MW_Purch30870 | Generation | On Peak | 2034-02-01 | Expected Values | 424.04 | -0.01
| Station_DSM2018_Base30869 | Generation | ALL | 2034-03-01 | Expected Values | 1742.11 | Station_DSM2018_Base30869 | Generation | Off Peak | 2034-03-01 | Expected Values | 1274.17 | Station_DSM2018_Base30869 | Generation | On Peak | 2034-03-01 | Expected Values | 467.94 | 0 | Station_DSM2018_w30MW_Purch30870 | Generation | ALL | 2034-03-01 | Expected Values | 1742.11 | Station_DSM2018_w30MW_Purch30870 | Generation | Off Peak | 2034-03-01 | Expected Values | 1274.17 | Station_DSM2018_w30MW_Purch30870 | Generation | On Peak | 2034-03-01 | Expected Values | 467.95 | 0.01
| Station_DSM2018_Base30869 | Generation | ALL | 2034-04-01 | Expected Values | 1884.68 | Station_DSM2018_Base30869 | Generation | Off Peak | 2034-04-01 | Expected Values | 1258.05 | Station_DSM2018_Base30869 | Generation | On Peak | 2034-04-01 | Expected Values | 626.62 | -0.01 | Station_DSM2018_w30MW_Purch30870 | Generation | ALL | 2034-04-01 | Expected Values | 1884.71 | Station_DSM2018_w30MW_Purch30870 | Generation | Off Peak | 2034-04-01 | Expected Values | 1258.06 | Station_DSM2018_w30MW_Purch30870 | Generation | On Peak | 2034-04-01 | Expected Values | 626.65 | 0
| Station_DSM2018_Base30869 | Generation | ALL | 2034-05-01 | Expected Values | 2212.68 | Station_DSM2018_Base30869 | Generation | Off Peak | 2034-05-01 | Expected Values | 1405.39 | Station_DSM2018_Base30869 | Generation | On Peak | 2034-05-01 | Expected Values | 807.29 | 0 | Station_DSM2018_w30MW_Purch30870 | Generation | ALL | 2034-05-01 | Expected Values | 2213.29 | Station_DSM2018_w30MW_Purch30870 | Generation | Off Peak | 2034-05-01 | Expected Values | 1405.43 | Station_DSM2018_w30MW_Purch30870 | Generation | On Peak | 2034-05-01 | Expected Values | 807.86 | 0
| Station_DSM2018_Base30869 | Generation | ALL | 2034-06-01 | Expected Values | 2420.71 | Station_DSM2018_Base30869 | Generation | Off Peak | 2034-06-01 | Expected Values | 1564.48 | Station_DSM2018_Base30869 | Generation | On Peak | 2034-06-01 | Expected Values | 856.24 | 0.01 | Station_DSM2018_w30MW_Purch30870 | Generation | ALL | 2034-06-01 | Expected Values | 2420.51 | Station_DSM2018_w30MW_Purch30870 | Generation | Off Peak | 2034-06-01 | Expected Values | 1564.4 | Station_DSM2018_w30MW_Purch30870 | Generation | On Peak | 2034-06-01 | Expected Values | 856.11 | 0
| Station_DSM2018_Base30869 | Generation | ALL | 2034-07-01 | Expected Values | 2509.66 | Station_DSM2018_Base30869 | Generation | Off Peak | 2034-07-01 | Expected Values | 1686.64 | Station_DSM2018_Base30869 | Generation | On Peak | 2034-07-01 | Expected Values | 823.02 | 0 | Station_DSM2018_w30MW_Purch30870 | Generation | ALL | 2034-07-01 | Expected Values | 2509.48 | Station_DSM2018_w30MW_Purch30870 | Generation | Off Peak | 2034-07-01 | Expected Values | 1686.67 | Station_DSM2018_w30MW_Purch30870 | Generation | On Peak | 2034-07-01 | Expected Values | 822.81 | 0
| Station_DSM2018_Base30869 | Generation | ALL | 2034-08-01 | Expected Values | 2544.45 | Station_DSM2018_Base30869 | Generation | Off Peak | 2034-08-01 | Expected Values | 1664.33 | Station_DSM2018_Base30869 | Generation | On Peak | 2034-08-01 | Expected Values | 880.12 | 0 | Station_DSM2018_w30MW_Purch30870 | Generation | ALL | 2034-08-01 | Expected Values | 2544.83 | Station_DSM2018_w30MW_Purch30870 | Generation | Off Peak | 2034-08-01 | Expected Values | 1664.44 | Station_DSM2018_w30MW_Purch30870 | Generation | On Peak | 2034-08-01 | Expected Values | 880.39 | 0
| Station_DSM2018_Base30869 | Generation | ALL | 2034-09-01 | Expected Values | 2368.36 | Station_DSM2018_Base30869 | Generation | Off Peak | 2034-09-01 | Expected Values | 1577.84 | Station_DSM2018_Base30869 | Generation | On Peak | 2034-09-01 | Expected Values | 790.52 | 0 | Station_DSM2018_w30MW_Purch30870 | Generation | ALL | 2034-09-01 | Expected Values | 2368.72 | Station_DSM2018_w30MW_Purch30870 | Generation | Off Peak | 2034-09-01 | Expected Values | 1577.97 | Station_DSM2018_w30MW_Purch30870 | Generation | On Peak | 2034-09-01 | Expected Values | 790.75 | 0
| Station_DSM2018_Base30869 | Generation | ALL | 2034-10-01 | Expected Values | 2106.95 | Station_DSM2018_Base30869 | Generation | Off Peak | 2034-10-01 | Expected Values | 1387.47 | Station_DSM2018_Base30869 | Generation | On Peak | 2034-10-01 | Expected Values | 719.48 | 0 | Station_DSM2018_w30MW_Purch30870 | Generation | ALL | 2034-10-01 | Expected Values | 2107.13 | Station_DSM2018_w30MW_Purch30870 | Generation | Off Peak | 2034-10-01 | Expected Values | 1387.52 | Station_DSM2018_w30MW_Purch30870 | Generation | On Peak | 2034-10-01 | Expected Values | 719.61 | 0
| Station_DSM2018_Base30869 | Generation | ALL | 2034-11-01 | Expected Values | 1696.99 | Station_DSM2018_Base30869 | Generation | Off Peak | 2034-11-01 | Expected Values | 1260.17 | Station_DSM2018_Base30869 | Generation | On Peak | 2034-11-01 | Expected Values | 436.82 | 0 | Station_DSM2018_w30MW_Purch30870 | Generation | ALL | 2034-11-01 | Expected Values | 1697 | Station_DSM2018_w30MW_Purch30870 | Generation | Off Peak | 2034-11-01 | Expected Values | 1260.17 | Station_DSM2018_w30MW_Purch30870 | Generation | On Peak | 2034-11-01 | Expected Values | 436.82 | -0.01
| Station_DSM2018_Base30869 | Generation | ALL | 2034-12-01 | Expected Values | 1821.02 | Station_DSM2018_Base30869 | Generation | Off Peak | 2034-12-01 | Expected Values | 1368.06 | Station_DSM2018_Base30869 | Generation | On Peak | 2034-12-01 | Expected Values | 452.96 | 0 | Station_DSM2018_w30MW_Purch30870 | Generation | ALL | 2034-12-01 | Expected Values | 1821.04 | Station_DSM2018_w30MW_Purch30870 | Generation | Off Peak | 2034-12-01 | Expected Values | 1368.07 | Station_DSM2018_w30MW_Purch30870 | Generation | On Peak | 2034-12-01 | Expected Values | 452.96 | -0.01
| Station_DSM2018_Base30869 | Generation | ALL | 2035-01-01 | Expected Values | 1797.14 | Station_DSM2018_Base30869 | Generation | Off Peak | 2035-01-01 | Expected Values | 1269.77 | Station_DSM2018_Base30869 | Generation | On Peak | 2035-01-01 | Expected Values | 527.37 | 0 | Station_DSM2018_w30MW_Purch30870 | Generation | ALL | 2035-01-01 | Expected Values | 1797.17 | Station_DSM2018_w30MW_Purch30870 | Generation | Off Peak | 2035-01-01 | Expected Values | 1269.77 | Station_DSM2018_w30MW_Purch30870 | Generation | On Peak | 2035-01-01 | Expected Values | 527.4 | 0
| Station_DSM2018_Base30869 | Generation | ALL | 2035-02-01 | Expected Values | 1581.12 | Station_DSM2018_Base30869 | Generation | Off Peak | 2035-02-01 | Expected Values | 1148.12 | Station_DSM2018_Base30869 | Generation | On Peak | 2035-02-01 | Expected Values | 433.01 | 0.01 | Station_DSM2018_w30MW_Purch30870 | Generation | ALL | 2035-02-01 | Expected Values | 1581.13 | Station_DSM2018_w30MW_Purch30870 | Generation | Off Peak | 2035-02-01 | Expected Values | 1148.12 | Station_DSM2018_w30MW_Purch30870 | Generation | On Peak | 2035-02-01 | Expected Values | 433.02 | 0.01
| Station_DSM2018_Base30869 | Generation | ALL | 2035-03-01 | Expected Values | 1762.07 | Station_DSM2018_Base30869 | Generation | Off Peak | 2035-03-01 | Expected Values | 1308.1 | Station_DSM2018_Base30869 | Generation | On Peak | 2035-03-01 | Expected Values | 453.97 | 0 | Station_DSM2018_w30MW_Purch30870 | Generation | ALL | 2035-03-01 | Expected Values | 1762.07 | Station_DSM2018_w30MW_Purch30870 | Generation | Off Peak | 2035-03-01 | Expected Values | 1308.1 | Station_DSM2018_w30MW_Purch30870 | Generation | On Peak | 2035-03-01 | Expected Values | 453.97 | 0
| Station_DSM2018_Base30869 | Generation | ALL | 2035-04-01 | Expected Values | 1907.89 | Station_DSM2018_Base30869 | Generation | Off Peak | 2035-04-01 | Expected Values | 1254.76 | Station_DSM2018_Base30869 | Generation | On Peak | 2035-04-01 | Expected Values | 653.13 | 0 | Station_DSM2018_w30MW_Purch30870 | Generation | ALL | 2035-04-01 | Expected Values | 1907.94 | Station_DSM2018_w30MW_Purch30870 | Generation | Off Peak | 2035-04-01 | Expected Values | 1254.76 | Station_DSM2018_w30MW_Purch30870 | Generation | On Peak | 2035-04-01 | Expected Values | 653.18 | 0
| Station_DSM2018_Base30869 | Generation | ALL | 2035-05-01 | Expected Values | 2242.41 | Station_DSM2018_Base30869 | Generation | Off Peak | 2035-05-01 | Expected Values | 1428.17 | Station_DSM2018_Base30869 | Generation | On Peak | 2035-05-01 | Expected Values | 814.24 | 0 | Station_DSM2018_w30MW_Purch30870 | Generation | ALL | 2035-05-01 | Expected Values | 2242.53 | Station_DSM2018_w30MW_Purch30870 | Generation | Off Peak | 2035-05-01 | Expected Values | 1428.2 | Station_DSM2018_w30MW_Purch30870 | Generation | On Peak | 2035-05-01 | Expected Values | 814.33 | 0
| Station_DSM2018_Base30869 | Generation | ALL | 2035-06-01 | Expected Values | 2453.95 | Station_DSM2018_Base30869 | Generation | Off Peak | 2035-06-01 | Expected Values | 1630.42 | Station_DSM2018_Base30869 | Generation | On Peak | 2035-06-01 | Expected Values | 823.53 | 0 | Station_DSM2018_w30MW_Purch30870 | Generation | ALL | 2035-06-01 | Expected Values | 2454.11 | Station_DSM2018_w30MW_Purch30870 | Generation | Off Peak | 2035-06-01 | Expected Values | 1630.61 | Station_DSM2018_w30MW_Purch30870 | Generation | On Peak | 2035-06-01 | Expected Values | 823.5 | 0
| Station_DSM2018_Base30869 | Generation | ALL | 2035-07-01 | Expected Values | 2543.81 | Station_DSM2018_Base30869 | Generation | Off Peak | 2035-07-01 | Expected Values | 1669.84 | Station_DSM2018_Base30869 | Generation | On Peak | 2035-07-01 | Expected Values | 873.97 | 0 | Station_DSM2018_w30MW_Purch30870 | Generation | ALL | 2035-07-01 | Expected Values | 2543.92 | Station_DSM2018_w30MW_Purch30870 | Generation | Off Peak | 2035-07-01 | Expected Values | 1669.95 | Station_DSM2018_w30MW_Purch30870 | Generation | On Peak | 2035-07-01 | Expected Values | 873.97 | 0
| Station_DSM2018_Base30869 | Generation | ALL | 2035-08-01 | Expected Values | 2579.27 | Station_DSM2018_Base30869 | Generation | Off Peak | 2035-08-01 | Expected Values | 1667.9 | Station_DSM2018_Base30869 | Generation | On Peak | 2035-08-01 | Expected Values | 911.37 | 0 | Station_DSM2018_w30MW_Purch30870 | Generation | ALL | 2035-08-01 | Expected Values | 2578.85 | Station_DSM2018_w30MW_Purch30870 | Generation | Off Peak | 2035-08-01 | Expected Values | 1667.69 | Station_DSM2018_w30MW_Purch30870 | Generation | On Peak | 2035-08-01 | Expected Values | 911.16 | 0
| Station_DSM2018_Base30869 | Generation | ALL | 2035-09-01 | Expected Values | 2399.93 | Station_DSM2018_Base30869 | Generation | Off Peak | 2035-09-01 | Expected Values | 1647.16 | Station_DSM2018_Base30869 | Generation | On Peak | 2035-09-01 | Expected Values | 752.77 | 0 | Station_DSM2018_w30MW_Purch30870 | Generation | ALL | 2035-09-01 | Expected Values | 2399.89 | Station_DSM2018_w30MW_Purch30870 | Generation | Off Peak | 2035-09-01 | Expected Values | 1647.13 | Station_DSM2018_w30MW_Purch30870 | Generation | On Peak | 2035-09-01 | Expected Values | 752.76 | 0
| Station_DSM2018_Base30869 | Generation | ALL | 2035-10-01 | Expected Values | 2131.97 | Station_DSM2018_Base30869 | Generation | Off Peak | 2035-10-01 | Expected Values | 1360.73 | Station_DSM2018_Base30869 | Generation | On Peak | 2035-10-01 | Expected Values | 771.23 | -0.01 | Station_DSM2018_w30MW_Purch30870 | Generation | ALL | 2035-10-01 | Expected Values | 2132.08 | Station_DSM2018_w30MW_Purch30870 | Generation | Off Peak | 2035-10-01 | Expected Values | 1360.75 | Station_DSM2018_w30MW_Purch30870 | Generation | On Peak | 2035-10-01 | Expected Values | 771.33 | 0
| Station_DSM2018_Base30869 | Generation | ALL | 2035-11-01 | Expected Values | 1717.05 | Station_DSM2018_Base30869 | Generation | Off Peak | 2035-11-01 | Expected Values | 1266.13 | Station_DSM2018_Base30869 | Generation | On Peak | 2035-11-01 | Expected Values | 450.92 | 0 | Station_DSM2018_w30MW_Purch30870 | Generation | ALL | 2035-11-01 | Expected Values | 1717.05 | Station_DSM2018_w30MW_Purch30870 | Generation | Off Peak | 2035-11-01 | Expected Values | 1266.13 | Station_DSM2018_w30MW_Purch30870 | Generation | On Peak | 2035-11-01 | Expected Values | 450.92 | 0
| Station_DSM2018_Base30869 | Generation | ALL | 2035-12-01 | Expected Values | 1841.93 | Station_DSM2018_Base30869 | Generation | Off Peak | 2035-12-01 | Expected Values | 1379.63 | Station_DSM2018_Base30869 | Generation | On Peak | 2035-12-01 | Expected Values | 462.3 | 0 | Station_DSM2018_w30MW_Purch30870 | Generation | ALL | 2035-12-01 | Expected Values | 1841.94 | Station_DSM2018_w30MW_Purch30870 | Generation | Off Peak | 2035-12-01 | Expected Values | 1379.63 | Station_DSM2018_w30MW_Purch30870 | Generation | On Peak | 2035-12-01 | Expected Values | 462.3 | -0.01
| Station_DSM2018_Base30869 | Generation | ALL | 2036-01-01 | Expected Values | 1816.16 | Station_DSM2018_Base30869 | Generation | Off Peak | 2036-01-01 | Expected Values | 1281.79 | Station_DSM2018_Base30869 | Generation | On Peak | 2036-01-01 | Expected Values | 534.37 | 0 | Station_DSM2018_w30MW_Purch30870 | Generation | ALL | 2036-01-01 | Expected Values | 1815.99 | Station_DSM2018_w30MW_Purch30870 | Generation | Off Peak | 2036-01-01 | Expected Values | 1281.79 | Station_DSM2018_w30MW_Purch30870 | Generation | On Peak | 2036-01-01 | Expected Values | 534.2 | 0
| Station_DSM2018_Base30869 | Generation | ALL | 2036-02-01 | Expected Values | 1600.19 | Station_DSM2018_Base30869 | Generation | Off Peak | 2036-02-01 | Expected Values | 1154.65 | Station_DSM2018_Base30869 | Generation | On Peak | 2036-02-01 | Expected Values | 445.54 | 0 | Station_DSM2018_w30MW_Purch30870 | Generation | ALL | 2036-02-01 | Expected Values | 1600.19 | Station_DSM2018_w30MW_Purch30870 | Generation | Off Peak | 2036-02-01 | Expected Values | 1154.65 | Station_DSM2018_w30MW_Purch30870 | Generation | On Peak | 2036-02-01 | Expected Values | 445.54 | 0
| Station_DSM2018_Base30869 | Generation | ALL | 2036-03-01 | Expected Values | 1782.11 | Station_DSM2018_Base30869 | Generation | Off Peak | 2036-03-01 | Expected Values | 1342.31 | Station_DSM2018_Base30869 | Generation | On Peak | 2036-03-01 | Expected Values | 439.79 | -0.01 | Station_DSM2018_w30MW_Purch30870 | Generation | ALL | 2036-03-01 | Expected Values | 1782.11 | Station_DSM2018_w30MW_Purch30870 | Generation | Off Peak | 2036-03-01 | Expected Values | 1342.31 | Station_DSM2018_w30MW_Purch30870 | Generation | On Peak | 2036-03-01 | Expected Values | 439.79 | -0.01
| Station_DSM2018_Base30869 | Generation | ALL | 2036-04-01 | Expected Values | 1929.95 | Station_DSM2018_Base30869 | Generation | Off Peak | 2036-04-01 | Expected Values | 1235.19 | Station_DSM2018_Base30869 | Generation | On Peak | 2036-04-01 | Expected Values | 694.76 | 0 | Station_DSM2018_w30MW_Purch30870 | Generation | ALL | 2036-04-01 | Expected Values | 1929.96 | Station_DSM2018_w30MW_Purch30870 | Generation | Off Peak | 2036-04-01 | Expected Values | 1235.2 | Station_DSM2018_w30MW_Purch30870 | Generation | On Peak | 2036-04-01 | Expected Values | 694.77 | 0.01
| Station_DSM2018_Base30869 | Generation | ALL | 2036-05-01 | Expected Values | 2270.38 | Station_DSM2018_Base30869 | Generation | Off Peak | 2036-05-01 | Expected Values | 1476.39 | Station_DSM2018_Base30869 | Generation | On Peak | 2036-05-01 | Expected Values | 793.99 | 0 | Station_DSM2018_w30MW_Purch30870 | Generation | ALL | 2036-05-01 | Expected Values | 2270.57 | Station_DSM2018_w30MW_Purch30870 | Generation | Off Peak | 2036-05-01 | Expected Values | 1476.42 | Station_DSM2018_w30MW_Purch30870 | Generation | On Peak | 2036-05-01 | Expected Values | 794.15 | 0
| Station_DSM2018_Base30869 | Generation | ALL | 2036-06-01 | Expected Values | 2485.29 | Station_DSM2018_Base30869 | Generation | Off Peak | 2036-06-01 | Expected Values | 1650.93 | Station_DSM2018_Base30869 | Generation | On Peak | 2036-06-01 | Expected Values | 834.35 | -0.01 | Station_DSM2018_w30MW_Purch30870 | Generation | ALL | 2036-06-01 | Expected Values | 2485.47 | Station_DSM2018_w30MW_Purch30870 | Generation | Off Peak | 2036-06-01 | Expected Values | 1650.97 | Station_DSM2018_w30MW_Purch30870 | Generation | On Peak | 2036-06-01 | Expected Values | 834.5 | 0
| Station_DSM2018_Base30869 | Generation | ALL | 2036-07-01 | Expected Values | 2575.42 | Station_DSM2018_Base30869 | Generation | Off Peak | 2036-07-01 | Expected Values | 1649.05 | Station_DSM2018_Base30869 | Generation | On Peak | 2036-07-01 | Expected Values | 926.37 | 0 | Station_DSM2018_w30MW_Purch30870 | Generation | ALL | 2036-07-01 | Expected Values | 2575.74 | Station_DSM2018_w30MW_Purch30870 | Generation | Off Peak | 2036-07-01 | Expected Values | 1649.1 | Station_DSM2018_w30MW_Purch30870 | Generation | On Peak | 2036-07-01 | Expected Values | 926.64 | 0
| Station_DSM2018_Base30869 | Generation | ALL | 2036-08-01 | Expected Values | 2610.44 | Station_DSM2018_Base30869 | Generation | Off Peak | 2036-08-01 | Expected Values | 1769.8 | Station_DSM2018_Base30869 | Generation | On Peak | 2036-08-01 | Expected Values | 840.64 | 0 | Station_DSM2018_w30MW_Purch30870 | Generation | ALL | 2036-08-01 | Expected Values | 2610.55 | Station_DSM2018_w30MW_Purch30870 | Generation | Off Peak | 2036-08-01 | Expected Values | 1769.84 | Station_DSM2018_w30MW_Purch30870 | Generation | On Peak | 2036-08-01 | Expected Values | 840.72 | 0.01
| Station_DSM2018_Base30869 | Generation | ALL | 2036-09-01 | Expected Values | 2428.11 | Station_DSM2018_Base30869 | Generation | Off Peak | 2036-09-01 | Expected Values | 1593.04 | Station_DSM2018_Base30869 | Generation | On Peak | 2036-09-01 | Expected Values | 835.07 | 0 | Station_DSM2018_w30MW_Purch30870 | Generation | ALL | 2036-09-01 | Expected Values | 2428.14 | Station_DSM2018_w30MW_Purch30870 | Generation | Off Peak | 2036-09-01 | Expected Values | 1593.09 | Station_DSM2018_w30MW_Purch30870 | Generation | On Peak | 2036-09-01 | Expected Values | 835.05 | 0
| Station_DSM2018_Base30869 | Generation | ALL | 2036-10-01 | Expected Values | 2159.84 | Station_DSM2018_Base30869 | Generation | Off Peak | 2036-10-01 | Expected Values | 1397.44 | Station_DSM2018_Base30869 | Generation | On Peak | 2036-10-01 | Expected Values | 762.4 | 0 | Station_DSM2018_w30MW_Purch30870 | Generation | ALL | 2036-10-01 | Expected Values | 2159.58 | Station_DSM2018_w30MW_Purch30870 | Generation | Off Peak | 2036-10-01 | Expected Values | 1397.27 | Station_DSM2018_w30MW_Purch30870 | Generation | On Peak | 2036-10-01 | Expected Values | 762.31 | 0
| Station_DSM2018_Base30869 | Generation | ALL | 2036-11-01 | Expected Values | 1737.96 | Station_DSM2018_Base30869 | Generation | Off Peak | 2036-11-01 | Expected Values | 1326.73 | Station_DSM2018_Base30869 | Generation | On Peak | 2036-11-01 | Expected Values | 411.23 | 0 | Station_DSM2018_w30MW_Purch30870 | Generation | ALL | 2036-11-01 | Expected Values | 1737.97 | Station_DSM2018_w30MW_Purch30870 | Generation | Off Peak | 2036-11-01 | Expected Values | 1326.73 | Station_DSM2018_w30MW_Purch30870 | Generation | On Peak | 2036-11-01 | Expected Values | 411.24 | 0
| Station_DSM2018_Base30869 | Generation | ALL | 2036-12-01 | Expected Values | 1863.55 | Station_DSM2018_Base30869 | Generation | Off Peak | 2036-12-01 | Expected Values | 1353.82 | Station_DSM2018_Base30869 | Generation | On Peak | 2036-12-01 | Expected Values | 509.74 | 0.01 | Station_DSM2018_w30MW_Purch30870 | Generation | ALL | 2036-12-01 | Expected Values | 1863.5 | Station_DSM2018_w30MW_Purch30870 | Generation | Off Peak | 2036-12-01 | Expected Values | 1353.84 | Station_DSM2018_w30MW_Purch30870 | Generation | On Peak | 2036-12-01 | Expected Values | 509.67 | 0.01
| Station_DSM2018_Base30869 | Generation | ALL | 2037-01-01 | Expected Values | 1816.15 | Station_DSM2018_Base30869 | Generation | Off Peak | 2037-01-01 | Expected Values | 1305.2 | Station_DSM2018_Base30869 | Generation | On Peak | 2037-01-01 | Expected Values | 510.95 | 0 | Station_DSM2018_w30MW_Purch30870 | Generation | ALL | 2037-01-01 | Expected Values | 1816.15 | Station_DSM2018_w30MW_Purch30870 | Generation | Off Peak | 2037-01-01 | Expected Values | 1305.2 | Station_DSM2018_w30MW_Purch30870 | Generation | On Peak | 2037-01-01 | Expected Values | 510.95 | 0
| Station_DSM2018_Base30869 | Generation | ALL | 2037-02-01 | Expected Values | 1600.14 | Station_DSM2018_Base30869 | Generation | Off Peak | 2037-02-01 | Expected Values | 1160.2 | Station_DSM2018_Base30869 | Generation | On Peak | 2037-02-01 | Expected Values | 439.94 | 0 | Station_DSM2018_w30MW_Purch30870 | Generation | ALL | 2037-02-01 | Expected Values | 1600.14 | Station_DSM2018_w30MW_Purch30870 | Generation | Off Peak | 2037-02-01 | Expected Values | 1160.2 | Station_DSM2018_w30MW_Purch30870 | Generation | On Peak | 2037-02-01 | Expected Values | 439.94 | 0
| Station_DSM2018_Base30869 | Generation | ALL | 2037-03-01 | Expected Values | 1781.34 | Station_DSM2018_Base30869 | Generation | Off Peak | 2037-03-01 | Expected Values | 1322.71 | Station_DSM2018_Base30869 | Generation | On Peak | 2037-03-01 | Expected Values | 458.63 | 0 | Station_DSM2018_w30MW_Purch30870 | Generation | ALL | 2037-03-01 | Expected Values | 1781.38 | Station_DSM2018_w30MW_Purch30870 | Generation | Off Peak | 2037-03-01 | Expected Values | 1322.74 | Station_DSM2018_w30MW_Purch30870 | Generation | On Peak | 2037-03-01 | Expected Values | 458.64 | 0
| Station_DSM2018_Base30869 | Generation | ALL | 2037-04-01 | Expected Values | 1929.7 | Station_DSM2018_Base30869 | Generation | Off Peak | 2037-04-01 | Expected Values | 1231.67 | Station_DSM2018_Base30869 | Generation | On Peak | 2037-04-01 | Expected Values | 698.03 | 0 | Station_DSM2018_w30MW_Purch30870 | Generation | ALL | 2037-04-01 | Expected Values | 1929.75 | Station_DSM2018_w30MW_Purch30870 | Generation | Off Peak | 2037-04-01 | Expected Values | 1231.69 | Station_DSM2018_w30MW_Purch30870 | Generation | On Peak | 2037-04-01 | Expected Values | 698.07 | 0.01
| Station_DSM2018_Base30869 | Generation | ALL | 2037-05-01 | Expected Values | 2270.86 | Station_DSM2018_Base30869 | Generation | Off Peak | 2037-05-01 | Expected Values | 1511.74 | Station_DSM2018_Base30869 | Generation | On Peak | 2037-05-01 | Expected Values | 759.12 | 0 | Station_DSM2018_w30MW_Purch30870 | Generation | ALL | 2037-05-01 | Expected Values | 2270.9 | Station_DSM2018_w30MW_Purch30870 | Generation | Off Peak | 2037-05-01 | Expected Values | 1511.75 | Station_DSM2018_w30MW_Purch30870 | Generation | On Peak | 2037-05-01 | Expected Values | 759.15 | 0
| Station_DSM2018_Base30869 | Generation | ALL | 2037-06-01 | Expected Values | 2485.75 | Station_DSM2018_Base30869 | Generation | Off Peak | 2037-06-01 | Expected Values | 1611.35 | Station_DSM2018_Base30869 | Generation | On Peak | 2037-06-01 | Expected Values | 874.4 | 0 | Station_DSM2018_w30MW_Purch30870 | Generation | ALL | 2037-06-01 | Expected Values | 2485.8 | Station_DSM2018_w30MW_Purch30870 | Generation | Off Peak | 2037-06-01 | Expected Values | 1611.35 | Station_DSM2018_w30MW_Purch30870 | Generation | On Peak | 2037-06-01 | Expected Values | 874.45 | 0
| Station_DSM2018_Base30869 | Generation | ALL | 2037-07-01 | Expected Values | 2576.42 | Station_DSM2018_Base30869 | Generation | Off Peak | 2037-07-01 | Expected Values | 1648.8 | Station_DSM2018_Base30869 | Generation | On Peak | 2037-07-01 | Expected Values | 927.62 | 0 | Station_DSM2018_w30MW_Purch30870 | Generation | ALL | 2037-07-01 | Expected Values | 2576.44 | Station_DSM2018_w30MW_Purch30870 | Generation | Off Peak | 2037-07-01 | Expected Values | 1648.82 | Station_DSM2018_w30MW_Purch30870 | Generation | On Peak | 2037-07-01 | Expected Values | 927.62 | 0
| Station_DSM2018_Base30869 | Generation | ALL | 2037-08-01 | Expected Values | 2611.17 | Station_DSM2018_Base30869 | Generation | Off Peak | 2037-08-01 | Expected Values | 1775.64 | Station_DSM2018_Base30869 | Generation | On Peak | 2037-08-01 | Expected Values | 835.53 | 0 | Station_DSM2018_w30MW_Purch30870 | Generation | ALL | 2037-08-01 | Expected Values | 2611.23 | Station_DSM2018_w30MW_Purch30870 | Generation | Off Peak | 2037-08-01 | Expected Values | 1775.66 | Station_DSM2018_w30MW_Purch30870 | Generation | On Peak | 2037-08-01 | Expected Values | 835.57 | 0
| Station_DSM2018_Base30869 | Generation | ALL | 2037-09-01 | Expected Values | 2428.98 | Station_DSM2018_Base30869 | Generation | Off Peak | 2037-09-01 | Expected Values | 1590.49 | Station_DSM2018_Base30869 | Generation | On Peak | 2037-09-01 | Expected Values | 838.5 | 0.01 | Station_DSM2018_w30MW_Purch30870 | Generation | ALL | 2037-09-01 | Expected Values | 2428.97 | Station_DSM2018_w30MW_Purch30870 | Generation | Off Peak | 2037-09-01 | Expected Values | 1590.48 | Station_DSM2018_w30MW_Purch30870 | Generation | On Peak | 2037-09-01 | Expected Values | 838.48 | -0.01
| Station_DSM2018_Base30869 | Generation | ALL | 2037-10-01 | Expected Values | 2159.79 | Station_DSM2018_Base30869 | Generation | Off Peak | 2037-10-01 | Expected Values | 1431.56 | Station_DSM2018_Base30869 | Generation | On Peak | 2037-10-01 | Expected Values | 728.22 | -0.01 | Station_DSM2018_w30MW_Purch30870 | Generation | ALL | 2037-10-01 | Expected Values | 2159.85 | Station_DSM2018_w30MW_Purch30870 | Generation | Off Peak | 2037-10-01 | Expected Values | 1431.56 | Station_DSM2018_w30MW_Purch30870 | Generation | On Peak | 2037-10-01 | Expected Values | 728.28 | -0.01
| Station_DSM2018_Base30869 | Generation | ALL | 2037-11-01 | Expected Values | 1737.91 | Station_DSM2018_Base30869 | Generation | Off Peak | 2037-11-01 | Expected Values | 1304.03 | Station_DSM2018_Base30869 | Generation | On Peak | 2037-11-01 | Expected Values | 433.88 | 0 | Station_DSM2018_w30MW_Purch30870 | Generation | ALL | 2037-11-01 | Expected Values | 1737.93 | Station_DSM2018_w30MW_Purch30870 | Generation | Off Peak | 2037-11-01 | Expected Values | 1304.04 | Station_DSM2018_w30MW_Purch30870 | Generation | On Peak | 2037-11-01 | Expected Values | 433.89 | 0
| Station_DSM2018_Base30869 | Generation | ALL | 2037-12-01 | Expected Values | 1863.79 | Station_DSM2018_Base30869 | Generation | Off Peak | 2037-12-01 | Expected Values | 1356.03 | Station_DSM2018_Base30869 | Generation | On Peak | 2037-12-01 | Expected Values | 507.76 | 0 | Station_DSM2018_w30MW_Purch30870 | Generation | ALL | 2037-12-01 | Expected Values | 1863.84 | Station_DSM2018_w30MW_Purch30870 | Generation | Off Peak | 2037-12-01 | Expected Values | 1356.04 | Station_DSM2018_w30MW_Purch30870 | Generation | On Peak | 2037-12-01 | Expected Values | 507.8 | 0
| Station_DSM2018_Base30869 | Generation | ALL | 2038-01-01 | Expected Values | 1816.21 | Station_DSM2018_Base30869 | Generation | Off Peak | 2038-01-01 | Expected Values | 1324.97 | Station_DSM2018_Base30869 | Generation | On Peak | 2038-01-01 | Expected Values | 491.24 | 0 | Station_DSM2018_w30MW_Purch30870 | Generation | ALL | 2038-01-01 | Expected Values | 1816.21 | Station_DSM2018_w30MW_Purch30870 | Generation | Off Peak | 2038-01-01 | Expected Values | 1324.97 | Station_DSM2018_w30MW_Purch30870 | Generation | On Peak | 2038-01-01 | Expected Values | 491.24 | 0
| Station_DSM2018_Base30869 | Generation | ALL | 2038-02-01 | Expected Values | 1600.11 | Station_DSM2018_Base30869 | Generation | Off Peak | 2038-02-01 | Expected Values | 1159.01 | Station_DSM2018_Base30869 | Generation | On Peak | 2038-02-01 | Expected Values | 441.1 | 0 | Station_DSM2018_w30MW_Purch30870 | Generation | ALL | 2038-02-01 | Expected Values | 1600.12 | Station_DSM2018_w30MW_Purch30870 | Generation | Off Peak | 2038-02-01 | Expected Values | 1159.01 | Station_DSM2018_w30MW_Purch30870 | Generation | On Peak | 2038-02-01 | Expected Values | 441.11 | 0
| Station_DSM2018_Base30869 | Generation | ALL | 2038-03-01 | Expected Values | 1782.12 | Station_DSM2018_Base30869 | Generation | Off Peak | 2038-03-01 | Expected Values | 1304.8 | Station_DSM2018_Base30869 | Generation | On Peak | 2038-03-01 | Expected Values | 477.32 | 0 | Station_DSM2018_w30MW_Purch30870 | Generation | ALL | 2038-03-01 | Expected Values | 1782.12 | Station_DSM2018_w30MW_Purch30870 | Generation | Off Peak | 2038-03-01 | Expected Values | 1304.8 | Station_DSM2018_w30MW_Purch30870 | Generation | On Peak | 2038-03-01 | Expected Values | 477.32 | 0
| Station_DSM2018_Base30869 | Generation | ALL | 2038-04-01 | Expected Values | 1929.62 | Station_DSM2018_Base30869 | Generation | Off Peak | 2038-04-01 | Expected Values | 1227.84 | Station_DSM2018_Base30869 | Generation | On Peak | 2038-04-01 | Expected Values | 701.77 | -0.01 | Station_DSM2018_w30MW_Purch30870 | Generation | ALL | 2038-04-01 | Expected Values | 1929.69 | Station_DSM2018_w30MW_Purch30870 | Generation | Off Peak | 2038-04-01 | Expected Values | 1227.86 | Station_DSM2018_w30MW_Purch30870 | Generation | On Peak | 2038-04-01 | Expected Values | 701.84 | 0.01
| Station_DSM2018_Base30869 | Generation | ALL | 2038-05-01 | Expected Values | 2271.01 | Station_DSM2018_Base30869 | Generation | Off Peak | 2038-05-01 | Expected Values | 1508.36 | Station_DSM2018_Base30869 | Generation | On Peak | 2038-05-01 | Expected Values | 762.65 | 0 | Station_DSM2018_w30MW_Purch30870 | Generation | ALL | 2038-05-01 | Expected Values | 2271 | Station_DSM2018_w30MW_Purch30870 | Generation | Off Peak | 2038-05-01 | Expected Values | 1508.36 | Station_DSM2018_w30MW_Purch30870 | Generation | On Peak | 2038-05-01 | Expected Values | 762.64 | 0
| Station_DSM2018_Base30869 | Generation | ALL | 2038-06-01 | Expected Values | 2485.53 | Station_DSM2018_Base30869 | Generation | Off Peak | 2038-06-01 | Expected Values | 1613.8 | Station_DSM2018_Base30869 | Generation | On Peak | 2038-06-01 | Expected Values | 871.73 | 0 | Station_DSM2018_w30MW_Purch30870 | Generation | ALL | 2038-06-01 | Expected Values | 2485.65 | Station_DSM2018_w30MW_Purch30870 | Generation | Off Peak | 2038-06-01 | Expected Values | 1613.83 | Station_DSM2018_w30MW_Purch30870 | Generation | On Peak | 2038-06-01 | Expected Values | 871.82 | 0
| Station_DSM2018_Base30869 | Generation | ALL | 2038-07-01 | Expected Values | 2576.29 | Station_DSM2018_Base30869 | Generation | Off Peak | 2038-07-01 | Expected Values | 1685.54 | Station_DSM2018_Base30869 | Generation | On Peak | 2038-07-01 | Expected Values | 890.75 | 0 | Station_DSM2018_w30MW_Purch30870 | Generation | ALL | 2038-07-01 | Expected Values | 2576.27 | Station_DSM2018_w30MW_Purch30870 | Generation | Off Peak | 2038-07-01 | Expected Values | 1685.56 | Station_DSM2018_w30MW_Purch30870 | Generation | On Peak | 2038-07-01 | Expected Values | 890.71 | 0
| Station_DSM2018_Base30869 | Generation | ALL | 2038-08-01 | Expected Values | 2611.56 | Station_DSM2018_Base30869 | Generation | Off Peak | 2038-08-01 | Expected Values | 1740.37 | Station_DSM2018_Base30869 | Generation | On Peak | 2038-08-01 | Expected Values | 871.19 | 0 | Station_DSM2018_w30MW_Purch30870 | Generation | ALL | 2038-08-01 | Expected Values | 2611.65 | Station_DSM2018_w30MW_Purch30870 | Generation | Off Peak | 2038-08-01 | Expected Values | 1740.4 | Station_DSM2018_w30MW_Purch30870 | Generation | On Peak | 2038-08-01 | Expected Values | 871.26 | 0.01
| Station_DSM2018_Base30869 | Generation | ALL | 2038-09-01 | Expected Values | 2428.52 | Station_DSM2018_Base30869 | Generation | Off Peak | 2038-09-01 | Expected Values | 1587.08 | Station_DSM2018_Base30869 | Generation | On Peak | 2038-09-01 | Expected Values | 841.44 | 0 | Station_DSM2018_w30MW_Purch30870 | Generation | ALL | 2038-09-01 | Expected Values | 2428.55 | Station_DSM2018_w30MW_Purch30870 | Generation | Off Peak | 2038-09-01 | Expected Values | 1587.1 | Station_DSM2018_w30MW_Purch30870 | Generation | On Peak | 2038-09-01 | Expected Values | 841.45 | 0
| Station_DSM2018_Base30869 | Generation | ALL | 2038-10-01 | Expected Values | 2159.85 | Station_DSM2018_Base30869 | Generation | Off Peak | 2038-10-01 | Expected Values | 1467.25 | Station_DSM2018_Base30869 | Generation | On Peak | 2038-10-01 | Expected Values | 692.6 | 0 | Station_DSM2018_w30MW_Purch30870 | Generation | ALL | 2038-10-01 | Expected Values | 2159.8 | Station_DSM2018_w30MW_Purch30870 | Generation | Off Peak | 2038-10-01 | Expected Values | 1467.23 | Station_DSM2018_w30MW_Purch30870 | Generation | On Peak | 2038-10-01 | Expected Values | 692.57 | 0
| Station_DSM2018_Base30869 | Generation | ALL | 2038-11-01 | Expected Values | 1737.59 | Station_DSM2018_Base30869 | Generation | Off Peak | 2038-11-01 | Expected Values | 1281.56 | Station_DSM2018_Base30869 | Generation | On Peak | 2038-11-01 | Expected Values | 456.03 | 0 | Station_DSM2018_w30MW_Purch30870 | Generation | ALL | 2038-11-01 | Expected Values | 1737.63 | Station_DSM2018_w30MW_Purch30870 | Generation | Off Peak | 2038-11-01 | Expected Values | 1281.58 | Station_DSM2018_w30MW_Purch30870 | Generation | On Peak | 2038-11-01 | Expected Values | 456.05 | 0
| Station_DSM2018_Base30869 | Generation | ALL | 2038-12-01 | Expected Values | 1862.31 | Station_DSM2018_Base30869 | Generation | Off Peak | 2038-12-01 | Expected Values | 1355.32 | Station_DSM2018_Base30869 | Generation | On Peak | 2038-12-01 | Expected Values | 506.99 | 0 | Station_DSM2018_w30MW_Purch30870 | Generation | ALL | 2038-12-01 | Expected Values | 1862.46 | Station_DSM2018_w30MW_Purch30870 | Generation | Off Peak | 2038-12-01 | Expected Values | 1355.4 | Station_DSM2018_w30MW_Purch30870 | Generation | On Peak | 2038-12-01 | Expected Values | 507.06 | 0
| Station_DSM2018_Base30869 | Generation | ALL | 2039-01-01 | Expected Values | 1816.22 | Station_DSM2018_Base30869 | Generation | Off Peak | 2039-01-01 | Expected Values | 1325.33 | Station_DSM2018_Base30869 | Generation | On Peak | 2039-01-01 | Expected Values | 490.9 | 0.01 | Station_DSM2018_w30MW_Purch30870 | Generation | ALL | 2039-01-01 | Expected Values | 1816.1 | Station_DSM2018_w30MW_Purch30870 | Generation | Off Peak | 2039-01-01 | Expected Values | 1325.3 | Station_DSM2018_w30MW_Purch30870 | Generation | On Peak | 2039-01-01 | Expected Values | 490.8 | 0
| Station_DSM2018_Base30869 | Generation | ALL | 2039-02-01 | Expected Values | 1600.14 | Station_DSM2018_Base30869 | Generation | Off Peak | 2039-02-01 | Expected Values | 1160.14 | Station_DSM2018_Base30869 | Generation | On Peak | 2039-02-01 | Expected Values | 440 | 0 | Station_DSM2018_w30MW_Purch30870 | Generation | ALL | 2039-02-01 | Expected Values | 1600.14 | Station_DSM2018_w30MW_Purch30870 | Generation | Off Peak | 2039-02-01 | Expected Values | 1160.14 | Station_DSM2018_w30MW_Purch30870 | Generation | On Peak | 2039-02-01 | Expected Values | 440 | 0
| Station_DSM2018_Base30869 | Generation | ALL | 2039-03-01 | Expected Values | 1782.12 | Station_DSM2018_Base30869 | Generation | Off Peak | 2039-03-01 | Expected Values | 1304.04 | Station_DSM2018_Base30869 | Generation | On Peak | 2039-03-01 | Expected Values | 478.08 | 0 | Station_DSM2018_w30MW_Purch30870 | Generation | ALL | 2039-03-01 | Expected Values | 1782.12 | Station_DSM2018_w30MW_Purch30870 | Generation | Off Peak | 2039-03-01 | Expected Values | 1304.04 | Station_DSM2018_w30MW_Purch30870 | Generation | On Peak | 2039-03-01 | Expected Values | 478.08 | 0
| Station_DSM2018_Base30869 | Generation | ALL | 2039-04-01 | Expected Values | 1929.89 | Station_DSM2018_Base30869 | Generation | Off Peak | 2039-04-01 | Expected Values | 1258.5 | Station_DSM2018_Base30869 | Generation | On Peak | 2039-04-01 | Expected Values | 671.39 | 0 | Station_DSM2018_w30MW_Purch30870 | Generation | ALL | 2039-04-01 | Expected Values | 1929.88 | Station_DSM2018_w30MW_Purch30870 | Generation | Off Peak | 2039-04-01 | Expected Values | 1258.5 | Station_DSM2018_w30MW_Purch30870 | Generation | On Peak | 2039-04-01 | Expected Values | 671.38 | 0
| Station_DSM2018_Base30869 | Generation | ALL | 2039-05-01 | Expected Values | 2270.93 | Station_DSM2018_Base30869 | Generation | Off Peak | 2039-05-01 | Expected Values | 1474.48 | Station_DSM2018_Base30869 | Generation | On Peak | 2039-05-01 | Expected Values | 796.46 | 0.01 | Station_DSM2018_w30MW_Purch30870 | Generation | ALL | 2039-05-01 | Expected Values | 2270.92 | Station_DSM2018_w30MW_Purch30870 | Generation | Off Peak | 2039-05-01 | Expected Values | 1474.48 | Station_DSM2018_w30MW_Purch30870 | Generation | On Peak | 2039-05-01 | Expected Values | 796.44 | 0
| Station_DSM2018_Base30869 | Generation | ALL | 2039-06-01 | Expected Values | 2485.8 | Station_DSM2018_Base30869 | Generation | Off Peak | 2039-06-01 | Expected Values | 1609.3 | Station_DSM2018_Base30869 | Generation | On Peak | 2039-06-01 | Expected Values | 876.5 | 0 | Station_DSM2018_w30MW_Purch30870 | Generation | ALL | 2039-06-01 | Expected Values | 2485.94 | Station_DSM2018_w30MW_Purch30870 | Generation | Off Peak | 2039-06-01 | Expected Values | 1609.34 | Station_DSM2018_w30MW_Purch30870 | Generation | On Peak | 2039-06-01 | Expected Values | 876.6 | 0
| Station_DSM2018_Base30869 | Generation | ALL | 2039-07-01 | Expected Values | 2576.48 | Station_DSM2018_Base30869 | Generation | Off Peak | 2039-07-01 | Expected Values | 1727.29 | Station_DSM2018_Base30869 | Generation | On Peak | 2039-07-01 | Expected Values | 849.19 | 0 | Station_DSM2018_w30MW_Purch30870 | Generation | ALL | 2039-07-01 | Expected Values | 2576.38 | Station_DSM2018_w30MW_Purch30870 | Generation | Off Peak | 2039-07-01 | Expected Values | 1727.28 | Station_DSM2018_w30MW_Purch30870 | Generation | On Peak | 2039-07-01 | Expected Values | 849.09 | -0.01
| Station_DSM2018_Base30869 | Generation | ALL | 2039-08-01 | Expected Values | 2611.55 | Station_DSM2018_Base30869 | Generation | Off Peak | 2039-08-01 | Expected Values | 1704.39 | Station_DSM2018_Base30869 | Generation | On Peak | 2039-08-01 | Expected Values | 907.15 | -0.01 | Station_DSM2018_w30MW_Purch30870 | Generation | ALL | 2039-08-01 | Expected Values | 2611.59 | Station_DSM2018_w30MW_Purch30870 | Generation | Off Peak | 2039-08-01 | Expected Values | 1704.41 | Station_DSM2018_w30MW_Purch30870 | Generation | On Peak | 2039-08-01 | Expected Values | 907.19 | 0.01
| Station_DSM2018_Base30869 | Generation | ALL | 2039-09-01 | Expected Values | 2427.7 | Station_DSM2018_Base30869 | Generation | Off Peak | 2039-09-01 | Expected Values | 1582.78 | Station_DSM2018_Base30869 | Generation | On Peak | 2039-09-01 | Expected Values | 844.92 | 0 | Station_DSM2018_w30MW_Purch30870 | Generation | ALL | 2039-09-01 | Expected Values | 2427.78 | Station_DSM2018_w30MW_Purch30870 | Generation | Off Peak | 2039-09-01 | Expected Values | 1582.82 | Station_DSM2018_w30MW_Purch30870 | Generation | On Peak | 2039-09-01 | Expected Values | 844.97 | 0.01
| Station_DSM2018_Base30869 | Generation | ALL | 2039-10-01 | Expected Values | 2159.07 | Station_DSM2018_Base30869 | Generation | Off Peak | 2039-10-01 | Expected Values | 1452.26 | Station_DSM2018_Base30869 | Generation | On Peak | 2039-10-01 | Expected Values | 706.81 | 0 | Station_DSM2018_w30MW_Purch30870 | Generation | ALL | 2039-10-01 | Expected Values | 2159.21 | Station_DSM2018_w30MW_Purch30870 | Generation | Off Peak | 2039-10-01 | Expected Values | 1452.27 | Station_DSM2018_w30MW_Purch30870 | Generation | On Peak | 2039-10-01 | Expected Values | 706.94 | 0
| Station_DSM2018_Base30869 | Generation | ALL | 2039-11-01 | Expected Values | 1738.02 | Station_DSM2018_Base30869 | Generation | Off Peak | 2039-11-01 | Expected Values | 1282.48 | Station_DSM2018_Base30869 | Generation | On Peak | 2039-11-01 | Expected Values | 455.54 | 0 | Station_DSM2018_w30MW_Purch30870 | Generation | ALL | 2039-11-01 | Expected Values | 1738.02 | Station_DSM2018_w30MW_Purch30870 | Generation | Off Peak | 2039-11-01 | Expected Values | 1282.48 | Station_DSM2018_w30MW_Purch30870 | Generation | On Peak | 2039-11-01 | Expected Values | 455.54 | 0
| Station_DSM2018_Base30869 | Generation | ALL | 2039-12-01 | Expected Values | 1863.89 | Station_DSM2018_Base30869 | Generation | Off Peak | 2039-12-01 | Expected Values | 1377.51 | Station_DSM2018_Base30869 | Generation | On Peak | 2039-12-01 | Expected Values | 486.38 | 0 | Station_DSM2018_w30MW_Purch30870 | Generation | ALL | 2039-12-01 | Expected Values | 1863.91 | Station_DSM2018_w30MW_Purch30870 | Generation | Off Peak | 2039-12-01 | Expected Values | 1377.52 | Station_DSM2018_w30MW_Purch30870 | Generation | On Peak | 2039-12-01 | Expected Values | 486.39 | 0
| Station_DSM2018_Base30869 | Generation | ALL | 2040-01-01 | Expected Values | 1816.24 | Station_DSM2018_Base30869 | Generation | Off Peak | 2040-01-01 | Expected Values | 1302.14 | Station_DSM2018_Base30869 | Generation | On Peak | 2040-01-01 | Expected Values | 514.1 | 0 | Station_DSM2018_w30MW_Purch30870 | Generation | ALL | 2040-01-01 | Expected Values | 1816.24 | Station_DSM2018_w30MW_Purch30870 | Generation | Off Peak | 2040-01-01 | Expected Values | 1302.15 | Station_DSM2018_w30MW_Purch30870 | Generation | On Peak | 2040-01-01 | Expected Values | 514.1 | 0.01
| Station_DSM2018_Base30869 | Generation | ALL | 2040-02-01 | Expected Values | 1600.17 | Station_DSM2018_Base30869 | Generation | Off Peak | 2040-02-01 | Expected Values | 1159.43 | Station_DSM2018_Base30869 | Generation | On Peak | 2040-02-01 | Expected Values | 440.73 | -0.01 | Station_DSM2018_w30MW_Purch30870 | Generation | ALL | 2040-02-01 | Expected Values | 1600.17 | Station_DSM2018_w30MW_Purch30870 | Generation | Off Peak | 2040-02-01 | Expected Values | 1159.43 | Station_DSM2018_w30MW_Purch30870 | Generation | On Peak | 2040-02-01 | Expected Values | 440.73 | -0.01
| Station_DSM2018_Base30869 | Generation | ALL | 2040-03-01 | Expected Values | 1782.1 | Station_DSM2018_Base30869 | Generation | Off Peak | 2040-03-01 | Expected Values | 1322.97 | Station_DSM2018_Base30869 | Generation | On Peak | 2040-03-01 | Expected Values | 459.14 | 0.01 | Station_DSM2018_w30MW_Purch30870 | Generation | ALL | 2040-03-01 | Expected Values | 1782.11 | Station_DSM2018_w30MW_Purch30870 | Generation | Off Peak | 2040-03-01 | Expected Values | 1322.97 | Station_DSM2018_w30MW_Purch30870 | Generation | On Peak | 2040-03-01 | Expected Values | 459.14 | 0
| Station_DSM2018_Base30869 | Generation | ALL | 2040-04-01 | Expected Values | 1929.84 | Station_DSM2018_Base30869 | Generation | Off Peak | 2040-04-01 | Expected Values | 1257.31 | Station_DSM2018_Base30869 | Generation | On Peak | 2040-04-01 | Expected Values | 672.54 | 0.01 | Station_DSM2018_w30MW_Purch30870 | Generation | ALL | 2040-04-01 | Expected Values | 1929.92 | Station_DSM2018_w30MW_Purch30870 | Generation | Off Peak | 2040-04-01 | Expected Values | 1257.31 | Station_DSM2018_w30MW_Purch30870 | Generation | On Peak | 2040-04-01 | Expected Values | 672.62 | 0.01
| Station_DSM2018_Base30869 | Generation | ALL | 2040-05-01 | Expected Values | 2270.79 | Station_DSM2018_Base30869 | Generation | Off Peak | 2040-05-01 | Expected Values | 1436.86 | Station_DSM2018_Base30869 | Generation | On Peak | 2040-05-01 | Expected Values | 833.93 | 0 | Station_DSM2018_w30MW_Purch30870 | Generation | ALL | 2040-05-01 | Expected Values | 2270.88 | Station_DSM2018_w30MW_Purch30870 | Generation | Off Peak | 2040-05-01 | Expected Values | 1436.87 | Station_DSM2018_w30MW_Purch30870 | Generation | On Peak | 2040-05-01 | Expected Values | 834.01 | 0
| Station_DSM2018_Base30869 | Generation | ALL | 2040-06-01 | Expected Values | 2485.59 | Station_DSM2018_Base30869 | Generation | Off Peak | 2040-06-01 | Expected Values | 1645.4 | Station_DSM2018_Base30869 | Generation | On Peak | 2040-06-01 | Expected Values | 840.19 | 0 | Station_DSM2018_w30MW_Purch30870 | Generation | ALL | 2040-06-01 | Expected Values | 2485.65 | Station_DSM2018_w30MW_Purch30870 | Generation | Off Peak | 2040-06-01 | Expected Values | 1645.41 | Station_DSM2018_w30MW_Purch30870 | Generation | On Peak | 2040-06-01 | Expected Values | 840.24 | 0
| Station_DSM2018_Base30869 | Generation | ALL | 2040-07-01 | Expected Values | 2576.25 | Station_DSM2018_Base30869 | Generation | Off Peak | 2040-07-01 | Expected Values | 1689.1 | Station_DSM2018_Base30869 | Generation | On Peak | 2040-07-01 | Expected Values | 887.15 | 0 | Station_DSM2018_w30MW_Purch30870 | Generation | ALL | 2040-07-01 | Expected Values | 2576.27 | Station_DSM2018_w30MW_Purch30870 | Generation | Off Peak | 2040-07-01 | Expected Values | 1689.11 | Station_DSM2018_w30MW_Purch30870 | Generation | On Peak | 2040-07-01 | Expected Values | 887.16 | 0
| Station_DSM2018_Base30869 | Generation | ALL | 2040-08-01 | Expected Values | 2611.87 | Station_DSM2018_Base30869 | Generation | Off Peak | 2040-08-01 | Expected Values | 1712.95 | Station_DSM2018_Base30869 | Generation | On Peak | 2040-08-01 | Expected Values | 898.91 | -0.01 | Station_DSM2018_w30MW_Purch30870 | Generation | ALL | 2040-08-01 | Expected Values | 2611.87 | Station_DSM2018_w30MW_Purch30870 | Generation | Off Peak | 2040-08-01 | Expected Values | 1712.95 | Station_DSM2018_w30MW_Purch30870 | Generation | On Peak | 2040-08-01 | Expected Values | 898.91 | -0.01
| Station_DSM2018_Base30869 | Generation | ALL | 2040-09-01 | Expected Values | 2428.96 | Station_DSM2018_Base30869 | Generation | Off Peak | 2040-09-01 | Expected Values | 1652.21 | Station_DSM2018_Base30869 | Generation | On Peak | 2040-09-01 | Expected Values | 776.75 | 0 | Station_DSM2018_w30MW_Purch30870 | Generation | ALL | 2040-09-01 | Expected Values | 2428.99 | Station_DSM2018_w30MW_Purch30870 | Generation | Off Peak | 2040-09-01 | Expected Values | 1652.23 | Station_DSM2018_w30MW_Purch30870 | Generation | On Peak | 2040-09-01 | Expected Values | 776.76 | 0
| Station_DSM2018_Base30869 | Generation | ALL | 2040-10-01 | Expected Values | 2159.66 | Station_DSM2018_Base30869 | Generation | Off Peak | 2040-10-01 | Expected Values | 1393.27 | Station_DSM2018_Base30869 | Generation | On Peak | 2040-10-01 | Expected Values | 766.39 | 0 | Station_DSM2018_w30MW_Purch30870 | Generation | ALL | 2040-10-01 | Expected Values | 2159.95 | Station_DSM2018_w30MW_Purch30870 | Generation | Off Peak | 2040-10-01 | Expected Values | 1393.3 | Station_DSM2018_w30MW_Purch30870 | Generation | On Peak | 2040-10-01 | Expected Values | 766.64 | -0.01
| Station_DSM2018_Base30869 | Generation | ALL | 2040-11-01 | Expected Values | 1737.99 | Station_DSM2018_Base30869 | Generation | Off Peak | 2040-11-01 | Expected Values | 1289.29 | Station_DSM2018_Base30869 | Generation | On Peak | 2040-11-01 | Expected Values | 448.7 | 0 | Station_DSM2018_w30MW_Purch30870 | Generation | ALL | 2040-11-01 | Expected Values | 1737.99 | Station_DSM2018_w30MW_Purch30870 | Generation | Off Peak | 2040-11-01 | Expected Values | 1289.29 | Station_DSM2018_w30MW_Purch30870 | Generation | On Peak | 2040-11-01 | Expected Values | 448.7 | 0
| Station_DSM2018_Base30869 | Generation | ALL | 2040-12-01 | Expected Values | 1864.02 | Station_DSM2018_Base30869 | Generation | Off Peak | 2040-12-01 | Expected Values | 1401.4 | Station_DSM2018_Base30869 | Generation | On Peak | 2040-12-01 | Expected Values | 462.62 | 0 | Station_DSM2018_w30MW_Purch30870 | Generation | ALL | 2040-12-01 | Expected Values | 1864.02 | Station_DSM2018_w30MW_Purch30870 | Generation | Off Peak | 2040-12-01 | Expected Values | 1401.41 | Station_DSM2018_w30MW_Purch30870 | Generation | On Peak | 2040-12-01 | Expected Values | 462.62 | 0.01
| Station_DSM2018_Base30869 | Generation | ALL | 2041-01-01 | Expected Values | 1816.23 | Station_DSM2018_Base30869 | Generation | Off Peak | 2041-01-01 | Expected Values | 1281.79 | Station_DSM2018_Base30869 | Generation | On Peak | 2041-01-01 | Expected Values | 534.44 | 0 | Station_DSM2018_w30MW_Purch30870 | Generation | ALL | 2041-01-01 | Expected Values | 1816.23 | Station_DSM2018_w30MW_Purch30870 | Generation | Off Peak | 2041-01-01 | Expected Values | 1281.79 | Station_DSM2018_w30MW_Purch30870 | Generation | On Peak | 2041-01-01 | Expected Values | 534.44 | 0
| Station_DSM2018_Base30869 | Generation | ALL | 2041-02-01 | Expected Values | 1600.14 | Station_DSM2018_Base30869 | Generation | Off Peak | 2041-02-01 | Expected Values | 1162.33 | Station_DSM2018_Base30869 | Generation | On Peak | 2041-02-01 | Expected Values | 437.81 | 0 | Station_DSM2018_w30MW_Purch30870 | Generation | ALL | 2041-02-01 | Expected Values | 1600.14 | Station_DSM2018_w30MW_Purch30870 | Generation | Off Peak | 2041-02-01 | Expected Values | 1162.33 | Station_DSM2018_w30MW_Purch30870 | Generation | On Peak | 2041-02-01 | Expected Values | 437.81 | 0
| Station_DSM2018_Base30869 | Generation | ALL | 2041-03-01 | Expected Values | 1782.11 | Station_DSM2018_Base30869 | Generation | Off Peak | 2041-03-01 | Expected Values | 1341.38 | Station_DSM2018_Base30869 | Generation | On Peak | 2041-03-01 | Expected Values | 440.73 | 0 | Station_DSM2018_w30MW_Purch30870 | Generation | ALL | 2041-03-01 | Expected Values | 1782.11 | Station_DSM2018_w30MW_Purch30870 | Generation | Off Peak | 2041-03-01 | Expected Values | 1341.38 | Station_DSM2018_w30MW_Purch30870 | Generation | On Peak | 2041-03-01 | Expected Values | 440.73 | 0
| Station_DSM2018_Base30869 | Generation | ALL | 2041-04-01 | Expected Values | 1929.26 | Station_DSM2018_Base30869 | Generation | Off Peak | 2041-04-01 | Expected Values | 1240.59 | Station_DSM2018_Base30869 | Generation | On Peak | 2041-04-01 | Expected Values | 688.68 | 0.01 | Station_DSM2018_w30MW_Purch30870 | Generation | ALL | 2041-04-01 | Expected Values | 1929.4 | Station_DSM2018_w30MW_Purch30870 | Generation | Off Peak | 2041-04-01 | Expected Values | 1240.63 | Station_DSM2018_w30MW_Purch30870 | Generation | On Peak | 2041-04-01 | Expected Values | 688.77 | 0
| Station_DSM2018_Base30869 | Generation | ALL | 2041-05-01 | Expected Values | 2271 | Station_DSM2018_Base30869 | Generation | Off Peak | 2041-05-01 | Expected Values | 1443.53 | Station_DSM2018_Base30869 | Generation | On Peak | 2041-05-01 | Expected Values | 827.46 | -0.01 | Station_DSM2018_w30MW_Purch30870 | Generation | ALL | 2041-05-01 | Expected Values | 2271.04 | Station_DSM2018_w30MW_Purch30870 | Generation | Off Peak | 2041-05-01 | Expected Values | 1443.54 | Station_DSM2018_w30MW_Purch30870 | Generation | On Peak | 2041-05-01 | Expected Values | 827.5 | 0
| Station_DSM2018_Base30869 | Generation | ALL | 2041-06-01 | Expected Values | 2485.8 | Station_DSM2018_Base30869 | Generation | Off Peak | 2041-06-01 | Expected Values | 1687.53 | Station_DSM2018_Base30869 | Generation | On Peak | 2041-06-01 | Expected Values | 798.27 | 0 | Station_DSM2018_w30MW_Purch30870 | Generation | ALL | 2041-06-01 | Expected Values | 2485.89 | Station_DSM2018_w30MW_Purch30870 | Generation | Off Peak | 2041-06-01 | Expected Values | 1687.56 | Station_DSM2018_w30MW_Purch30870 | Generation | On Peak | 2041-06-01 | Expected Values | 798.33 | 0
| Station_DSM2018_Base30869 | Generation | ALL | 2041-07-01 | Expected Values | 2576.58 | Station_DSM2018_Base30869 | Generation | Off Peak | 2041-07-01 | Expected Values | 1652.41 | Station_DSM2018_Base30869 | Generation | On Peak | 2041-07-01 | Expected Values | 924.17 | 0 | Station_DSM2018_w30MW_Purch30870 | Generation | ALL | 2041-07-01 | Expected Values | 2576.67 | Station_DSM2018_w30MW_Purch30870 | Generation | Off Peak | 2041-07-01 | Expected Values | 1652.49 | Station_DSM2018_w30MW_Purch30870 | Generation | On Peak | 2041-07-01 | Expected Values | 924.18 | 0
| Station_DSM2018_Base30869 | Generation | ALL | 2041-08-01 | Expected Values | 2611.5 | Station_DSM2018_Base30869 | Generation | Off Peak | 2041-08-01 | Expected Values | 1728.57 | Station_DSM2018_Base30869 | Generation | On Peak | 2041-08-01 | Expected Values | 882.93 | 0 | Station_DSM2018_w30MW_Purch30870 | Generation | ALL | 2041-08-01 | Expected Values | 2611.6 | Station_DSM2018_w30MW_Purch30870 | Generation | Off Peak | 2041-08-01 | Expected Values | 1728.6 | Station_DSM2018_w30MW_Purch30870 | Generation | On Peak | 2041-08-01 | Expected Values | 883 | 0
| Station_DSM2018_Base30869 | Generation | ALL | 2041-09-01 | Expected Values | 2428.99 | Station_DSM2018_Base30869 | Generation | Off Peak | 2041-09-01 | Expected Values | 1630.96 | Station_DSM2018_Base30869 | Generation | On Peak | 2041-09-01 | Expected Values | 798.03 | 0 | Station_DSM2018_w30MW_Purch30870 | Generation | ALL | 2041-09-01 | Expected Values | 2428.93 | Station_DSM2018_w30MW_Purch30870 | Generation | Off Peak | 2041-09-01 | Expected Values | 1630.96 | Station_DSM2018_w30MW_Purch30870 | Generation | On Peak | 2041-09-01 | Expected Values | 797.97 | 0
| Station_DSM2018_Base30869 | Generation | ALL | 2041-10-01 | Expected Values | 2158.97 | Station_DSM2018_Base30869 | Generation | Off Peak | 2041-10-01 | Expected Values | 1387.26 | Station_DSM2018_Base30869 | Generation | On Peak | 2041-10-01 | Expected Values | 771.71 | 0 | Station_DSM2018_w30MW_Purch30870 | Generation | ALL | 2041-10-01 | Expected Values | 2159.02 | Station_DSM2018_w30MW_Purch30870 | Generation | Off Peak | 2041-10-01 | Expected Values | 1387.31 | Station_DSM2018_w30MW_Purch30870 | Generation | On Peak | 2041-10-01 | Expected Values | 771.71 | 0
| Station_DSM2018_Base30869 | Generation | ALL | 2041-11-01 | Expected Values | 1738.01 | Station_DSM2018_Base30869 | Generation | Off Peak | 2041-11-01 | Expected Values | 1305.31 | Station_DSM2018_Base30869 | Generation | On Peak | 2041-11-01 | Expected Values | 432.7 | 0 | Station_DSM2018_w30MW_Purch30870 | Generation | ALL | 2041-11-01 | Expected Values | 1738.01 | Station_DSM2018_w30MW_Purch30870 | Generation | Off Peak | 2041-11-01 | Expected Values | 1305.31 | Station_DSM2018_w30MW_Purch30870 | Generation | On Peak | 2041-11-01 | Expected Values | 432.7 | 0
| Station_DSM2018_Base30869 | Generation | ALL | 2041-12-01 | Expected Values | 1864.01 | Station_DSM2018_Base30869 | Generation | Off Peak | 2041-12-01 | Expected Values | 1375.65 | Station_DSM2018_Base30869 | Generation | On Peak | 2041-12-01 | Expected Values | 488.36 | 0 | Station_DSM2018_w30MW_Purch30870 | Generation | ALL | 2041-12-01 | Expected Values | 1864.04 | Station_DSM2018_w30MW_Purch30870 | Generation | Off Peak | 2041-12-01 | Expected Values | 1375.65 | Station_DSM2018_w30MW_Purch30870 | Generation | On Peak | 2041-12-01 | Expected Values | 488.39 | 0
| Station_DSM2018_Base30869 | Generation | ALL | 2042-01-01 | Expected Values | 1816.08 | Station_DSM2018_Base30869 | Generation | Off Peak | 2042-01-01 | Expected Values | 1281.83 | Station_DSM2018_Base30869 | Generation | On Peak | 2042-01-01 | Expected Values | 534.26 | 0.01 | Station_DSM2018_w30MW_Purch30870 | Generation | ALL | 2042-01-01 | Expected Values | 1816.1 | Station_DSM2018_w30MW_Purch30870 | Generation | Off Peak | 2042-01-01 | Expected Values | 1281.83 | Station_DSM2018_w30MW_Purch30870 | Generation | On Peak | 2042-01-01 | Expected Values | 534.27 | 0
| Station_DSM2018_Base30869 | Generation | ALL | 2042-02-01 | Expected Values | 1600.04 | Station_DSM2018_Base30869 | Generation | Off Peak | 2042-02-01 | Expected Values | 1161.3 | Station_DSM2018_Base30869 | Generation | On Peak | 2042-02-01 | Expected Values | 438.73 | -0.01 | Station_DSM2018_w30MW_Purch30870 | Generation | ALL | 2042-02-01 | Expected Values | 1600.05 | Station_DSM2018_w30MW_Purch30870 | Generation | Off Peak | 2042-02-01 | Expected Values | 1161.31 | Station_DSM2018_w30MW_Purch30870 | Generation | On Peak | 2042-02-01 | Expected Values | 438.74 | 0
| Station_DSM2018_Base30869 | Generation | ALL | 2042-03-01 | Expected Values | 1782.09 | Station_DSM2018_Base30869 | Generation | Off Peak | 2042-03-01 | Expected Values | 1342.31 | Station_DSM2018_Base30869 | Generation | On Peak | 2042-03-01 | Expected Values | 439.78 | 0 | Station_DSM2018_w30MW_Purch30870 | Generation | ALL | 2042-03-01 | Expected Values | 1782.1 | Station_DSM2018_w30MW_Purch30870 | Generation | Off Peak | 2042-03-01 | Expected Values | 1342.31 | Station_DSM2018_w30MW_Purch30870 | Generation | On Peak | 2042-03-01 | Expected Values | 439.78 | -0.01
| Station_DSM2018_Base30869 | Generation | ALL | 2042-04-01 | Expected Values | 1928.16 | Station_DSM2018_Base30869 | Generation | Off Peak | 2042-04-01 | Expected Values | 1235.1 | Station_DSM2018_Base30869 | Generation | On Peak | 2042-04-01 | Expected Values | 693.07 | 0.01 | Station_DSM2018_w30MW_Purch30870 | Generation | ALL | 2042-04-01 | Expected Values | 1928.48 | Station_DSM2018_w30MW_Purch30870 | Generation | Off Peak | 2042-04-01 | Expected Values | 1235.19 | Station_DSM2018_w30MW_Purch30870 | Generation | On Peak | 2042-04-01 | Expected Values | 693.29 | 0
| Station_DSM2018_Base30869 | Generation | ALL | 2042-05-01 | Expected Values | 2270.89 | Station_DSM2018_Base30869 | Generation | Off Peak | 2042-05-01 | Expected Values | 1476.37 | Station_DSM2018_Base30869 | Generation | On Peak | 2042-05-01 | Expected Values | 794.52 | 0 | Station_DSM2018_w30MW_Purch30870 | Generation | ALL | 2042-05-01 | Expected Values | 2270.94 | Station_DSM2018_w30MW_Purch30870 | Generation | Off Peak | 2042-05-01 | Expected Values | 1476.39 | Station_DSM2018_w30MW_Purch30870 | Generation | On Peak | 2042-05-01 | Expected Values | 794.54 | -0.01
| Station_DSM2018_Base30869 | Generation | ALL | 2042-06-01 | Expected Values | 2485.75 | Station_DSM2018_Base30869 | Generation | Off Peak | 2042-06-01 | Expected Values | 1651.01 | Station_DSM2018_Base30869 | Generation | On Peak | 2042-06-01 | Expected Values | 834.74 | 0 | Station_DSM2018_w30MW_Purch30870 | Generation | ALL | 2042-06-01 | Expected Values | 2485.76 | Station_DSM2018_w30MW_Purch30870 | Generation | Off Peak | 2042-06-01 | Expected Values | 1651.03 | Station_DSM2018_w30MW_Purch30870 | Generation | On Peak | 2042-06-01 | Expected Values | 834.74 | 0.01
| Station_DSM2018_Base30869 | Generation | ALL | 2042-07-01 | Expected Values | 2576.63 | Station_DSM2018_Base30869 | Generation | Off Peak | 2042-07-01 | Expected Values | 1649.23 | Station_DSM2018_Base30869 | Generation | On Peak | 2042-07-01 | Expected Values | 927.4 | 0 | Station_DSM2018_w30MW_Purch30870 | Generation | ALL | 2042-07-01 | Expected Values | 2576.6 | Station_DSM2018_w30MW_Purch30870 | Generation | Off Peak | 2042-07-01 | Expected Values | 1649.19 | Station_DSM2018_w30MW_Purch30870 | Generation | On Peak | 2042-07-01 | Expected Values | 927.41 | 0
| Station_DSM2018_Base30869 | Generation | ALL | 2042-08-01 | Expected Values | 2611.52 | Station_DSM2018_Base30869 | Generation | Off Peak | 2042-08-01 | Expected Values | 1769.95 | Station_DSM2018_Base30869 | Generation | On Peak | 2042-08-01 | Expected Values | 841.57 | 0 | Station_DSM2018_w30MW_Purch30870 | Generation | ALL | 2042-08-01 | Expected Values | 2611.61 | Station_DSM2018_w30MW_Purch30870 | Generation | Off Peak | 2042-08-01 | Expected Values | 1770 | Station_DSM2018_w30MW_Purch30870 | Generation | On Peak | 2042-08-01 | Expected Values | 841.61 | 0
| Station_DSM2018_Base30869 | Generation | ALL | 2042-09-01 | Expected Values | 2428.97 | Station_DSM2018_Base30869 | Generation | Off Peak | 2042-09-01 | Expected Values | 1593.25 | Station_DSM2018_Base30869 | Generation | On Peak | 2042-09-01 | Expected Values | 835.71 | -0.01 | Station_DSM2018_w30MW_Purch30870 | Generation | ALL | 2042-09-01 | Expected Values | 2428.73 | Station_DSM2018_w30MW_Purch30870 | Generation | Off Peak | 2042-09-01 | Expected Values | 1593.24 | Station_DSM2018_w30MW_Purch30870 | Generation | On Peak | 2042-09-01 | Expected Values | 835.49 | 0
| Station_DSM2018_Base30869 | Generation | ALL | 2042-10-01 | Expected Values | 2159.71 | Station_DSM2018_Base30869 | Generation | Off Peak | 2042-10-01 | Expected Values | 1397.43 | Station_DSM2018_Base30869 | Generation | On Peak | 2042-10-01 | Expected Values | 762.29 | 0.01 | Station_DSM2018_w30MW_Purch30870 | Generation | ALL | 2042-10-01 | Expected Values | 2159.71 | Station_DSM2018_w30MW_Purch30870 | Generation | Off Peak | 2042-10-01 | Expected Values | 1397.43 | Station_DSM2018_w30MW_Purch30870 | Generation | On Peak | 2042-10-01 | Expected Values | 762.29 | 0.01
| Station_DSM2018_Base30869 | Generation | ALL | 2042-11-01 | Expected Values | 1738.01 | Station_DSM2018_Base30869 | Generation | Off Peak | 2042-11-01 | Expected Values | 1326.75 | Station_DSM2018_Base30869 | Generation | On Peak | 2042-11-01 | Expected Values | 411.27 | 0.01 | Station_DSM2018_w30MW_Purch30870 | Generation | ALL | 2042-11-01 | Expected Values | 1738.02 | Station_DSM2018_w30MW_Purch30870 | Generation | Off Peak | 2042-11-01 | Expected Values | 1326.75 | Station_DSM2018_w30MW_Purch30870 | Generation | On Peak | 2042-11-01 | Expected Values | 411.27 | 0
| Station_DSM2018_Base30869 | Generation | ALL | 2042-12-01 | Expected Values | 1863.79 | Station_DSM2018_Base30869 | Generation | Off Peak | 2042-12-01 | Expected Values | 1353.87 | Station_DSM2018_Base30869 | Generation | On Peak | 2042-12-01 | Expected Values | 509.92 | 0 | Station_DSM2018_w30MW_Purch30870 | Generation | ALL | 2042-12-01 | Expected Values | 1863.75 | Station_DSM2018_w30MW_Purch30870 | Generation | Off Peak | 2042-12-01 | Expected Values | 1353.88 | Station_DSM2018_w30MW_Purch30870 | Generation | On Peak | 2042-12-01 | Expected Values | 509.87 | 0
| Station_DSM2018_Base30890 | Generation | ALL | 2043-01-01 | Expected Values | 1816.11 | Station_DSM2018_Base30890 | Generation | Off Peak | 2043-01-01 | Expected Values | 1305.19 | Station_DSM2018_Base30890 | Generation | On Peak | 2043-01-01 | Expected Values | 510.92 | 0 | Station_DSM2018_w30MW_Purch30896 | Generation | ALL | 2043-01-01 | Expected Values | 1816.14 | Station_DSM2018_w30MW_Purch30896 | Generation | Off Peak | 2043-01-01 | Expected Values | 1305.21 | Station_DSM2018_w30MW_Purch30896 | Generation | On Peak | 2043-01-01 | Expected Values | 510.93 | 0
| Station_DSM2018_Base30890 | Generation | ALL | 2043-02-01 | Expected Values | 1600.14 | Station_DSM2018_Base30890 | Generation | Off Peak | 2043-02-01 | Expected Values | 1160.2 | Station_DSM2018_Base30890 | Generation | On Peak | 2043-02-01 | Expected Values | 439.94 | 0 | Station_DSM2018_w30MW_Purch30896 | Generation | ALL | 2043-02-01 | Expected Values | 1600.14 | Station_DSM2018_w30MW_Purch30896 | Generation | Off Peak | 2043-02-01 | Expected Values | 1160.2 | Station_DSM2018_w30MW_Purch30896 | Generation | On Peak | 2043-02-01 | Expected Values | 439.94 | 0
| Station_DSM2018_Base30890 | Generation | ALL | 2043-03-01 | Expected Values | 1781.96 | Station_DSM2018_Base30890 | Generation | Off Peak | 2043-03-01 | Expected Values | 1323.04 | Station_DSM2018_Base30890 | Generation | On Peak | 2043-03-01 | Expected Values | 458.91 | -0.01 | Station_DSM2018_w30MW_Purch30896 | Generation | ALL | 2043-03-01 | Expected Values | 1781.99 | Station_DSM2018_w30MW_Purch30896 | Generation | Off Peak | 2043-03-01 | Expected Values | 1323.05 | Station_DSM2018_w30MW_Purch30896 | Generation | On Peak | 2043-03-01 | Expected Values | 458.94 | 0
| Station_DSM2018_Base30890 | Generation | ALL | 2043-04-01 | Expected Values | 1928.41 | Station_DSM2018_Base30890 | Generation | Off Peak | 2043-04-01 | Expected Values | 1231.7 | Station_DSM2018_Base30890 | Generation | On Peak | 2043-04-01 | Expected Values | 696.71 | 0 | Station_DSM2018_w30MW_Purch30896 | Generation | ALL | 2043-04-01 | Expected Values | 1928.67 | Station_DSM2018_w30MW_Purch30896 | Generation | Off Peak | 2043-04-01 | Expected Values | 1231.7 | Station_DSM2018_w30MW_Purch30896 | Generation | On Peak | 2043-04-01 | Expected Values | 696.97 | 0
| Station_DSM2018_Base30890 | Generation | ALL | 2043-05-01 | Expected Values | 2271.07 | Station_DSM2018_Base30890 | Generation | Off Peak | 2043-05-01 | Expected Values | 1511.77 | Station_DSM2018_Base30890 | Generation | On Peak | 2043-05-01 | Expected Values | 759.3 | 0 | Station_DSM2018_w30MW_Purch30896 | Generation | ALL | 2043-05-01 | Expected Values | 2271.07 | Station_DSM2018_w30MW_Purch30896 | Generation | Off Peak | 2043-05-01 | Expected Values | 1511.77 | Station_DSM2018_w30MW_Purch30896 | Generation | On Peak | 2043-05-01 | Expected Values | 759.3 | 0
| Station_DSM2018_Base30890 | Generation | ALL | 2043-06-01 | Expected Values | 2485.76 | Station_DSM2018_Base30890 | Generation | Off Peak | 2043-06-01 | Expected Values | 1611.37 | Station_DSM2018_Base30890 | Generation | On Peak | 2043-06-01 | Expected Values | 874.39 | 0 | Station_DSM2018_w30MW_Purch30896 | Generation | ALL | 2043-06-01 | Expected Values | 2485.82 | Station_DSM2018_w30MW_Purch30896 | Generation | Off Peak | 2043-06-01 | Expected Values | 1611.37 | Station_DSM2018_w30MW_Purch30896 | Generation | On Peak | 2043-06-01 | Expected Values | 874.45 | 0
| Station_DSM2018_Base30890 | Generation | ALL | 2043-07-01 | Expected Values | 2576.38 | Station_DSM2018_Base30890 | Generation | Off Peak | 2043-07-01 | Expected Values | 1648.84 | Station_DSM2018_Base30890 | Generation | On Peak | 2043-07-01 | Expected Values | 927.54 | 0 | Station_DSM2018_w30MW_Purch30896 | Generation | ALL | 2043-07-01 | Expected Values | 2576.54 | Station_DSM2018_w30MW_Purch30896 | Generation | Off Peak | 2043-07-01 | Expected Values | 1648.85 | Station_DSM2018_w30MW_Purch30896 | Generation | On Peak | 2043-07-01 | Expected Values | 927.69 | 0
| Station_DSM2018_Base30890 | Generation | ALL | 2043-08-01 | Expected Values | 2612.01 | Station_DSM2018_Base30890 | Generation | Off Peak | 2043-08-01 | Expected Values | 1775.84 | Station_DSM2018_Base30890 | Generation | On Peak | 2043-08-01 | Expected Values | 836.16 | -0.01 | Station_DSM2018_w30MW_Purch30896 | Generation | ALL | 2043-08-01 | Expected Values | 2611.93 | Station_DSM2018_w30MW_Purch30896 | Generation | Off Peak | 2043-08-01 | Expected Values | 1775.84 | Station_DSM2018_w30MW_Purch30896 | Generation | On Peak | 2043-08-01 | Expected Values | 836.08 | -0.01
| Station_DSM2018_Base30890 | Generation | ALL | 2043-09-01 | Expected Values | 2429.03 | Station_DSM2018_Base30890 | Generation | Off Peak | 2043-09-01 | Expected Values | 1590.49 | Station_DSM2018_Base30890 | Generation | On Peak | 2043-09-01 | Expected Values | 838.55 | 0.01 | Station_DSM2018_w30MW_Purch30896 | Generation | ALL | 2043-09-01 | Expected Values | 2429.03 | Station_DSM2018_w30MW_Purch30896 | Generation | Off Peak | 2043-09-01 | Expected Values | 1590.49 | Station_DSM2018_w30MW_Purch30896 | Generation | On Peak | 2043-09-01 | Expected Values | 838.55 | 0.01
| Station_DSM2018_Base30890 | Generation | ALL | 2043-10-01 | Expected Values | 2159.94 | Station_DSM2018_Base30890 | Generation | Off Peak | 2043-10-01 | Expected Values | 1431.6 | Station_DSM2018_Base30890 | Generation | On Peak | 2043-10-01 | Expected Values | 728.34 | 0 | Station_DSM2018_w30MW_Purch30896 | Generation | ALL | 2043-10-01 | Expected Values | 2159.99 | Station_DSM2018_w30MW_Purch30896 | Generation | Off Peak | 2043-10-01 | Expected Values | 1431.61 | Station_DSM2018_w30MW_Purch30896 | Generation | On Peak | 2043-10-01 | Expected Values | 728.38 | 0
| Station_DSM2018_Base30890 | Generation | ALL | 2043-11-01 | Expected Values | 1738.03 | Station_DSM2018_Base30890 | Generation | Off Peak | 2043-11-01 | Expected Values | 1304.1 | Station_DSM2018_Base30890 | Generation | On Peak | 2043-11-01 | Expected Values | 433.94 | 0.01 | Station_DSM2018_w30MW_Purch30896 | Generation | ALL | 2043-11-01 | Expected Values | 1738.03 | Station_DSM2018_w30MW_Purch30896 | Generation | Off Peak | 2043-11-01 | Expected Values | 1304.1 | Station_DSM2018_w30MW_Purch30896 | Generation | On Peak | 2043-11-01 | Expected Values | 433.94 | 0.01
| Station_DSM2018_Base30890 | Generation | ALL | 2043-12-01 | Expected Values | 1864.13 | Station_DSM2018_Base30890 | Generation | Off Peak | 2043-12-01 | Expected Values | 1356.1 | Station_DSM2018_Base30890 | Generation | On Peak | 2043-12-01 | Expected Values | 508.02 | -0.01 | Station_DSM2018_w30MW_Purch30896 | Generation | ALL | 2043-12-01 | Expected Values | 1864.13 | Station_DSM2018_w30MW_Purch30896 | Generation | Off Peak | 2043-12-01 | Expected Values | 1356.1 | Station_DSM2018_w30MW_Purch30896 | Generation | On Peak | 2043-12-01 | Expected Values | 508.02 | -0.01
| Station_DSM2018_Base30890 | Generation | ALL | 2044-01-01 | Expected Values | 1816.21 | Station_DSM2018_Base30890 | Generation | Off Peak | 2044-01-01 | Expected Values | 1324.97 | Station_DSM2018_Base30890 | Generation | On Peak | 2044-01-01 | Expected Values | 491.24 | 0 | Station_DSM2018_w30MW_Purch30896 | Generation | ALL | 2044-01-01 | Expected Values | 1816.21 | Station_DSM2018_w30MW_Purch30896 | Generation | Off Peak | 2044-01-01 | Expected Values | 1324.97 | Station_DSM2018_w30MW_Purch30896 | Generation | On Peak | 2044-01-01 | Expected Values | 491.25 | 0.01
| Station_DSM2018_Base30890 | Generation | ALL | 2044-02-01 | Expected Values | 1600.18 | Station_DSM2018_Base30890 | Generation | Off Peak | 2044-02-01 | Expected Values | 1152.98 | Station_DSM2018_Base30890 | Generation | On Peak | 2044-02-01 | Expected Values | 447.2 | 0 | Station_DSM2018_w30MW_Purch30896 | Generation | ALL | 2044-02-01 | Expected Values | 1600.18 | Station_DSM2018_w30MW_Purch30896 | Generation | Off Peak | 2044-02-01 | Expected Values | 1152.98 | Station_DSM2018_w30MW_Purch30896 | Generation | On Peak | 2044-02-01 | Expected Values | 447.2 | 0
| Station_DSM2018_Base30890 | Generation | ALL | 2044-03-01 | Expected Values | 1781.5 | Station_DSM2018_Base30890 | Generation | Off Peak | 2044-03-01 | Expected Values | 1303.96 | Station_DSM2018_Base30890 | Generation | On Peak | 2044-03-01 | Expected Values | 477.55 | 0.01 | Station_DSM2018_w30MW_Purch30896 | Generation | ALL | 2044-03-01 | Expected Values | 1781.59 | Station_DSM2018_w30MW_Purch30896 | Generation | Off Peak | 2044-03-01 | Expected Values | 1303.97 | Station_DSM2018_w30MW_Purch30896 | Generation | On Peak | 2044-03-01 | Expected Values | 477.62 | 0
| Station_DSM2018_Base30890 | Generation | ALL | 2044-04-01 | Expected Values | 1930.1 | Station_DSM2018_Base30890 | Generation | Off Peak | 2044-04-01 | Expected Values | 1258.5 | Station_DSM2018_Base30890 | Generation | On Peak | 2044-04-01 | Expected Values | 671.6 | 0 | Station_DSM2018_w30MW_Purch30896 | Generation | ALL | 2044-04-01 | Expected Values | 1930.1 | Station_DSM2018_w30MW_Purch30896 | Generation | Off Peak | 2044-04-01 | Expected Values | 1258.5 | Station_DSM2018_w30MW_Purch30896 | Generation | On Peak | 2044-04-01 | Expected Values | 671.6 | 0
| Station_DSM2018_Base30890 | Generation | ALL | 2044-05-01 | Expected Values | 2271.07 | Station_DSM2018_Base30890 | Generation | Off Peak | 2044-05-01 | Expected Values | 1474.49 | Station_DSM2018_Base30890 | Generation | On Peak | 2044-05-01 | Expected Values | 796.59 | 0.01 | Station_DSM2018_w30MW_Purch30896 | Generation | ALL | 2044-05-01 | Expected Values | 2271.07 | Station_DSM2018_w30MW_Purch30896 | Generation | Off Peak | 2044-05-01 | Expected Values | 1474.49 | Station_DSM2018_w30MW_Purch30896 | Generation | On Peak | 2044-05-01 | Expected Values | 796.59 | 0.01
| Station_DSM2018_Base30890 | Generation | ALL | 2044-06-01 | Expected Values | 2486.05 | Station_DSM2018_Base30890 | Generation | Off Peak | 2044-06-01 | Expected Values | 1609.42 | Station_DSM2018_Base30890 | Generation | On Peak | 2044-06-01 | Expected Values | 876.63 | 0 | Station_DSM2018_w30MW_Purch30896 | Generation | ALL | 2044-06-01 | Expected Values | 2486.05 | Station_DSM2018_w30MW_Purch30896 | Generation | Off Peak | 2044-06-01 | Expected Values | 1609.42 | Station_DSM2018_w30MW_Purch30896 | Generation | On Peak | 2044-06-01 | Expected Values | 876.63 | 0
| Station_DSM2018_Base30890 | Generation | ALL | 2044-07-01 | Expected Values | 2577.07 | Station_DSM2018_Base30890 | Generation | Off Peak | 2044-07-01 | Expected Values | 1727.33 | Station_DSM2018_Base30890 | Generation | On Peak | 2044-07-01 | Expected Values | 849.74 | 0 | Station_DSM2018_w30MW_Purch30896 | Generation | ALL | 2044-07-01 | Expected Values | 2577.07 | Station_DSM2018_w30MW_Purch30896 | Generation | Off Peak | 2044-07-01 | Expected Values | 1727.33 | Station_DSM2018_w30MW_Purch30896 | Generation | On Peak | 2044-07-01 | Expected Values | 849.74 | 0
| Station_DSM2018_Base30890 | Generation | ALL | 2044-08-01 | Expected Values | 2612.03 | Station_DSM2018_Base30890 | Generation | Off Peak | 2044-08-01 | Expected Values | 1704.51 | Station_DSM2018_Base30890 | Generation | On Peak | 2044-08-01 | Expected Values | 907.51 | -0.01 | Station_DSM2018_w30MW_Purch30896 | Generation | ALL | 2044-08-01 | Expected Values | 2612.02 | Station_DSM2018_w30MW_Purch30896 | Generation | Off Peak | 2044-08-01 | Expected Values | 1704.51 | Station_DSM2018_w30MW_Purch30896 | Generation | On Peak | 2044-08-01 | Expected Values | 907.51 | 0
| Station_DSM2018_Base30890 | Generation | ALL | 2044-09-01 | Expected Values | 2429.04 | Station_DSM2018_Base30890 | Generation | Off Peak | 2044-09-01 | Expected Values | 1583.24 | Station_DSM2018_Base30890 | Generation | On Peak | 2044-09-01 | Expected Values | 845.81 | 0.01 | Station_DSM2018_w30MW_Purch30896 | Generation | ALL | 2044-09-01 | Expected Values | 2429.04 | Station_DSM2018_w30MW_Purch30896 | Generation | Off Peak | 2044-09-01 | Expected Values | 1583.24 | Station_DSM2018_w30MW_Purch30896 | Generation | On Peak | 2044-09-01 | Expected Values | 845.81 | 0.01
| Station_DSM2018_Base30890 | Generation | ALL | 2044-10-01 | Expected Values | 2160.07 | Station_DSM2018_Base30890 | Generation | Off Peak | 2044-10-01 | Expected Values | 1452.5 | Station_DSM2018_Base30890 | Generation | On Peak | 2044-10-01 | Expected Values | 707.57 | 0 | Station_DSM2018_w30MW_Purch30896 | Generation | ALL | 2044-10-01 | Expected Values | 2160.07 | Station_DSM2018_w30MW_Purch30896 | Generation | Off Peak | 2044-10-01 | Expected Values | 1452.5 | Station_DSM2018_w30MW_Purch30896 | Generation | On Peak | 2044-10-01 | Expected Values | 707.57 | 0
| Station_DSM2018_Base30890 | Generation | ALL | 2044-11-01 | Expected Values | 1738.02 | Station_DSM2018_Base30890 | Generation | Off Peak | 2044-11-01 | Expected Values | 1282.48 | Station_DSM2018_Base30890 | Generation | On Peak | 2044-11-01 | Expected Values | 455.54 | 0 | Station_DSM2018_w30MW_Purch30896 | Generation | ALL | 2044-11-01 | Expected Values | 1738.03 | Station_DSM2018_w30MW_Purch30896 | Generation | Off Peak | 2044-11-01 | Expected Values | 1282.48 | Station_DSM2018_w30MW_Purch30896 | Generation | On Peak | 2044-11-01 | Expected Values | 455.54 | -0.01
| Station_DSM2018_Base30890 | Generation | ALL | 2044-12-01 | Expected Values | 1864.13 | Station_DSM2018_Base30890 | Generation | Off Peak | 2044-12-01 | Expected Values | 1377.57 | Station_DSM2018_Base30890 | Generation | On Peak | 2044-12-01 | Expected Values | 486.56 | 0 | Station_DSM2018_w30MW_Purch30896 | Generation | ALL | 2044-12-01 | Expected Values | 1864.13 | Station_DSM2018_w30MW_Purch30896 | Generation | Off Peak | 2044-12-01 | Expected Values | 1377.57 | Station_DSM2018_w30MW_Purch30896 | Generation | On Peak | 2044-12-01 | Expected Values | 486.56 | 0
| Station_DSM2018_Base30890 | Generation | ALL | 2045-01-01 | Expected Values | 1816.24 | Station_DSM2018_Base30890 | Generation | Off Peak | 2045-01-01 | Expected Values | 1302.13 | Station_DSM2018_Base30890 | Generation | On Peak | 2045-01-01 | Expected Values | 514.1 | -0.01 | Station_DSM2018_w30MW_Purch30896 | Generation | ALL | 2045-01-01 | Expected Values | 1816.24 | Station_DSM2018_w30MW_Purch30896 | Generation | Off Peak | 2045-01-01 | Expected Values | 1302.13 | Station_DSM2018_w30MW_Purch30896 | Generation | On Peak | 2045-01-01 | Expected Values | 514.1 | -0.01
| Station_DSM2018_Base30890 | Generation | ALL | 2045-02-01 | Expected Values | 1600.13 | Station_DSM2018_Base30890 | Generation | Off Peak | 2045-02-01 | Expected Values | 1165.58 | Station_DSM2018_Base30890 | Generation | On Peak | 2045-02-01 | Expected Values | 434.55 | 0 | Station_DSM2018_w30MW_Purch30896 | Generation | ALL | 2045-02-01 | Expected Values | 1600.13 | Station_DSM2018_w30MW_Purch30896 | Generation | Off Peak | 2045-02-01 | Expected Values | 1165.58 | Station_DSM2018_w30MW_Purch30896 | Generation | On Peak | 2045-02-01 | Expected Values | 434.55 | 0
| Station_DSM2018_Base30890 | Generation | ALL | 2045-03-01 | Expected Values | 1782.13 | Station_DSM2018_Base30890 | Generation | Off Peak | 2045-03-01 | Expected Values | 1303.29 | Station_DSM2018_Base30890 | Generation | On Peak | 2045-03-01 | Expected Values | 478.84 | 0 | Station_DSM2018_w30MW_Purch30896 | Generation | ALL | 2045-03-01 | Expected Values | 1782.13 | Station_DSM2018_w30MW_Purch30896 | Generation | Off Peak | 2045-03-01 | Expected Values | 1303.29 | Station_DSM2018_w30MW_Purch30896 | Generation | On Peak | 2045-03-01 | Expected Values | 478.84 | 0
| Station_DSM2018_Base30890 | Generation | ALL | 2045-04-01 | Expected Values | 1930.1 | Station_DSM2018_Base30890 | Generation | Off Peak | 2045-04-01 | Expected Values | 1287.51 | Station_DSM2018_Base30890 | Generation | On Peak | 2045-04-01 | Expected Values | 642.59 | 0 | Station_DSM2018_w30MW_Purch30896 | Generation | ALL | 2045-04-01 | Expected Values | 1930.1 | Station_DSM2018_w30MW_Purch30896 | Generation | Off Peak | 2045-04-01 | Expected Values | 1287.51 | Station_DSM2018_w30MW_Purch30896 | Generation | On Peak | 2045-04-01 | Expected Values | 642.59 | 0
| Station_DSM2018_Base30890 | Generation | ALL | 2045-05-01 | Expected Values | 2271.08 | Station_DSM2018_Base30890 | Generation | Off Peak | 2045-05-01 | Expected Values | 1440.99 | Station_DSM2018_Base30890 | Generation | On Peak | 2045-05-01 | Expected Values | 830.09 | 0 | Station_DSM2018_w30MW_Purch30896 | Generation | ALL | 2045-05-01 | Expected Values | 2271.08 | Station_DSM2018_w30MW_Purch30896 | Generation | Off Peak | 2045-05-01 | Expected Values | 1440.99 | Station_DSM2018_w30MW_Purch30896 | Generation | On Peak | 2045-05-01 | Expected Values | 830.1 | 0.01
| Station_DSM2018_Base30890 | Generation | ALL | 2045-06-01 | Expected Values | 2486.04 | Station_DSM2018_Base30890 | Generation | Off Peak | 2045-06-01 | Expected Values | 1605.97 | Station_DSM2018_Base30890 | Generation | On Peak | 2045-06-01 | Expected Values | 880.08 | 0.01 | Station_DSM2018_w30MW_Purch30896 | Generation | ALL | 2045-06-01 | Expected Values | 2486.05 | Station_DSM2018_w30MW_Purch30896 | Generation | Off Peak | 2045-06-01 | Expected Values | 1605.97 | Station_DSM2018_w30MW_Purch30896 | Generation | On Peak | 2045-06-01 | Expected Values | 880.08 | 0
| Station_DSM2018_Base30890 | Generation | ALL | 2045-07-01 | Expected Values | 2576.33 | Station_DSM2018_Base30890 | Generation | Off Peak | 2045-07-01 | Expected Values | 1731.26 | Station_DSM2018_Base30890 | Generation | On Peak | 2045-07-01 | Expected Values | 845.07 | 0 | Station_DSM2018_w30MW_Purch30896 | Generation | ALL | 2045-07-01 | Expected Values | 2576.46 | Station_DSM2018_w30MW_Purch30896 | Generation | Off Peak | 2045-07-01 | Expected Values | 1731.3 | Station_DSM2018_w30MW_Purch30896 | Generation | On Peak | 2045-07-01 | Expected Values | 845.16 | 0
| Station_DSM2018_Base30890 | Generation | ALL | 2045-08-01 | Expected Values | 2612.03 | Station_DSM2018_Base30890 | Generation | Off Peak | 2045-08-01 | Expected Values | 1707.76 | Station_DSM2018_Base30890 | Generation | On Peak | 2045-08-01 | Expected Values | 904.27 | 0 | Station_DSM2018_w30MW_Purch30896 | Generation | ALL | 2045-08-01 | Expected Values | 2612.03 | Station_DSM2018_w30MW_Purch30896 | Generation | Off Peak | 2045-08-01 | Expected Values | 1707.76 | Station_DSM2018_w30MW_Purch30896 | Generation | On Peak | 2045-08-01 | Expected Values | 904.27 | 0
| Station_DSM2018_Base30890 | Generation | ALL | 2045-09-01 | Expected Values | 2429.03 | Station_DSM2018_Base30890 | Generation | Off Peak | 2045-09-01 | Expected Values | 1618.35 | Station_DSM2018_Base30890 | Generation | On Peak | 2045-09-01 | Expected Values | 810.69 | 0.01 | Station_DSM2018_w30MW_Purch30896 | Generation | ALL | 2045-09-01 | Expected Values | 2429.03 | Station_DSM2018_w30MW_Purch30896 | Generation | Off Peak | 2045-09-01 | Expected Values | 1618.35 | Station_DSM2018_w30MW_Purch30896 | Generation | On Peak | 2045-09-01 | Expected Values | 810.69 | 0.01
| Station_DSM2018_Base30890 | Generation | ALL | 2045-10-01 | Expected Values | 2160.07 | Station_DSM2018_Base30890 | Generation | Off Peak | 2045-10-01 | Expected Values | 1422.41 | Station_DSM2018_Base30890 | Generation | On Peak | 2045-10-01 | Expected Values | 737.66 | 0 | Station_DSM2018_w30MW_Purch30896 | Generation | ALL | 2045-10-01 | Expected Values | 2160.07 | Station_DSM2018_w30MW_Purch30896 | Generation | Off Peak | 2045-10-01 | Expected Values | 1422.41 | Station_DSM2018_w30MW_Purch30896 | Generation | On Peak | 2045-10-01 | Expected Values | 737.66 | 0
| Station_DSM2018_Base30890 | Generation | ALL | 2045-11-01 | Expected Values | 1738 | Station_DSM2018_Base30890 | Generation | Off Peak | 2045-11-01 | Expected Values | 1290.03 | Station_DSM2018_Base30890 | Generation | On Peak | 2045-11-01 | Expected Values | 447.97 | 0 | Station_DSM2018_w30MW_Purch30896 | Generation | ALL | 2045-11-01 | Expected Values | 1738 | Station_DSM2018_w30MW_Purch30896 | Generation | Off Peak | 2045-11-01 | Expected Values | 1290.03 | Station_DSM2018_w30MW_Purch30896 | Generation | On Peak | 2045-11-01 | Expected Values | 447.97 | 0
| Station_DSM2018_Base30890 | Generation | ALL | 2045-12-01 | Expected Values | 1864.13 | Station_DSM2018_Base30890 | Generation | Off Peak | 2045-12-01 | Expected Values | 1399.67 | Station_DSM2018_Base30890 | Generation | On Peak | 2045-12-01 | Expected Values | 464.45 | -0.01 | Station_DSM2018_w30MW_Purch30896 | Generation | ALL | 2045-12-01 | Expected Values | 1864.13 | Station_DSM2018_w30MW_Purch30896 | Generation | Off Peak | 2045-12-01 | Expected Values | 1399.67 | Station_DSM2018_w30MW_Purch30896 | Generation | On Peak | 2045-12-01 | Expected Values | 464.45 | -0.01
| Station_DSM2018_Base30890 | Generation | ALL | 2046-01-01 | Expected Values | 1816.23 | Station_DSM2018_Base30890 | Generation | Off Peak | 2046-01-01 | Expected Values | 1282.13 | Station_DSM2018_Base30890 | Generation | On Peak | 2046-01-01 | Expected Values | 534.1 | 0 | Station_DSM2018_w30MW_Purch30896 | Generation | ALL | 2046-01-01 | Expected Values | 1816.23 | Station_DSM2018_w30MW_Purch30896 | Generation | Off Peak | 2046-01-01 | Expected Values | 1282.13 | Station_DSM2018_w30MW_Purch30896 | Generation | On Peak | 2046-01-01 | Expected Values | 534.1 | 0
| Station_DSM2018_Base30890 | Generation | ALL | 2046-02-01 | Expected Values | 1600.14 | Station_DSM2018_Base30890 | Generation | Off Peak | 2046-02-01 | Expected Values | 1161.66 | Station_DSM2018_Base30890 | Generation | On Peak | 2046-02-01 | Expected Values | 438.48 | 0 | Station_DSM2018_w30MW_Purch30896 | Generation | ALL | 2046-02-01 | Expected Values | 1600.14 | Station_DSM2018_w30MW_Purch30896 | Generation | Off Peak | 2046-02-01 | Expected Values | 1161.66 | Station_DSM2018_w30MW_Purch30896 | Generation | On Peak | 2046-02-01 | Expected Values | 438.48 | 0
| Station_DSM2018_Base30890 | Generation | ALL | 2046-03-01 | Expected Values | 1782.11 | Station_DSM2018_Base30890 | Generation | Off Peak | 2046-03-01 | Expected Values | 1322.84 | Station_DSM2018_Base30890 | Generation | On Peak | 2046-03-01 | Expected Values | 459.27 | 0 | Station_DSM2018_w30MW_Purch30896 | Generation | ALL | 2046-03-01 | Expected Values | 1782.11 | Station_DSM2018_w30MW_Purch30896 | Generation | Off Peak | 2046-03-01 | Expected Values | 1322.84 | Station_DSM2018_w30MW_Purch30896 | Generation | On Peak | 2046-03-01 | Expected Values | 459.27 | 0
| Station_DSM2018_Base30890 | Generation | ALL | 2046-04-01 | Expected Values | 1930.05 | Station_DSM2018_Base30890 | Generation | Off Peak | 2046-04-01 | Expected Values | 1268.94 | Station_DSM2018_Base30890 | Generation | On Peak | 2046-04-01 | Expected Values | 661.11 | 0 | Station_DSM2018_w30MW_Purch30896 | Generation | ALL | 2046-04-01 | Expected Values | 1930.05 | Station_DSM2018_w30MW_Purch30896 | Generation | Off Peak | 2046-04-01 | Expected Values | 1268.94 | Station_DSM2018_w30MW_Purch30896 | Generation | On Peak | 2046-04-01 | Expected Values | 661.11 | 0
| Station_DSM2018_Base30890 | Generation | ALL | 2046-05-01 | Expected Values | 2271.06 | Station_DSM2018_Base30890 | Generation | Off Peak | 2046-05-01 | Expected Values | 1446.64 | Station_DSM2018_Base30890 | Generation | On Peak | 2046-05-01 | Expected Values | 824.41 | -0.01 | Station_DSM2018_w30MW_Purch30896 | Generation | ALL | 2046-05-01 | Expected Values | 2271.06 | Station_DSM2018_w30MW_Purch30896 | Generation | Off Peak | 2046-05-01 | Expected Values | 1446.64 | Station_DSM2018_w30MW_Purch30896 | Generation | On Peak | 2046-05-01 | Expected Values | 824.41 | -0.01
| Station_DSM2018_Base30890 | Generation | ALL | 2046-06-01 | Expected Values | 2486.04 | Station_DSM2018_Base30890 | Generation | Off Peak | 2046-06-01 | Expected Values | 1652.28 | Station_DSM2018_Base30890 | Generation | On Peak | 2046-06-01 | Expected Values | 833.76 | 0 | Station_DSM2018_w30MW_Purch30896 | Generation | ALL | 2046-06-01 | Expected Values | 2486.04 | Station_DSM2018_w30MW_Purch30896 | Generation | Off Peak | 2046-06-01 | Expected Values | 1652.28 | Station_DSM2018_w30MW_Purch30896 | Generation | On Peak | 2046-06-01 | Expected Values | 833.76 | 0
| Station_DSM2018_Base30890 | Generation | ALL | 2046-07-01 | Expected Values | 2577.04 | Station_DSM2018_Base30890 | Generation | Off Peak | 2046-07-01 | Expected Values | 1691.79 | Station_DSM2018_Base30890 | Generation | On Peak | 2046-07-01 | Expected Values | 885.25 | 0 | Station_DSM2018_w30MW_Purch30896 | Generation | ALL | 2046-07-01 | Expected Values | 2577.04 | Station_DSM2018_w30MW_Purch30896 | Generation | Off Peak | 2046-07-01 | Expected Values | 1691.79 | Station_DSM2018_w30MW_Purch30896 | Generation | On Peak | 2046-07-01 | Expected Values | 885.25 | 0
| Station_DSM2018_Base30890 | Generation | ALL | 2046-08-01 | Expected Values | 2612.04 | Station_DSM2018_Base30890 | Generation | Off Peak | 2046-08-01 | Expected Values | 1689.22 | Station_DSM2018_Base30890 | Generation | On Peak | 2046-08-01 | Expected Values | 922.82 | 0 | Station_DSM2018_w30MW_Purch30896 | Generation | ALL | 2046-08-01 | Expected Values | 2612.04 | Station_DSM2018_w30MW_Purch30896 | Generation | Off Peak | 2046-08-01 | Expected Values | 1689.22 | Station_DSM2018_w30MW_Purch30896 | Generation | On Peak | 2046-08-01 | Expected Values | 922.82 | 0
| Station_DSM2018_Base30890 | Generation | ALL | 2046-09-01 | Expected Values | 2429.04 | Station_DSM2018_Base30890 | Generation | Off Peak | 2046-09-01 | Expected Values | 1667.33 | Station_DSM2018_Base30890 | Generation | On Peak | 2046-09-01 | Expected Values | 761.71 | 0 | Station_DSM2018_w30MW_Purch30896 | Generation | ALL | 2046-09-01 | Expected Values | 2429.04 | Station_DSM2018_w30MW_Purch30896 | Generation | Off Peak | 2046-09-01 | Expected Values | 1667.33 | Station_DSM2018_w30MW_Purch30896 | Generation | On Peak | 2046-09-01 | Expected Values | 761.71 | 0
| Station_DSM2018_Base30890 | Generation | ALL | 2046-10-01 | Expected Values | 2160.06 | Station_DSM2018_Base30890 | Generation | Off Peak | 2046-10-01 | Expected Values | 1378.42 | Station_DSM2018_Base30890 | Generation | On Peak | 2046-10-01 | Expected Values | 781.64 | 0 | Station_DSM2018_w30MW_Purch30896 | Generation | ALL | 2046-10-01 | Expected Values | 2160.06 | Station_DSM2018_w30MW_Purch30896 | Generation | Off Peak | 2046-10-01 | Expected Values | 1378.42 | Station_DSM2018_w30MW_Purch30896 | Generation | On Peak | 2046-10-01 | Expected Values | 781.64 | 0
| Station_DSM2018_Base30890 | Generation | ALL | 2046-11-01 | Expected Values | 1738.05 | Station_DSM2018_Base30890 | Generation | Off Peak | 2046-11-01 | Expected Values | 1281.57 | Station_DSM2018_Base30890 | Generation | On Peak | 2046-11-01 | Expected Values | 456.48 | 0 | Station_DSM2018_w30MW_Purch30896 | Generation | ALL | 2046-11-01 | Expected Values | 1738.05 | Station_DSM2018_w30MW_Purch30896 | Generation | Off Peak | 2046-11-01 | Expected Values | 1281.57 | Station_DSM2018_w30MW_Purch30896 | Generation | On Peak | 2046-11-01 | Expected Values | 456.48 | 0
| Station_DSM2018_Base30890 | Generation | ALL | 2046-12-01 | Expected Values | 1862.82 | Station_DSM2018_Base30890 | Generation | Off Peak | 2046-12-01 | Expected Values | 1395.68 | Station_DSM2018_Base30890 | Generation | On Peak | 2046-12-01 | Expected Values | 467.14 | 0 | Station_DSM2018_w30MW_Purch30896 | Generation | ALL | 2046-12-01 | Expected Values | 1862.91 | Station_DSM2018_w30MW_Purch30896 | Generation | Off Peak | 2046-12-01 | Expected Values | 1395.71 | Station_DSM2018_w30MW_Purch30896 | Generation | On Peak | 2046-12-01 | Expected Values | 467.2 | 0
| Station_DSM2018_Base30890 | Generation | ALL | 2047-01-01 | Expected Values | 1816.23 | Station_DSM2018_Base30890 | Generation | Off Peak | 2047-01-01 | Expected Values | 1281.79 | Station_DSM2018_Base30890 | Generation | On Peak | 2047-01-01 | Expected Values | 534.45 | 0.01 | Station_DSM2018_w30MW_Purch30896 | Generation | ALL | 2047-01-01 | Expected Values | 1816.23 | Station_DSM2018_w30MW_Purch30896 | Generation | Off Peak | 2047-01-01 | Expected Values | 1281.79 | Station_DSM2018_w30MW_Purch30896 | Generation | On Peak | 2047-01-01 | Expected Values | 534.44 | 0
| Station_DSM2018_Base30890 | Generation | ALL | 2047-02-01 | Expected Values | 1600.12 | Station_DSM2018_Base30890 | Generation | Off Peak | 2047-02-01 | Expected Values | 1162.33 | Station_DSM2018_Base30890 | Generation | On Peak | 2047-02-01 | Expected Values | 437.8 | 0.01 | Station_DSM2018_w30MW_Purch30896 | Generation | ALL | 2047-02-01 | Expected Values | 1600.13 | Station_DSM2018_w30MW_Purch30896 | Generation | Off Peak | 2047-02-01 | Expected Values | 1162.33 | Station_DSM2018_w30MW_Purch30896 | Generation | On Peak | 2047-02-01 | Expected Values | 437.8 | 0
| Station_DSM2018_Base30890 | Generation | ALL | 2047-03-01 | Expected Values | 1782.11 | Station_DSM2018_Base30890 | Generation | Off Peak | 2047-03-01 | Expected Values | 1341.38 | Station_DSM2018_Base30890 | Generation | On Peak | 2047-03-01 | Expected Values | 440.73 | 0 | Station_DSM2018_w30MW_Purch30896 | Generation | ALL | 2047-03-01 | Expected Values | 1782.11 | Station_DSM2018_w30MW_Purch30896 | Generation | Off Peak | 2047-03-01 | Expected Values | 1341.38 | Station_DSM2018_w30MW_Purch30896 | Generation | On Peak | 2047-03-01 | Expected Values | 440.73 | 0
| Station_DSM2018_Base30890 | Generation | ALL | 2047-04-01 | Expected Values | 1930.09 | Station_DSM2018_Base30890 | Generation | Off Peak | 2047-04-01 | Expected Values | 1240.69 | Station_DSM2018_Base30890 | Generation | On Peak | 2047-04-01 | Expected Values | 689.4 | 0 | Station_DSM2018_w30MW_Purch30896 | Generation | ALL | 2047-04-01 | Expected Values | 1930.09 | Station_DSM2018_w30MW_Purch30896 | Generation | Off Peak | 2047-04-01 | Expected Values | 1240.69 | Station_DSM2018_w30MW_Purch30896 | Generation | On Peak | 2047-04-01 | Expected Values | 689.4 | 0
| Station_DSM2018_Base30890 | Generation | ALL | 2047-05-01 | Expected Values | 2271.06 | Station_DSM2018_Base30890 | Generation | Off Peak | 2047-05-01 | Expected Values | 1443.54 | Station_DSM2018_Base30890 | Generation | On Peak | 2047-05-01 | Expected Values | 827.52 | 0 | Station_DSM2018_w30MW_Purch30896 | Generation | ALL | 2047-05-01 | Expected Values | 2271.06 | Station_DSM2018_w30MW_Purch30896 | Generation | Off Peak | 2047-05-01 | Expected Values | 1443.54 | Station_DSM2018_w30MW_Purch30896 | Generation | On Peak | 2047-05-01 | Expected Values | 827.52 | 0
| Station_DSM2018_Base30890 | Generation | ALL | 2047-06-01 | Expected Values | 2486.02 | Station_DSM2018_Base30890 | Generation | Off Peak | 2047-06-01 | Expected Values | 1687.59 | Station_DSM2018_Base30890 | Generation | On Peak | 2047-06-01 | Expected Values | 798.43 | 0 | Station_DSM2018_w30MW_Purch30896 | Generation | ALL | 2047-06-01 | Expected Values | 2486.03 | Station_DSM2018_w30MW_Purch30896 | Generation | Off Peak | 2047-06-01 | Expected Values | 1687.59 | Station_DSM2018_w30MW_Purch30896 | Generation | On Peak | 2047-06-01 | Expected Values | 798.44 | 0
| Station_DSM2018_Base30890 | Generation | ALL | 2047-07-01 | Expected Values | 2577.05 | Station_DSM2018_Base30890 | Generation | Off Peak | 2047-07-01 | Expected Values | 1652.51 | Station_DSM2018_Base30890 | Generation | On Peak | 2047-07-01 | Expected Values | 924.54 | 0 | Station_DSM2018_w30MW_Purch30896 | Generation | ALL | 2047-07-01 | Expected Values | 2577.05 | Station_DSM2018_w30MW_Purch30896 | Generation | Off Peak | 2047-07-01 | Expected Values | 1652.51 | Station_DSM2018_w30MW_Purch30896 | Generation | On Peak | 2047-07-01 | Expected Values | 924.55 | 0.01
| Station_DSM2018_Base30890 | Generation | ALL | 2047-08-01 | Expected Values | 2612.04 | Station_DSM2018_Base30890 | Generation | Off Peak | 2047-08-01 | Expected Values | 1728.75 | Station_DSM2018_Base30890 | Generation | On Peak | 2047-08-01 | Expected Values | 883.29 | 0 | Station_DSM2018_w30MW_Purch30896 | Generation | ALL | 2047-08-01 | Expected Values | 2612.04 | Station_DSM2018_w30MW_Purch30896 | Generation | Off Peak | 2047-08-01 | Expected Values | 1728.75 | Station_DSM2018_w30MW_Purch30896 | Generation | On Peak | 2047-08-01 | Expected Values | 883.29 | 0
| Station_DSM2018_Base30890 | Generation | ALL | 2047-09-01 | Expected Values | 2429.04 | Station_DSM2018_Base30890 | Generation | Off Peak | 2047-09-01 | Expected Values | 1630.98 | Station_DSM2018_Base30890 | Generation | On Peak | 2047-09-01 | Expected Values | 798.05 | -0.01 | Station_DSM2018_w30MW_Purch30896 | Generation | ALL | 2047-09-01 | Expected Values | 2429.04 | Station_DSM2018_w30MW_Purch30896 | Generation | Off Peak | 2047-09-01 | Expected Values | 1630.98 | Station_DSM2018_w30MW_Purch30896 | Generation | On Peak | 2047-09-01 | Expected Values | 798.05 | -0.01
| Station_DSM2018_Base30890 | Generation | ALL | 2047-10-01 | Expected Values | 2160.04 | Station_DSM2018_Base30890 | Generation | Off Peak | 2047-10-01 | Expected Values | 1387.59 | Station_DSM2018_Base30890 | Generation | On Peak | 2047-10-01 | Expected Values | 772.46 | 0.01 | Station_DSM2018_w30MW_Purch30896 | Generation | ALL | 2047-10-01 | Expected Values | 2160.04 | Station_DSM2018_w30MW_Purch30896 | Generation | Off Peak | 2047-10-01 | Expected Values | 1387.58 | Station_DSM2018_w30MW_Purch30896 | Generation | On Peak | 2047-10-01 | Expected Values | 772.46 | 0
| Station_DSM2018_Base30890 | Generation | ALL | 2047-11-01 | Expected Values | 1738.03 | Station_DSM2018_Base30890 | Generation | Off Peak | 2047-11-01 | Expected Values | 1305.33 | Station_DSM2018_Base30890 | Generation | On Peak | 2047-11-01 | Expected Values | 432.7 | 0 | Station_DSM2018_w30MW_Purch30896 | Generation | ALL | 2047-11-01 | Expected Values | 1738.03 | Station_DSM2018_w30MW_Purch30896 | Generation | Off Peak | 2047-11-01 | Expected Values | 1305.33 | Station_DSM2018_w30MW_Purch30896 | Generation | On Peak | 2047-11-01 | Expected Values | 432.7 | 0
| Station_DSM2018_Base30890 | Generation | ALL | 2047-12-01 | Expected Values | 1864.13 | Station_DSM2018_Base30890 | Generation | Off Peak | 2047-12-01 | Expected Values | 1375.68 | Station_DSM2018_Base30890 | Generation | On Peak | 2047-12-01 | Expected Values | 488.46 | 0.01 | Station_DSM2018_w30MW_Purch30896 | Generation | ALL | 2047-12-01 | Expected Values | 1864.13 | Station_DSM2018_w30MW_Purch30896 | Generation | Off Peak | 2047-12-01 | Expected Values | 1375.67 | Station_DSM2018_w30MW_Purch30896 | Generation | On Peak | 2047-12-01 | Expected Values | 488.46 | 0

## PPA Proxy 6
Base Run: | DSM2018_Base_ABJJE .@18-Jun-08 10:19
Change Run: | DSM2018_w30MW_Purch_ABJJE .@18-Jun-08 14:44
| Section | Variable | TOD | Date | Iteration | Value | Section | Variable | TOD | Date | Iteration | Value | Section | Variable | TOD | Date | Iteration | Value | Check | DATE | Value | Off Peak | On Peak | Check (MWh)
| Station_DSM2018_w30MW_Purch30870 | Generation | ALL | 2018-01-01 | Expected Values | 22.32 | Station_DSM2018_w30MW_Purch30870 | Generation | Off Peak | 2018-01-01 | Expected Values | 16.8 | Station_DSM2018_w30MW_Purch30870 | Generation | On Peak | 2018-01-01 | Expected Values | 5.52 | 0 | 2018-01-01 | 22320 | 16800 | 5520 | 0
| Station_DSM2018_w30MW_Purch30870 | Generation | ALL | 2018-02-01 | Expected Values | 20.16 | Station_DSM2018_w30MW_Purch30870 | Generation | Off Peak | 2018-02-01 | Expected Values | 15.36 | Station_DSM2018_w30MW_Purch30870 | Generation | On Peak | 2018-02-01 | Expected Values | 4.8 | 0 | 2018-02-01 | 20160 | 15360 | 4800 | 0
| Station_DSM2018_w30MW_Purch30870 | Generation | ALL | 2018-03-01 | Expected Values | 22.32 | Station_DSM2018_w30MW_Purch30870 | Generation | Off Peak | 2018-03-01 | Expected Values | 17.04 | Station_DSM2018_w30MW_Purch30870 | Generation | On Peak | 2018-03-01 | Expected Values | 5.28 | 0 | 2018-03-01 | 22320 | 17040 | 5280 | 0
| Station_DSM2018_w30MW_Purch30870 | Generation | ALL | 2018-04-01 | Expected Values | 21.6 | Station_DSM2018_w30MW_Purch30870 | Generation | Off Peak | 2018-04-01 | Expected Values | 15.93 | Station_DSM2018_w30MW_Purch30870 | Generation | On Peak | 2018-04-01 | Expected Values | 5.67 | 0 | 2018-04-01 | 21600 | 15930 | 5670 | 0
| Station_DSM2018_w30MW_Purch30870 | Generation | ALL | 2018-05-01 | Expected Values | 22.32 | Station_DSM2018_w30MW_Purch30870 | Generation | Off Peak | 2018-05-01 | Expected Values | 16.11 | Station_DSM2018_w30MW_Purch30870 | Generation | On Peak | 2018-05-01 | Expected Values | 6.21 | 0 | 2018-05-01 | 22320 | 16110 | 6210 | 0
| Station_DSM2018_w30MW_Purch30870 | Generation | ALL | 2018-06-01 | Expected Values | 21.6 | Station_DSM2018_w30MW_Purch30870 | Generation | Off Peak | 2018-06-01 | Expected Values | 15.93 | Station_DSM2018_w30MW_Purch30870 | Generation | On Peak | 2018-06-01 | Expected Values | 5.67 | 0 | 2018-06-01 | 21600 | 15930 | 5670 | 0
| Station_DSM2018_w30MW_Purch30870 | Generation | ALL | 2018-07-01 | Expected Values | 22.32 | Station_DSM2018_w30MW_Purch30870 | Generation | Off Peak | 2018-07-01 | Expected Values | 16.38 | Station_DSM2018_w30MW_Purch30870 | Generation | On Peak | 2018-07-01 | Expected Values | 5.94 | 0 | 2018-07-01 | 22320 | 16380 | 5940 | 0
| Station_DSM2018_w30MW_Purch30870 | Generation | ALL | 2018-08-01 | Expected Values | 22.32 | Station_DSM2018_w30MW_Purch30870 | Generation | Off Peak | 2018-08-01 | Expected Values | 16.11 | Station_DSM2018_w30MW_Purch30870 | Generation | On Peak | 2018-08-01 | Expected Values | 6.21 | 0 | 2018-08-01 | 22320 | 16110 | 6210 | 0
| Station_DSM2018_w30MW_Purch30870 | Generation | ALL | 2018-09-01 | Expected Values | 21.6 | Station_DSM2018_w30MW_Purch30870 | Generation | Off Peak | 2018-09-01 | Expected Values | 16.2 | Station_DSM2018_w30MW_Purch30870 | Generation | On Peak | 2018-09-01 | Expected Values | 5.4 | 0 | 2018-09-01 | 21600 | 16200 | 5400 | 0
| Station_DSM2018_w30MW_Purch30870 | Generation | ALL | 2018-10-01 | Expected Values | 22.32 | Station_DSM2018_w30MW_Purch30870 | Generation | Off Peak | 2018-10-01 | Expected Values | 16.11 | Station_DSM2018_w30MW_Purch30870 | Generation | On Peak | 2018-10-01 | Expected Values | 6.21 | 0 | 2018-10-01 | 22320 | 16110 | 6210 | 0
| Station_DSM2018_w30MW_Purch30870 | Generation | ALL | 2018-11-01 | Expected Values | 21.6 | Station_DSM2018_w30MW_Purch30870 | Generation | Off Peak | 2018-11-01 | Expected Values | 16.32 | Station_DSM2018_w30MW_Purch30870 | Generation | On Peak | 2018-11-01 | Expected Values | 5.28 | 0 | 2018-11-01 | 21600 | 16320 | 5280 | 0
| Station_DSM2018_w30MW_Purch30870 | Generation | ALL | 2018-12-01 | Expected Values | 22.32 | Station_DSM2018_w30MW_Purch30870 | Generation | Off Peak | 2018-12-01 | Expected Values | 17.28 | Station_DSM2018_w30MW_Purch30870 | Generation | On Peak | 2018-12-01 | Expected Values | 5.04 | 0 | 2018-12-01 | 22320 | 17280 | 5040 | 0
| Station_DSM2018_w30MW_Purch30870 | Generation | ALL | 2019-01-01 | Expected Values | 22.32 | Station_DSM2018_w30MW_Purch30870 | Generation | Off Peak | 2019-01-01 | Expected Values | 16.8 | Station_DSM2018_w30MW_Purch30870 | Generation | On Peak | 2019-01-01 | Expected Values | 5.52 | 0 | 2019-01-01 | 22320 | 16800 | 5520 | 0
| Station_DSM2018_w30MW_Purch30870 | Generation | ALL | 2019-02-01 | Expected Values | 20.16 | Station_DSM2018_w30MW_Purch30870 | Generation | Off Peak | 2019-02-01 | Expected Values | 15.36 | Station_DSM2018_w30MW_Purch30870 | Generation | On Peak | 2019-02-01 | Expected Values | 4.8 | 0 | 2019-02-01 | 20160 | 15360 | 4800 | 0
| Station_DSM2018_w30MW_Purch30870 | Generation | ALL | 2019-03-01 | Expected Values | 22.32 | Station_DSM2018_w30MW_Purch30870 | Generation | Off Peak | 2019-03-01 | Expected Values | 17.28 | Station_DSM2018_w30MW_Purch30870 | Generation | On Peak | 2019-03-01 | Expected Values | 5.04 | 0 | 2019-03-01 | 22320 | 17280 | 5040 | 0
| Station_DSM2018_w30MW_Purch30870 | Generation | ALL | 2019-04-01 | Expected Values | 21.6 | Station_DSM2018_w30MW_Purch30870 | Generation | Off Peak | 2019-04-01 | Expected Values | 15.66 | Station_DSM2018_w30MW_Purch30870 | Generation | On Peak | 2019-04-01 | Expected Values | 5.94 | 0 | 2019-04-01 | 21600 | 15660 | 5940 | 0
| Station_DSM2018_w30MW_Purch30870 | Generation | ALL | 2019-05-01 | Expected Values | 22.32 | Station_DSM2018_w30MW_Purch30870 | Generation | Off Peak | 2019-05-01 | Expected Values | 16.11 | Station_DSM2018_w30MW_Purch30870 | Generation | On Peak | 2019-05-01 | Expected Values | 6.21 | 0 | 2019-05-01 | 22320 | 16110 | 6210 | 0
| Station_DSM2018_w30MW_Purch30870 | Generation | ALL | 2019-06-01 | Expected Values | 21.6 | Station_DSM2018_w30MW_Purch30870 | Generation | Off Peak | 2019-06-01 | Expected Values | 16.2 | Station_DSM2018_w30MW_Purch30870 | Generation | On Peak | 2019-06-01 | Expected Values | 5.4 | 0 | 2019-06-01 | 21600 | 16200 | 5400 | 0
| Station_DSM2018_w30MW_Purch30870 | Generation | ALL | 2019-07-01 | Expected Values | 22.32 | Station_DSM2018_w30MW_Purch30870 | Generation | Off Peak | 2019-07-01 | Expected Values | 16.11 | Station_DSM2018_w30MW_Purch30870 | Generation | On Peak | 2019-07-01 | Expected Values | 6.21 | 0 | 2019-07-01 | 22320 | 16110 | 6210 | 0
| Station_DSM2018_w30MW_Purch30870 | Generation | ALL | 2019-08-01 | Expected Values | 22.32 | Station_DSM2018_w30MW_Purch30870 | Generation | Off Peak | 2019-08-01 | Expected Values | 16.38 | Station_DSM2018_w30MW_Purch30870 | Generation | On Peak | 2019-08-01 | Expected Values | 5.94 | 0 | 2019-08-01 | 22320 | 16380 | 5940 | 0
| Station_DSM2018_w30MW_Purch30870 | Generation | ALL | 2019-09-01 | Expected Values | 21.6 | Station_DSM2018_w30MW_Purch30870 | Generation | Off Peak | 2019-09-01 | Expected Values | 15.93 | Station_DSM2018_w30MW_Purch30870 | Generation | On Peak | 2019-09-01 | Expected Values | 5.67 | 0 | 2019-09-01 | 21600 | 15930 | 5670 | 0
| Station_DSM2018_w30MW_Purch30870 | Generation | ALL | 2019-10-01 | Expected Values | 22.32 | Station_DSM2018_w30MW_Purch30870 | Generation | Off Peak | 2019-10-01 | Expected Values | 16.11 | Station_DSM2018_w30MW_Purch30870 | Generation | On Peak | 2019-10-01 | Expected Values | 6.21 | 0 | 2019-10-01 | 22320 | 16110 | 6210 | 0
| Station_DSM2018_w30MW_Purch30870 | Generation | ALL | 2019-11-01 | Expected Values | 21.6 | Station_DSM2018_w30MW_Purch30870 | Generation | Off Peak | 2019-11-01 | Expected Values | 16.56 | Station_DSM2018_w30MW_Purch30870 | Generation | On Peak | 2019-11-01 | Expected Values | 5.04 | 0 | 2019-11-01 | 21600 | 16560 | 5040 | 0
| Station_DSM2018_w30MW_Purch30870 | Generation | ALL | 2019-12-01 | Expected Values | 22.32 | Station_DSM2018_w30MW_Purch30870 | Generation | Off Peak | 2019-12-01 | Expected Values | 17.04 | Station_DSM2018_w30MW_Purch30870 | Generation | On Peak | 2019-12-01 | Expected Values | 5.28 | 0 | 2019-12-01 | 22320 | 17040 | 5280 | 0
| Station_DSM2018_w30MW_Purch30870 | Generation | ALL | 2020-01-01 | Expected Values | 22.32 | Station_DSM2018_w30MW_Purch30870 | Generation | Off Peak | 2020-01-01 | Expected Values | 16.8 | Station_DSM2018_w30MW_Purch30870 | Generation | On Peak | 2020-01-01 | Expected Values | 5.52 | 0 | 2020-01-01 | 22320 | 16800 | 5520 | 0
| Station_DSM2018_w30MW_Purch30870 | Generation | ALL | 2020-02-01 | Expected Values | 20.88 | Station_DSM2018_w30MW_Purch30870 | Generation | Off Peak | 2020-02-01 | Expected Values | 16.08 | Station_DSM2018_w30MW_Purch30870 | Generation | On Peak | 2020-02-01 | Expected Values | 4.8 | 0 | 2020-02-01 | 20880 | 16080 | 4800 | 0
| Station_DSM2018_w30MW_Purch30870 | Generation | ALL | 2020-03-01 | Expected Values | 22.32 | Station_DSM2018_w30MW_Purch30870 | Generation | Off Peak | 2020-03-01 | Expected Values | 17.04 | Station_DSM2018_w30MW_Purch30870 | Generation | On Peak | 2020-03-01 | Expected Values | 5.28 | 0 | 2020-03-01 | 22320 | 17040 | 5280 | 0
| Station_DSM2018_w30MW_Purch30870 | Generation | ALL | 2020-04-01 | Expected Values | 21.6 | Station_DSM2018_w30MW_Purch30870 | Generation | Off Peak | 2020-04-01 | Expected Values | 15.66 | Station_DSM2018_w30MW_Purch30870 | Generation | On Peak | 2020-04-01 | Expected Values | 5.94 | 0 | 2020-04-01 | 21600 | 15660 | 5940 | 0
| Station_DSM2018_w30MW_Purch30870 | Generation | ALL | 2020-05-01 | Expected Values | 22.32 | Station_DSM2018_w30MW_Purch30870 | Generation | Off Peak | 2020-05-01 | Expected Values | 16.65 | Station_DSM2018_w30MW_Purch30870 | Generation | On Peak | 2020-05-01 | Expected Values | 5.67 | 0 | 2020-05-01 | 22320 | 16650 | 5670 | 0
| Station_DSM2018_w30MW_Purch30870 | Generation | ALL | 2020-06-01 | Expected Values | 21.6 | Station_DSM2018_w30MW_Purch30870 | Generation | Off Peak | 2020-06-01 | Expected Values | 15.66 | Station_DSM2018_w30MW_Purch30870 | Generation | On Peak | 2020-06-01 | Expected Values | 5.94 | 0 | 2020-06-01 | 21600 | 15660 | 5940 | 0
| Station_DSM2018_w30MW_Purch30870 | Generation | ALL | 2020-07-01 | Expected Values | 22.32 | Station_DSM2018_w30MW_Purch30870 | Generation | Off Peak | 2020-07-01 | Expected Values | 16.11 | Station_DSM2018_w30MW_Purch30870 | Generation | On Peak | 2020-07-01 | Expected Values | 6.21 | 0 | 2020-07-01 | 22320 | 16110 | 6210 | 0
| Station_DSM2018_w30MW_Purch30870 | Generation | ALL | 2020-08-01 | Expected Values | 22.32 | Station_DSM2018_w30MW_Purch30870 | Generation | Off Peak | 2020-08-01 | Expected Values | 16.65 | Station_DSM2018_w30MW_Purch30870 | Generation | On Peak | 2020-08-01 | Expected Values | 5.67 | 0 | 2020-08-01 | 22320 | 16650 | 5670 | 0
| Station_DSM2018_w30MW_Purch30870 | Generation | ALL | 2020-09-01 | Expected Values | 21.6 | Station_DSM2018_w30MW_Purch30870 | Generation | Off Peak | 2020-09-01 | Expected Values | 15.66 | Station_DSM2018_w30MW_Purch30870 | Generation | On Peak | 2020-09-01 | Expected Values | 5.94 | 0 | 2020-09-01 | 21600 | 15660 | 5940 | 0
| Station_DSM2018_w30MW_Purch30870 | Generation | ALL | 2020-10-01 | Expected Values | 22.32 | Station_DSM2018_w30MW_Purch30870 | Generation | Off Peak | 2020-10-01 | Expected Values | 16.38 | Station_DSM2018_w30MW_Purch30870 | Generation | On Peak | 2020-10-01 | Expected Values | 5.94 | 0 | 2020-10-01 | 22320 | 16380 | 5940 | 0
| Station_DSM2018_w30MW_Purch30870 | Generation | ALL | 2020-11-01 | Expected Values | 21.6 | Station_DSM2018_w30MW_Purch30870 | Generation | Off Peak | 2020-11-01 | Expected Values | 16.56 | Station_DSM2018_w30MW_Purch30870 | Generation | On Peak | 2020-11-01 | Expected Values | 5.04 | 0 | 2020-11-01 | 21600 | 16560 | 5040 | 0
| Station_DSM2018_w30MW_Purch30870 | Generation | ALL | 2020-12-01 | Expected Values | 22.32 | Station_DSM2018_w30MW_Purch30870 | Generation | Off Peak | 2020-12-01 | Expected Values | 16.8 | Station_DSM2018_w30MW_Purch30870 | Generation | On Peak | 2020-12-01 | Expected Values | 5.52 | 0 | 2020-12-01 | 22320 | 16800 | 5520 | 0
| Station_DSM2018_w30MW_Purch30870 | Generation | ALL | 2021-01-01 | Expected Values | 22.32 | Station_DSM2018_w30MW_Purch30870 | Generation | Off Peak | 2021-01-01 | Expected Values | 17.28 | Station_DSM2018_w30MW_Purch30870 | Generation | On Peak | 2021-01-01 | Expected Values | 5.04 | 0 | 2021-01-01 | 22320 | 17280 | 5040 | 0
| Station_DSM2018_w30MW_Purch30870 | Generation | ALL | 2021-02-01 | Expected Values | 20.16 | Station_DSM2018_w30MW_Purch30870 | Generation | Off Peak | 2021-02-01 | Expected Values | 15.36 | Station_DSM2018_w30MW_Purch30870 | Generation | On Peak | 2021-02-01 | Expected Values | 4.8 | 0 | 2021-02-01 | 20160 | 15360 | 4800 | 0
| Station_DSM2018_w30MW_Purch30870 | Generation | ALL | 2021-03-01 | Expected Values | 22.32 | Station_DSM2018_w30MW_Purch30870 | Generation | Off Peak | 2021-03-01 | Expected Values | 16.8 | Station_DSM2018_w30MW_Purch30870 | Generation | On Peak | 2021-03-01 | Expected Values | 5.52 | 0 | 2021-03-01 | 22320 | 16800 | 5520 | 0
| Station_DSM2018_w30MW_Purch30870 | Generation | ALL | 2021-04-01 | Expected Values | 21.6 | Station_DSM2018_w30MW_Purch30870 | Generation | Off Peak | 2021-04-01 | Expected Values | 15.66 | Station_DSM2018_w30MW_Purch30870 | Generation | On Peak | 2021-04-01 | Expected Values | 5.94 | 0 | 2021-04-01 | 21600 | 15660 | 5940 | 0
| Station_DSM2018_w30MW_Purch30870 | Generation | ALL | 2021-05-01 | Expected Values | 22.32 | Station_DSM2018_w30MW_Purch30870 | Generation | Off Peak | 2021-05-01 | Expected Values | 16.65 | Station_DSM2018_w30MW_Purch30870 | Generation | On Peak | 2021-05-01 | Expected Values | 5.67 | 0 | 2021-05-01 | 22320 | 16650 | 5670 | 0
| Station_DSM2018_w30MW_Purch30870 | Generation | ALL | 2021-06-01 | Expected Values | 21.6 | Station_DSM2018_w30MW_Purch30870 | Generation | Off Peak | 2021-06-01 | Expected Values | 15.66 | Station_DSM2018_w30MW_Purch30870 | Generation | On Peak | 2021-06-01 | Expected Values | 5.94 | 0 | 2021-06-01 | 21600 | 15660 | 5940 | 0
| Station_DSM2018_w30MW_Purch30870 | Generation | ALL | 2021-07-01 | Expected Values | 22.32 | Station_DSM2018_w30MW_Purch30870 | Generation | Off Peak | 2021-07-01 | Expected Values | 16.38 | Station_DSM2018_w30MW_Purch30870 | Generation | On Peak | 2021-07-01 | Expected Values | 5.94 | 0 | 2021-07-01 | 22320 | 16380 | 5940 | 0
| Station_DSM2018_w30MW_Purch30870 | Generation | ALL | 2021-08-01 | Expected Values | 22.32 | Station_DSM2018_w30MW_Purch30870 | Generation | Off Peak | 2021-08-01 | Expected Values | 16.38 | Station_DSM2018_w30MW_Purch30870 | Generation | On Peak | 2021-08-01 | Expected Values | 5.94 | 0 | 2021-08-01 | 22320 | 16380 | 5940 | 0
| Station_DSM2018_w30MW_Purch30870 | Generation | ALL | 2021-09-01 | Expected Values | 21.6 | Station_DSM2018_w30MW_Purch30870 | Generation | Off Peak | 2021-09-01 | Expected Values | 15.66 | Station_DSM2018_w30MW_Purch30870 | Generation | On Peak | 2021-09-01 | Expected Values | 5.94 | 0 | 2021-09-01 | 21600 | 15660 | 5940 | 0
| Station_DSM2018_w30MW_Purch30870 | Generation | ALL | 2021-10-01 | Expected Values | 22.32 | Station_DSM2018_w30MW_Purch30870 | Generation | Off Peak | 2021-10-01 | Expected Values | 16.65 | Station_DSM2018_w30MW_Purch30870 | Generation | On Peak | 2021-10-01 | Expected Values | 5.67 | 0 | 2021-10-01 | 22320 | 16650 | 5670 | 0
| Station_DSM2018_w30MW_Purch30870 | Generation | ALL | 2021-11-01 | Expected Values | 21.6 | Station_DSM2018_w30MW_Purch30870 | Generation | Off Peak | 2021-11-01 | Expected Values | 16.32 | Station_DSM2018_w30MW_Purch30870 | Generation | On Peak | 2021-11-01 | Expected Values | 5.28 | 0 | 2021-11-01 | 21600 | 16320 | 5280 | 0
| Station_DSM2018_w30MW_Purch30870 | Generation | ALL | 2021-12-01 | Expected Values | 22.32 | Station_DSM2018_w30MW_Purch30870 | Generation | Off Peak | 2021-12-01 | Expected Values | 16.8 | Station_DSM2018_w30MW_Purch30870 | Generation | On Peak | 2021-12-01 | Expected Values | 5.52 | 0 | 2021-12-01 | 22320 | 16800 | 5520 | 0
| Station_DSM2018_w30MW_Purch30870 | Generation | ALL | 2022-01-01 | Expected Values | 22.32 | Station_DSM2018_w30MW_Purch30870 | Generation | Off Peak | 2022-01-01 | Expected Values | 17.28 | Station_DSM2018_w30MW_Purch30870 | Generation | On Peak | 2022-01-01 | Expected Values | 5.04 | 0 | 2022-01-01 | 22320 | 17280 | 5040 | 0
| Station_DSM2018_w30MW_Purch30870 | Generation | ALL | 2022-02-01 | Expected Values | 20.16 | Station_DSM2018_w30MW_Purch30870 | Generation | Off Peak | 2022-02-01 | Expected Values | 15.36 | Station_DSM2018_w30MW_Purch30870 | Generation | On Peak | 2022-02-01 | Expected Values | 4.8 | 0 | 2022-02-01 | 20160 | 15360 | 4800 | 0
| Station_DSM2018_w30MW_Purch30870 | Generation | ALL | 2022-03-01 | Expected Values | 22.32 | Station_DSM2018_w30MW_Purch30870 | Generation | Off Peak | 2022-03-01 | Expected Values | 16.8 | Station_DSM2018_w30MW_Purch30870 | Generation | On Peak | 2022-03-01 | Expected Values | 5.52 | 0 | 2022-03-01 | 22320 | 16800 | 5520 | 0
| Station_DSM2018_w30MW_Purch30870 | Generation | ALL | 2022-04-01 | Expected Values | 21.6 | Station_DSM2018_w30MW_Purch30870 | Generation | Off Peak | 2022-04-01 | Expected Values | 15.93 | Station_DSM2018_w30MW_Purch30870 | Generation | On Peak | 2022-04-01 | Expected Values | 5.67 | 0 | 2022-04-01 | 21600 | 15930 | 5670 | 0
| Station_DSM2018_w30MW_Purch30870 | Generation | ALL | 2022-05-01 | Expected Values | 22.32 | Station_DSM2018_w30MW_Purch30870 | Generation | Off Peak | 2022-05-01 | Expected Values | 16.38 | Station_DSM2018_w30MW_Purch30870 | Generation | On Peak | 2022-05-01 | Expected Values | 5.94 | 0 | 2022-05-01 | 22320 | 16380 | 5940 | 0
| Station_DSM2018_w30MW_Purch30870 | Generation | ALL | 2022-06-01 | Expected Values | 21.6 | Station_DSM2018_w30MW_Purch30870 | Generation | Off Peak | 2022-06-01 | Expected Values | 15.66 | Station_DSM2018_w30MW_Purch30870 | Generation | On Peak | 2022-06-01 | Expected Values | 5.94 | 0 | 2022-06-01 | 21600 | 15660 | 5940 | 0
| Station_DSM2018_w30MW_Purch30870 | Generation | ALL | 2022-07-01 | Expected Values | 22.32 | Station_DSM2018_w30MW_Purch30870 | Generation | Off Peak | 2022-07-01 | Expected Values | 16.65 | Station_DSM2018_w30MW_Purch30870 | Generation | On Peak | 2022-07-01 | Expected Values | 5.67 | 0 | 2022-07-01 | 22320 | 16650 | 5670 | 0
| Station_DSM2018_w30MW_Purch30870 | Generation | ALL | 2022-08-01 | Expected Values | 22.32 | Station_DSM2018_w30MW_Purch30870 | Generation | Off Peak | 2022-08-01 | Expected Values | 16.11 | Station_DSM2018_w30MW_Purch30870 | Generation | On Peak | 2022-08-01 | Expected Values | 6.21 | 0 | 2022-08-01 | 22320 | 16110 | 6210 | 0
| Station_DSM2018_w30MW_Purch30870 | Generation | ALL | 2022-09-01 | Expected Values | 21.6 | Station_DSM2018_w30MW_Purch30870 | Generation | Off Peak | 2022-09-01 | Expected Values | 15.66 | Station_DSM2018_w30MW_Purch30870 | Generation | On Peak | 2022-09-01 | Expected Values | 5.94 | 0 | 2022-09-01 | 21600 | 15660 | 5940 | 0
| Station_DSM2018_w30MW_Purch30870 | Generation | ALL | 2022-10-01 | Expected Values | 22.32 | Station_DSM2018_w30MW_Purch30870 | Generation | Off Peak | 2022-10-01 | Expected Values | 16.65 | Station_DSM2018_w30MW_Purch30870 | Generation | On Peak | 2022-10-01 | Expected Values | 5.67 | 0 | 2022-10-01 | 22320 | 16650 | 5670 | 0
| Station_DSM2018_w30MW_Purch30870 | Generation | ALL | 2022-11-01 | Expected Values | 21.6 | Station_DSM2018_w30MW_Purch30870 | Generation | Off Peak | 2022-11-01 | Expected Values | 16.32 | Station_DSM2018_w30MW_Purch30870 | Generation | On Peak | 2022-11-01 | Expected Values | 5.28 | 0 | 2022-11-01 | 21600 | 16320 | 5280 | 0
| Station_DSM2018_w30MW_Purch30870 | Generation | ALL | 2022-12-01 | Expected Values | 22.32 | Station_DSM2018_w30MW_Purch30870 | Generation | Off Peak | 2022-12-01 | Expected Values | 17.04 | Station_DSM2018_w30MW_Purch30870 | Generation | On Peak | 2022-12-01 | Expected Values | 5.28 | 0 | 2022-12-01 | 22320 | 17040 | 5280 | 0
| Station_DSM2018_w30MW_Purch30870 | Generation | ALL | 2023-01-01 | Expected Values | 22.32 | Station_DSM2018_w30MW_Purch30870 | Generation | Off Peak | 2023-01-01 | Expected Values | 17.04 | Station_DSM2018_w30MW_Purch30870 | Generation | On Peak | 2023-01-01 | Expected Values | 5.28 | 0 | 2023-01-01 | 22320 | 17040 | 5280 | 0
| Station_DSM2018_w30MW_Purch30870 | Generation | ALL | 2023-02-01 | Expected Values | 20.16 | Station_DSM2018_w30MW_Purch30870 | Generation | Off Peak | 2023-02-01 | Expected Values | 15.36 | Station_DSM2018_w30MW_Purch30870 | Generation | On Peak | 2023-02-01 | Expected Values | 4.8 | 0 | 2023-02-01 | 20160 | 15360 | 4800 | 0
| Station_DSM2018_w30MW_Purch30870 | Generation | ALL | 2023-03-01 | Expected Values | 22.32 | Station_DSM2018_w30MW_Purch30870 | Generation | Off Peak | 2023-03-01 | Expected Values | 16.8 | Station_DSM2018_w30MW_Purch30870 | Generation | On Peak | 2023-03-01 | Expected Values | 5.52 | 0 | 2023-03-01 | 22320 | 16800 | 5520 | 0
| Station_DSM2018_w30MW_Purch30870 | Generation | ALL | 2023-04-01 | Expected Values | 21.6 | Station_DSM2018_w30MW_Purch30870 | Generation | Off Peak | 2023-04-01 | Expected Values | 16.2 | Station_DSM2018_w30MW_Purch30870 | Generation | On Peak | 2023-04-01 | Expected Values | 5.4 | 0 | 2023-04-01 | 21600 | 16200 | 5400 | 0
| Station_DSM2018_w30MW_Purch30870 | Generation | ALL | 2023-05-01 | Expected Values | 22.32 | Station_DSM2018_w30MW_Purch30870 | Generation | Off Peak | 2023-05-01 | Expected Values | 16.11 | Station_DSM2018_w30MW_Purch30870 | Generation | On Peak | 2023-05-01 | Expected Values | 6.21 | 0 | 2023-05-01 | 22320 | 16110 | 6210 | 0
| Station_DSM2018_w30MW_Purch30870 | Generation | ALL | 2023-06-01 | Expected Values | 21.6 | Station_DSM2018_w30MW_Purch30870 | Generation | Off Peak | 2023-06-01 | Expected Values | 15.66 | Station_DSM2018_w30MW_Purch30870 | Generation | On Peak | 2023-06-01 | Expected Values | 5.94 | 0 | 2023-06-01 | 21600 | 15660 | 5940 | 0
| Station_DSM2018_w30MW_Purch30870 | Generation | ALL | 2023-07-01 | Expected Values | 22.32 | Station_DSM2018_w30MW_Purch30870 | Generation | Off Peak | 2023-07-01 | Expected Values | 16.65 | Station_DSM2018_w30MW_Purch30870 | Generation | On Peak | 2023-07-01 | Expected Values | 5.67 | 0 | 2023-07-01 | 22320 | 16650 | 5670 | 0
| Station_DSM2018_w30MW_Purch30870 | Generation | ALL | 2023-08-01 | Expected Values | 22.32 | Station_DSM2018_w30MW_Purch30870 | Generation | Off Peak | 2023-08-01 | Expected Values | 16.11 | Station_DSM2018_w30MW_Purch30870 | Generation | On Peak | 2023-08-01 | Expected Values | 6.21 | 0 | 2023-08-01 | 22320 | 16110 | 6210 | 0
| Station_DSM2018_w30MW_Purch30870 | Generation | ALL | 2023-09-01 | Expected Values | 21.6 | Station_DSM2018_w30MW_Purch30870 | Generation | Off Peak | 2023-09-01 | Expected Values | 15.93 | Station_DSM2018_w30MW_Purch30870 | Generation | On Peak | 2023-09-01 | Expected Values | 5.67 | 0 | 2023-09-01 | 21600 | 15930 | 5670 | 0
| Station_DSM2018_w30MW_Purch30870 | Generation | ALL | 2023-10-01 | Expected Values | 22.32 | Station_DSM2018_w30MW_Purch30870 | Generation | Off Peak | 2023-10-01 | Expected Values | 16.38 | Station_DSM2018_w30MW_Purch30870 | Generation | On Peak | 2023-10-01 | Expected Values | 5.94 | 0 | 2023-10-01 | 22320 | 16380 | 5940 | 0
| Station_DSM2018_w30MW_Purch30870 | Generation | ALL | 2023-11-01 | Expected Values | 21.6 | Station_DSM2018_w30MW_Purch30870 | Generation | Off Peak | 2023-11-01 | Expected Values | 16.32 | Station_DSM2018_w30MW_Purch30870 | Generation | On Peak | 2023-11-01 | Expected Values | 5.28 | 0 | 2023-11-01 | 21600 | 16320 | 5280 | 0
| Station_DSM2018_w30MW_Purch30870 | Generation | ALL | 2023-12-01 | Expected Values | 22.32 | Station_DSM2018_w30MW_Purch30870 | Generation | Off Peak | 2023-12-01 | Expected Values | 17.28 | Station_DSM2018_w30MW_Purch30870 | Generation | On Peak | 2023-12-01 | Expected Values | 5.04 | 0 | 2023-12-01 | 22320 | 17280 | 5040 | 0
| Station_DSM2018_w30MW_Purch30870 | Generation | ALL | 2024-01-01 | Expected Values | 22.32 | Station_DSM2018_w30MW_Purch30870 | Generation | Off Peak | 2024-01-01 | Expected Values | 16.8 | Station_DSM2018_w30MW_Purch30870 | Generation | On Peak | 2024-01-01 | Expected Values | 5.52 | 0 | 2024-01-01 | 22320 | 16800 | 5520 | 0
| Station_DSM2018_w30MW_Purch30870 | Generation | ALL | 2024-02-01 | Expected Values | 20.88 | Station_DSM2018_w30MW_Purch30870 | Generation | Off Peak | 2024-02-01 | Expected Values | 15.84 | Station_DSM2018_w30MW_Purch30870 | Generation | On Peak | 2024-02-01 | Expected Values | 5.04 | 0 | 2024-02-01 | 20880 | 15840 | 5040 | 0
| Station_DSM2018_w30MW_Purch30870 | Generation | ALL | 2024-03-01 | Expected Values | 22.32 | Station_DSM2018_w30MW_Purch30870 | Generation | Off Peak | 2024-03-01 | Expected Values | 17.28 | Station_DSM2018_w30MW_Purch30870 | Generation | On Peak | 2024-03-01 | Expected Values | 5.04 | 0 | 2024-03-01 | 22320 | 17280 | 5040 | 0
| Station_DSM2018_w30MW_Purch30870 | Generation | ALL | 2024-04-01 | Expected Values | 21.6 | Station_DSM2018_w30MW_Purch30870 | Generation | Off Peak | 2024-04-01 | Expected Values | 15.66 | Station_DSM2018_w30MW_Purch30870 | Generation | On Peak | 2024-04-01 | Expected Values | 5.94 | 0 | 2024-04-01 | 21600 | 15660 | 5940 | 0
| Station_DSM2018_w30MW_Purch30870 | Generation | ALL | 2024-05-01 | Expected Values | 22.32 | Station_DSM2018_w30MW_Purch30870 | Generation | Off Peak | 2024-05-01 | Expected Values | 16.11 | Station_DSM2018_w30MW_Purch30870 | Generation | On Peak | 2024-05-01 | Expected Values | 6.21 | 0 | 2024-05-01 | 22320 | 16110 | 6210 | 0
| Station_DSM2018_w30MW_Purch30870 | Generation | ALL | 2024-06-01 | Expected Values | 21.6 | Station_DSM2018_w30MW_Purch30870 | Generation | Off Peak | 2024-06-01 | Expected Values | 16.2 | Station_DSM2018_w30MW_Purch30870 | Generation | On Peak | 2024-06-01 | Expected Values | 5.4 | 0 | 2024-06-01 | 21600 | 16200 | 5400 | 0
| Station_DSM2018_w30MW_Purch30870 | Generation | ALL | 2024-07-01 | Expected Values | 22.32 | Station_DSM2018_w30MW_Purch30870 | Generation | Off Peak | 2024-07-01 | Expected Values | 16.11 | Station_DSM2018_w30MW_Purch30870 | Generation | On Peak | 2024-07-01 | Expected Values | 6.21 | 0 | 2024-07-01 | 22320 | 16110 | 6210 | 0
| Station_DSM2018_w30MW_Purch30870 | Generation | ALL | 2024-08-01 | Expected Values | 22.32 | Station_DSM2018_w30MW_Purch30870 | Generation | Off Peak | 2024-08-01 | Expected Values | 16.38 | Station_DSM2018_w30MW_Purch30870 | Generation | On Peak | 2024-08-01 | Expected Values | 5.94 | 0 | 2024-08-01 | 22320 | 16380 | 5940 | 0
| Station_DSM2018_w30MW_Purch30870 | Generation | ALL | 2024-09-01 | Expected Values | 21.6 | Station_DSM2018_w30MW_Purch30870 | Generation | Off Peak | 2024-09-01 | Expected Values | 15.93 | Station_DSM2018_w30MW_Purch30870 | Generation | On Peak | 2024-09-01 | Expected Values | 5.67 | 0 | 2024-09-01 | 21600 | 15930 | 5670 | 0
| Station_DSM2018_w30MW_Purch30870 | Generation | ALL | 2024-10-01 | Expected Values | 22.32 | Station_DSM2018_w30MW_Purch30870 | Generation | Off Peak | 2024-10-01 | Expected Values | 16.11 | Station_DSM2018_w30MW_Purch30870 | Generation | On Peak | 2024-10-01 | Expected Values | 6.21 | 0 | 2024-10-01 | 22320 | 16110 | 6210 | 0
| Station_DSM2018_w30MW_Purch30870 | Generation | ALL | 2024-11-01 | Expected Values | 21.6 | Station_DSM2018_w30MW_Purch30870 | Generation | Off Peak | 2024-11-01 | Expected Values | 16.56 | Station_DSM2018_w30MW_Purch30870 | Generation | On Peak | 2024-11-01 | Expected Values | 5.04 | 0 | 2024-11-01 | 21600 | 16560 | 5040 | 0
| Station_DSM2018_w30MW_Purch30870 | Generation | ALL | 2024-12-01 | Expected Values | 22.32 | Station_DSM2018_w30MW_Purch30870 | Generation | Off Peak | 2024-12-01 | Expected Values | 17.04 | Station_DSM2018_w30MW_Purch30870 | Generation | On Peak | 2024-12-01 | Expected Values | 5.28 | 0 | 2024-12-01 | 22320 | 17040 | 5280 | 0
| Station_DSM2018_w30MW_Purch30870 | Generation | ALL | 2025-01-01 | Expected Values | 22.32 | Station_DSM2018_w30MW_Purch30870 | Generation | Off Peak | 2025-01-01 | Expected Values | 16.8 | Station_DSM2018_w30MW_Purch30870 | Generation | On Peak | 2025-01-01 | Expected Values | 5.52 | 0 | 2025-01-01 | 22320 | 16800 | 5520 | 0
| Station_DSM2018_w30MW_Purch30870 | Generation | ALL | 2025-02-01 | Expected Values | 20.16 | Station_DSM2018_w30MW_Purch30870 | Generation | Off Peak | 2025-02-01 | Expected Values | 15.36 | Station_DSM2018_w30MW_Purch30870 | Generation | On Peak | 2025-02-01 | Expected Values | 4.8 | 0 | 2025-02-01 | 20160 | 15360 | 4800 | 0
| Station_DSM2018_w30MW_Purch30870 | Generation | ALL | 2025-03-01 | Expected Values | 22.32 | Station_DSM2018_w30MW_Purch30870 | Generation | Off Peak | 2025-03-01 | Expected Values | 17.28 | Station_DSM2018_w30MW_Purch30870 | Generation | On Peak | 2025-03-01 | Expected Values | 5.04 | 0 | 2025-03-01 | 22320 | 17280 | 5040 | 0
| Station_DSM2018_w30MW_Purch30870 | Generation | ALL | 2025-04-01 | Expected Values | 21.6 | Station_DSM2018_w30MW_Purch30870 | Generation | Off Peak | 2025-04-01 | Expected Values | 15.66 | Station_DSM2018_w30MW_Purch30870 | Generation | On Peak | 2025-04-01 | Expected Values | 5.94 | 0 | 2025-04-01 | 21600 | 15660 | 5940 | 0
| Station_DSM2018_w30MW_Purch30870 | Generation | ALL | 2025-05-01 | Expected Values | 22.32 | Station_DSM2018_w30MW_Purch30870 | Generation | Off Peak | 2025-05-01 | Expected Values | 16.38 | Station_DSM2018_w30MW_Purch30870 | Generation | On Peak | 2025-05-01 | Expected Values | 5.94 | 0 | 2025-05-01 | 22320 | 16380 | 5940 | 0
| Station_DSM2018_w30MW_Purch30870 | Generation | ALL | 2025-06-01 | Expected Values | 21.6 | Station_DSM2018_w30MW_Purch30870 | Generation | Off Peak | 2025-06-01 | Expected Values | 15.93 | Station_DSM2018_w30MW_Purch30870 | Generation | On Peak | 2025-06-01 | Expected Values | 5.67 | 0 | 2025-06-01 | 21600 | 15930 | 5670 | 0
| Station_DSM2018_w30MW_Purch30870 | Generation | ALL | 2025-07-01 | Expected Values | 22.32 | Station_DSM2018_w30MW_Purch30870 | Generation | Off Peak | 2025-07-01 | Expected Values | 16.11 | Station_DSM2018_w30MW_Purch30870 | Generation | On Peak | 2025-07-01 | Expected Values | 6.21 | 0 | 2025-07-01 | 22320 | 16110 | 6210 | 0
| Station_DSM2018_w30MW_Purch30870 | Generation | ALL | 2025-08-01 | Expected Values | 22.32 | Station_DSM2018_w30MW_Purch30870 | Generation | Off Peak | 2025-08-01 | Expected Values | 16.65 | Station_DSM2018_w30MW_Purch30870 | Generation | On Peak | 2025-08-01 | Expected Values | 5.67 | 0 | 2025-08-01 | 22320 | 16650 | 5670 | 0
| Station_DSM2018_w30MW_Purch30870 | Generation | ALL | 2025-09-01 | Expected Values | 21.6 | Station_DSM2018_w30MW_Purch30870 | Generation | Off Peak | 2025-09-01 | Expected Values | 15.66 | Station_DSM2018_w30MW_Purch30870 | Generation | On Peak | 2025-09-01 | Expected Values | 5.94 | 0 | 2025-09-01 | 21600 | 15660 | 5940 | 0
| Station_DSM2018_w30MW_Purch30870 | Generation | ALL | 2025-10-01 | Expected Values | 22.32 | Station_DSM2018_w30MW_Purch30870 | Generation | Off Peak | 2025-10-01 | Expected Values | 16.11 | Station_DSM2018_w30MW_Purch30870 | Generation | On Peak | 2025-10-01 | Expected Values | 6.21 | 0 | 2025-10-01 | 22320 | 16110 | 6210 | 0
| Station_DSM2018_w30MW_Purch30870 | Generation | ALL | 2025-11-01 | Expected Values | 21.6 | Station_DSM2018_w30MW_Purch30870 | Generation | Off Peak | 2025-11-01 | Expected Values | 16.8 | Station_DSM2018_w30MW_Purch30870 | Generation | On Peak | 2025-11-01 | Expected Values | 4.8 | 0 | 2025-11-01 | 21600 | 16800 | 4800 | 0
| Station_DSM2018_w30MW_Purch30870 | Generation | ALL | 2025-12-01 | Expected Values | 22.32 | Station_DSM2018_w30MW_Purch30870 | Generation | Off Peak | 2025-12-01 | Expected Values | 16.8 | Station_DSM2018_w30MW_Purch30870 | Generation | On Peak | 2025-12-01 | Expected Values | 5.52 | 0 | 2025-12-01 | 22320 | 16800 | 5520 | 0
| Station_DSM2018_w30MW_Purch30870 | Generation | ALL | 2026-01-01 | Expected Values | 22.32 | Station_DSM2018_w30MW_Purch30870 | Generation | Off Peak | 2026-01-01 | Expected Values | 17.04 | Station_DSM2018_w30MW_Purch30870 | Generation | On Peak | 2026-01-01 | Expected Values | 5.28 | 0 | 2026-01-01 | 22320 | 17040 | 5280 | 0
| Station_DSM2018_w30MW_Purch30870 | Generation | ALL | 2026-02-01 | Expected Values | 20.16 | Station_DSM2018_w30MW_Purch30870 | Generation | Off Peak | 2026-02-01 | Expected Values | 15.36 | Station_DSM2018_w30MW_Purch30870 | Generation | On Peak | 2026-02-01 | Expected Values | 4.8 | 0 | 2026-02-01 | 20160 | 15360 | 4800 | 0
| Station_DSM2018_w30MW_Purch30870 | Generation | ALL | 2026-03-01 | Expected Values | 22.32 | Station_DSM2018_w30MW_Purch30870 | Generation | Off Peak | 2026-03-01 | Expected Values | 17.04 | Station_DSM2018_w30MW_Purch30870 | Generation | On Peak | 2026-03-01 | Expected Values | 5.28 | 0 | 2026-03-01 | 22320 | 17040 | 5280 | 0
| Station_DSM2018_w30MW_Purch30870 | Generation | ALL | 2026-04-01 | Expected Values | 21.6 | Station_DSM2018_w30MW_Purch30870 | Generation | Off Peak | 2026-04-01 | Expected Values | 15.66 | Station_DSM2018_w30MW_Purch30870 | Generation | On Peak | 2026-04-01 | Expected Values | 5.94 | 0 | 2026-04-01 | 21600 | 15660 | 5940 | 0
| Station_DSM2018_w30MW_Purch30870 | Generation | ALL | 2026-05-01 | Expected Values | 22.32 | Station_DSM2018_w30MW_Purch30870 | Generation | Off Peak | 2026-05-01 | Expected Values | 16.65 | Station_DSM2018_w30MW_Purch30870 | Generation | On Peak | 2026-05-01 | Expected Values | 5.67 | 0 | 2026-05-01 | 22320 | 16650 | 5670 | 0
| Station_DSM2018_w30MW_Purch30870 | Generation | ALL | 2026-06-01 | Expected Values | 21.6 | Station_DSM2018_w30MW_Purch30870 | Generation | Off Peak | 2026-06-01 | Expected Values | 15.66 | Station_DSM2018_w30MW_Purch30870 | Generation | On Peak | 2026-06-01 | Expected Values | 5.94 | 0 | 2026-06-01 | 21600 | 15660 | 5940 | 0
| Station_DSM2018_w30MW_Purch30870 | Generation | ALL | 2026-07-01 | Expected Values | 22.32 | Station_DSM2018_w30MW_Purch30870 | Generation | Off Peak | 2026-07-01 | Expected Values | 16.11 | Station_DSM2018_w30MW_Purch30870 | Generation | On Peak | 2026-07-01 | Expected Values | 6.21 | 0 | 2026-07-01 | 22320 | 16110 | 6210 | 0
| Station_DSM2018_w30MW_Purch30870 | Generation | ALL | 2026-08-01 | Expected Values | 22.32 | Station_DSM2018_w30MW_Purch30870 | Generation | Off Peak | 2026-08-01 | Expected Values | 16.65 | Station_DSM2018_w30MW_Purch30870 | Generation | On Peak | 2026-08-01 | Expected Values | 5.67 | 0 | 2026-08-01 | 22320 | 16650 | 5670 | 0
| Station_DSM2018_w30MW_Purch30870 | Generation | ALL | 2026-09-01 | Expected Values | 21.6 | Station_DSM2018_w30MW_Purch30870 | Generation | Off Peak | 2026-09-01 | Expected Values | 15.66 | Station_DSM2018_w30MW_Purch30870 | Generation | On Peak | 2026-09-01 | Expected Values | 5.94 | 0 | 2026-09-01 | 21600 | 15660 | 5940 | 0
| Station_DSM2018_w30MW_Purch30870 | Generation | ALL | 2026-10-01 | Expected Values | 22.32 | Station_DSM2018_w30MW_Purch30870 | Generation | Off Peak | 2026-10-01 | Expected Values | 16.38 | Station_DSM2018_w30MW_Purch30870 | Generation | On Peak | 2026-10-01 | Expected Values | 5.94 | 0 | 2026-10-01 | 22320 | 16380 | 5940 | 0
| Station_DSM2018_w30MW_Purch30870 | Generation | ALL | 2026-11-01 | Expected Values | 21.6 | Station_DSM2018_w30MW_Purch30870 | Generation | Off Peak | 2026-11-01 | Expected Values | 16.56 | Station_DSM2018_w30MW_Purch30870 | Generation | On Peak | 2026-11-01 | Expected Values | 5.04 | 0 | 2026-11-01 | 21600 | 16560 | 5040 | 0
| Station_DSM2018_w30MW_Purch30870 | Generation | ALL | 2026-12-01 | Expected Values | 22.32 | Station_DSM2018_w30MW_Purch30870 | Generation | Off Peak | 2026-12-01 | Expected Values | 16.8 | Station_DSM2018_w30MW_Purch30870 | Generation | On Peak | 2026-12-01 | Expected Values | 5.52 | 0 | 2026-12-01 | 22320 | 16800 | 5520 | 0
| Station_DSM2018_w30MW_Purch30870 | Generation | ALL | 2027-01-01 | Expected Values | 22.32 | Station_DSM2018_w30MW_Purch30870 | Generation | Off Peak | 2027-01-01 | Expected Values | 17.28 | Station_DSM2018_w30MW_Purch30870 | Generation | On Peak | 2027-01-01 | Expected Values | 5.04 | 0 | 2027-01-01 | 22320 | 17280 | 5040 | 0
| Station_DSM2018_w30MW_Purch30870 | Generation | ALL | 2027-02-01 | Expected Values | 20.16 | Station_DSM2018_w30MW_Purch30870 | Generation | Off Peak | 2027-02-01 | Expected Values | 15.36 | Station_DSM2018_w30MW_Purch30870 | Generation | On Peak | 2027-02-01 | Expected Values | 4.8 | 0 | 2027-02-01 | 20160 | 15360 | 4800 | 0
| Station_DSM2018_w30MW_Purch30870 | Generation | ALL | 2027-03-01 | Expected Values | 22.32 | Station_DSM2018_w30MW_Purch30870 | Generation | Off Peak | 2027-03-01 | Expected Values | 16.8 | Station_DSM2018_w30MW_Purch30870 | Generation | On Peak | 2027-03-01 | Expected Values | 5.52 | 0 | 2027-03-01 | 22320 | 16800 | 5520 | 0
| Station_DSM2018_w30MW_Purch30870 | Generation | ALL | 2027-04-01 | Expected Values | 21.6 | Station_DSM2018_w30MW_Purch30870 | Generation | Off Peak | 2027-04-01 | Expected Values | 15.66 | Station_DSM2018_w30MW_Purch30870 | Generation | On Peak | 2027-04-01 | Expected Values | 5.94 | 0 | 2027-04-01 | 21600 | 15660 | 5940 | 0
| Station_DSM2018_w30MW_Purch30870 | Generation | ALL | 2027-05-01 | Expected Values | 22.32 | Station_DSM2018_w30MW_Purch30870 | Generation | Off Peak | 2027-05-01 | Expected Values | 16.65 | Station_DSM2018_w30MW_Purch30870 | Generation | On Peak | 2027-05-01 | Expected Values | 5.67 | 0 | 2027-05-01 | 22320 | 16650 | 5670 | 0
| Station_DSM2018_w30MW_Purch30870 | Generation | ALL | 2027-06-01 | Expected Values | 21.6 | Station_DSM2018_w30MW_Purch30870 | Generation | Off Peak | 2027-06-01 | Expected Values | 15.66 | Station_DSM2018_w30MW_Purch30870 | Generation | On Peak | 2027-06-01 | Expected Values | 5.94 | 0 | 2027-06-01 | 21600 | 15660 | 5940 | 0
| Station_DSM2018_w30MW_Purch30870 | Generation | ALL | 2027-07-01 | Expected Values | 22.32 | Station_DSM2018_w30MW_Purch30870 | Generation | Off Peak | 2027-07-01 | Expected Values | 16.38 | Station_DSM2018_w30MW_Purch30870 | Generation | On Peak | 2027-07-01 | Expected Values | 5.94 | 0 | 2027-07-01 | 22320 | 16380 | 5940 | 0
| Station_DSM2018_w30MW_Purch30870 | Generation | ALL | 2027-08-01 | Expected Values | 22.32 | Station_DSM2018_w30MW_Purch30870 | Generation | Off Peak | 2027-08-01 | Expected Values | 16.38 | Station_DSM2018_w30MW_Purch30870 | Generation | On Peak | 2027-08-01 | Expected Values | 5.94 | 0 | 2027-08-01 | 22320 | 16380 | 5940 | 0
| Station_DSM2018_w30MW_Purch30870 | Generation | ALL | 2027-09-01 | Expected Values | 21.6 | Station_DSM2018_w30MW_Purch30870 | Generation | Off Peak | 2027-09-01 | Expected Values | 15.66 | Station_DSM2018_w30MW_Purch30870 | Generation | On Peak | 2027-09-01 | Expected Values | 5.94 | 0 | 2027-09-01 | 21600 | 15660 | 5940 | 0
| Station_DSM2018_w30MW_Purch30870 | Generation | ALL | 2027-10-01 | Expected Values | 22.32 | Station_DSM2018_w30MW_Purch30870 | Generation | Off Peak | 2027-10-01 | Expected Values | 16.65 | Station_DSM2018_w30MW_Purch30870 | Generation | On Peak | 2027-10-01 | Expected Values | 5.67 | 0 | 2027-10-01 | 22320 | 16650 | 5670 | 0
| Station_DSM2018_w30MW_Purch30870 | Generation | ALL | 2027-11-01 | Expected Values | 21.6 | Station_DSM2018_w30MW_Purch30870 | Generation | Off Peak | 2027-11-01 | Expected Values | 16.32 | Station_DSM2018_w30MW_Purch30870 | Generation | On Peak | 2027-11-01 | Expected Values | 5.28 | 0 | 2027-11-01 | 21600 | 16320 | 5280 | 0
| Station_DSM2018_w30MW_Purch30870 | Generation | ALL | 2027-12-01 | Expected Values | 22.32 | Station_DSM2018_w30MW_Purch30870 | Generation | Off Peak | 2027-12-01 | Expected Values | 16.8 | Station_DSM2018_w30MW_Purch30870 | Generation | On Peak | 2027-12-01 | Expected Values | 5.52 | 0 | 2027-12-01 | 22320 | 16800 | 5520 | 0
| Station_DSM2018_w30MW_Purch30870 | Generation | ALL | 2028-01-01 | Expected Values | 22.32 | Station_DSM2018_w30MW_Purch30870 | Generation | Off Peak | 2028-01-01 | Expected Values | 17.28 | Station_DSM2018_w30MW_Purch30870 | Generation | On Peak | 2028-01-01 | Expected Values | 5.04 | 0 | 2028-01-01 | 22320 | 17280 | 5040 | 0
| Station_DSM2018_w30MW_Purch30870 | Generation | ALL | 2028-02-01 | Expected Values | 20.88 | Station_DSM2018_w30MW_Purch30870 | Generation | Off Peak | 2028-02-01 | Expected Values | 15.84 | Station_DSM2018_w30MW_Purch30870 | Generation | On Peak | 2028-02-01 | Expected Values | 5.04 | 0 | 2028-02-01 | 20880 | 15840 | 5040 | 0
| Station_DSM2018_w30MW_Purch30870 | Generation | ALL | 2028-03-01 | Expected Values | 22.32 | Station_DSM2018_w30MW_Purch30870 | Generation | Off Peak | 2028-03-01 | Expected Values | 16.8 | Station_DSM2018_w30MW_Purch30870 | Generation | On Peak | 2028-03-01 | Expected Values | 5.52 | 0 | 2028-03-01 | 22320 | 16800 | 5520 | 0
| Station_DSM2018_w30MW_Purch30870 | Generation | ALL | 2028-04-01 | Expected Values | 21.6 | Station_DSM2018_w30MW_Purch30870 | Generation | Off Peak | 2028-04-01 | Expected Values | 16.2 | Station_DSM2018_w30MW_Purch30870 | Generation | On Peak | 2028-04-01 | Expected Values | 5.4 | 0 | 2028-04-01 | 21600 | 16200 | 5400 | 0
| Station_DSM2018_w30MW_Purch30870 | Generation | ALL | 2028-05-01 | Expected Values | 22.32 | Station_DSM2018_w30MW_Purch30870 | Generation | Off Peak | 2028-05-01 | Expected Values | 16.11 | Station_DSM2018_w30MW_Purch30870 | Generation | On Peak | 2028-05-01 | Expected Values | 6.21 | 0 | 2028-05-01 | 22320 | 16110 | 6210 | 0
| Station_DSM2018_w30MW_Purch30870 | Generation | ALL | 2028-06-01 | Expected Values | 21.6 | Station_DSM2018_w30MW_Purch30870 | Generation | Off Peak | 2028-06-01 | Expected Values | 15.66 | Station_DSM2018_w30MW_Purch30870 | Generation | On Peak | 2028-06-01 | Expected Values | 5.94 | 0 | 2028-06-01 | 21600 | 15660 | 5940 | 0
| Station_DSM2018_w30MW_Purch30870 | Generation | ALL | 2028-07-01 | Expected Values | 22.32 | Station_DSM2018_w30MW_Purch30870 | Generation | Off Peak | 2028-07-01 | Expected Values | 16.65 | Station_DSM2018_w30MW_Purch30870 | Generation | On Peak | 2028-07-01 | Expected Values | 5.67 | 0 | 2028-07-01 | 22320 | 16650 | 5670 | 0
| Station_DSM2018_w30MW_Purch30870 | Generation | ALL | 2028-08-01 | Expected Values | 22.32 | Station_DSM2018_w30MW_Purch30870 | Generation | Off Peak | 2028-08-01 | Expected Values | 16.11 | Station_DSM2018_w30MW_Purch30870 | Generation | On Peak | 2028-08-01 | Expected Values | 6.21 | 0 | 2028-08-01 | 22320 | 16110 | 6210 | 0
| Station_DSM2018_w30MW_Purch30870 | Generation | ALL | 2028-09-01 | Expected Values | 21.6 | Station_DSM2018_w30MW_Purch30870 | Generation | Off Peak | 2028-09-01 | Expected Values | 15.93 | Station_DSM2018_w30MW_Purch30870 | Generation | On Peak | 2028-09-01 | Expected Values | 5.67 | 0 | 2028-09-01 | 21600 | 15930 | 5670 | 0
| Station_DSM2018_w30MW_Purch30870 | Generation | ALL | 2028-10-01 | Expected Values | 22.32 | Station_DSM2018_w30MW_Purch30870 | Generation | Off Peak | 2028-10-01 | Expected Values | 16.38 | Station_DSM2018_w30MW_Purch30870 | Generation | On Peak | 2028-10-01 | Expected Values | 5.94 | 0 | 2028-10-01 | 22320 | 16380 | 5940 | 0
| Station_DSM2018_w30MW_Purch30870 | Generation | ALL | 2028-11-01 | Expected Values | 21.6 | Station_DSM2018_w30MW_Purch30870 | Generation | Off Peak | 2028-11-01 | Expected Values | 16.32 | Station_DSM2018_w30MW_Purch30870 | Generation | On Peak | 2028-11-01 | Expected Values | 5.28 | 0 | 2028-11-01 | 21600 | 16320 | 5280 | 0
| Station_DSM2018_w30MW_Purch30870 | Generation | ALL | 2028-12-01 | Expected Values | 22.32 | Station_DSM2018_w30MW_Purch30870 | Generation | Off Peak | 2028-12-01 | Expected Values | 17.28 | Station_DSM2018_w30MW_Purch30870 | Generation | On Peak | 2028-12-01 | Expected Values | 5.04 | 0 | 2028-12-01 | 22320 | 17280 | 5040 | 0
| Station_DSM2018_w30MW_Purch30870 | Generation | ALL | 2029-01-01 | Expected Values | 22.32 | Station_DSM2018_w30MW_Purch30870 | Generation | Off Peak | 2029-01-01 | Expected Values | 16.8 | Station_DSM2018_w30MW_Purch30870 | Generation | On Peak | 2029-01-01 | Expected Values | 5.52 | 0 | 2029-01-01 | 22320 | 16800 | 5520 | 0
| Station_DSM2018_w30MW_Purch30870 | Generation | ALL | 2029-02-01 | Expected Values | 20.16 | Station_DSM2018_w30MW_Purch30870 | Generation | Off Peak | 2029-02-01 | Expected Values | 15.36 | Station_DSM2018_w30MW_Purch30870 | Generation | On Peak | 2029-02-01 | Expected Values | 4.8 | 0 | 2029-02-01 | 20160 | 15360 | 4800 | 0
| Station_DSM2018_w30MW_Purch30870 | Generation | ALL | 2029-03-01 | Expected Values | 22.32 | Station_DSM2018_w30MW_Purch30870 | Generation | Off Peak | 2029-03-01 | Expected Values | 17.04 | Station_DSM2018_w30MW_Purch30870 | Generation | On Peak | 2029-03-01 | Expected Values | 5.28 | 0 | 2029-03-01 | 22320 | 17040 | 5280 | 0
| Station_DSM2018_w30MW_Purch30870 | Generation | ALL | 2029-04-01 | Expected Values | 21.6 | Station_DSM2018_w30MW_Purch30870 | Generation | Off Peak | 2029-04-01 | Expected Values | 15.93 | Station_DSM2018_w30MW_Purch30870 | Generation | On Peak | 2029-04-01 | Expected Values | 5.67 | 0 | 2029-04-01 | 21600 | 15930 | 5670 | 0
| Station_DSM2018_w30MW_Purch30870 | Generation | ALL | 2029-05-01 | Expected Values | 22.32 | Station_DSM2018_w30MW_Purch30870 | Generation | Off Peak | 2029-05-01 | Expected Values | 16.11 | Station_DSM2018_w30MW_Purch30870 | Generation | On Peak | 2029-05-01 | Expected Values | 6.21 | 0 | 2029-05-01 | 22320 | 16110 | 6210 | 0
| Station_DSM2018_w30MW_Purch30870 | Generation | ALL | 2029-06-01 | Expected Values | 21.6 | Station_DSM2018_w30MW_Purch30870 | Generation | Off Peak | 2029-06-01 | Expected Values | 15.93 | Station_DSM2018_w30MW_Purch30870 | Generation | On Peak | 2029-06-01 | Expected Values | 5.67 | 0 | 2029-06-01 | 21600 | 15930 | 5670 | 0
| Station_DSM2018_w30MW_Purch30870 | Generation | ALL | 2029-07-01 | Expected Values | 22.32 | Station_DSM2018_w30MW_Purch30870 | Generation | Off Peak | 2029-07-01 | Expected Values | 16.38 | Station_DSM2018_w30MW_Purch30870 | Generation | On Peak | 2029-07-01 | Expected Values | 5.94 | 0 | 2029-07-01 | 22320 | 16380 | 5940 | 0
| Station_DSM2018_w30MW_Purch30870 | Generation | ALL | 2029-08-01 | Expected Values | 22.32 | Station_DSM2018_w30MW_Purch30870 | Generation | Off Peak | 2029-08-01 | Expected Values | 16.11 | Station_DSM2018_w30MW_Purch30870 | Generation | On Peak | 2029-08-01 | Expected Values | 6.21 | 0 | 2029-08-01 | 22320 | 16110 | 6210 | 0
| Station_DSM2018_w30MW_Purch30870 | Generation | ALL | 2029-09-01 | Expected Values | 21.6 | Station_DSM2018_w30MW_Purch30870 | Generation | Off Peak | 2029-09-01 | Expected Values | 16.2 | Station_DSM2018_w30MW_Purch30870 | Generation | On Peak | 2029-09-01 | Expected Values | 5.4 | 0 | 2029-09-01 | 21600 | 16200 | 5400 | 0
| Station_DSM2018_w30MW_Purch30870 | Generation | ALL | 2029-10-01 | Expected Values | 22.32 | Station_DSM2018_w30MW_Purch30870 | Generation | Off Peak | 2029-10-01 | Expected Values | 16.11 | Station_DSM2018_w30MW_Purch30870 | Generation | On Peak | 2029-10-01 | Expected Values | 6.21 | 0 | 2029-10-01 | 22320 | 16110 | 6210 | 0
| Station_DSM2018_w30MW_Purch30870 | Generation | ALL | 2029-11-01 | Expected Values | 21.6 | Station_DSM2018_w30MW_Purch30870 | Generation | Off Peak | 2029-11-01 | Expected Values | 16.32 | Station_DSM2018_w30MW_Purch30870 | Generation | On Peak | 2029-11-01 | Expected Values | 5.28 | 0 | 2029-11-01 | 21600 | 16320 | 5280 | 0
| Station_DSM2018_w30MW_Purch30870 | Generation | ALL | 2029-12-01 | Expected Values | 22.32 | Station_DSM2018_w30MW_Purch30870 | Generation | Off Peak | 2029-12-01 | Expected Values | 17.28 | Station_DSM2018_w30MW_Purch30870 | Generation | On Peak | 2029-12-01 | Expected Values | 5.04 | 0 | 2029-12-01 | 22320 | 17280 | 5040 | 0
| Station_DSM2018_w30MW_Purch30870 | Generation | ALL | 2030-01-01 | Expected Values | 22.32 | Station_DSM2018_w30MW_Purch30870 | Generation | Off Peak | 2030-01-01 | Expected Values | 16.8 | Station_DSM2018_w30MW_Purch30870 | Generation | On Peak | 2030-01-01 | Expected Values | 5.52 | 0 | 2030-01-01 | 22320 | 16800 | 5520 | 0
| Station_DSM2018_w30MW_Purch30870 | Generation | ALL | 2030-02-01 | Expected Values | 20.16 | Station_DSM2018_w30MW_Purch30870 | Generation | Off Peak | 2030-02-01 | Expected Values | 15.36 | Station_DSM2018_w30MW_Purch30870 | Generation | On Peak | 2030-02-01 | Expected Values | 4.8 | 0 | 2030-02-01 | 20160 | 15360 | 4800 | 0
| Station_DSM2018_w30MW_Purch30870 | Generation | ALL | 2030-03-01 | Expected Values | 22.32 | Station_DSM2018_w30MW_Purch30870 | Generation | Off Peak | 2030-03-01 | Expected Values | 17.28 | Station_DSM2018_w30MW_Purch30870 | Generation | On Peak | 2030-03-01 | Expected Values | 5.04 | 0 | 2030-03-01 | 22320 | 17280 | 5040 | 0
| Station_DSM2018_w30MW_Purch30870 | Generation | ALL | 2030-04-01 | Expected Values | 21.6 | Station_DSM2018_w30MW_Purch30870 | Generation | Off Peak | 2030-04-01 | Expected Values | 15.66 | Station_DSM2018_w30MW_Purch30870 | Generation | On Peak | 2030-04-01 | Expected Values | 5.94 | 0 | 2030-04-01 | 21600 | 15660 | 5940 | 0
| Station_DSM2018_w30MW_Purch30870 | Generation | ALL | 2030-05-01 | Expected Values | 22.32 | Station_DSM2018_w30MW_Purch30870 | Generation | Off Peak | 2030-05-01 | Expected Values | 16.11 | Station_DSM2018_w30MW_Purch30870 | Generation | On Peak | 2030-05-01 | Expected Values | 6.21 | 0 | 2030-05-01 | 22320 | 16110 | 6210 | 0
| Station_DSM2018_w30MW_Purch30870 | Generation | ALL | 2030-06-01 | Expected Values | 21.6 | Station_DSM2018_w30MW_Purch30870 | Generation | Off Peak | 2030-06-01 | Expected Values | 16.2 | Station_DSM2018_w30MW_Purch30870 | Generation | On Peak | 2030-06-01 | Expected Values | 5.4 | 0 | 2030-06-01 | 21600 | 16200 | 5400 | 0
| Station_DSM2018_w30MW_Purch30870 | Generation | ALL | 2030-07-01 | Expected Values | 22.32 | Station_DSM2018_w30MW_Purch30870 | Generation | Off Peak | 2030-07-01 | Expected Values | 16.11 | Station_DSM2018_w30MW_Purch30870 | Generation | On Peak | 2030-07-01 | Expected Values | 6.21 | 0 | 2030-07-01 | 22320 | 16110 | 6210 | 0
| Station_DSM2018_w30MW_Purch30870 | Generation | ALL | 2030-08-01 | Expected Values | 22.32 | Station_DSM2018_w30MW_Purch30870 | Generation | Off Peak | 2030-08-01 | Expected Values | 16.38 | Station_DSM2018_w30MW_Purch30870 | Generation | On Peak | 2030-08-01 | Expected Values | 5.94 | 0 | 2030-08-01 | 22320 | 16380 | 5940 | 0
| Station_DSM2018_w30MW_Purch30870 | Generation | ALL | 2030-09-01 | Expected Values | 21.6 | Station_DSM2018_w30MW_Purch30870 | Generation | Off Peak | 2030-09-01 | Expected Values | 15.93 | Station_DSM2018_w30MW_Purch30870 | Generation | On Peak | 2030-09-01 | Expected Values | 5.67 | 0 | 2030-09-01 | 21600 | 15930 | 5670 | 0
| Station_DSM2018_w30MW_Purch30870 | Generation | ALL | 2030-10-01 | Expected Values | 22.32 | Station_DSM2018_w30MW_Purch30870 | Generation | Off Peak | 2030-10-01 | Expected Values | 16.11 | Station_DSM2018_w30MW_Purch30870 | Generation | On Peak | 2030-10-01 | Expected Values | 6.21 | 0 | 2030-10-01 | 22320 | 16110 | 6210 | 0
| Station_DSM2018_w30MW_Purch30870 | Generation | ALL | 2030-11-01 | Expected Values | 21.6 | Station_DSM2018_w30MW_Purch30870 | Generation | Off Peak | 2030-11-01 | Expected Values | 16.56 | Station_DSM2018_w30MW_Purch30870 | Generation | On Peak | 2030-11-01 | Expected Values | 5.04 | 0 | 2030-11-01 | 21600 | 16560 | 5040 | 0
| Station_DSM2018_w30MW_Purch30870 | Generation | ALL | 2030-12-01 | Expected Values | 22.32 | Station_DSM2018_w30MW_Purch30870 | Generation | Off Peak | 2030-12-01 | Expected Values | 17.04 | Station_DSM2018_w30MW_Purch30870 | Generation | On Peak | 2030-12-01 | Expected Values | 5.28 | 0 | 2030-12-01 | 22320 | 17040 | 5280 | 0
| Station_DSM2018_w30MW_Purch30870 | Generation | ALL | 2031-01-01 | Expected Values | 22.32 | Station_DSM2018_w30MW_Purch30870 | Generation | Off Peak | 2031-01-01 | Expected Values | 16.8 | Station_DSM2018_w30MW_Purch30870 | Generation | On Peak | 2031-01-01 | Expected Values | 5.52 | 0 | 2031-01-01 | 22320 | 16800 | 5520 | 0
| Station_DSM2018_w30MW_Purch30870 | Generation | ALL | 2031-02-01 | Expected Values | 20.16 | Station_DSM2018_w30MW_Purch30870 | Generation | Off Peak | 2031-02-01 | Expected Values | 15.36 | Station_DSM2018_w30MW_Purch30870 | Generation | On Peak | 2031-02-01 | Expected Values | 4.8 | 0 | 2031-02-01 | 20160 | 15360 | 4800 | 0
| Station_DSM2018_w30MW_Purch30870 | Generation | ALL | 2031-03-01 | Expected Values | 22.32 | Station_DSM2018_w30MW_Purch30870 | Generation | Off Peak | 2031-03-01 | Expected Values | 17.28 | Station_DSM2018_w30MW_Purch30870 | Generation | On Peak | 2031-03-01 | Expected Values | 5.04 | 0 | 2031-03-01 | 22320 | 17280 | 5040 | 0
| Station_DSM2018_w30MW_Purch30870 | Generation | ALL | 2031-04-01 | Expected Values | 21.6 | Station_DSM2018_w30MW_Purch30870 | Generation | Off Peak | 2031-04-01 | Expected Values | 15.66 | Station_DSM2018_w30MW_Purch30870 | Generation | On Peak | 2031-04-01 | Expected Values | 5.94 | 0 | 2031-04-01 | 21600 | 15660 | 5940 | 0
| Station_DSM2018_w30MW_Purch30870 | Generation | ALL | 2031-05-01 | Expected Values | 22.32 | Station_DSM2018_w30MW_Purch30870 | Generation | Off Peak | 2031-05-01 | Expected Values | 16.38 | Station_DSM2018_w30MW_Purch30870 | Generation | On Peak | 2031-05-01 | Expected Values | 5.94 | 0 | 2031-05-01 | 22320 | 16380 | 5940 | 0
| Station_DSM2018_w30MW_Purch30870 | Generation | ALL | 2031-06-01 | Expected Values | 21.6 | Station_DSM2018_w30MW_Purch30870 | Generation | Off Peak | 2031-06-01 | Expected Values | 15.93 | Station_DSM2018_w30MW_Purch30870 | Generation | On Peak | 2031-06-01 | Expected Values | 5.67 | 0 | 2031-06-01 | 21600 | 15930 | 5670 | 0
| Station_DSM2018_w30MW_Purch30870 | Generation | ALL | 2031-07-01 | Expected Values | 22.32 | Station_DSM2018_w30MW_Purch30870 | Generation | Off Peak | 2031-07-01 | Expected Values | 16.11 | Station_DSM2018_w30MW_Purch30870 | Generation | On Peak | 2031-07-01 | Expected Values | 6.21 | 0 | 2031-07-01 | 22320 | 16110 | 6210 | 0
| Station_DSM2018_w30MW_Purch30870 | Generation | ALL | 2031-08-01 | Expected Values | 22.32 | Station_DSM2018_w30MW_Purch30870 | Generation | Off Peak | 2031-08-01 | Expected Values | 16.65 | Station_DSM2018_w30MW_Purch30870 | Generation | On Peak | 2031-08-01 | Expected Values | 5.67 | 0 | 2031-08-01 | 22320 | 16650 | 5670 | 0
| Station_DSM2018_w30MW_Purch30870 | Generation | ALL | 2031-09-01 | Expected Values | 21.6 | Station_DSM2018_w30MW_Purch30870 | Generation | Off Peak | 2031-09-01 | Expected Values | 15.66 | Station_DSM2018_w30MW_Purch30870 | Generation | On Peak | 2031-09-01 | Expected Values | 5.94 | 0 | 2031-09-01 | 21600 | 15660 | 5940 | 0
| Station_DSM2018_w30MW_Purch30870 | Generation | ALL | 2031-10-01 | Expected Values | 22.32 | Station_DSM2018_w30MW_Purch30870 | Generation | Off Peak | 2031-10-01 | Expected Values | 16.11 | Station_DSM2018_w30MW_Purch30870 | Generation | On Peak | 2031-10-01 | Expected Values | 6.21 | 0 | 2031-10-01 | 22320 | 16110 | 6210 | 0
| Station_DSM2018_w30MW_Purch30870 | Generation | ALL | 2031-11-01 | Expected Values | 21.6 | Station_DSM2018_w30MW_Purch30870 | Generation | Off Peak | 2031-11-01 | Expected Values | 16.8 | Station_DSM2018_w30MW_Purch30870 | Generation | On Peak | 2031-11-01 | Expected Values | 4.8 | 0 | 2031-11-01 | 21600 | 16800 | 4800 | 0
| Station_DSM2018_w30MW_Purch30870 | Generation | ALL | 2031-12-01 | Expected Values | 22.32 | Station_DSM2018_w30MW_Purch30870 | Generation | Off Peak | 2031-12-01 | Expected Values | 16.8 | Station_DSM2018_w30MW_Purch30870 | Generation | On Peak | 2031-12-01 | Expected Values | 5.52 | 0 | 2031-12-01 | 22320 | 16800 | 5520 | 0
| Station_DSM2018_w30MW_Purch30870 | Generation | ALL | 2032-01-01 | Expected Values | 22.32 | Station_DSM2018_w30MW_Purch30870 | Generation | Off Peak | 2032-01-01 | Expected Values | 17.04 | Station_DSM2018_w30MW_Purch30870 | Generation | On Peak | 2032-01-01 | Expected Values | 5.28 | 0 | 2032-01-01 | 22320 | 17040 | 5280 | 0
| Station_DSM2018_w30MW_Purch30870 | Generation | ALL | 2032-02-01 | Expected Values | 20.88 | Station_DSM2018_w30MW_Purch30870 | Generation | Off Peak | 2032-02-01 | Expected Values | 16.08 | Station_DSM2018_w30MW_Purch30870 | Generation | On Peak | 2032-02-01 | Expected Values | 4.8 | 0 | 2032-02-01 | 20880 | 16080 | 4800 | 0
| Station_DSM2018_w30MW_Purch30870 | Generation | ALL | 2032-03-01 | Expected Values | 22.32 | Station_DSM2018_w30MW_Purch30870 | Generation | Off Peak | 2032-03-01 | Expected Values | 16.8 | Station_DSM2018_w30MW_Purch30870 | Generation | On Peak | 2032-03-01 | Expected Values | 5.52 | 0 | 2032-03-01 | 22320 | 16800 | 5520 | 0
| Station_DSM2018_w30MW_Purch30870 | Generation | ALL | 2032-04-01 | Expected Values | 21.6 | Station_DSM2018_w30MW_Purch30870 | Generation | Off Peak | 2032-04-01 | Expected Values | 15.66 | Station_DSM2018_w30MW_Purch30870 | Generation | On Peak | 2032-04-01 | Expected Values | 5.94 | 0 | 2032-04-01 | 21600 | 15660 | 5940 | 0
| Station_DSM2018_w30MW_Purch30870 | Generation | ALL | 2032-05-01 | Expected Values | 22.32 | Station_DSM2018_w30MW_Purch30870 | Generation | Off Peak | 2032-05-01 | Expected Values | 16.65 | Station_DSM2018_w30MW_Purch30870 | Generation | On Peak | 2032-05-01 | Expected Values | 5.67 | 0 | 2032-05-01 | 22320 | 16650 | 5670 | 0
| Station_DSM2018_w30MW_Purch30870 | Generation | ALL | 2032-06-01 | Expected Values | 21.6 | Station_DSM2018_w30MW_Purch30870 | Generation | Off Peak | 2032-06-01 | Expected Values | 15.66 | Station_DSM2018_w30MW_Purch30870 | Generation | On Peak | 2032-06-01 | Expected Values | 5.94 | 0 | 2032-06-01 | 21600 | 15660 | 5940 | 0
| Station_DSM2018_w30MW_Purch30870 | Generation | ALL | 2032-07-01 | Expected Values | 22.32 | Station_DSM2018_w30MW_Purch30870 | Generation | Off Peak | 2032-07-01 | Expected Values | 16.38 | Station_DSM2018_w30MW_Purch30870 | Generation | On Peak | 2032-07-01 | Expected Values | 5.94 | 0 | 2032-07-01 | 22320 | 16380 | 5940 | 0
| Station_DSM2018_w30MW_Purch30870 | Generation | ALL | 2032-08-01 | Expected Values | 22.32 | Station_DSM2018_w30MW_Purch30870 | Generation | Off Peak | 2032-08-01 | Expected Values | 16.38 | Station_DSM2018_w30MW_Purch30870 | Generation | On Peak | 2032-08-01 | Expected Values | 5.94 | 0 | 2032-08-01 | 22320 | 16380 | 5940 | 0
| Station_DSM2018_w30MW_Purch30870 | Generation | ALL | 2032-09-01 | Expected Values | 21.6 | Station_DSM2018_w30MW_Purch30870 | Generation | Off Peak | 2032-09-01 | Expected Values | 15.66 | Station_DSM2018_w30MW_Purch30870 | Generation | On Peak | 2032-09-01 | Expected Values | 5.94 | 0 | 2032-09-01 | 21600 | 15660 | 5940 | 0
| Station_DSM2018_w30MW_Purch30870 | Generation | ALL | 2032-10-01 | Expected Values | 22.32 | Station_DSM2018_w30MW_Purch30870 | Generation | Off Peak | 2032-10-01 | Expected Values | 16.65 | Station_DSM2018_w30MW_Purch30870 | Generation | On Peak | 2032-10-01 | Expected Values | 5.67 | 0 | 2032-10-01 | 22320 | 16650 | 5670 | 0
| Station_DSM2018_w30MW_Purch30870 | Generation | ALL | 2032-11-01 | Expected Values | 21.6 | Station_DSM2018_w30MW_Purch30870 | Generation | Off Peak | 2032-11-01 | Expected Values | 16.32 | Station_DSM2018_w30MW_Purch30870 | Generation | On Peak | 2032-11-01 | Expected Values | 5.28 | 0 | 2032-11-01 | 21600 | 16320 | 5280 | 0
| Station_DSM2018_w30MW_Purch30870 | Generation | ALL | 2032-12-01 | Expected Values | 22.32 | Station_DSM2018_w30MW_Purch30870 | Generation | Off Peak | 2032-12-01 | Expected Values | 16.8 | Station_DSM2018_w30MW_Purch30870 | Generation | On Peak | 2032-12-01 | Expected Values | 5.52 | 0 | 2032-12-01 | 22320 | 16800 | 5520 | 0
| Station_DSM2018_w30MW_Purch30870 | Generation | ALL | 2033-01-01 | Expected Values | 22.32 | Station_DSM2018_w30MW_Purch30870 | Generation | Off Peak | 2033-01-01 | Expected Values | 17.28 | Station_DSM2018_w30MW_Purch30870 | Generation | On Peak | 2033-01-01 | Expected Values | 5.04 | 0 | 2033-01-01 | 22320 | 17280 | 5040 | 0
| Station_DSM2018_w30MW_Purch30870 | Generation | ALL | 2033-02-01 | Expected Values | 20.16 | Station_DSM2018_w30MW_Purch30870 | Generation | Off Peak | 2033-02-01 | Expected Values | 15.36 | Station_DSM2018_w30MW_Purch30870 | Generation | On Peak | 2033-02-01 | Expected Values | 4.8 | 0 | 2033-02-01 | 20160 | 15360 | 4800 | 0
| Station_DSM2018_w30MW_Purch30870 | Generation | ALL | 2033-03-01 | Expected Values | 22.32 | Station_DSM2018_w30MW_Purch30870 | Generation | Off Peak | 2033-03-01 | Expected Values | 16.8 | Station_DSM2018_w30MW_Purch30870 | Generation | On Peak | 2033-03-01 | Expected Values | 5.52 | 0 | 2033-03-01 | 22320 | 16800 | 5520 | 0
| Station_DSM2018_w30MW_Purch30870 | Generation | ALL | 2033-04-01 | Expected Values | 21.6 | Station_DSM2018_w30MW_Purch30870 | Generation | Off Peak | 2033-04-01 | Expected Values | 15.93 | Station_DSM2018_w30MW_Purch30870 | Generation | On Peak | 2033-04-01 | Expected Values | 5.67 | 0 | 2033-04-01 | 21600 | 15930 | 5670 | 0
| Station_DSM2018_w30MW_Purch30870 | Generation | ALL | 2033-05-01 | Expected Values | 22.32 | Station_DSM2018_w30MW_Purch30870 | Generation | Off Peak | 2033-05-01 | Expected Values | 16.38 | Station_DSM2018_w30MW_Purch30870 | Generation | On Peak | 2033-05-01 | Expected Values | 5.94 | 0 | 2033-05-01 | 22320 | 16380 | 5940 | 0
| Station_DSM2018_w30MW_Purch30870 | Generation | ALL | 2033-06-01 | Expected Values | 21.6 | Station_DSM2018_w30MW_Purch30870 | Generation | Off Peak | 2033-06-01 | Expected Values | 15.66 | Station_DSM2018_w30MW_Purch30870 | Generation | On Peak | 2033-06-01 | Expected Values | 5.94 | 0 | 2033-06-01 | 21600 | 15660 | 5940 | 0
| Station_DSM2018_w30MW_Purch30870 | Generation | ALL | 2033-07-01 | Expected Values | 22.32 | Station_DSM2018_w30MW_Purch30870 | Generation | Off Peak | 2033-07-01 | Expected Values | 16.65 | Station_DSM2018_w30MW_Purch30870 | Generation | On Peak | 2033-07-01 | Expected Values | 5.67 | 0 | 2033-07-01 | 22320 | 16650 | 5670 | 0
| Station_DSM2018_w30MW_Purch30870 | Generation | ALL | 2033-08-01 | Expected Values | 22.32 | Station_DSM2018_w30MW_Purch30870 | Generation | Off Peak | 2033-08-01 | Expected Values | 16.11 | Station_DSM2018_w30MW_Purch30870 | Generation | On Peak | 2033-08-01 | Expected Values | 6.21 | 0 | 2033-08-01 | 22320 | 16110 | 6210 | 0
| Station_DSM2018_w30MW_Purch30870 | Generation | ALL | 2033-09-01 | Expected Values | 21.6 | Station_DSM2018_w30MW_Purch30870 | Generation | Off Peak | 2033-09-01 | Expected Values | 15.66 | Station_DSM2018_w30MW_Purch30870 | Generation | On Peak | 2033-09-01 | Expected Values | 5.94 | 0 | 2033-09-01 | 21600 | 15660 | 5940 | 0
| Station_DSM2018_w30MW_Purch30870 | Generation | ALL | 2033-10-01 | Expected Values | 22.32 | Station_DSM2018_w30MW_Purch30870 | Generation | Off Peak | 2033-10-01 | Expected Values | 16.65 | Station_DSM2018_w30MW_Purch30870 | Generation | On Peak | 2033-10-01 | Expected Values | 5.67 | 0 | 2033-10-01 | 22320 | 16650 | 5670 | 0
| Station_DSM2018_w30MW_Purch30870 | Generation | ALL | 2033-11-01 | Expected Values | 21.6 | Station_DSM2018_w30MW_Purch30870 | Generation | Off Peak | 2033-11-01 | Expected Values | 16.32 | Station_DSM2018_w30MW_Purch30870 | Generation | On Peak | 2033-11-01 | Expected Values | 5.28 | 0 | 2033-11-01 | 21600 | 16320 | 5280 | 0
| Station_DSM2018_w30MW_Purch30870 | Generation | ALL | 2033-12-01 | Expected Values | 22.32 | Station_DSM2018_w30MW_Purch30870 | Generation | Off Peak | 2033-12-01 | Expected Values | 17.04 | Station_DSM2018_w30MW_Purch30870 | Generation | On Peak | 2033-12-01 | Expected Values | 5.28 | 0 | 2033-12-01 | 22320 | 17040 | 5280 | 0
| Station_DSM2018_w30MW_Purch30870 | Generation | ALL | 2034-01-01 | Expected Values | 22.32 | Station_DSM2018_w30MW_Purch30870 | Generation | Off Peak | 2034-01-01 | Expected Values | 17.04 | Station_DSM2018_w30MW_Purch30870 | Generation | On Peak | 2034-01-01 | Expected Values | 5.28 | 0 | 2034-01-01 | 22320 | 17040 | 5280 | 0
| Station_DSM2018_w30MW_Purch30870 | Generation | ALL | 2034-02-01 | Expected Values | 20.16 | Station_DSM2018_w30MW_Purch30870 | Generation | Off Peak | 2034-02-01 | Expected Values | 15.36 | Station_DSM2018_w30MW_Purch30870 | Generation | On Peak | 2034-02-01 | Expected Values | 4.8 | 0 | 2034-02-01 | 20160 | 15360 | 4800 | 0
| Station_DSM2018_w30MW_Purch30870 | Generation | ALL | 2034-03-01 | Expected Values | 22.32 | Station_DSM2018_w30MW_Purch30870 | Generation | Off Peak | 2034-03-01 | Expected Values | 16.8 | Station_DSM2018_w30MW_Purch30870 | Generation | On Peak | 2034-03-01 | Expected Values | 5.52 | 0 | 2034-03-01 | 22320 | 16800 | 5520 | 0
| Station_DSM2018_w30MW_Purch30870 | Generation | ALL | 2034-04-01 | Expected Values | 21.6 | Station_DSM2018_w30MW_Purch30870 | Generation | Off Peak | 2034-04-01 | Expected Values | 16.2 | Station_DSM2018_w30MW_Purch30870 | Generation | On Peak | 2034-04-01 | Expected Values | 5.4 | 0 | 2034-04-01 | 21600 | 16200 | 5400 | 0
| Station_DSM2018_w30MW_Purch30870 | Generation | ALL | 2034-05-01 | Expected Values | 22.32 | Station_DSM2018_w30MW_Purch30870 | Generation | Off Peak | 2034-05-01 | Expected Values | 16.11 | Station_DSM2018_w30MW_Purch30870 | Generation | On Peak | 2034-05-01 | Expected Values | 6.21 | 0 | 2034-05-01 | 22320 | 16110 | 6210 | 0
| Station_DSM2018_w30MW_Purch30870 | Generation | ALL | 2034-06-01 | Expected Values | 21.6 | Station_DSM2018_w30MW_Purch30870 | Generation | Off Peak | 2034-06-01 | Expected Values | 15.66 | Station_DSM2018_w30MW_Purch30870 | Generation | On Peak | 2034-06-01 | Expected Values | 5.94 | 0 | 2034-06-01 | 21600 | 15660 | 5940 | 0
| Station_DSM2018_w30MW_Purch30870 | Generation | ALL | 2034-07-01 | Expected Values | 22.32 | Station_DSM2018_w30MW_Purch30870 | Generation | Off Peak | 2034-07-01 | Expected Values | 16.65 | Station_DSM2018_w30MW_Purch30870 | Generation | On Peak | 2034-07-01 | Expected Values | 5.67 | 0 | 2034-07-01 | 22320 | 16650 | 5670 | 0
| Station_DSM2018_w30MW_Purch30870 | Generation | ALL | 2034-08-01 | Expected Values | 22.32 | Station_DSM2018_w30MW_Purch30870 | Generation | Off Peak | 2034-08-01 | Expected Values | 16.11 | Station_DSM2018_w30MW_Purch30870 | Generation | On Peak | 2034-08-01 | Expected Values | 6.21 | 0 | 2034-08-01 | 22320 | 16110 | 6210 | 0
| Station_DSM2018_w30MW_Purch30870 | Generation | ALL | 2034-09-01 | Expected Values | 21.6 | Station_DSM2018_w30MW_Purch30870 | Generation | Off Peak | 2034-09-01 | Expected Values | 15.93 | Station_DSM2018_w30MW_Purch30870 | Generation | On Peak | 2034-09-01 | Expected Values | 5.67 | 0 | 2034-09-01 | 21600 | 15930 | 5670 | 0
| Station_DSM2018_w30MW_Purch30870 | Generation | ALL | 2034-10-01 | Expected Values | 22.32 | Station_DSM2018_w30MW_Purch30870 | Generation | Off Peak | 2034-10-01 | Expected Values | 16.38 | Station_DSM2018_w30MW_Purch30870 | Generation | On Peak | 2034-10-01 | Expected Values | 5.94 | 0 | 2034-10-01 | 22320 | 16380 | 5940 | 0
| Station_DSM2018_w30MW_Purch30870 | Generation | ALL | 2034-11-01 | Expected Values | 21.6 | Station_DSM2018_w30MW_Purch30870 | Generation | Off Peak | 2034-11-01 | Expected Values | 16.32 | Station_DSM2018_w30MW_Purch30870 | Generation | On Peak | 2034-11-01 | Expected Values | 5.28 | 0 | 2034-11-01 | 21600 | 16320 | 5280 | 0
| Station_DSM2018_w30MW_Purch30870 | Generation | ALL | 2034-12-01 | Expected Values | 22.32 | Station_DSM2018_w30MW_Purch30870 | Generation | Off Peak | 2034-12-01 | Expected Values | 17.28 | Station_DSM2018_w30MW_Purch30870 | Generation | On Peak | 2034-12-01 | Expected Values | 5.04 | 0 | 2034-12-01 | 22320 | 17280 | 5040 | 0
| Station_DSM2018_w30MW_Purch30870 | Generation | ALL | 2035-01-01 | Expected Values | 22.32 | Station_DSM2018_w30MW_Purch30870 | Generation | Off Peak | 2035-01-01 | Expected Values | 16.8 | Station_DSM2018_w30MW_Purch30870 | Generation | On Peak | 2035-01-01 | Expected Values | 5.52 | 0 | 2035-01-01 | 22320 | 16800 | 5520 | 0
| Station_DSM2018_w30MW_Purch30870 | Generation | ALL | 2035-02-01 | Expected Values | 20.16 | Station_DSM2018_w30MW_Purch30870 | Generation | Off Peak | 2035-02-01 | Expected Values | 15.36 | Station_DSM2018_w30MW_Purch30870 | Generation | On Peak | 2035-02-01 | Expected Values | 4.8 | 0 | 2035-02-01 | 20160 | 15360 | 4800 | 0
| Station_DSM2018_w30MW_Purch30870 | Generation | ALL | 2035-03-01 | Expected Values | 22.32 | Station_DSM2018_w30MW_Purch30870 | Generation | Off Peak | 2035-03-01 | Expected Values | 17.04 | Station_DSM2018_w30MW_Purch30870 | Generation | On Peak | 2035-03-01 | Expected Values | 5.28 | 0 | 2035-03-01 | 22320 | 17040 | 5280 | 0
| Station_DSM2018_w30MW_Purch30870 | Generation | ALL | 2035-04-01 | Expected Values | 21.6 | Station_DSM2018_w30MW_Purch30870 | Generation | Off Peak | 2035-04-01 | Expected Values | 15.93 | Station_DSM2018_w30MW_Purch30870 | Generation | On Peak | 2035-04-01 | Expected Values | 5.67 | 0 | 2035-04-01 | 21600 | 15930 | 5670 | 0
| Station_DSM2018_w30MW_Purch30870 | Generation | ALL | 2035-05-01 | Expected Values | 22.32 | Station_DSM2018_w30MW_Purch30870 | Generation | Off Peak | 2035-05-01 | Expected Values | 16.11 | Station_DSM2018_w30MW_Purch30870 | Generation | On Peak | 2035-05-01 | Expected Values | 6.21 | 0 | 2035-05-01 | 22320 | 16110 | 6210 | 0
| Station_DSM2018_w30MW_Purch30870 | Generation | ALL | 2035-06-01 | Expected Values | 21.6 | Station_DSM2018_w30MW_Purch30870 | Generation | Off Peak | 2035-06-01 | Expected Values | 15.93 | Station_DSM2018_w30MW_Purch30870 | Generation | On Peak | 2035-06-01 | Expected Values | 5.67 | 0 | 2035-06-01 | 21600 | 15930 | 5670 | 0
| Station_DSM2018_w30MW_Purch30870 | Generation | ALL | 2035-07-01 | Expected Values | 22.32 | Station_DSM2018_w30MW_Purch30870 | Generation | Off Peak | 2035-07-01 | Expected Values | 16.38 | Station_DSM2018_w30MW_Purch30870 | Generation | On Peak | 2035-07-01 | Expected Values | 5.94 | 0 | 2035-07-01 | 22320 | 16380 | 5940 | 0
| Station_DSM2018_w30MW_Purch30870 | Generation | ALL | 2035-08-01 | Expected Values | 22.32 | Station_DSM2018_w30MW_Purch30870 | Generation | Off Peak | 2035-08-01 | Expected Values | 16.11 | Station_DSM2018_w30MW_Purch30870 | Generation | On Peak | 2035-08-01 | Expected Values | 6.21 | 0 | 2035-08-01 | 22320 | 16110 | 6210 | 0
| Station_DSM2018_w30MW_Purch30870 | Generation | ALL | 2035-09-01 | Expected Values | 21.6 | Station_DSM2018_w30MW_Purch30870 | Generation | Off Peak | 2035-09-01 | Expected Values | 16.2 | Station_DSM2018_w30MW_Purch30870 | Generation | On Peak | 2035-09-01 | Expected Values | 5.4 | 0 | 2035-09-01 | 21600 | 16200 | 5400 | 0
| Station_DSM2018_w30MW_Purch30870 | Generation | ALL | 2035-10-01 | Expected Values | 22.32 | Station_DSM2018_w30MW_Purch30870 | Generation | Off Peak | 2035-10-01 | Expected Values | 16.11 | Station_DSM2018_w30MW_Purch30870 | Generation | On Peak | 2035-10-01 | Expected Values | 6.21 | 0 | 2035-10-01 | 22320 | 16110 | 6210 | 0
| Station_DSM2018_w30MW_Purch30870 | Generation | ALL | 2035-11-01 | Expected Values | 21.6 | Station_DSM2018_w30MW_Purch30870 | Generation | Off Peak | 2035-11-01 | Expected Values | 16.32 | Station_DSM2018_w30MW_Purch30870 | Generation | On Peak | 2035-11-01 | Expected Values | 5.28 | 0 | 2035-11-01 | 21600 | 16320 | 5280 | 0
| Station_DSM2018_w30MW_Purch30870 | Generation | ALL | 2035-12-01 | Expected Values | 22.32 | Station_DSM2018_w30MW_Purch30870 | Generation | Off Peak | 2035-12-01 | Expected Values | 17.28 | Station_DSM2018_w30MW_Purch30870 | Generation | On Peak | 2035-12-01 | Expected Values | 5.04 | 0 | 2035-12-01 | 22320 | 17280 | 5040 | 0
| Station_DSM2018_w30MW_Purch30870 | Generation | ALL | 2036-01-01 | Expected Values | 22.32 | Station_DSM2018_w30MW_Purch30870 | Generation | Off Peak | 2036-01-01 | Expected Values | 16.8 | Station_DSM2018_w30MW_Purch30870 | Generation | On Peak | 2036-01-01 | Expected Values | 5.52 | 0 | 2036-01-01 | 22320 | 16800 | 5520 | 0
| Station_DSM2018_w30MW_Purch30870 | Generation | ALL | 2036-02-01 | Expected Values | 20.88 | Station_DSM2018_w30MW_Purch30870 | Generation | Off Peak | 2036-02-01 | Expected Values | 15.84 | Station_DSM2018_w30MW_Purch30870 | Generation | On Peak | 2036-02-01 | Expected Values | 5.04 | 0 | 2036-02-01 | 20880 | 15840 | 5040 | 0
| Station_DSM2018_w30MW_Purch30870 | Generation | ALL | 2036-03-01 | Expected Values | 22.32 | Station_DSM2018_w30MW_Purch30870 | Generation | Off Peak | 2036-03-01 | Expected Values | 17.28 | Station_DSM2018_w30MW_Purch30870 | Generation | On Peak | 2036-03-01 | Expected Values | 5.04 | 0 | 2036-03-01 | 22320 | 17280 | 5040 | 0
| Station_DSM2018_w30MW_Purch30870 | Generation | ALL | 2036-04-01 | Expected Values | 21.6 | Station_DSM2018_w30MW_Purch30870 | Generation | Off Peak | 2036-04-01 | Expected Values | 15.66 | Station_DSM2018_w30MW_Purch30870 | Generation | On Peak | 2036-04-01 | Expected Values | 5.94 | 0 | 2036-04-01 | 21600 | 15660 | 5940 | 0
| Station_DSM2018_w30MW_Purch30870 | Generation | ALL | 2036-05-01 | Expected Values | 22.32 | Station_DSM2018_w30MW_Purch30870 | Generation | Off Peak | 2036-05-01 | Expected Values | 16.38 | Station_DSM2018_w30MW_Purch30870 | Generation | On Peak | 2036-05-01 | Expected Values | 5.94 | 0 | 2036-05-01 | 22320 | 16380 | 5940 | 0
| Station_DSM2018_w30MW_Purch30870 | Generation | ALL | 2036-06-01 | Expected Values | 21.6 | Station_DSM2018_w30MW_Purch30870 | Generation | Off Peak | 2036-06-01 | Expected Values | 15.93 | Station_DSM2018_w30MW_Purch30870 | Generation | On Peak | 2036-06-01 | Expected Values | 5.67 | 0 | 2036-06-01 | 21600 | 15930 | 5670 | 0
| Station_DSM2018_w30MW_Purch30870 | Generation | ALL | 2036-07-01 | Expected Values | 22.32 | Station_DSM2018_w30MW_Purch30870 | Generation | Off Peak | 2036-07-01 | Expected Values | 16.11 | Station_DSM2018_w30MW_Purch30870 | Generation | On Peak | 2036-07-01 | Expected Values | 6.21 | 0 | 2036-07-01 | 22320 | 16110 | 6210 | 0
| Station_DSM2018_w30MW_Purch30870 | Generation | ALL | 2036-08-01 | Expected Values | 22.32 | Station_DSM2018_w30MW_Purch30870 | Generation | Off Peak | 2036-08-01 | Expected Values | 16.65 | Station_DSM2018_w30MW_Purch30870 | Generation | On Peak | 2036-08-01 | Expected Values | 5.67 | 0 | 2036-08-01 | 22320 | 16650 | 5670 | 0
| Station_DSM2018_w30MW_Purch30870 | Generation | ALL | 2036-09-01 | Expected Values | 21.6 | Station_DSM2018_w30MW_Purch30870 | Generation | Off Peak | 2036-09-01 | Expected Values | 15.66 | Station_DSM2018_w30MW_Purch30870 | Generation | On Peak | 2036-09-01 | Expected Values | 5.94 | 0 | 2036-09-01 | 21600 | 15660 | 5940 | 0
| Station_DSM2018_w30MW_Purch30870 | Generation | ALL | 2036-10-01 | Expected Values | 22.32 | Station_DSM2018_w30MW_Purch30870 | Generation | Off Peak | 2036-10-01 | Expected Values | 16.11 | Station_DSM2018_w30MW_Purch30870 | Generation | On Peak | 2036-10-01 | Expected Values | 6.21 | 0 | 2036-10-01 | 22320 | 16110 | 6210 | 0
| Station_DSM2018_w30MW_Purch30870 | Generation | ALL | 2036-11-01 | Expected Values | 21.6 | Station_DSM2018_w30MW_Purch30870 | Generation | Off Peak | 2036-11-01 | Expected Values | 16.8 | Station_DSM2018_w30MW_Purch30870 | Generation | On Peak | 2036-11-01 | Expected Values | 4.8 | 0 | 2036-11-01 | 21600 | 16800 | 4800 | 0
| Station_DSM2018_w30MW_Purch30870 | Generation | ALL | 2036-12-01 | Expected Values | 22.32 | Station_DSM2018_w30MW_Purch30870 | Generation | Off Peak | 2036-12-01 | Expected Values | 16.8 | Station_DSM2018_w30MW_Purch30870 | Generation | On Peak | 2036-12-01 | Expected Values | 5.52 | 0 | 2036-12-01 | 22320 | 16800 | 5520 | 0
| Station_DSM2018_w30MW_Purch30870 | Generation | ALL | 2037-01-01 | Expected Values | 22.32 | Station_DSM2018_w30MW_Purch30870 | Generation | Off Peak | 2037-01-01 | Expected Values | 17.04 | Station_DSM2018_w30MW_Purch30870 | Generation | On Peak | 2037-01-01 | Expected Values | 5.28 | 0 | 2037-01-01 | 22320 | 17040 | 5280 | 0
| Station_DSM2018_w30MW_Purch30870 | Generation | ALL | 2037-02-01 | Expected Values | 20.16 | Station_DSM2018_w30MW_Purch30870 | Generation | Off Peak | 2037-02-01 | Expected Values | 15.36 | Station_DSM2018_w30MW_Purch30870 | Generation | On Peak | 2037-02-01 | Expected Values | 4.8 | 0 | 2037-02-01 | 20160 | 15360 | 4800 | 0
| Station_DSM2018_w30MW_Purch30870 | Generation | ALL | 2037-03-01 | Expected Values | 22.32 | Station_DSM2018_w30MW_Purch30870 | Generation | Off Peak | 2037-03-01 | Expected Values | 17.04 | Station_DSM2018_w30MW_Purch30870 | Generation | On Peak | 2037-03-01 | Expected Values | 5.28 | 0 | 2037-03-01 | 22320 | 17040 | 5280 | 0
| Station_DSM2018_w30MW_Purch30870 | Generation | ALL | 2037-04-01 | Expected Values | 21.6 | Station_DSM2018_w30MW_Purch30870 | Generation | Off Peak | 2037-04-01 | Expected Values | 15.66 | Station_DSM2018_w30MW_Purch30870 | Generation | On Peak | 2037-04-01 | Expected Values | 5.94 | 0 | 2037-04-01 | 21600 | 15660 | 5940 | 0
| Station_DSM2018_w30MW_Purch30870 | Generation | ALL | 2037-05-01 | Expected Values | 22.32 | Station_DSM2018_w30MW_Purch30870 | Generation | Off Peak | 2037-05-01 | Expected Values | 16.65 | Station_DSM2018_w30MW_Purch30870 | Generation | On Peak | 2037-05-01 | Expected Values | 5.67 | 0 | 2037-05-01 | 22320 | 16650 | 5670 | 0
| Station_DSM2018_w30MW_Purch30870 | Generation | ALL | 2037-06-01 | Expected Values | 21.6 | Station_DSM2018_w30MW_Purch30870 | Generation | Off Peak | 2037-06-01 | Expected Values | 15.66 | Station_DSM2018_w30MW_Purch30870 | Generation | On Peak | 2037-06-01 | Expected Values | 5.94 | 0 | 2037-06-01 | 21600 | 15660 | 5940 | 0
| Station_DSM2018_w30MW_Purch30870 | Generation | ALL | 2037-07-01 | Expected Values | 22.32 | Station_DSM2018_w30MW_Purch30870 | Generation | Off Peak | 2037-07-01 | Expected Values | 16.11 | Station_DSM2018_w30MW_Purch30870 | Generation | On Peak | 2037-07-01 | Expected Values | 6.21 | 0 | 2037-07-01 | 22320 | 16110 | 6210 | 0
| Station_DSM2018_w30MW_Purch30870 | Generation | ALL | 2037-08-01 | Expected Values | 22.32 | Station_DSM2018_w30MW_Purch30870 | Generation | Off Peak | 2037-08-01 | Expected Values | 16.65 | Station_DSM2018_w30MW_Purch30870 | Generation | On Peak | 2037-08-01 | Expected Values | 5.67 | 0 | 2037-08-01 | 22320 | 16650 | 5670 | 0
| Station_DSM2018_w30MW_Purch30870 | Generation | ALL | 2037-09-01 | Expected Values | 21.6 | Station_DSM2018_w30MW_Purch30870 | Generation | Off Peak | 2037-09-01 | Expected Values | 15.66 | Station_DSM2018_w30MW_Purch30870 | Generation | On Peak | 2037-09-01 | Expected Values | 5.94 | 0 | 2037-09-01 | 21600 | 15660 | 5940 | 0
| Station_DSM2018_w30MW_Purch30870 | Generation | ALL | 2037-10-01 | Expected Values | 22.32 | Station_DSM2018_w30MW_Purch30870 | Generation | Off Peak | 2037-10-01 | Expected Values | 16.38 | Station_DSM2018_w30MW_Purch30870 | Generation | On Peak | 2037-10-01 | Expected Values | 5.94 | 0 | 2037-10-01 | 22320 | 16380 | 5940 | 0
| Station_DSM2018_w30MW_Purch30870 | Generation | ALL | 2037-11-01 | Expected Values | 21.6 | Station_DSM2018_w30MW_Purch30870 | Generation | Off Peak | 2037-11-01 | Expected Values | 16.56 | Station_DSM2018_w30MW_Purch30870 | Generation | On Peak | 2037-11-01 | Expected Values | 5.04 | 0 | 2037-11-01 | 21600 | 16560 | 5040 | 0
| Station_DSM2018_w30MW_Purch30870 | Generation | ALL | 2037-12-01 | Expected Values | 22.32 | Station_DSM2018_w30MW_Purch30870 | Generation | Off Peak | 2037-12-01 | Expected Values | 16.8 | Station_DSM2018_w30MW_Purch30870 | Generation | On Peak | 2037-12-01 | Expected Values | 5.52 | 0 | 2037-12-01 | 22320 | 16800 | 5520 | 0
| Station_DSM2018_w30MW_Purch30870 | Generation | ALL | 2038-01-01 | Expected Values | 22.32 | Station_DSM2018_w30MW_Purch30870 | Generation | Off Peak | 2038-01-01 | Expected Values | 17.28 | Station_DSM2018_w30MW_Purch30870 | Generation | On Peak | 2038-01-01 | Expected Values | 5.04 | 0 | 2038-01-01 | 22320 | 17280 | 5040 | 0
| Station_DSM2018_w30MW_Purch30870 | Generation | ALL | 2038-02-01 | Expected Values | 20.16 | Station_DSM2018_w30MW_Purch30870 | Generation | Off Peak | 2038-02-01 | Expected Values | 15.36 | Station_DSM2018_w30MW_Purch30870 | Generation | On Peak | 2038-02-01 | Expected Values | 4.8 | 0 | 2038-02-01 | 20160 | 15360 | 4800 | 0
| Station_DSM2018_w30MW_Purch30870 | Generation | ALL | 2038-03-01 | Expected Values | 22.32 | Station_DSM2018_w30MW_Purch30870 | Generation | Off Peak | 2038-03-01 | Expected Values | 16.8 | Station_DSM2018_w30MW_Purch30870 | Generation | On Peak | 2038-03-01 | Expected Values | 5.52 | 0 | 2038-03-01 | 22320 | 16800 | 5520 | 0
| Station_DSM2018_w30MW_Purch30870 | Generation | ALL | 2038-04-01 | Expected Values | 21.6 | Station_DSM2018_w30MW_Purch30870 | Generation | Off Peak | 2038-04-01 | Expected Values | 15.66 | Station_DSM2018_w30MW_Purch30870 | Generation | On Peak | 2038-04-01 | Expected Values | 5.94 | 0 | 2038-04-01 | 21600 | 15660 | 5940 | 0
| Station_DSM2018_w30MW_Purch30870 | Generation | ALL | 2038-05-01 | Expected Values | 22.32 | Station_DSM2018_w30MW_Purch30870 | Generation | Off Peak | 2038-05-01 | Expected Values | 16.65 | Station_DSM2018_w30MW_Purch30870 | Generation | On Peak | 2038-05-01 | Expected Values | 5.67 | 0 | 2038-05-01 | 22320 | 16650 | 5670 | 0
| Station_DSM2018_w30MW_Purch30870 | Generation | ALL | 2038-06-01 | Expected Values | 21.6 | Station_DSM2018_w30MW_Purch30870 | Generation | Off Peak | 2038-06-01 | Expected Values | 15.66 | Station_DSM2018_w30MW_Purch30870 | Generation | On Peak | 2038-06-01 | Expected Values | 5.94 | 0 | 2038-06-01 | 21600 | 15660 | 5940 | 0
| Station_DSM2018_w30MW_Purch30870 | Generation | ALL | 2038-07-01 | Expected Values | 22.32 | Station_DSM2018_w30MW_Purch30870 | Generation | Off Peak | 2038-07-01 | Expected Values | 16.38 | Station_DSM2018_w30MW_Purch30870 | Generation | On Peak | 2038-07-01 | Expected Values | 5.94 | 0 | 2038-07-01 | 22320 | 16380 | 5940 | 0
| Station_DSM2018_w30MW_Purch30870 | Generation | ALL | 2038-08-01 | Expected Values | 22.32 | Station_DSM2018_w30MW_Purch30870 | Generation | Off Peak | 2038-08-01 | Expected Values | 16.38 | Station_DSM2018_w30MW_Purch30870 | Generation | On Peak | 2038-08-01 | Expected Values | 5.94 | 0 | 2038-08-01 | 22320 | 16380 | 5940 | 0
| Station_DSM2018_w30MW_Purch30870 | Generation | ALL | 2038-09-01 | Expected Values | 21.6 | Station_DSM2018_w30MW_Purch30870 | Generation | Off Peak | 2038-09-01 | Expected Values | 15.66 | Station_DSM2018_w30MW_Purch30870 | Generation | On Peak | 2038-09-01 | Expected Values | 5.94 | 0 | 2038-09-01 | 21600 | 15660 | 5940 | 0
| Station_DSM2018_w30MW_Purch30870 | Generation | ALL | 2038-10-01 | Expected Values | 22.32 | Station_DSM2018_w30MW_Purch30870 | Generation | Off Peak | 2038-10-01 | Expected Values | 16.65 | Station_DSM2018_w30MW_Purch30870 | Generation | On Peak | 2038-10-01 | Expected Values | 5.67 | 0 | 2038-10-01 | 22320 | 16650 | 5670 | 0
| Station_DSM2018_w30MW_Purch30870 | Generation | ALL | 2038-11-01 | Expected Values | 21.6 | Station_DSM2018_w30MW_Purch30870 | Generation | Off Peak | 2038-11-01 | Expected Values | 16.32 | Station_DSM2018_w30MW_Purch30870 | Generation | On Peak | 2038-11-01 | Expected Values | 5.28 | 0 | 2038-11-01 | 21600 | 16320 | 5280 | 0
| Station_DSM2018_w30MW_Purch30870 | Generation | ALL | 2038-12-01 | Expected Values | 22.32 | Station_DSM2018_w30MW_Purch30870 | Generation | Off Peak | 2038-12-01 | Expected Values | 16.8 | Station_DSM2018_w30MW_Purch30870 | Generation | On Peak | 2038-12-01 | Expected Values | 5.52 | 0 | 2038-12-01 | 22320 | 16800 | 5520 | 0
| Station_DSM2018_w30MW_Purch30870 | Generation | ALL | 2039-01-01 | Expected Values | 22.32 | Station_DSM2018_w30MW_Purch30870 | Generation | Off Peak | 2039-01-01 | Expected Values | 17.28 | Station_DSM2018_w30MW_Purch30870 | Generation | On Peak | 2039-01-01 | Expected Values | 5.04 | 0 | 2039-01-01 | 22320 | 17280 | 5040 | 0
| Station_DSM2018_w30MW_Purch30870 | Generation | ALL | 2039-02-01 | Expected Values | 20.16 | Station_DSM2018_w30MW_Purch30870 | Generation | Off Peak | 2039-02-01 | Expected Values | 15.36 | Station_DSM2018_w30MW_Purch30870 | Generation | On Peak | 2039-02-01 | Expected Values | 4.8 | 0 | 2039-02-01 | 20160 | 15360 | 4800 | 0
| Station_DSM2018_w30MW_Purch30870 | Generation | ALL | 2039-03-01 | Expected Values | 22.32 | Station_DSM2018_w30MW_Purch30870 | Generation | Off Peak | 2039-03-01 | Expected Values | 16.8 | Station_DSM2018_w30MW_Purch30870 | Generation | On Peak | 2039-03-01 | Expected Values | 5.52 | 0 | 2039-03-01 | 22320 | 16800 | 5520 | 0
| Station_DSM2018_w30MW_Purch30870 | Generation | ALL | 2039-04-01 | Expected Values | 21.6 | Station_DSM2018_w30MW_Purch30870 | Generation | Off Peak | 2039-04-01 | Expected Values | 15.93 | Station_DSM2018_w30MW_Purch30870 | Generation | On Peak | 2039-04-01 | Expected Values | 5.67 | 0 | 2039-04-01 | 21600 | 15930 | 5670 | 0
| Station_DSM2018_w30MW_Purch30870 | Generation | ALL | 2039-05-01 | Expected Values | 22.32 | Station_DSM2018_w30MW_Purch30870 | Generation | Off Peak | 2039-05-01 | Expected Values | 16.38 | Station_DSM2018_w30MW_Purch30870 | Generation | On Peak | 2039-05-01 | Expected Values | 5.94 | 0 | 2039-05-01 | 22320 | 16380 | 5940 | 0
| Station_DSM2018_w30MW_Purch30870 | Generation | ALL | 2039-06-01 | Expected Values | 21.6 | Station_DSM2018_w30MW_Purch30870 | Generation | Off Peak | 2039-06-01 | Expected Values | 15.66 | Station_DSM2018_w30MW_Purch30870 | Generation | On Peak | 2039-06-01 | Expected Values | 5.94 | 0 | 2039-06-01 | 21600 | 15660 | 5940 | 0
| Station_DSM2018_w30MW_Purch30870 | Generation | ALL | 2039-07-01 | Expected Values | 22.32 | Station_DSM2018_w30MW_Purch30870 | Generation | Off Peak | 2039-07-01 | Expected Values | 16.65 | Station_DSM2018_w30MW_Purch30870 | Generation | On Peak | 2039-07-01 | Expected Values | 5.67 | 0 | 2039-07-01 | 22320 | 16650 | 5670 | 0
| Station_DSM2018_w30MW_Purch30870 | Generation | ALL | 2039-08-01 | Expected Values | 22.32 | Station_DSM2018_w30MW_Purch30870 | Generation | Off Peak | 2039-08-01 | Expected Values | 16.11 | Station_DSM2018_w30MW_Purch30870 | Generation | On Peak | 2039-08-01 | Expected Values | 6.21 | 0 | 2039-08-01 | 22320 | 16110 | 6210 | 0
| Station_DSM2018_w30MW_Purch30870 | Generation | ALL | 2039-09-01 | Expected Values | 21.6 | Station_DSM2018_w30MW_Purch30870 | Generation | Off Peak | 2039-09-01 | Expected Values | 15.66 | Station_DSM2018_w30MW_Purch30870 | Generation | On Peak | 2039-09-01 | Expected Values | 5.94 | 0 | 2039-09-01 | 21600 | 15660 | 5940 | 0
| Station_DSM2018_w30MW_Purch30870 | Generation | ALL | 2039-10-01 | Expected Values | 22.32 | Station_DSM2018_w30MW_Purch30870 | Generation | Off Peak | 2039-10-01 | Expected Values | 16.65 | Station_DSM2018_w30MW_Purch30870 | Generation | On Peak | 2039-10-01 | Expected Values | 5.67 | 0 | 2039-10-01 | 22320 | 16650 | 5670 | 0
| Station_DSM2018_w30MW_Purch30870 | Generation | ALL | 2039-11-01 | Expected Values | 21.6 | Station_DSM2018_w30MW_Purch30870 | Generation | Off Peak | 2039-11-01 | Expected Values | 16.32 | Station_DSM2018_w30MW_Purch30870 | Generation | On Peak | 2039-11-01 | Expected Values | 5.28 | 0 | 2039-11-01 | 21600 | 16320 | 5280 | 0
| Station_DSM2018_w30MW_Purch30870 | Generation | ALL | 2039-12-01 | Expected Values | 22.32 | Station_DSM2018_w30MW_Purch30870 | Generation | Off Peak | 2039-12-01 | Expected Values | 17.04 | Station_DSM2018_w30MW_Purch30870 | Generation | On Peak | 2039-12-01 | Expected Values | 5.28 | 0 | 2039-12-01 | 22320 | 17040 | 5280 | 0
| Station_DSM2018_w30MW_Purch30870 | Generation | ALL | 2040-01-01 | Expected Values | 22.32 | Station_DSM2018_w30MW_Purch30870 | Generation | Off Peak | 2040-01-01 | Expected Values | 17.04 | Station_DSM2018_w30MW_Purch30870 | Generation | On Peak | 2040-01-01 | Expected Values | 5.28 | 0 | 2040-01-01 | 22320 | 17040 | 5280 | 0
| Station_DSM2018_w30MW_Purch30870 | Generation | ALL | 2040-02-01 | Expected Values | 20.88 | Station_DSM2018_w30MW_Purch30870 | Generation | Off Peak | 2040-02-01 | Expected Values | 15.84 | Station_DSM2018_w30MW_Purch30870 | Generation | On Peak | 2040-02-01 | Expected Values | 5.04 | 0 | 2040-02-01 | 20880 | 15840 | 5040 | 0
| Station_DSM2018_w30MW_Purch30870 | Generation | ALL | 2040-03-01 | Expected Values | 22.32 | Station_DSM2018_w30MW_Purch30870 | Generation | Off Peak | 2040-03-01 | Expected Values | 17.04 | Station_DSM2018_w30MW_Purch30870 | Generation | On Peak | 2040-03-01 | Expected Values | 5.28 | 0 | 2040-03-01 | 22320 | 17040 | 5280 | 0
| Station_DSM2018_w30MW_Purch30870 | Generation | ALL | 2040-04-01 | Expected Values | 21.6 | Station_DSM2018_w30MW_Purch30870 | Generation | Off Peak | 2040-04-01 | Expected Values | 15.93 | Station_DSM2018_w30MW_Purch30870 | Generation | On Peak | 2040-04-01 | Expected Values | 5.67 | 0 | 2040-04-01 | 21600 | 15930 | 5670 | 0
| Station_DSM2018_w30MW_Purch30870 | Generation | ALL | 2040-05-01 | Expected Values | 22.32 | Station_DSM2018_w30MW_Purch30870 | Generation | Off Peak | 2040-05-01 | Expected Values | 16.11 | Station_DSM2018_w30MW_Purch30870 | Generation | On Peak | 2040-05-01 | Expected Values | 6.21 | 0 | 2040-05-01 | 22320 | 16110 | 6210 | 0
| Station_DSM2018_w30MW_Purch30870 | Generation | ALL | 2040-06-01 | Expected Values | 21.6 | Station_DSM2018_w30MW_Purch30870 | Generation | Off Peak | 2040-06-01 | Expected Values | 15.93 | Station_DSM2018_w30MW_Purch30870 | Generation | On Peak | 2040-06-01 | Expected Values | 5.67 | 0 | 2040-06-01 | 21600 | 15930 | 5670 | 0
| Station_DSM2018_w30MW_Purch30870 | Generation | ALL | 2040-07-01 | Expected Values | 22.32 | Station_DSM2018_w30MW_Purch30870 | Generation | Off Peak | 2040-07-01 | Expected Values | 16.38 | Station_DSM2018_w30MW_Purch30870 | Generation | On Peak | 2040-07-01 | Expected Values | 5.94 | 0 | 2040-07-01 | 22320 | 16380 | 5940 | 0
| Station_DSM2018_w30MW_Purch30870 | Generation | ALL | 2040-08-01 | Expected Values | 22.32 | Station_DSM2018_w30MW_Purch30870 | Generation | Off Peak | 2040-08-01 | Expected Values | 16.11 | Station_DSM2018_w30MW_Purch30870 | Generation | On Peak | 2040-08-01 | Expected Values | 6.21 | 0 | 2040-08-01 | 22320 | 16110 | 6210 | 0
| Station_DSM2018_w30MW_Purch30870 | Generation | ALL | 2040-09-01 | Expected Values | 21.6 | Station_DSM2018_w30MW_Purch30870 | Generation | Off Peak | 2040-09-01 | Expected Values | 16.2 | Station_DSM2018_w30MW_Purch30870 | Generation | On Peak | 2040-09-01 | Expected Values | 5.4 | 0 | 2040-09-01 | 21600 | 16200 | 5400 | 0
| Station_DSM2018_w30MW_Purch30870 | Generation | ALL | 2040-10-01 | Expected Values | 22.32 | Station_DSM2018_w30MW_Purch30870 | Generation | Off Peak | 2040-10-01 | Expected Values | 16.11 | Station_DSM2018_w30MW_Purch30870 | Generation | On Peak | 2040-10-01 | Expected Values | 6.21 | 0 | 2040-10-01 | 22320 | 16110 | 6210 | 0
| Station_DSM2018_w30MW_Purch30870 | Generation | ALL | 2040-11-01 | Expected Values | 21.6 | Station_DSM2018_w30MW_Purch30870 | Generation | Off Peak | 2040-11-01 | Expected Values | 16.32 | Station_DSM2018_w30MW_Purch30870 | Generation | On Peak | 2040-11-01 | Expected Values | 5.28 | 0 | 2040-11-01 | 21600 | 16320 | 5280 | 0
| Station_DSM2018_w30MW_Purch30870 | Generation | ALL | 2040-12-01 | Expected Values | 22.32 | Station_DSM2018_w30MW_Purch30870 | Generation | Off Peak | 2040-12-01 | Expected Values | 17.28 | Station_DSM2018_w30MW_Purch30870 | Generation | On Peak | 2040-12-01 | Expected Values | 5.04 | 0 | 2040-12-01 | 22320 | 17280 | 5040 | 0
| Station_DSM2018_w30MW_Purch30870 | Generation | ALL | 2041-01-01 | Expected Values | 22.32 | Station_DSM2018_w30MW_Purch30870 | Generation | Off Peak | 2041-01-01 | Expected Values | 16.8 | Station_DSM2018_w30MW_Purch30870 | Generation | On Peak | 2041-01-01 | Expected Values | 5.52 | 0 | 2041-01-01 | 22320 | 16800 | 5520 | 0
| Station_DSM2018_w30MW_Purch30870 | Generation | ALL | 2041-02-01 | Expected Values | 20.16 | Station_DSM2018_w30MW_Purch30870 | Generation | Off Peak | 2041-02-01 | Expected Values | 15.36 | Station_DSM2018_w30MW_Purch30870 | Generation | On Peak | 2041-02-01 | Expected Values | 4.8 | 0 | 2041-02-01 | 20160 | 15360 | 4800 | 0
| Station_DSM2018_w30MW_Purch30870 | Generation | ALL | 2041-03-01 | Expected Values | 22.32 | Station_DSM2018_w30MW_Purch30870 | Generation | Off Peak | 2041-03-01 | Expected Values | 17.28 | Station_DSM2018_w30MW_Purch30870 | Generation | On Peak | 2041-03-01 | Expected Values | 5.04 | 0 | 2041-03-01 | 22320 | 17280 | 5040 | 0
| Station_DSM2018_w30MW_Purch30870 | Generation | ALL | 2041-04-01 | Expected Values | 21.6 | Station_DSM2018_w30MW_Purch30870 | Generation | Off Peak | 2041-04-01 | Expected Values | 15.66 | Station_DSM2018_w30MW_Purch30870 | Generation | On Peak | 2041-04-01 | Expected Values | 5.94 | 0 | 2041-04-01 | 21600 | 15660 | 5940 | 0
| Station_DSM2018_w30MW_Purch30870 | Generation | ALL | 2041-05-01 | Expected Values | 22.32 | Station_DSM2018_w30MW_Purch30870 | Generation | Off Peak | 2041-05-01 | Expected Values | 16.11 | Station_DSM2018_w30MW_Purch30870 | Generation | On Peak | 2041-05-01 | Expected Values | 6.21 | 0 | 2041-05-01 | 22320 | 16110 | 6210 | 0
| Station_DSM2018_w30MW_Purch30870 | Generation | ALL | 2041-06-01 | Expected Values | 21.6 | Station_DSM2018_w30MW_Purch30870 | Generation | Off Peak | 2041-06-01 | Expected Values | 16.2 | Station_DSM2018_w30MW_Purch30870 | Generation | On Peak | 2041-06-01 | Expected Values | 5.4 | 0 | 2041-06-01 | 21600 | 16200 | 5400 | 0
| Station_DSM2018_w30MW_Purch30870 | Generation | ALL | 2041-07-01 | Expected Values | 22.32 | Station_DSM2018_w30MW_Purch30870 | Generation | Off Peak | 2041-07-01 | Expected Values | 16.11 | Station_DSM2018_w30MW_Purch30870 | Generation | On Peak | 2041-07-01 | Expected Values | 6.21 | 0 | 2041-07-01 | 22320 | 16110 | 6210 | 0
| Station_DSM2018_w30MW_Purch30870 | Generation | ALL | 2041-08-01 | Expected Values | 22.32 | Station_DSM2018_w30MW_Purch30870 | Generation | Off Peak | 2041-08-01 | Expected Values | 16.38 | Station_DSM2018_w30MW_Purch30870 | Generation | On Peak | 2041-08-01 | Expected Values | 5.94 | 0 | 2041-08-01 | 22320 | 16380 | 5940 | 0
| Station_DSM2018_w30MW_Purch30870 | Generation | ALL | 2041-09-01 | Expected Values | 21.6 | Station_DSM2018_w30MW_Purch30870 | Generation | Off Peak | 2041-09-01 | Expected Values | 15.93 | Station_DSM2018_w30MW_Purch30870 | Generation | On Peak | 2041-09-01 | Expected Values | 5.67 | 0 | 2041-09-01 | 21600 | 15930 | 5670 | 0
| Station_DSM2018_w30MW_Purch30870 | Generation | ALL | 2041-10-01 | Expected Values | 22.32 | Station_DSM2018_w30MW_Purch30870 | Generation | Off Peak | 2041-10-01 | Expected Values | 16.11 | Station_DSM2018_w30MW_Purch30870 | Generation | On Peak | 2041-10-01 | Expected Values | 6.21 | 0 | 2041-10-01 | 22320 | 16110 | 6210 | 0
| Station_DSM2018_w30MW_Purch30870 | Generation | ALL | 2041-11-01 | Expected Values | 21.6 | Station_DSM2018_w30MW_Purch30870 | Generation | Off Peak | 2041-11-01 | Expected Values | 16.56 | Station_DSM2018_w30MW_Purch30870 | Generation | On Peak | 2041-11-01 | Expected Values | 5.04 | 0 | 2041-11-01 | 21600 | 16560 | 5040 | 0
| Station_DSM2018_w30MW_Purch30870 | Generation | ALL | 2041-12-01 | Expected Values | 22.32 | Station_DSM2018_w30MW_Purch30870 | Generation | Off Peak | 2041-12-01 | Expected Values | 17.04 | Station_DSM2018_w30MW_Purch30870 | Generation | On Peak | 2041-12-01 | Expected Values | 5.28 | 0 | 2041-12-01 | 22320 | 17040 | 5280 | 0
| Station_DSM2018_w30MW_Purch30870 | Generation | ALL | 2042-01-01 | Expected Values | 22.32 | Station_DSM2018_w30MW_Purch30870 | Generation | Off Peak | 2042-01-01 | Expected Values | 16.8 | Station_DSM2018_w30MW_Purch30870 | Generation | On Peak | 2042-01-01 | Expected Values | 5.52 | 0 | 2042-01-01 | 22320 | 16800 | 5520 | 0
| Station_DSM2018_w30MW_Purch30870 | Generation | ALL | 2042-02-01 | Expected Values | 20.16 | Station_DSM2018_w30MW_Purch30870 | Generation | Off Peak | 2042-02-01 | Expected Values | 15.36 | Station_DSM2018_w30MW_Purch30870 | Generation | On Peak | 2042-02-01 | Expected Values | 4.8 | 0 | 2042-02-01 | 20160 | 15360 | 4800 | 0
| Station_DSM2018_w30MW_Purch30870 | Generation | ALL | 2042-03-01 | Expected Values | 22.32 | Station_DSM2018_w30MW_Purch30870 | Generation | Off Peak | 2042-03-01 | Expected Values | 17.28 | Station_DSM2018_w30MW_Purch30870 | Generation | On Peak | 2042-03-01 | Expected Values | 5.04 | 0 | 2042-03-01 | 22320 | 17280 | 5040 | 0
| Station_DSM2018_w30MW_Purch30870 | Generation | ALL | 2042-04-01 | Expected Values | 21.6 | Station_DSM2018_w30MW_Purch30870 | Generation | Off Peak | 2042-04-01 | Expected Values | 15.66 | Station_DSM2018_w30MW_Purch30870 | Generation | On Peak | 2042-04-01 | Expected Values | 5.94 | 0 | 2042-04-01 | 21600 | 15660 | 5940 | 0
| Station_DSM2018_w30MW_Purch30870 | Generation | ALL | 2042-05-01 | Expected Values | 22.32 | Station_DSM2018_w30MW_Purch30870 | Generation | Off Peak | 2042-05-01 | Expected Values | 16.38 | Station_DSM2018_w30MW_Purch30870 | Generation | On Peak | 2042-05-01 | Expected Values | 5.94 | 0 | 2042-05-01 | 22320 | 16380 | 5940 | 0
| Station_DSM2018_w30MW_Purch30870 | Generation | ALL | 2042-06-01 | Expected Values | 21.6 | Station_DSM2018_w30MW_Purch30870 | Generation | Off Peak | 2042-06-01 | Expected Values | 15.93 | Station_DSM2018_w30MW_Purch30870 | Generation | On Peak | 2042-06-01 | Expected Values | 5.67 | 0 | 2042-06-01 | 21600 | 15930 | 5670 | 0
| Station_DSM2018_w30MW_Purch30870 | Generation | ALL | 2042-07-01 | Expected Values | 22.32 | Station_DSM2018_w30MW_Purch30870 | Generation | Off Peak | 2042-07-01 | Expected Values | 16.11 | Station_DSM2018_w30MW_Purch30870 | Generation | On Peak | 2042-07-01 | Expected Values | 6.21 | 0 | 2042-07-01 | 22320 | 16110 | 6210 | 0
| Station_DSM2018_w30MW_Purch30870 | Generation | ALL | 2042-08-01 | Expected Values | 22.32 | Station_DSM2018_w30MW_Purch30870 | Generation | Off Peak | 2042-08-01 | Expected Values | 16.65 | Station_DSM2018_w30MW_Purch30870 | Generation | On Peak | 2042-08-01 | Expected Values | 5.67 | 0 | 2042-08-01 | 22320 | 16650 | 5670 | 0
| Station_DSM2018_w30MW_Purch30870 | Generation | ALL | 2042-09-01 | Expected Values | 21.6 | Station_DSM2018_w30MW_Purch30870 | Generation | Off Peak | 2042-09-01 | Expected Values | 15.66 | Station_DSM2018_w30MW_Purch30870 | Generation | On Peak | 2042-09-01 | Expected Values | 5.94 | 0 | 2042-09-01 | 21600 | 15660 | 5940 | 0
| Station_DSM2018_w30MW_Purch30870 | Generation | ALL | 2042-10-01 | Expected Values | 22.32 | Station_DSM2018_w30MW_Purch30870 | Generation | Off Peak | 2042-10-01 | Expected Values | 16.11 | Station_DSM2018_w30MW_Purch30870 | Generation | On Peak | 2042-10-01 | Expected Values | 6.21 | 0 | 2042-10-01 | 22320 | 16110 | 6210 | 0
| Station_DSM2018_w30MW_Purch30870 | Generation | ALL | 2042-11-01 | Expected Values | 21.6 | Station_DSM2018_w30MW_Purch30870 | Generation | Off Peak | 2042-11-01 | Expected Values | 16.8 | Station_DSM2018_w30MW_Purch30870 | Generation | On Peak | 2042-11-01 | Expected Values | 4.8 | 0 | 2042-11-01 | 21600 | 16800 | 4800 | 0
| Station_DSM2018_w30MW_Purch30870 | Generation | ALL | 2042-12-01 | Expected Values | 22.32 | Station_DSM2018_w30MW_Purch30870 | Generation | Off Peak | 2042-12-01 | Expected Values | 16.8 | Station_DSM2018_w30MW_Purch30870 | Generation | On Peak | 2042-12-01 | Expected Values | 5.52 | 0 | 2042-12-01 | 22320 | 16800 | 5520 | 0
| Station_DSM2018_w30MW_Purch30870 | Generation | ALL | 2043-01-01 | Expected Values | 22.32 | Station_DSM2018_w30MW_Purch30870 | Generation | Off Peak | 2043-01-01 | Expected Values | 17.04 | Station_DSM2018_w30MW_Purch30870 | Generation | On Peak | 2043-01-01 | Expected Values | 5.28 | 0 | 2043-01-01 | 22320 | 17040 | 5280 | 0
| Station_DSM2018_w30MW_Purch30870 | Generation | ALL | 2043-02-01 | Expected Values | 20.16 | Station_DSM2018_w30MW_Purch30870 | Generation | Off Peak | 2043-02-01 | Expected Values | 15.36 | Station_DSM2018_w30MW_Purch30870 | Generation | On Peak | 2043-02-01 | Expected Values | 4.8 | 0 | 2043-02-01 | 20160 | 15360 | 4800 | 0
| Station_DSM2018_w30MW_Purch30870 | Generation | ALL | 2043-03-01 | Expected Values | 22.32 | Station_DSM2018_w30MW_Purch30870 | Generation | Off Peak | 2043-03-01 | Expected Values | 17.04 | Station_DSM2018_w30MW_Purch30870 | Generation | On Peak | 2043-03-01 | Expected Values | 5.28 | 0 | 2043-03-01 | 22320 | 17040 | 5280 | 0
| Station_DSM2018_w30MW_Purch30870 | Generation | ALL | 2043-04-01 | Expected Values | 21.6 | Station_DSM2018_w30MW_Purch30870 | Generation | Off Peak | 2043-04-01 | Expected Values | 15.66 | Station_DSM2018_w30MW_Purch30870 | Generation | On Peak | 2043-04-01 | Expected Values | 5.94 | 0 | 2043-04-01 | 21600 | 15660 | 5940 | 0
| Station_DSM2018_w30MW_Purch30870 | Generation | ALL | 2043-05-01 | Expected Values | 22.32 | Station_DSM2018_w30MW_Purch30870 | Generation | Off Peak | 2043-05-01 | Expected Values | 16.65 | Station_DSM2018_w30MW_Purch30870 | Generation | On Peak | 2043-05-01 | Expected Values | 5.67 | 0 | 2043-05-01 | 22320 | 16650 | 5670 | 0
| Station_DSM2018_w30MW_Purch30870 | Generation | ALL | 2043-06-01 | Expected Values | 21.6 | Station_DSM2018_w30MW_Purch30870 | Generation | Off Peak | 2043-06-01 | Expected Values | 15.66 | Station_DSM2018_w30MW_Purch30870 | Generation | On Peak | 2043-06-01 | Expected Values | 5.94 | 0 | 2043-06-01 | 21600 | 15660 | 5940 | 0
| Station_DSM2018_w30MW_Purch30870 | Generation | ALL | 2043-07-01 | Expected Values | 22.32 | Station_DSM2018_w30MW_Purch30870 | Generation | Off Peak | 2043-07-01 | Expected Values | 16.11 | Station_DSM2018_w30MW_Purch30870 | Generation | On Peak | 2043-07-01 | Expected Values | 6.21 | 0 | 2043-07-01 | 22320 | 16110 | 6210 | 0
| Station_DSM2018_w30MW_Purch30870 | Generation | ALL | 2043-08-01 | Expected Values | 22.32 | Station_DSM2018_w30MW_Purch30870 | Generation | Off Peak | 2043-08-01 | Expected Values | 16.65 | Station_DSM2018_w30MW_Purch30870 | Generation | On Peak | 2043-08-01 | Expected Values | 5.67 | 0 | 2043-08-01 | 22320 | 16650 | 5670 | 0
| Station_DSM2018_w30MW_Purch30870 | Generation | ALL | 2043-09-01 | Expected Values | 21.6 | Station_DSM2018_w30MW_Purch30870 | Generation | Off Peak | 2043-09-01 | Expected Values | 15.66 | Station_DSM2018_w30MW_Purch30870 | Generation | On Peak | 2043-09-01 | Expected Values | 5.94 | 0 | 2043-09-01 | 21600 | 15660 | 5940 | 0
| Station_DSM2018_w30MW_Purch30870 | Generation | ALL | 2043-10-01 | Expected Values | 22.32 | Station_DSM2018_w30MW_Purch30870 | Generation | Off Peak | 2043-10-01 | Expected Values | 16.38 | Station_DSM2018_w30MW_Purch30870 | Generation | On Peak | 2043-10-01 | Expected Values | 5.94 | 0 | 2043-10-01 | 22320 | 16380 | 5940 | 0
| Station_DSM2018_w30MW_Purch30870 | Generation | ALL | 2043-11-01 | Expected Values | 21.6 | Station_DSM2018_w30MW_Purch30870 | Generation | Off Peak | 2043-11-01 | Expected Values | 16.56 | Station_DSM2018_w30MW_Purch30870 | Generation | On Peak | 2043-11-01 | Expected Values | 5.04 | 0 | 2043-11-01 | 21600 | 16560 | 5040 | 0
| Station_DSM2018_w30MW_Purch30870 | Generation | ALL | 2043-12-01 | Expected Values | 22.32 | Station_DSM2018_w30MW_Purch30870 | Generation | Off Peak | 2043-12-01 | Expected Values | 16.8 | Station_DSM2018_w30MW_Purch30870 | Generation | On Peak | 2043-12-01 | Expected Values | 5.52 | 0 | 2043-12-01 | 22320 | 16800 | 5520 | 0
| Station_DSM2018_w30MW_Purch30870 | Generation | ALL | 2044-01-01 | Expected Values | 22.32 | Station_DSM2018_w30MW_Purch30870 | Generation | Off Peak | 2044-01-01 | Expected Values | 17.28 | Station_DSM2018_w30MW_Purch30870 | Generation | On Peak | 2044-01-01 | Expected Values | 5.04 | 0 | 2044-01-01 | 22320 | 17280 | 5040 | 0
| Station_DSM2018_w30MW_Purch30870 | Generation | ALL | 2044-02-01 | Expected Values | 20.88 | Station_DSM2018_w30MW_Purch30870 | Generation | Off Peak | 2044-02-01 | Expected Values | 15.84 | Station_DSM2018_w30MW_Purch30870 | Generation | On Peak | 2044-02-01 | Expected Values | 5.04 | 0 | 2044-02-01 | 20880 | 15840 | 5040 | 0
| Station_DSM2018_w30MW_Purch30870 | Generation | ALL | 2044-03-01 | Expected Values | 22.32 | Station_DSM2018_w30MW_Purch30870 | Generation | Off Peak | 2044-03-01 | Expected Values | 16.8 | Station_DSM2018_w30MW_Purch30870 | Generation | On Peak | 2044-03-01 | Expected Values | 5.52 | 0 | 2044-03-01 | 22320 | 16800 | 5520 | 0
| Station_DSM2018_w30MW_Purch30870 | Generation | ALL | 2044-04-01 | Expected Values | 21.6 | Station_DSM2018_w30MW_Purch30870 | Generation | Off Peak | 2044-04-01 | Expected Values | 15.93 | Station_DSM2018_w30MW_Purch30870 | Generation | On Peak | 2044-04-01 | Expected Values | 5.67 | 0 | 2044-04-01 | 21600 | 15930 | 5670 | 0
| Station_DSM2018_w30MW_Purch30870 | Generation | ALL | 2044-05-01 | Expected Values | 22.32 | Station_DSM2018_w30MW_Purch30870 | Generation | Off Peak | 2044-05-01 | Expected Values | 16.38 | Station_DSM2018_w30MW_Purch30870 | Generation | On Peak | 2044-05-01 | Expected Values | 5.94 | 0 | 2044-05-01 | 22320 | 16380 | 5940 | 0
| Station_DSM2018_w30MW_Purch30870 | Generation | ALL | 2044-06-01 | Expected Values | 21.6 | Station_DSM2018_w30MW_Purch30870 | Generation | Off Peak | 2044-06-01 | Expected Values | 15.66 | Station_DSM2018_w30MW_Purch30870 | Generation | On Peak | 2044-06-01 | Expected Values | 5.94 | 0 | 2044-06-01 | 21600 | 15660 | 5940 | 0
| Station_DSM2018_w30MW_Purch30870 | Generation | ALL | 2044-07-01 | Expected Values | 22.32 | Station_DSM2018_w30MW_Purch30870 | Generation | Off Peak | 2044-07-01 | Expected Values | 16.65 | Station_DSM2018_w30MW_Purch30870 | Generation | On Peak | 2044-07-01 | Expected Values | 5.67 | 0 | 2044-07-01 | 22320 | 16650 | 5670 | 0
| Station_DSM2018_w30MW_Purch30870 | Generation | ALL | 2044-08-01 | Expected Values | 22.32 | Station_DSM2018_w30MW_Purch30870 | Generation | Off Peak | 2044-08-01 | Expected Values | 16.11 | Station_DSM2018_w30MW_Purch30870 | Generation | On Peak | 2044-08-01 | Expected Values | 6.21 | 0 | 2044-08-01 | 22320 | 16110 | 6210 | 0
| Station_DSM2018_w30MW_Purch30870 | Generation | ALL | 2044-09-01 | Expected Values | 21.6 | Station_DSM2018_w30MW_Purch30870 | Generation | Off Peak | 2044-09-01 | Expected Values | 15.66 | Station_DSM2018_w30MW_Purch30870 | Generation | On Peak | 2044-09-01 | Expected Values | 5.94 | 0 | 2044-09-01 | 21600 | 15660 | 5940 | 0
| Station_DSM2018_w30MW_Purch30870 | Generation | ALL | 2044-10-01 | Expected Values | 22.32 | Station_DSM2018_w30MW_Purch30870 | Generation | Off Peak | 2044-10-01 | Expected Values | 16.65 | Station_DSM2018_w30MW_Purch30870 | Generation | On Peak | 2044-10-01 | Expected Values | 5.67 | 0 | 2044-10-01 | 22320 | 16650 | 5670 | 0
| Station_DSM2018_w30MW_Purch30870 | Generation | ALL | 2044-11-01 | Expected Values | 21.6 | Station_DSM2018_w30MW_Purch30870 | Generation | Off Peak | 2044-11-01 | Expected Values | 16.32 | Station_DSM2018_w30MW_Purch30870 | Generation | On Peak | 2044-11-01 | Expected Values | 5.28 | 0 | 2044-11-01 | 21600 | 16320 | 5280 | 0
| Station_DSM2018_w30MW_Purch30870 | Generation | ALL | 2044-12-01 | Expected Values | 22.32 | Station_DSM2018_w30MW_Purch30870 | Generation | Off Peak | 2044-12-01 | Expected Values | 17.04 | Station_DSM2018_w30MW_Purch30870 | Generation | On Peak | 2044-12-01 | Expected Values | 5.28 | 0 | 2044-12-01 | 22320 | 17040 | 5280 | 0
| Station_DSM2018_w30MW_Purch30870 | Generation | ALL | 2045-01-01 | Expected Values | 22.32 | Station_DSM2018_w30MW_Purch30870 | Generation | Off Peak | 2045-01-01 | Expected Values | 17.04 | Station_DSM2018_w30MW_Purch30870 | Generation | On Peak | 2045-01-01 | Expected Values | 5.28 | 0 | 2045-01-01 | 22320 | 17040 | 5280 | 0
| Station_DSM2018_w30MW_Purch30870 | Generation | ALL | 2045-02-01 | Expected Values | 20.16 | Station_DSM2018_w30MW_Purch30870 | Generation | Off Peak | 2045-02-01 | Expected Values | 15.36 | Station_DSM2018_w30MW_Purch30870 | Generation | On Peak | 2045-02-01 | Expected Values | 4.8 | 0 | 2045-02-01 | 20160 | 15360 | 4800 | 0
| Station_DSM2018_w30MW_Purch30870 | Generation | ALL | 2045-03-01 | Expected Values | 22.32 | Station_DSM2018_w30MW_Purch30870 | Generation | Off Peak | 2045-03-01 | Expected Values | 16.8 | Station_DSM2018_w30MW_Purch30870 | Generation | On Peak | 2045-03-01 | Expected Values | 5.52 | 0 | 2045-03-01 | 22320 | 16800 | 5520 | 0
| Station_DSM2018_w30MW_Purch30870 | Generation | ALL | 2045-04-01 | Expected Values | 21.6 | Station_DSM2018_w30MW_Purch30870 | Generation | Off Peak | 2045-04-01 | Expected Values | 16.2 | Station_DSM2018_w30MW_Purch30870 | Generation | On Peak | 2045-04-01 | Expected Values | 5.4 | 0 | 2045-04-01 | 21600 | 16200 | 5400 | 0
| Station_DSM2018_w30MW_Purch30870 | Generation | ALL | 2045-05-01 | Expected Values | 22.32 | Station_DSM2018_w30MW_Purch30870 | Generation | Off Peak | 2045-05-01 | Expected Values | 16.11 | Station_DSM2018_w30MW_Purch30870 | Generation | On Peak | 2045-05-01 | Expected Values | 6.21 | 0 | 2045-05-01 | 22320 | 16110 | 6210 | 0
| Station_DSM2018_w30MW_Purch30870 | Generation | ALL | 2045-06-01 | Expected Values | 21.6 | Station_DSM2018_w30MW_Purch30870 | Generation | Off Peak | 2045-06-01 | Expected Values | 15.66 | Station_DSM2018_w30MW_Purch30870 | Generation | On Peak | 2045-06-01 | Expected Values | 5.94 | 0 | 2045-06-01 | 21600 | 15660 | 5940 | 0
| Station_DSM2018_w30MW_Purch30870 | Generation | ALL | 2045-07-01 | Expected Values | 22.32 | Station_DSM2018_w30MW_Purch30870 | Generation | Off Peak | 2045-07-01 | Expected Values | 16.65 | Station_DSM2018_w30MW_Purch30870 | Generation | On Peak | 2045-07-01 | Expected Values | 5.67 | 0 | 2045-07-01 | 22320 | 16650 | 5670 | 0
| Station_DSM2018_w30MW_Purch30870 | Generation | ALL | 2045-08-01 | Expected Values | 22.32 | Station_DSM2018_w30MW_Purch30870 | Generation | Off Peak | 2045-08-01 | Expected Values | 16.11 | Station_DSM2018_w30MW_Purch30870 | Generation | On Peak | 2045-08-01 | Expected Values | 6.21 | 0 | 2045-08-01 | 22320 | 16110 | 6210 | 0
| Station_DSM2018_w30MW_Purch30870 | Generation | ALL | 2045-09-01 | Expected Values | 21.6 | Station_DSM2018_w30MW_Purch30870 | Generation | Off Peak | 2045-09-01 | Expected Values | 15.93 | Station_DSM2018_w30MW_Purch30870 | Generation | On Peak | 2045-09-01 | Expected Values | 5.67 | 0 | 2045-09-01 | 21600 | 15930 | 5670 | 0
| Station_DSM2018_w30MW_Purch30870 | Generation | ALL | 2045-10-01 | Expected Values | 22.32 | Station_DSM2018_w30MW_Purch30870 | Generation | Off Peak | 2045-10-01 | Expected Values | 16.38 | Station_DSM2018_w30MW_Purch30870 | Generation | On Peak | 2045-10-01 | Expected Values | 5.94 | 0 | 2045-10-01 | 22320 | 16380 | 5940 | 0
| Station_DSM2018_w30MW_Purch30870 | Generation | ALL | 2045-11-01 | Expected Values | 21.6 | Station_DSM2018_w30MW_Purch30870 | Generation | Off Peak | 2045-11-01 | Expected Values | 16.32 | Station_DSM2018_w30MW_Purch30870 | Generation | On Peak | 2045-11-01 | Expected Values | 5.28 | 0 | 2045-11-01 | 21600 | 16320 | 5280 | 0
| Station_DSM2018_w30MW_Purch30870 | Generation | ALL | 2045-12-01 | Expected Values | 22.32 | Station_DSM2018_w30MW_Purch30870 | Generation | Off Peak | 2045-12-01 | Expected Values | 17.28 | Station_DSM2018_w30MW_Purch30870 | Generation | On Peak | 2045-12-01 | Expected Values | 5.04 | 0 | 2045-12-01 | 22320 | 17280 | 5040 | 0
| Station_DSM2018_w30MW_Purch30870 | Generation | ALL | 2046-01-01 | Expected Values | 22.32 | Station_DSM2018_w30MW_Purch30870 | Generation | Off Peak | 2046-01-01 | Expected Values | 16.8 | Station_DSM2018_w30MW_Purch30870 | Generation | On Peak | 2046-01-01 | Expected Values | 5.52 | 0 | 2046-01-01 | 22320 | 16800 | 5520 | 0
| Station_DSM2018_w30MW_Purch30870 | Generation | ALL | 2046-02-01 | Expected Values | 20.16 | Station_DSM2018_w30MW_Purch30870 | Generation | Off Peak | 2046-02-01 | Expected Values | 15.36 | Station_DSM2018_w30MW_Purch30870 | Generation | On Peak | 2046-02-01 | Expected Values | 4.8 | 0 | 2046-02-01 | 20160 | 15360 | 4800 | 0
| Station_DSM2018_w30MW_Purch30870 | Generation | ALL | 2046-03-01 | Expected Values | 22.32 | Station_DSM2018_w30MW_Purch30870 | Generation | Off Peak | 2046-03-01 | Expected Values | 17.04 | Station_DSM2018_w30MW_Purch30870 | Generation | On Peak | 2046-03-01 | Expected Values | 5.28 | 0 | 2046-03-01 | 22320 | 17040 | 5280 | 0
| Station_DSM2018_w30MW_Purch30870 | Generation | ALL | 2046-04-01 | Expected Values | 21.6 | Station_DSM2018_w30MW_Purch30870 | Generation | Off Peak | 2046-04-01 | Expected Values | 15.93 | Station_DSM2018_w30MW_Purch30870 | Generation | On Peak | 2046-04-01 | Expected Values | 5.67 | 0 | 2046-04-01 | 21600 | 15930 | 5670 | 0
| Station_DSM2018_w30MW_Purch30870 | Generation | ALL | 2046-05-01 | Expected Values | 22.32 | Station_DSM2018_w30MW_Purch30870 | Generation | Off Peak | 2046-05-01 | Expected Values | 16.11 | Station_DSM2018_w30MW_Purch30870 | Generation | On Peak | 2046-05-01 | Expected Values | 6.21 | 0 | 2046-05-01 | 22320 | 16110 | 6210 | 0
| Station_DSM2018_w30MW_Purch30870 | Generation | ALL | 2046-06-01 | Expected Values | 21.6 | Station_DSM2018_w30MW_Purch30870 | Generation | Off Peak | 2046-06-01 | Expected Values | 15.93 | Station_DSM2018_w30MW_Purch30870 | Generation | On Peak | 2046-06-01 | Expected Values | 5.67 | 0 | 2046-06-01 | 21600 | 15930 | 5670 | 0
| Station_DSM2018_w30MW_Purch30870 | Generation | ALL | 2046-07-01 | Expected Values | 22.32 | Station_DSM2018_w30MW_Purch30870 | Generation | Off Peak | 2046-07-01 | Expected Values | 16.38 | Station_DSM2018_w30MW_Purch30870 | Generation | On Peak | 2046-07-01 | Expected Values | 5.94 | 0 | 2046-07-01 | 22320 | 16380 | 5940 | 0
| Station_DSM2018_w30MW_Purch30870 | Generation | ALL | 2046-08-01 | Expected Values | 22.32 | Station_DSM2018_w30MW_Purch30870 | Generation | Off Peak | 2046-08-01 | Expected Values | 16.11 | Station_DSM2018_w30MW_Purch30870 | Generation | On Peak | 2046-08-01 | Expected Values | 6.21 | 0 | 2046-08-01 | 22320 | 16110 | 6210 | 0
| Station_DSM2018_w30MW_Purch30870 | Generation | ALL | 2046-09-01 | Expected Values | 21.6 | Station_DSM2018_w30MW_Purch30870 | Generation | Off Peak | 2046-09-01 | Expected Values | 16.2 | Station_DSM2018_w30MW_Purch30870 | Generation | On Peak | 2046-09-01 | Expected Values | 5.4 | 0 | 2046-09-01 | 21600 | 16200 | 5400 | 0
| Station_DSM2018_w30MW_Purch30870 | Generation | ALL | 2046-10-01 | Expected Values | 22.32 | Station_DSM2018_w30MW_Purch30870 | Generation | Off Peak | 2046-10-01 | Expected Values | 16.11 | Station_DSM2018_w30MW_Purch30870 | Generation | On Peak | 2046-10-01 | Expected Values | 6.21 | 0 | 2046-10-01 | 22320 | 16110 | 6210 | 0
| Station_DSM2018_w30MW_Purch30870 | Generation | ALL | 2046-11-01 | Expected Values | 21.6 | Station_DSM2018_w30MW_Purch30870 | Generation | Off Peak | 2046-11-01 | Expected Values | 16.32 | Station_DSM2018_w30MW_Purch30870 | Generation | On Peak | 2046-11-01 | Expected Values | 5.28 | 0 | 2046-11-01 | 21600 | 16320 | 5280 | 0
| Station_DSM2018_w30MW_Purch30870 | Generation | ALL | 2046-12-01 | Expected Values | 22.32 | Station_DSM2018_w30MW_Purch30870 | Generation | Off Peak | 2046-12-01 | Expected Values | 17.28 | Station_DSM2018_w30MW_Purch30870 | Generation | On Peak | 2046-12-01 | Expected Values | 5.04 | 0 | 2046-12-01 | 22320 | 17280 | 5040 | 0
| Station_DSM2018_w30MW_Purch30870 | Generation | ALL | 2047-01-01 | Expected Values | 22.32 | Station_DSM2018_w30MW_Purch30870 | Generation | Off Peak | 2047-01-01 | Expected Values | 16.8 | Station_DSM2018_w30MW_Purch30870 | Generation | On Peak | 2047-01-01 | Expected Values | 5.52 | 0 | 2047-01-01 | 22320 | 16800 | 5520 | 0
| Station_DSM2018_w30MW_Purch30870 | Generation | ALL | 2047-02-01 | Expected Values | 20.16 | Station_DSM2018_w30MW_Purch30870 | Generation | Off Peak | 2047-02-01 | Expected Values | 15.36 | Station_DSM2018_w30MW_Purch30870 | Generation | On Peak | 2047-02-01 | Expected Values | 4.8 | 0 | 2047-02-01 | 20160 | 15360 | 4800 | 0
| Station_DSM2018_w30MW_Purch30870 | Generation | ALL | 2047-03-01 | Expected Values | 22.32 | Station_DSM2018_w30MW_Purch30870 | Generation | Off Peak | 2047-03-01 | Expected Values | 17.28 | Station_DSM2018_w30MW_Purch30870 | Generation | On Peak | 2047-03-01 | Expected Values | 5.04 | 0 | 2047-03-01 | 22320 | 17280 | 5040 | 0
| Station_DSM2018_w30MW_Purch30870 | Generation | ALL | 2047-04-01 | Expected Values | 21.6 | Station_DSM2018_w30MW_Purch30870 | Generation | Off Peak | 2047-04-01 | Expected Values | 15.66 | Station_DSM2018_w30MW_Purch30870 | Generation | On Peak | 2047-04-01 | Expected Values | 5.94 | 0 | 2047-04-01 | 21600 | 15660 | 5940 | 0
| Station_DSM2018_w30MW_Purch30870 | Generation | ALL | 2047-05-01 | Expected Values | 22.32 | Station_DSM2018_w30MW_Purch30870 | Generation | Off Peak | 2047-05-01 | Expected Values | 16.11 | Station_DSM2018_w30MW_Purch30870 | Generation | On Peak | 2047-05-01 | Expected Values | 6.21 | 0 | 2047-05-01 | 22320 | 16110 | 6210 | 0
| Station_DSM2018_w30MW_Purch30870 | Generation | ALL | 2047-06-01 | Expected Values | 21.6 | Station_DSM2018_w30MW_Purch30870 | Generation | Off Peak | 2047-06-01 | Expected Values | 16.2 | Station_DSM2018_w30MW_Purch30870 | Generation | On Peak | 2047-06-01 | Expected Values | 5.4 | 0 | 2047-06-01 | 21600 | 16200 | 5400 | 0
| Station_DSM2018_w30MW_Purch30870 | Generation | ALL | 2047-07-01 | Expected Values | 22.32 | Station_DSM2018_w30MW_Purch30870 | Generation | Off Peak | 2047-07-01 | Expected Values | 16.11 | Station_DSM2018_w30MW_Purch30870 | Generation | On Peak | 2047-07-01 | Expected Values | 6.21 | 0 | 2047-07-01 | 22320 | 16110 | 6210 | 0
| Station_DSM2018_w30MW_Purch30870 | Generation | ALL | 2047-08-01 | Expected Values | 22.32 | Station_DSM2018_w30MW_Purch30870 | Generation | Off Peak | 2047-08-01 | Expected Values | 16.38 | Station_DSM2018_w30MW_Purch30870 | Generation | On Peak | 2047-08-01 | Expected Values | 5.94 | 0 | 2047-08-01 | 22320 | 16380 | 5940 | 0
| Station_DSM2018_w30MW_Purch30870 | Generation | ALL | 2047-09-01 | Expected Values | 21.6 | Station_DSM2018_w30MW_Purch30870 | Generation | Off Peak | 2047-09-01 | Expected Values | 15.93 | Station_DSM2018_w30MW_Purch30870 | Generation | On Peak | 2047-09-01 | Expected Values | 5.67 | 0 | 2047-09-01 | 21600 | 15930 | 5670 | 0
| Station_DSM2018_w30MW_Purch30870 | Generation | ALL | 2047-10-01 | Expected Values | 22.32 | Station_DSM2018_w30MW_Purch30870 | Generation | Off Peak | 2047-10-01 | Expected Values | 16.11 | Station_DSM2018_w30MW_Purch30870 | Generation | On Peak | 2047-10-01 | Expected Values | 6.21 | 0 | 2047-10-01 | 22320 | 16110 | 6210 | 0
| Station_DSM2018_w30MW_Purch30870 | Generation | ALL | 2047-11-01 | Expected Values | 21.6 | Station_DSM2018_w30MW_Purch30870 | Generation | Off Peak | 2047-11-01 | Expected Values | 16.56 | Station_DSM2018_w30MW_Purch30870 | Generation | On Peak | 2047-11-01 | Expected Values | 5.04 | 0 | 2047-11-01 | 21600 | 16560 | 5040 | 0
| Station_DSM2018_w30MW_Purch30870 | Generation | ALL | 2047-12-01 | Expected Values | 22.32 | Station_DSM2018_w30MW_Purch30870 | Generation | Off Peak | 2047-12-01 | Expected Values | 17.04 | Station_DSM2018_w30MW_Purch30870 | Generation | On Peak | 2047-12-01 | Expected Values | 5.28 | 0 | 2047-12-01 | 22320 | 17040 | 5280 | 0
Formulas:
DATE = [Date]

## Fuel Calcs
Base Run: | DSM2018_Base_ABJJE .@18-Jun-08 10:19
Change Run: | DSM2018_w30MW_Purch_ABJJE .@18-Jun-08 14:44
DRAFT
As Available Energy Price (Fuel Only) Forecast - TYSP 2018
|  | Base Case - Fuel Costs ($) |  |  | (30 MW) Case - Fuel Costs ($) |  |  | Delta - Fuel Costs ($) |  |  |  | Delta - Fuel Costs Summary ($) |  |  |  | 30 MW As Available Energy
| DATE | TOD - ALL | Off-Peak | On-Peak | TOD - ALL | Off-Peak | On-Peak | DATE | TOD - ALL | Off-Peak | On-Peak | Row Labels | Sum of Off-Peak | Sum of On-Peak | Sum of TOD - ALL | Row Labels | Sum of Value | Sum of Off Peak | Sum of On Peak | Date | Average Incremental Fuel Only ($/MWh) | Off Peak Incremental Fuel Only ($/MWh) | On Peak Incremental Fuel Only ($/MWh)
| 2018-01-01 | 37524130 | 27168740 | 10355380 | 36896100 | 26693180 | 10202920 | 2018-01-01 | -628030 | -475560 | -152460 | 2018 | -4935860 | -1782540 | -6718420 | 2018 | 262800 | 195570 | 67230 | 2018 | 25.5648 | 25.2383 | 26.5141
| 2018-02-01 | 33239370 | 24336140 | 8903230 | 32673990 | 23909080 | 8764910 | 2018-02-01 | -565380 | -427060 | -138320 | 2019 | -4919520 | -1778570 | -6698110 | 2019 | 262800 | 195540 | 67260 | 2019 | 25.4875 | 25.1586 | 26.4432
| 2018-03-01 | 36745820 | 27261990 | 9483830 | 36047870 | 26738810 | 9309060 | 2018-03-01 | -697950 | -523180 | -174770 | 2020 | -5443460 | -2021350 | -7464840 | 2020 | 263520 | 196050 | 67470 | 2020 | 28.3274 | 27.7657 | 29.9592
| 2018-04-01 | 34591840 | 23269950 | 11321890 | 34047520 | 22869730 | 11177790 | 2018-04-01 | -544320 | -400220 | -144100 | 2021 | -5427030 | -1981170 | -7408180 | 2021 | 262800 | 195600 | 67200 | 2021 | 28.1894 | 27.7456 | 29.4817
| 2018-05-01 | 36677340 | 24408240 | 12269100 | 36161950 | 24045800 | 12116150 | 2018-05-01 | -515390 | -362440 | -152950 | 2022 | -5578220 | -2067360 | -7645520 | 2022 | 262800 | 195840 | 66960 | 2022 | 29.0925 | 28.4836 | 30.8746
| 2018-06-01 | 39523750 | 27292270 | 12231480 | 38958490 | 26881150 | 12077340 | 2018-06-01 | -565260 | -411120 | -154140 | 2023 | -5825420 | -2110560 | -7935950 | 2023 | 262800 | 195840 | 66960 | 2023 | 30.1977 | 29.7458 | 31.5197
| 2018-07-01 | 41358580 | 28181150 | 13177420 | 40879460 | 27832750 | 13046700 | 2018-07-01 | -479120 | -348400 | -130720 | 2024 | -6093680 | -2185740 | -8279440 | 2024 | 263520 | 196020 | 67500 | 2024 | 31.4186 | 31.087 | 32.3813
| 2018-08-01 | 42282370 | 28421230 | 13861150 | 41753590 | 28053540 | 13700060 | 2018-08-01 | -528780 | -367690 | -161090 | 2025 | -6483500 | -2330810 | -8814350 | 2025 | 262800 | 195540 | 67260 | 2025 | 33.5401 | 33.1569 | 34.6537
| 2018-09-01 | 37736960 | 26873200 | 10863740 | 37248940 | 26517080 | 10731850 | 2018-09-01 | -488020 | -356120 | -131890 | 2026 | -6771660 | -2411100 | -9182760 | 2026 | 262800 | 195570 | 67230 | 2026 | 34.942 | 34.6252 | 35.8635
| 2018-10-01 | 35382720 | 23369690 | 12013030 | 34810130 | 22962540 | 11847590 | 2018-10-01 | -572590 | -407150 | -165440 | 2027 | -7100850 | -2657680 | -9758530 | 2027 | 262800 | 195600 | 67200 | 2027 | 37.1329 | 36.3029 | 39.5488
| 2018-11-01 | 32439060 | 23849400 | 8589660 | 31855560 | 23412470 | 8443080 | 2018-11-01 | -583500 | -436930 | -146580 | 2028 | -7991510 | -2904440 | -10895950 | 2028 | 263520 | 196560 | 66960 | 2028 | 41.3477 | 40.6568 | 43.3757
| 2018-12-01 | 34387980 | 25803040 | 8584930 | 33837900 | 25383050 | 8454850 | 2018-12-01 | -550080 | -419990 | -130080 | 2029 | -8390840 | -3216790 | -11607600 | 2029 | 262800 | 195570 | 67230 | 2029 | 44.1689 | 42.9045 | 47.8475
| 2019-01-01 | 36816900 | 26485390 | 10331520 | 36218420 | 26033490 | 10184940 | 2019-01-01 | -598480 | -451900 | -146580 | 2030 | -9237700 | -3753710 | -12991470 | 2030 | 262800 | 195540 | 67260 | 2030 | 49.4348 | 47.242 | 55.809
| 2019-02-01 | 32400990 | 23506770 | 8894220 | 31857590 | 23098900 | 8758690 | 2019-02-01 | -543400 | -407870 | -135530 | 2031 | -9350570 | -3594800 | -12945300 | 2031 | 262800 | 195540 | 67260 | 2031 | 49.2591 | 47.8192 | 53.4463
| 2019-03-01 | 34523820 | 25784560 | 8739260 | 33947850 | 25341600 | 8606260 | 2019-03-01 | -575970 | -442960 | -133000 | 2032 | -10066340 | -4131900 | -14198230 | 2032 | 263520 | 196080 | 67440 | 2032 | 53.8791 | 51.3379 | 61.2678
| 2019-04-01 | 33666750 | 22365150 | 11301610 | 33199650 | 22028500 | 11171150 | 2019-04-01 | -467100 | -336650 | -130460 | 2033 | -10636850 | -4477570 | -15114380 | 2033 | 262800 | 195840 | 66960 | 2033 | 57.5129 | 54.314 | 66.8693
| 2019-05-01 | 37644230 | 25074390 | 12569840 | 37149500 | 24721830 | 12427680 | 2019-05-01 | -494730 | -352560 | -142160 | 2034 | -11342700 | -4485560 | -15828230 | 2034 | 262800 | 195840 | 66960 | 2034 | 60.2292 | 57.9182 | 66.9886
| 2019-06-01 | 42270630 | 29563190 | 12707440 | 41645720 | 29101600 | 12544120 | 2019-06-01 | -624910 | -461590 | -163320 | 2035 | -12257710 | -5167670 | -17425420 | 2035 | 262800 | 195570 | 67230 | 2035 | 66.3068 | 62.6768 | 76.8655
| 2019-07-01 | 44652220 | 29588780 | 15063440 | 44035710 | 29144920 | 14890800 | 2019-07-01 | -616510 | -443860 | -172640 | 2036 | -12223550 | -5037100 | -17260590 | 2036 | 263520 | 196020 | 67500 | 2036 | 65.5001 | 62.3587 | 74.6237
| 2019-08-01 | 45547220 | 31118360 | 14428860 | 45008990 | 30710500 | 14298500 | 2019-08-01 | -538230 | -407860 | -130360 | 2037 | -13016900 | -5353040 | -18369920 | 2037 | 262800 | 195570 | 67230 | 2037 | 69.9008 | 66.5588 | 79.6228
| 2019-09-01 | 41869430 | 28925570 | 12943860 | 41281890 | 28490890 | 12791000 | 2019-09-01 | -587540 | -434680 | -152860 | 2038 | -12958190 | -5478450 | -18436620 | 2038 | 262800 | 195600 | 67200 | 2038 | 70.1546 | 66.2484 | 81.5246
| 2019-10-01 | 39136680 | 25770000 | 13366670 | 38556730 | 25393020 | 13163710 | 2019-10-01 | -579950 | -376980 | -202960 | 2039 | -13597900 | -4868570 | -18466480 | 2039 | 262800 | 195840 | 66960 | 2039 | 70.2682 | 69.4337 | 72.7086
| 2019-11-01 | 31283650 | 23381310 | 7902350 | 30787160 | 23000750 | 7786400 | 2019-11-01 | -496490 | -380560 | -115950 | 2040 | -13471610 | -6437940 | -19909570 | 2040 | 263520 | 196290 | 67230 | 2040 | 75.5524 | 68.6312 | 95.7599
| 2019-12-01 | 36469950 | 26838480 | 9631480 | 35895150 | 26416430 | 9478730 | 2019-12-01 | -574800 | -422050 | -152750 | 2041 | -14869220 | -5572590 | -20441810 | 2041 | 262800 | 195540 | 67260 | 2041 | 77.7847 | 76.0418 | 82.8515
| 2020-01-01 | 39788810 | 28528120 | 11260680 | 39138840 | 28043540 | 11095300 | 2020-01-01 | -649970 | -484580 | -165380 | 2042 | -16149890 | -5734510 | -21884430 | 2042 | 262800 | 195540 | 67260 | 2042 | 83.2741 | 82.5912 | 85.2588
| 2020-02-01 | 34472560 | 25219190 | 9253380 | 33878830 | 24767540 | 9111300 | 2020-02-01 | -593730 | -451650 | -142080 | 2043 | -16265910 | -6118740 | -22384640 | 2043 | 262800 | 195570 | 67230 | 2043 | 85.1775 | 83.1718 | 91.012
| 2020-03-01 | 38232980 | 27979670 | 10253310 | 37545430 | 27464780 | 10080660 | 2020-03-01 | -687550 | -514890 | -172650 | 2044 | -15344440 | -6260390 | -21604760 | 2044 | 263520 | 196320 | 67200 | 2044 | 81.9853 | 78.1604 | 93.1606
| 2020-04-01 | 36419230 | 24075000 | 12344240 | 35896890 | 23705030 | 12191860 | 2020-04-01 | -522340 | -369970 | -152380 | 2045 | -15995070 | -6529420 | -22524510 | 2045 | 262800 | 195840 | 66960 | 2045 | 85.7097 | 81.6742 | 97.5122
| 2020-05-01 | 40971620 | 28464280 | 12507350 | 40445790 | 28071990 | 12373810 | 2020-05-01 | -525830 | -392290 | -133540 | 2046 | -16278620 | -6592460 | -22871090 | 2046 | 262800 | 195570 | 67230 | 2046 | 87.0285 | 83.2368 | 98.0583
| 2020-06-01 | 46233550 | 31019820 | 15213740 | 45548020 | 30520900 | 15027130 | 2020-06-01 | -685530 | -498920 | -186610 | 2047 | -16368710 | -6835520 | -23204240 | 2047 | 262800 | 195540 | 67260 | 2047 | 88.2962 | 83.7103 | 101.6283
| 2020-07-01 | 48607690 | 32181550 | 16426140 | 48004220 | 31750060 | 16254160 | 2020-07-01 | -603470 | -431490 | -171980
| 2020-08-01 | 49531720 | 34681040 | 14850670 | 48862800 | 34175660 | 14687140 | 2020-08-01 | -668920 | -505380 | -163530
| 2020-09-01 | 45956340 | 31137700 | 14818640 | 45395100 | 30736530 | 14658570 | 2020-09-01 | -561240 | -401170 | -160070
| 2020-10-01 | 42595210 | 29011000 | 13584210 | 41794050 | 28517370 | 13276680 | 2020-10-01 | -801160 | -493630 | -307530
| 2020-11-01 | 34143600 | 25435410 | 8708180 | 33590490 | 25013180 | 8577320 | 2020-11-01 | -553110 | -422230 | -130860
| 2020-12-01 | 39970000 | 28953900 | 11016100 | 39358010 | 28476640 | 10881360 | 2020-12-01 | -611990 | -477260 | -134740
| 2021-01-01 | 43096760 | 31747180 | 11349590 | 42383340 | 31194590 | 11188760 | 2021-01-01 | -713420 | -552590 | -160830
| 2021-02-01 | 37215770 | 26799650 | 10416120 | 36591760 | 26323300 | 10268460 | 2021-02-01 | -624010 | -476350 | -147660
| 2021-03-01 | 39729220 | 28652560 | 11076660 | 39075810 | 28163240 | 10912560 | 2021-03-01 | -653410 | -489320 | -164100
| 2021-04-01 | 38671270 | 25499210 | 13172070 | 38121500 | 25103460 | 13018040 | 2021-04-01 | -549770 | -395750 | -154030
| 2021-05-01 | 43657380 | 30268640 | 13388750 | 43070180 | 29839280 | 13230900 | 2021-05-01 | -587200 | -429360 | -157850
| 2021-06-01 | 49006430 | 32785070 | 16221360 | 48390130 | 32354990 | 16035130 | 2021-06-01 | -616300 | -430080 | -186230
| 2021-07-01 | 51535010 | 34699870 | 16835140 | 50921030 | 34263780 | 16657260 | 2021-07-01 | -613980 | -436090 | -177880
| 2021-08-01 | 52331640 | 35898330 | 16433320 | 51701460 | 35449050 | 16252410 | 2021-08-01 | -630180 | -449280 | -180910
| 2021-09-01 | 48896590 | 32978610 | 15917990 | 48294540 | 32555070 | 15739470 | 2021-09-01 | -602050 | -423540 | -178520
| 2021-10-01 | 44974730 | 31203520 | 13771210 | 44354040 | 30754730 | 13599320 | 2021-10-01 | -620690 | -448790 | -171890
| 2021-11-01 | 36760710 | 26932670 | 9828040 | 36187100 | 26500540 | 9686570 | 2021-11-01 | -573610 | -432130 | -141470
| 2021-12-01 | 42271600 | 30554720 | 11716870 | 41648040 | 30090970 | 11557070 | 2021-12-01 | -623560 | -463750 | -159800
| 2022-01-01 | 41114870 | 30245970 | 10868900 | 40494260 | 29768810 | 10725440 | 2022-01-01 | -620610 | -477160 | -143460
| 2022-02-01 | 35731200 | 25768170 | 9963030 | 35164560 | 25341090 | 9823470 | 2022-02-01 | -566640 | -427080 | -139560
| 2022-03-01 | 38769580 | 27944160 | 10825410 | 38148180 | 27483200 | 10664980 | 2022-03-01 | -621400 | -460960 | -160430
| 2022-04-01 | 41547100 | 27785890 | 13761210 | 40919460 | 27331110 | 13588340 | 2022-04-01 | -627640 | -454780 | -172870
| 2022-05-01 | 48212350 | 32506700 | 15705660 | 47548030 | 32027180 | 15520850 | 2022-05-01 | -664320 | -479520 | -184810
| 2022-06-01 | 53378670 | 35574710 | 17803970 | 52723340 | 35119070 | 17604280 | 2022-06-01 | -655330 | -455640 | -199690
| 2022-07-01 | 55839960 | 38339250 | 17500710 | 55151000 | 37842480 | 17308520 | 2022-07-01 | -688960 | -496770 | -192190
| 2022-08-01 | 56234040 | 37760790 | 18473250 | 55567490 | 37297340 | 18270140 | 2022-08-01 | -666550 | -463450 | -203110
| 2022-09-01 | 53161690 | 35753940 | 17407750 | 52512590 | 35297870 | 17214710 | 2022-09-01 | -649100 | -456070 | -193040
| 2022-10-01 | 47713440 | 32692570 | 15020880 | 47068680 | 32222630 | 14846040 | 2022-10-01 | -644760 | -469940 | -174840
| 2022-11-01 | 38142870 | 27923050 | 10219820 | 37535340 | 27466070 | 10069260 | 2022-11-01 | -607530 | -456980 | -150560
| 2022-12-01 | 42263970 | 30991900 | 11272060 | 41631290 | 30512030 | 11119260 | 2022-12-01 | -632680 | -479870 | -152800
| 2023-01-01 | 40819770 | 29413610 | 11406160 | 40161140 | 28914740 | 11246410 | 2023-01-01 | -658630 | -498870 | -159750
| 2023-02-01 | 35715930 | 25804370 | 9911570 | 35121470 | 25354300 | 9767170 | 2023-02-01 | -594460 | -450070 | -144400
| 2023-03-01 | 38141300 | 27430860 | 10710450 | 37506020 | 26959030 | 10546980 | 2023-03-01 | -635280 | -471830 | -163470
| 2023-04-01 | 41932290 | 28467710 | 13464590 | 41335240 | 28034580 | 13300670 | 2023-04-01 | -597050 | -433130 | -163920
| 2023-05-01 | 48090640 | 31756850 | 16333800 | 47427110 | 31285950 | 16141170 | 2023-05-01 | -663530 | -470900 | -192630
| 2023-06-01 | 54238860 | 35986140 | 18252740 | 53545390 | 35502390 | 18043010 | 2023-06-01 | -693470 | -483750 | -209730
| 2023-07-01 | 56625380 | 38810250 | 17815140 | 55973260 | 38338320 | 17634950 | 2023-07-01 | -652120 | -471930 | -180190
| 2023-08-01 | 57290520 | 38491770 | 18798750 | 56554260 | 37967490 | 18586780 | 2023-08-01 | -736260 | -524280 | -211970
| 2023-09-01 | 53830790 | 36923520 | 16907280 | 53168370 | 36431020 | 16737370 | 2023-09-01 | -662420 | -492500 | -169910
| 2023-10-01 | 48615700 | 32479420 | 16136300 | 47934190 | 31985740 | 15948460 | 2023-10-01 | -681510 | -493680 | -187840
| 2023-11-01 | 37771300 | 27588220 | 10183090 | 37088500 | 27075640 | 10012870 | 2023-11-01 | -682800 | -512580 | -170220
| 2023-12-01 | 42424070 | 31589170 | 10834910 | 41745650 | 31067270 | 10678380 | 2023-12-01 | -678420 | -521900 | -156530
| 2024-01-01 | 43447720 | 30806730 | 12641000 | 42749300 | 30284090 | 12465230 | 2024-01-01 | -698420 | -522640 | -175770
| 2024-02-01 | 37912730 | 27122900 | 10789850 | 37298570 | 26658320 | 10640260 | 2024-02-01 | -614160 | -464580 | -149590
| 2024-03-01 | 40779680 | 30244240 | 10535460 | 40116300 | 29740080 | 10376230 | 2024-03-01 | -663380 | -504160 | -159230
| 2024-04-01 | 44971210 | 29469980 | 15501240 | 44287910 | 28999660 | 15288260 | 2024-04-01 | -683300 | -470320 | -212980
| 2024-05-01 | 51657220 | 34022850 | 17634380 | 50945110 | 33515650 | 17429470 | 2024-05-01 | -712110 | -507200 | -204910
| 2024-06-01 | 58062990 | 40284160 | 17778830 | 57343550 | 39748740 | 17594820 | 2024-06-01 | -719440 | -535420 | -184010
| 2024-07-01 | 60516620 | 39657730 | 20858900 | 59791120 | 39120750 | 20670380 | 2024-07-01 | -725500 | -536980 | -188520
| 2024-08-01 | 61177830 | 41495940 | 19681900 | 60506220 | 41000960 | 19505270 | 2024-08-01 | -671610 | -494980 | -176630
| 2024-09-01 | 57716350 | 39634550 | 18081810 | 57037500 | 39143750 | 17893760 | 2024-09-01 | -678850 | -490800 | -188050
| 2024-10-01 | 52281260 | 34132130 | 18149130 | 51547210 | 33626480 | 17920740 | 2024-10-01 | -734050 | -505650 | -228390
| 2024-11-01 | 40413840 | 30050530 | 10363320 | 39709670 | 29512790 | 10196890 | 2024-11-01 | -704170 | -537740 | -166430
| 2024-12-01 | 45333430 | 33184930 | 12148500 | 44658980 | 32661720 | 11997270 | 2024-12-01 | -674450 | -523210 | -151230
| 2025-01-01 | 46662630 | 33038180 | 13624470 | 45905890 | 32468320 | 13437600 | 2025-01-01 | -756740 | -569860 | -186870
| 2025-02-01 | 41708540 | 29967580 | 11740970 | 41063880 | 29478430 | 11585470 | 2025-02-01 | -644660 | -489150 | -155500
| 2025-03-01 | 44204260 | 32778430 | 11425850 | 43460700 | 32208310 | 11252420 | 2025-03-01 | -743560 | -570120 | -173430
| 2025-04-01 | 47642250 | 31039680 | 16602580 | 46931910 | 30535580 | 16396340 | 2025-04-01 | -710340 | -504100 | -206240
| 2025-05-01 | 55248180 | 37101670 | 18146530 | 54489170 | 36552680 | 17936500 | 2025-05-01 | -759010 | -548990 | -210030
| 2025-06-01 | 62034900 | 42134170 | 19900740 | 61274490 | 41579170 | 19695340 | 2025-06-01 | -760410 | -555000 | -205400
| 2025-07-01 | 64651630 | 42330680 | 22320970 | 63883520 | 41771090 | 22112440 | 2025-07-01 | -768110 | -559590 | -208530
| 2025-08-01 | 65860030 | 45592330 | 20267710 | 65081310 | 45045010 | 20036310 | 2025-08-01 | -778720 | -547320 | -231400
| 2025-09-01 | 61847640 | 41574830 | 20272820 | 61108180 | 41047550 | 20060630 | 2025-09-01 | -739460 | -527280 | -212190
| 2025-10-01 | 54895420 | 36074990 | 18820430 | 54203220 | 35574660 | 18628570 | 2025-10-01 | -692200 | -500330 | -191860
| 2025-11-01 | 43076020 | 32591140 | 10484900 | 42349890 | 32029480 | 10320440 | 2025-11-01 | -726130 | -561660 | -164460
| 2025-12-01 | 48634870 | 35044560 | 13590320 | 47899860 | 34494460 | 13405420 | 2025-12-01 | -735010 | -550100 | -184900
| 2026-01-01 | 48834140 | 35122470 | 13711670 | 48085250 | 34560180 | 13525060 | 2026-01-01 | -748890 | -562290 | -186610
| 2026-02-01 | 42440070 | 30465830 | 11974230 | 41734190 | 29929470 | 11804710 | 2026-02-01 | -705880 | -536360 | -169520
| 2026-03-01 | 46383830 | 33902740 | 12481090 | 45624290 | 33321050 | 12303230 | 2026-03-01 | -759540 | -581690 | -177860
| 2026-04-01 | 50633960 | 32888510 | 17745440 | 49917510 | 32378710 | 17538800 | 2026-04-01 | -716450 | -509800 | -206640
| 2026-05-01 | 58113150 | 39848960 | 18264180 | 57326930 | 39272650 | 18054270 | 2026-05-01 | -786220 | -576310 | -209910
| 2026-06-01 | 65490360 | 43435640 | 22054700 | 64716610 | 42859300 | 21857290 | 2026-06-01 | -773750 | -576340 | -197410
| 2026-07-01 | 68545820 | 44750510 | 23795300 | 67740490 | 44182660 | 23557840 | 2026-07-01 | -805330 | -567850 | -237460
| 2026-08-01 | 69387180 | 48123740 | 21263420 | 68560710 | 47499920 | 21060770 | 2026-08-01 | -826470 | -623820 | -202650
| 2026-09-01 | 65327020 | 43824230 | 21502780 | 64556960 | 43281320 | 21275630 | 2026-09-01 | -770060 | -542910 | -227150
| 2026-10-01 | 58197510 | 39109380 | 19088130 | 57401410 | 38540420 | 18860990 | 2026-10-01 | -796100 | -568960 | -227140
| 2026-11-01 | 45346000 | 33690910 | 11655080 | 44611190 | 33129700 | 11481480 | 2026-11-01 | -734810 | -561210 | -173600
| 2026-12-01 | 51132820 | 36875250 | 14257570 | 50373560 | 36311130 | 14062420 | 2026-12-01 | -759260 | -564120 | -195150
| 2027-01-01 | 52567610 | 38405920 | 14161700 | 51752640 | 37777830 | 13974820 | 2027-01-01 | -814970 | -628090 | -186880
| 2027-02-01 | 46815340 | 33446190 | 13369160 | 46050320 | 32879280 | 13171050 | 2027-02-01 | -765020 | -566910 | -198110
| 2027-03-01 | 49143410 | 35355140 | 13788290 | 48371700 | 34776260 | 13595460 | 2027-03-01 | -771710 | -578880 | -192830
| 2027-04-01 | 53754070 | 34750570 | 19003510 | 53017410 | 34232990 | 18784430 | 2027-04-01 | -736660 | -517580 | -219080
| 2027-05-01 | 62173990 | 42504770 | 19669230 | 61335280 | 41886610 | 19448680 | 2027-05-01 | -838710 | -618160 | -220550
| 2027-06-01 | 70201490 | 46541340 | 23660150 | 69309440 | 45929920 | 23379530 | 2027-06-01 | -892050 | -611420 | -280620
| 2027-07-01 | 73205860 | 48808070 | 24397800 | 72342500 | 48191680 | 24150830 | 2027-07-01 | -863360 | -616390 | -246970
| 2027-08-01 | 73984230 | 50347630 | 23636610 | 73120790 | 49726840 | 23393960 | 2027-08-01 | -863440 | -620790 | -242650
| 2027-09-01 | 69661550 | 46574140 | 23087430 | 68817180 | 45984220 | 22832970 | 2027-09-01 | -844370 | -589920 | -254460
| 2027-10-01 | 63511950 | 43765960 | 19746000 | 62668910 | 43148780 | 19520140 | 2027-10-01 | -843040 | -617180 | -225860
| 2027-11-01 | 49263190 | 35987210 | 13275990 | 48519540 | 35434620 | 13084920 | 2027-11-01 | -743650 | -552590 | -191070
| 2027-12-01 | 54399760 | 39235310 | 15164460 | 53618210 | 38652370 | 14965860 | 2027-12-01 | -781550 | -582940 | -198600
| 2028-01-01 | 58259300 | 42427470 | 15831840 | 57408820 | 41784540 | 15624280 | 2028-01-01 | -850480 | -642930 | -207560
| 2028-02-01 | 50899070 | 36340290 | 14558790 | 50073960 | 35713600 | 14360360 | 2028-02-01 | -825110 | -626690 | -198430
| 2028-03-01 | 56441220 | 40639490 | 15801720 | 55601170 | 40011160 | 15590010 | 2028-03-01 | -840050 | -628330 | -211710
| 2028-04-01 | 60428150 | 40696850 | 19731310 | 59563840 | 40068690 | 19495160 | 2028-04-01 | -864310 | -628160 | -236150
| 2028-05-01 | 69653440 | 45505820 | 24147630 | 68631640 | 44769290 | 23862360 | 2028-05-01 | -1021800 | -736530 | -285270
| 2028-06-01 | 77906770 | 51417030 | 26489750 | 77016430 | 50771360 | 26245080 | 2028-06-01 | -890340 | -645670 | -244670
| 2028-07-01 | 81769570 | 55854850 | 25914720 | 80772280 | 55124700 | 25647590 | 2028-07-01 | -997290 | -730150 | -267130
| 2028-08-01 | 82417510 | 55025380 | 27392140 | 81441590 | 54338680 | 27102910 | 2028-08-01 | -975920 | -686700 | -289230
| 2028-09-01 | 77166120 | 52646320 | 24519800 | 76254420 | 51987450 | 24266970 | 2028-09-01 | -911700 | -658870 | -252830
| 2028-10-01 | 69083450 | 45981610 | 23101850 | 68152430 | 45308690 | 22843740 | 2028-10-01 | -931020 | -672920 | -258110
| 2028-11-01 | 53617910 | 39448380 | 14169520 | 52795910 | 38839530 | 13956380 | 2028-11-01 | -822000 | -608850 | -213140
| 2028-12-01 | 60608310 | 45008470 | 15599830 | 59642380 | 44282760 | 15359620 | 2028-12-01 | -965930 | -725710 | -240210
| 2029-01-01 | 61651850 | 43446890 | 18204960 | 60763020 | 42780510 | 17982520 | 2029-01-01 | -888830 | -666380 | -222440
| 2029-02-01 | 54141310 | 38858250 | 15283060 | 53342330 | 38264190 | 15078130 | 2029-02-01 | -798980 | -594060 | -204930
| 2029-03-01 | 58280770 | 42651530 | 15629240 | 57388920 | 41975170 | 15413750 | 2029-03-01 | -891850 | -676360 | -215490
| 2029-04-01 | 63566400 | 42237230 | 21329170 | 62653230 | 41583640 | 21069590 | 2029-04-01 | -913170 | -653590 | -259580
| 2029-05-01 | 75330710 | 49162530 | 26168180 | 74190390 | 48406130 | 25784250 | 2029-05-01 | -1140320 | -756400 | -383930
| 2029-06-01 | 85040790 | 57244530 | 27796260 | 83920710 | 56439760 | 27480940 | 2029-06-01 | -1120080 | -804770 | -315320
| 2029-07-01 | 87595740 | 58287080 | 29308660 | 86538630 | 57558480 | 28980140 | 2029-07-01 | -1057110 | -728600 | -328520
| 2029-08-01 | 88213930 | 58036320 | 30177600 | 87208270 | 57321460 | 29886800 | 2029-08-01 | -1005660 | -714860 | -290800
| 2029-09-01 | 82068810 | 57366590 | 24702210 | 81092910 | 56651030 | 24441870 | 2029-09-01 | -975900 | -715560 | -260340
| 2029-10-01 | 74018420 | 47670280 | 26348130 | 73012830 | 46960600 | 26052220 | 2029-10-01 | -1005590 | -709680 | -295910
| 2029-11-01 | 57235500 | 41765120 | 15470370 | 56323510 | 41081020 | 15242490 | 2029-11-01 | -911990 | -684100 | -227880
| 2029-12-01 | 64162990 | 47507770 | 16655220 | 63264870 | 46821290 | 16443570 | 2029-12-01 | -898120 | -686480 | -211650
| 2030-01-01 | 67786690 | 47641420 | 20145280 | 66827290 | 46940450 | 19886840 | 2030-01-01 | -959400 | -700970 | -258440
| 2030-02-01 | 59688040 | 42825590 | 16862450 | 58761500 | 42126320 | 16635190 | 2030-02-01 | -926540 | -699270 | -227260
| 2030-03-01 | 64145950 | 47616240 | 16529710 | 63178240 | 46872700 | 16305550 | 2030-03-01 | -967710 | -743540 | -224160
| 2030-04-01 | 70432070 | 45747040 | 24685040 | 69372100 | 45017090 | 24355030 | 2030-04-01 | -1059970 | -729950 | -330010
| 2030-05-01 | 82406490 | 53718780 | 28687730 | 81139330 | 52846680 | 28292680 | 2030-05-01 | -1267160 | -872100 | -395050
| 2030-06-01 | 94372430 | 64709130 | 29663330 | 93169100 | 63891150 | 29277980 | 2030-06-01 | -1203330 | -817980 | -385350
| 2030-07-01 | 97284410 | 63113810 | 34170620 | 96021700 | 62309050 | 33712680 | 2030-07-01 | -1262710 | -804760 | -457940
| 2030-08-01 | 97474050 | 65486540 | 31987510 | 96363350 | 64673090 | 31690270 | 2030-08-01 | -1110700 | -813450 | -297240
| 2030-09-01 | 91003400 | 62100500 | 28902900 | 89853270 | 61285880 | 28567410 | 2030-09-01 | -1150130 | -814620 | -335490
| 2030-10-01 | 81506980 | 52904000 | 28602990 | 80416560 | 52156300 | 28260260 | 2030-10-01 | -1090420 | -747700 | -342730
| 2030-11-01 | 63110530 | 46920110 | 16190420 | 62122760 | 46173330 | 15949440 | 2030-11-01 | -987770 | -746780 | -240980
| 2030-12-01 | 70633710 | 51523680 | 19110040 | 69628080 | 50777100 | 18850980 | 2030-12-01 | -1005630 | -746580 | -259060
| 2031-01-01 | 71075280 | 49870540 | 21204760 | 70029380 | 49115200 | 20914190 | 2031-01-01 | -1045900 | -755340 | -290570
| 2031-02-01 | 62138700 | 44535140 | 17603580 | 61239200 | 43866620 | 17372590 | 2031-02-01 | -899500 | -668520 | -230990
| 2031-03-01 | 68454610 | 50855350 | 17599270 | 67457820 | 50094890 | 17362940 | 2031-03-01 | -996790 | -760460 | -236330
| 2031-04-01 | 73487880 | 47507540 | 25980370 | 72475340 | 46798070 | 25677290 | 2031-04-01 | -1012540 | -709470 | -303080
| 2031-05-01 | 86334890 | 57444670 | 28890260 | 85247330 | 56662220 | 28585150 | 2031-05-01 | -1087560 | -782450 | -305110
| 2031-06-01 | 97165280 | 65414790 | 31750530 | 96028120 | 64631140 | 31397010 | 2031-06-01 | -1137160 | -783650 | -353520
| 2031-07-01 | 101334850 | 65729090 | 35605780 | 100150760 | 64910110 | 35240670 | 2031-07-01 | -1184090 | -818980 | -365110
| 2031-08-01 | 102738550 | 70436130 | 32302450 | 101524920 | 69552510 | 31972440 | 2031-08-01 | -1213630 | -883620 | -330010
| 2031-09-01 | 95470340 | 63690690 | 31779690 | 94318690 | 62894300 | 31424410 | 2031-09-01 | -1151650 | -796390 | -355280
| 2031-10-01 | 85467890 | 55822270 | 29645650 | 84295860 | 54968080 | 29327800 | 2031-10-01 | -1172030 | -854190 | -317850
| 2031-11-01 | 65748840 | 49712960 | 16035900 | 64754660 | 48959680 | 15795000 | 2031-11-01 | -994180 | -753280 | -240900
| 2031-12-01 | 74293020 | 53339900 | 20953150 | 73242750 | 52555680 | 20687100 | 2031-12-01 | -1050270 | -784220 | -266050
| 2032-01-01 | 76473970 | 54526520 | 21947460 | 75346720 | 53680850 | 21665880 | 2032-01-01 | -1127250 | -845670 | -281580
| 2032-02-01 | 67113160 | 48418750 | 18694410 | 66039380 | 47623030 | 18416360 | 2032-02-01 | -1073780 | -795720 | -278050
| 2032-03-01 | 72644770 | 52214760 | 20430020 | 71556920 | 51401140 | 20155790 | 2032-03-01 | -1087850 | -813620 | -274230
| 2032-04-01 | 80135450 | 51157110 | 28978340 | 79094050 | 50430690 | 28663360 | 2032-04-01 | -1041400 | -726420 | -314980
| 2032-05-01 | 94044020 | 63683520 | 30360490 | 92788470 | 62810800 | 29977670 | 2032-05-01 | -1255550 | -872720 | -382820
| 2032-06-01 | 105745100 | 69460380 | 36284720 | 104415690 | 68594760 | 35820930 | 2032-06-01 | -1329410 | -865620 | -463790
| 2032-07-01 | 110867440 | 73150310 | 37717140 | 109662860 | 72307170 | 37355680 | 2032-07-01 | -1204580 | -843140 | -361460
| 2032-08-01 | 111475800 | 75239670 | 36236140 | 110098950 | 74283810 | 35815150 | 2032-08-01 | -1376850 | -955860 | -420990
| 2032-09-01 | 103936720 | 69059420 | 34877300 | 102744860 | 68241450 | 34503420 | 2032-09-01 | -1191860 | -817970 | -373880
| 2032-10-01 | 92979980 | 63531110 | 29448880 | 91728920 | 62659530 | 29069380 | 2032-10-01 | -1251060 | -871580 | -379500
| 2032-11-01 | 71534970 | 52167590 | 19367370 | 70463900 | 51370540 | 19093350 | 2032-11-01 | -1071070 | -797050 | -274020
| 2032-12-01 | 80367770 | 57658420 | 22709360 | 79180200 | 56797450 | 22382760 | 2032-12-01 | -1187570 | -860970 | -326600
| 2033-01-01 | 78952260 | 57087530 | 21864730 | 77775520 | 56196450 | 21579070 | 2033-01-01 | -1176740 | -891080 | -285660
| 2033-02-01 | 71893440 | 50939450 | 20953990 | 70754150 | 50116270 | 20637880 | 2033-02-01 | -1139290 | -823180 | -316110
| 2033-03-01 | 75099400 | 53999630 | 21099760 | 73998120 | 53178540 | 20819570 | 2033-03-01 | -1101280 | -821090 | -280190
| 2033-04-01 | 82823610 | 54102070 | 28721530 | 81669310 | 53287750 | 28381540 | 2033-04-01 | -1154300 | -814320 | -339990
| 2033-05-01 | 97409070 | 64407920 | 33001140 | 95787240 | 63355530 | 32431700 | 2033-05-01 | -1621830 | -1052390 | -569440
| 2033-06-01 | 108920130 | 71318730 | 37601400 | 107619310 | 70434460 | 37184850 | 2033-06-01 | -1300820 | -884270 | -416550
| 2033-07-01 | 114029800 | 76968940 | 37060880 | 112706050 | 76071460 | 36634590 | 2033-07-01 | -1323750 | -897480 | -426290
| 2033-08-01 | 114965390 | 75932470 | 39032920 | 113586850 | 75033830 | 38553010 | 2033-08-01 | -1378540 | -898640 | -479910
| 2033-09-01 | 106749900 | 70685320 | 36064570 | 105446020 | 69800110 | 35645900 | 2033-09-01 | -1303880 | -885210 | -418670
| 2033-10-01 | 95509780 | 64496670 | 31013100 | 94263210 | 63594320 | 30668890 | 2033-10-01 | -1246570 | -902350 | -344210
| 2033-11-01 | 73759790 | 53795310 | 19964480 | 72604800 | 52931010 | 19673780 | 2033-11-01 | -1154990 | -864300 | -290700
| 2033-12-01 | 82324760 | 59808320 | 22516440 | 81112370 | 58905780 | 22206590 | 2033-12-01 | -1212390 | -902540 | -309850
| 2034-01-01 | 84521250 | 59917940 | 24603310 | 83273830 | 58969460 | 24304360 | 2034-01-01 | -1247420 | -948480 | -298950
| 2034-02-01 | 74171300 | 53212650 | 20958650 | 73055290 | 52376190 | 20679110 | 2034-02-01 | -1116010 | -836460 | -279540
| 2034-03-01 | 81543620 | 58645840 | 22897780 | 80296170 | 57702150 | 22594020 | 2034-03-01 | -1247450 | -943690 | -303760
| 2034-04-01 | 88920210 | 59345320 | 29574890 | 87622250 | 58410030 | 29212210 | 2034-04-01 | -1297960 | -935290 | -362680
| 2034-05-01 | 107406910 | 69132050 | 38274840 | 105925440 | 68151750 | 37773650 | 2034-05-01 | -1481470 | -980300 | -501190
| 2034-06-01 | 121283320 | 78628940 | 42654350 | 119859150 | 77738350 | 42120770 | 2034-06-01 | -1424170 | -890590 | -533580
| 2034-07-01 | 122597610 | 82884910 | 39712680 | 121235070 | 81903440 | 39331630 | 2034-07-01 | -1362540 | -981470 | -381050
| 2034-08-01 | 123745100 | 81865230 | 41879860 | 122313130 | 80873950 | 41439170 | 2034-08-01 | -1431970 | -991280 | -440690
| 2034-09-01 | 115809950 | 78300040 | 37509910 | 114400100 | 77265120 | 37134960 | 2034-09-01 | -1409850 | -1034920 | -374950
| 2034-10-01 | 102619390 | 67651870 | 34967510 | 101275990 | 66730440 | 34545540 | 2034-10-01 | -1343400 | -921430 | -421970
| 2034-11-01 | 78757920 | 57884010 | 20873900 | 77529210 | 56954530 | 20574670 | 2034-11-01 | -1228710 | -929480 | -299230
| 2034-12-01 | 88675060 | 65534750 | 23140310 | 87437780 | 64585440 | 22852340 | 2034-12-01 | -1237280 | -949310 | -287970
| 2035-01-01 | 88283860 | 61561590 | 26722270 | 86975870 | 60571260 | 26404620 | 2035-01-01 | -1307990 | -990330 | -317650
| 2035-02-01 | 78398490 | 55890350 | 22508140 | 77201470 | 54999700 | 22201780 | 2035-02-01 | -1197020 | -890650 | -306360
| 2035-03-01 | 83787250 | 61219050 | 22568210 | 82445840 | 60203790 | 22242040 | 2035-03-01 | -1341410 | -1015260 | -326170
| 2035-04-01 | 93539180 | 61514930 | 32024270 | 92134440 | 60561190 | 31573270 | 2035-04-01 | -1404740 | -953740 | -451000
| 2035-05-01 | 112387090 | 72667070 | 39720040 | 111015150 | 71748390 | 39266790 | 2035-05-01 | -1371940 | -918680 | -453250
| 2035-06-01 | 129106260 | 85932340 | 43173960 | 127169500 | 84549900 | 42619640 | 2035-06-01 | -1936760 | -1382440 | -554320
| 2035-07-01 | 132012800 | 86652250 | 45360570 | 130330810 | 85467980 | 44862850 | 2035-07-01 | -1681990 | -1184270 | -497720
| 2035-08-01 | 131271880 | 85439080 | 45832800 | 129631700 | 84457330 | 45174380 | 2035-08-01 | -1640180 | -981750 | -658420
| 2035-09-01 | 122099870 | 84825020 | 37274870 | 120599780 | 83801020 | 36798780 | 2035-09-01 | -1500090 | -1024000 | -476090
| 2035-10-01 | 109097810 | 69380040 | 39717780 | 107668750 | 68430560 | 39238210 | 2035-10-01 | -1429060 | -949480 | -479570
| 2035-11-01 | 83609380 | 61020570 | 22588820 | 82331260 | 60060040 | 22271240 | 2035-11-01 | -1278120 | -960530 | -317580
| 2035-12-01 | 93049330 | 68568490 | 24480850 | 91713210 | 67561910 | 24151310 | 2035-12-01 | -1336120 | -1006580 | -329540
| 2036-01-01 | 92172550 | 64235540 | 27937010 | 90885610 | 63279290 | 27606310 | 2036-01-01 | -1286940 | -956250 | -330700
| 2036-02-01 | 80722730 | 57222790 | 23499940 | 79480590 | 56305890 | 23174700 | 2036-02-01 | -1242140 | -916900 | -325240
| 2036-03-01 | 86756280 | 64348970 | 22407310 | 85551350 | 63424480 | 22126870 | 2036-03-01 | -1204930 | -924490 | -280440
| 2036-04-01 | 97031170 | 62284050 | 34747140 | 95755660 | 61380770 | 34374910 | 2036-04-01 | -1275510 | -903280 | -372230
| 2036-05-01 | 115487270 | 76420690 | 39066580 | 113987350 | 75376980 | 38610370 | 2036-05-01 | -1499920 | -1043710 | -456210
| 2036-06-01 | 129381220 | 86469570 | 42911650 | 127857980 | 85422570 | 42435410 | 2036-06-01 | -1523240 | -1047000 | -476240
| 2036-07-01 | 135332250 | 86901750 | 48430510 | 133675610 | 85776590 | 47899020 | 2036-07-01 | -1656640 | -1125160 | -531490
| 2036-08-01 | 137007420 | 93001900 | 44005530 | 135366970 | 91898060 | 43468920 | 2036-08-01 | -1640450 | -1103840 | -536610
| 2036-09-01 | 133044120 | 87919860 | 45124280 | 131388020 | 86817830 | 44570190 | 2036-09-01 | -1656100 | -1102030 | -554090
| 2036-10-01 | 116607040 | 75565040 | 41042020 | 115114310 | 74558980 | 40555350 | 2036-10-01 | -1492730 | -1006060 | -486670
| 2036-11-01 | 90141720 | 68172960 | 21968770 | 88804150 | 67142900 | 21661250 | 2036-11-01 | -1337570 | -1030060 | -307520
| 2036-12-01 | 100940680 | 72168500 | 28772170 | 99496260 | 71103730 | 28392510 | 2036-12-01 | -1444420 | -1064770 | -379660
| 2037-01-01 | 98601680 | 70069000 | 28532680 | 97257580 | 69036300 | 28221270 | 2037-01-01 | -1344100 | -1032700 | -311410
| 2037-02-01 | 85189210 | 60638450 | 24550740 | 83890360 | 59673830 | 24216520 | 2037-02-01 | -1298850 | -964620 | -334220
| 2037-03-01 | 93059870 | 67933650 | 25126210 | 91707900 | 66921830 | 24786060 | 2037-03-01 | -1351970 | -1011820 | -340150
| 2037-04-01 | 103977900 | 66078220 | 37899670 | 102577080 | 65114810 | 37462260 | 2037-04-01 | -1400820 | -963410 | -437410
| 2037-05-01 | 123357580 | 82969530 | 40388040 | 121632900 | 81762880 | 39870010 | 2037-05-01 | -1724680 | -1206650 | -518030
| 2037-06-01 | 139167280 | 90407680 | 48759610 | 137408990 | 89241810 | 48167180 | 2037-06-01 | -1758290 | -1165870 | -592430
| 2037-07-01 | 145726740 | 93012170 | 52714580 | 144082310 | 91883810 | 52198500 | 2037-07-01 | -1644430 | -1128360 | -516080
| 2037-08-01 | 146993260 | 100201240 | 46792040 | 145002450 | 98880890 | 46121580 | 2037-08-01 | -1990810 | -1320350 | -670460
| 2037-09-01 | 135873600 | 89664310 | 46209320 | 134409350 | 88641530 | 45767830 | 2037-09-01 | -1464250 | -1022780 | -441490
| 2037-10-01 | 120609500 | 79902340 | 40707160 | 118970920 | 78775870 | 40195050 | 2037-10-01 | -1638580 | -1126470 | -512110
| 2037-11-01 | 92951700 | 69014640 | 23937040 | 91636910 | 68006310 | 23630590 | 2037-11-01 | -1314790 | -1008330 | -306450
| 2037-12-01 | 103863680 | 74393850 | 29469800 | 102425330 | 73328310 | 29097000 | 2037-12-01 | -1438350 | -1065540 | -372800
| 2038-01-01 | 100846510 | 72776320 | 28070200 | 99562280 | 71746090 | 27816210 | 2038-01-01 | -1284230 | -1030230 | -253990
| 2038-02-01 | 87462980 | 62169420 | 25293580 | 86161990 | 61209100 | 24952900 | 2038-02-01 | -1300990 | -960320 | -340680
| 2038-03-01 | 94633880 | 68192620 | 26441270 | 93250670 | 67170820 | 26079860 | 2038-03-01 | -1383210 | -1021800 | -361410
| 2038-04-01 | 106868470 | 67760680 | 39107780 | 105466110 | 66796590 | 38669500 | 2038-04-01 | -1402360 | -964090 | -438280
| 2038-05-01 | 125814490 | 84430410 | 41384080 | 124160770 | 83305170 | 40855590 | 2038-05-01 | -1653720 | -1125240 | -528490
| 2038-06-01 | 142008700 | 92508700 | 49499990 | 140302070 | 91406920 | 48895140 | 2038-06-01 | -1706630 | -1101780 | -604850
| 2038-07-01 | 149324490 | 97376660 | 51947830 | 147596170 | 96214420 | 51381740 | 2038-07-01 | -1728320 | -1162240 | -566090
| 2038-08-01 | 150207360 | 100460550 | 49746810 | 148118400 | 99140270 | 48978130 | 2038-08-01 | -2088960 | -1320280 | -768680
| 2038-09-01 | 138689550 | 91509030 | 47180510 | 137191740 | 90450950 | 46740780 | 2038-09-01 | -1497810 | -1058080 | -439730
| 2038-10-01 | 123007440 | 83556750 | 39450680 | 121514730 | 82491680 | 39023040 | 2038-10-01 | -1492710 | -1065070 | -427640
| 2038-11-01 | 95779030 | 69770340 | 26008690 | 94354400 | 68714840 | 25639570 | 2038-11-01 | -1424630 | -1055500 | -369120
| 2038-12-01 | 107370130 | 76762080 | 30608060 | 105897080 | 75668520 | 30228570 | 2038-12-01 | -1473050 | -1093560 | -379490
| 2039-01-01 | 104209920 | 75236490 | 28973440 | 102948070 | 74237190 | 28710890 | 2039-01-01 | -1261850 | -999300 | -262550
| 2039-02-01 | 93708040 | 66199080 | 27508970 | 92228020 | 65117420 | 27110600 | 2039-02-01 | -1480020 | -1081660 | -398370
| 2039-03-01 | 99015580 | 71240730 | 27774850 | 97557540 | 70167410 | 27390130 | 2039-03-01 | -1458040 | -1073320 | -384720
| 2039-04-01 | 110321980 | 71571260 | 38750720 | 108887640 | 70536190 | 38351460 | 2039-04-01 | -1434340 | -1035070 | -399260
| 2039-05-01 | 134027780 | 87598370 | 46429420 | 132715760 | 86382010 | 46333750 | 2039-05-01 | -1312020 | -1216360 | -95670
| 2039-06-01 | 149815180 | 97357840 | 52457330 | 148164200 | 96050070 | 52114120 | 2039-06-01 | -1650980 | -1307770 | -343210
| 2039-07-01 | 153843890 | 103026960 | 50816920 | 151921910 | 101727840 | 50194070 | 2039-07-01 | -1921980 | -1299120 | -622850
| 2039-08-01 | 154083040 | 101025840 | 53057210 | 152383010 | 99927870 | 52455130 | 2039-08-01 | -1700030 | -1097970 | -602080
| 2039-09-01 | 143232300 | 94457620 | 48774670 | 141616400 | 93323870 | 48292520 | 2039-09-01 | -1615900 | -1133750 | -482150
| 2039-10-01 | 127348390 | 85359600 | 41988790 | 125608790 | 84184310 | 41424500 | 2039-10-01 | -1739600 | -1175290 | -564290
| 2039-11-01 | 98279770 | 71781670 | 26498110 | 96872900 | 70725910 | 26147010 | 2039-11-01 | -1406870 | -1055760 | -351100
| 2039-12-01 | 109216350 | 79488790 | 29727560 | 107731500 | 78366260 | 29365240 | 2039-12-01 | -1484850 | -1122530 | -362320
| 2040-01-01 | 106594170 | 75724080 | 30870130 | 105142780 | 74654640 | 30488180 | 2040-01-01 | -1451390 | -1069440 | -381950
| 2040-02-01 | 91297080 | 65080970 | 26216120 | 89950490 | 64086300 | 25864220 | 2040-02-01 | -1346590 | -994670 | -351900
| 2040-03-01 | 100435630 | 73409180 | 27026470 | 99021730 | 72351160 | 26670590 | 2040-03-01 | -1413900 | -1058020 | -355880
| 2040-04-01 | 113278450 | 73370050 | 39908420 | 111445450 | 72360490 | 39084980 | 2040-04-01 | -1833000 | -1009560 | -823440
| 2040-05-01 | 131777840 | 84457900 | 47319970 | 129771010 | 83284400 | 46486630 | 2040-05-01 | -2006830 | -1173500 | -833340
| 2040-06-01 | 149408770 | 99068180 | 50340590 | 147665330 | 98024540 | 49640800 | 2040-06-01 | -1743440 | -1043640 | -699790
| 2040-07-01 | 156740080 | 102630810 | 54109290 | 154797010 | 101296140 | 53500880 | 2040-07-01 | -1943070 | -1334670 | -608410
| 2040-08-01 | 157005440 | 103755380 | 53250060 | 155246160 | 102549670 | 52696500 | 2040-08-01 | -1759280 | -1205710 | -553560
| 2040-09-01 | 146768580 | 100786810 | 45981780 | 144987100 | 99529610 | 45457510 | 2040-09-01 | -1781480 | -1257200 | -524270
| 2040-10-01 | 129293070 | 83152780 | 46140300 | 127452030 | 81944500 | 45507540 | 2040-10-01 | -1841040 | -1208280 | -632760
| 2040-11-01 | 99867120 | 73374850 | 26492300 | 98412260 | 72289400 | 26122880 | 2040-11-01 | -1454860 | -1085450 | -369420
| 2040-12-01 | 111399400 | 82446980 | 28952460 | 110064710 | 81415510 | 28649240 | 2040-12-01 | -1334690 | -1031470 | -303220
| 2041-01-01 | 109896890 | 76843390 | 33053520 | 108455400 | 75748430 | 32706990 | 2041-01-01 | -1441490 | -1094960 | -346530
| 2041-02-01 | 95436010 | 68117420 | 27318620 | 94041090 | 67082320 | 26958800 | 2041-02-01 | -1394920 | -1035100 | -359820
| 2041-03-01 | 103076290 | 76544090 | 26532220 | 101601300 | 75421590 | 26179740 | 2041-03-01 | -1474990 | -1122500 | -352480
| 2041-04-01 | 116519770 | 74820010 | 41699790 | 115048580 | 73799460 | 41249130 | 2041-04-01 | -1471190 | -1020550 | -450660
| 2041-05-01 | 138175250 | 88872130 | 49303150 | 136253870 | 87617750 | 48636150 | 2041-05-01 | -1921380 | -1254380 | -667000
| 2041-06-01 | 157640570 | 107031820 | 50608770 | 155664350 | 105654980 | 50009380 | 2041-06-01 | -1976220 | -1376840 | -599390
| 2041-07-01 | 166169700 | 106033510 | 60136200 | 164149350 | 104615530 | 59533830 | 2041-07-01 | -2020350 | -1417980 | -602370
| 2041-08-01 | 167850780 | 111384600 | 56466200 | 165859030 | 109961340 | 55897710 | 2041-08-01 | -1991750 | -1423260 | -568490
| 2041-09-01 | 155198360 | 104863350 | 50335020 | 153405420 | 103461090 | 49944360 | 2041-09-01 | -1792940 | -1402260 | -390660
| 2041-10-01 | 137359410 | 87872150 | 49487280 | 135688730 | 86642590 | 49046160 | 2041-10-01 | -1670680 | -1229560 | -441120
| 2041-11-01 | 106475240 | 79262720 | 27212530 | 104815650 | 77995000 | 26820650 | 2041-11-01 | -1659590 | -1267720 | -391880
| 2041-12-01 | 116066130 | 84357080 | 31709080 | 114439820 | 83132970 | 31306890 | 2041-12-01 | -1626310 | -1224110 | -402190
| 2042-01-01 | 116521390 | 81284980 | 35236410 | 114919630 | 80083380 | 34836260 | 2042-01-01 | -1601760 | -1201600 | -400150
| 2042-02-01 | 100970350 | 71964380 | 29005960 | 99391540 | 70799070 | 28592460 | 2042-02-01 | -1578810 | -1165310 | -413500
| 2042-03-01 | 109416980 | 81095270 | 28321700 | 107725470 | 79817120 | 27908340 | 2042-03-01 | -1691510 | -1278150 | -413360
| 2042-04-01 | 124089240 | 78764640 | 45324590 | 122312210 | 77544790 | 44767410 | 2042-04-01 | -1777030 | -1219850 | -557180
| 2042-05-01 | 144021140 | 94788160 | 49232960 | 141829180 | 93283760 | 48545400 | 2042-05-01 | -2191960 | -1504400 | -687560
| 2042-06-01 | 165120660 | 109751280 | 55369360 | 163272870 | 108294820 | 54978030 | 2042-06-01 | -1847790 | -1456460 | -391330
| 2042-07-01 | 173163300 | 110462680 | 62700590 | 171273550 | 109112450 | 62161080 | 2042-07-01 | -1889750 | -1350230 | -539510
| 2042-08-01 | 174440020 | 118507870 | 55932130 | 172354960 | 116941140 | 55413800 | 2042-08-01 | -2085060 | -1566730 | -518330
| 2042-09-01 | 161729040 | 106776470 | 54952560 | 159896430 | 105395520 | 54500890 | 2042-09-01 | -1832610 | -1380950 | -451670
| 2042-10-01 | 143381260 | 92431670 | 50949560 | 141680080 | 91259840 | 50420220 | 2042-10-01 | -1701180 | -1171830 | -529340
| 2042-11-01 | 110210630 | 83425160 | 26785450 | 108303010 | 81909090 | 26393900 | 2042-11-01 | -1907620 | -1516070 | -391550
| 2042-12-01 | 121696450 | 87039480 | 34656960 | 119917100 | 85701170 | 34215930 | 2042-12-01 | -1779350 | -1338310 | -441030
| 2043-01-01 | 121076370 | 86248440 | 34827970 | 119499210 | 85031100 | 34468140 | 2043-01-01 | -1577160 | -1217340 | -359830
| 2043-02-01 | 105356230 | 75159090 | 30197180 | 103965710 | 74076830 | 29888920 | 2043-02-01 | -1390520 | -1082260 | -308260
| 2043-03-01 | 115567470 | 84506320 | 31061180 | 113888380 | 83261490 | 30626930 | 2043-03-01 | -1679090 | -1244830 | -434250
| 2043-04-01 | 129440770 | 81667560 | 47773160 | 127635990 | 80434390 | 47201540 | 2043-04-01 | -1804780 | -1233170 | -571620
| 2043-05-01 | 144843000 | 98280450 | 46562490 | 143267650 | 96992280 | 46275300 | 2043-05-01 | -1575350 | -1288170 | -287190
| 2043-06-01 | 168952490 | 109337990 | 59614420 | 166357470 | 107928560 | 58428820 | 2043-06-01 | -2595020 | -1409430 | -1185600
| 2043-07-01 | 176751070 | 112581350 | 64169650 | 175020070 | 111316820 | 63703180 | 2043-07-01 | -1731000 | -1264530 | -466470
| 2043-08-01 | 178668080 | 121660390 | 57007600 | 176386800 | 119611290 | 56775420 | 2043-08-01 | -2281280 | -2049100 | -232180
| 2043-09-01 | 164932740 | 108543100 | 56389560 | 162671300 | 106960010 | 55711210 | 2043-09-01 | -2261440 | -1583090 | -678350
| 2043-10-01 | 146994530 | 97310240 | 49684240 | 144990870 | 95966290 | 49024540 | 2043-10-01 | -2003660 | -1343950 | -659700
| 2043-11-01 | 113864160 | 84468130 | 29395990 | 112192280 | 83219700 | 28972540 | 2043-11-01 | -1671880 | -1248430 | -423450
| 2043-12-01 | 126266900 | 90540630 | 35726300 | 124453440 | 89239020 | 35214460 | 2043-12-01 | -1813460 | -1301610 | -511840
| 2044-01-01 | 121467290 | 87859140 | 33608150 | 119918010 | 86633560 | 33284450 | 2044-01-01 | -1549280 | -1225580 | -323700
| 2044-02-01 | 104031980 | 74094790 | 29937190 | 102582080 | 73018600 | 29563470 | 2044-02-01 | -1449900 | -1076190 | -373720
| 2044-03-01 | 116169440 | 83733340 | 32436090 | 114562060 | 82528870 | 32033180 | 2044-03-01 | -1607380 | -1204470 | -402910
| 2044-04-01 | 124138120 | 81468000 | 42670080 | 122596550 | 80388770 | 42207740 | 2044-04-01 | -1541570 | -1079230 | -462340
| 2044-05-01 | 145751680 | 96437520 | 49314100 | 143753460 | 95053120 | 48700250 | 2044-05-01 | -1998220 | -1384400 | -613850
| 2044-06-01 | 168914510 | 110215300 | 58699160 | 166638390 | 108715700 | 57922630 | 2044-06-01 | -2276120 | -1499600 | -776530
| 2044-07-01 | 171798440 | 116303830 | 55494540 | 169574670 | 114774510 | 54800090 | 2044-07-01 | -2223770 | -1529320 | -694450
| 2044-08-01 | 174263680 | 115244240 | 59019370 | 172001470 | 113722610 | 58278780 | 2044-08-01 | -2262210 | -1521630 | -740590
| 2044-09-01 | 160147980 | 106520900 | 53627040 | 158424440 | 105323670 | 53100720 | 2044-09-01 | -1723540 | -1197230 | -526320
| 2044-10-01 | 143138340 | 97008620 | 46129670 | 141395050 | 95769180 | 45625830 | 2044-10-01 | -1743290 | -1239440 | -503840
| 2044-11-01 | 113834180 | 83260050 | 30574100 | 112245690 | 82105480 | 30140160 | 2044-11-01 | -1588490 | -1154570 | -433940
| 2044-12-01 | 124534410 | 91185460 | 33348940 | 122893420 | 89952680 | 32940740 | 2044-12-01 | -1640990 | -1232780 | -408200
| 2045-01-01 | 125823530 | 89202880 | 36620650 | 124163640 | 87962090 | 36201540 | 2045-01-01 | -1659890 | -1240790 | -419110
| 2045-02-01 | 114090280 | 81601760 | 32488530 | 112352880 | 80339850 | 32013040 | 2045-02-01 | -1737400 | -1261910 | -475490
| 2045-03-01 | 119170240 | 85924100 | 33246140 | 117444500 | 84626180 | 32818310 | 2045-03-01 | -1725740 | -1297920 | -427830
| 2045-04-01 | 130032830 | 86863060 | 43169760 | 128372410 | 85699090 | 42673320 | 2045-04-01 | -1660420 | -1163970 | -496440
| 2045-05-01 | 150747960 | 97733880 | 53014080 | 148917280 | 96487330 | 52429950 | 2045-05-01 | -1830680 | -1246550 | -584130
| 2045-06-01 | 170915720 | 111910670 | 59005040 | 168758540 | 110452840 | 58305690 | 2045-06-01 | -2157180 | -1457830 | -699350
| 2045-07-01 | 180691260 | 122481630 | 58209620 | 178531600 | 120960810 | 57570760 | 2045-07-01 | -2159660 | -1520820 | -638860
| 2045-08-01 | 179268610 | 118971280 | 60297320 | 176976450 | 117427090 | 59549350 | 2045-08-01 | -2292160 | -1544190 | -747970
| 2045-09-01 | 165261110 | 112318100 | 52942990 | 163206720 | 110895030 | 52311680 | 2045-09-01 | -2054390 | -1423070 | -631310
| 2045-10-01 | 149834020 | 99108080 | 50725930 | 147968840 | 97828980 | 50139850 | 2045-10-01 | -1865180 | -1279100 | -586080
| 2045-11-01 | 117255070 | 86345110 | 30909940 | 115594530 | 85094040 | 30500490 | 2045-11-01 | -1660540 | -1251070 | -409450
| 2045-12-01 | 129465960 | 96174500 | 33291450 | 127744690 | 94866650 | 32878050 | 2045-12-01 | -1721270 | -1307850 | -413400
| 2046-01-01 | 129449840 | 90811150 | 38638680 | 127688340 | 89532010 | 38156300 | 2046-01-01 | -1761500 | -1279140 | -482380
| 2046-02-01 | 113857890 | 81665590 | 32192270 | 112309880 | 80515760 | 31794110 | 2046-02-01 | -1548010 | -1149830 | -398160
| 2046-03-01 | 124556730 | 91309140 | 33247570 | 122809200 | 89987770 | 32821430 | 2046-03-01 | -1747530 | -1321370 | -426140
| 2046-04-01 | 135512810 | 89283520 | 46229230 | 133697870 | 88001940 | 45695850 | 2046-04-01 | -1814940 | -1281580 | -533380
| 2046-05-01 | 154822780 | 101239080 | 53583640 | 153001240 | 99975410 | 53025770 | 2046-05-01 | -1821540 | -1263670 | -557870
| 2046-06-01 | 175172520 | 118083450 | 57088980 | 173082180 | 116656080 | 56426030 | 2046-06-01 | -2090340 | -1427370 | -662950
| 2046-07-01 | 184362640 | 122506520 | 61856070 | 181850790 | 120796580 | 61054150 | 2046-07-01 | -2511850 | -1709940 | -801920
| 2046-08-01 | 187963610 | 123106680 | 64856860 | 185630740 | 121538640 | 64092030 | 2046-08-01 | -2332870 | -1568040 | -764830
| 2046-09-01 | 173178280 | 120554540 | 52623680 | 171159820 | 119101890 | 52057880 | 2046-09-01 | -2018460 | -1452650 | -565800
| 2046-10-01 | 157035290 | 100323340 | 56711890 | 155255820 | 99083160 | 56172620 | 2046-10-01 | -1779470 | -1240180 | -539270
| 2046-11-01 | 122795400 | 89800660 | 32994700 | 121116350 | 88553810 | 32562490 | 2046-11-01 | -1679050 | -1246850 | -432210
| 2046-12-01 | 134928600 | 100120730 | 34807870 | 133163070 | 98782730 | 34380320 | 2046-12-01 | -1765530 | -1338000 | -427550
| 2047-01-01 | 129667770 | 90865220 | 38802530 | 127948590 | 89625650 | 38322920 | 2047-01-01 | -1719180 | -1239570 | -479610
| 2047-02-01 | 113140840 | 81317550 | 31823280 | 111622110 | 80178720 | 31443380 | 2047-02-01 | -1518730 | -1138830 | -379900
| 2047-03-01 | 123372980 | 91907010 | 31465960 | 121539670 | 90469820 | 31069840 | 2047-03-01 | -1833310 | -1437190 | -396120
| 2047-04-01 | 134878070 | 87093060 | 47784950 | 132987470 | 85866660 | 47120750 | 2047-04-01 | -1890600 | -1226400 | -664200
| 2047-05-01 | 155667260 | 101550030 | 54117160 | 153883950 | 100320610 | 53563280 | 2047-05-01 | -1783310 | -1229420 | -553880
| 2047-06-01 | 177626220 | 121795800 | 55830370 | 175442370 | 120267960 | 55174340 | 2047-06-01 | -2183850 | -1527840 | -656030
| 2047-07-01 | 184678440 | 119754280 | 64924090 | 182382010 | 118214230 | 64167730 | 2047-07-01 | -2296430 | -1540050 | -756360
| 2047-08-01 | 187155750 | 125460300 | 61695380 | 184808490 | 123867590 | 60940840 | 2047-08-01 | -2347260 | -1592710 | -754540
| 2047-09-01 | 172358540 | 117599300 | 54759180 | 170156890 | 116055690 | 54101140 | 2047-09-01 | -2201650 | -1543610 | -658040
| 2047-10-01 | 154525070 | 100096490 | 54428530 | 152550820 | 98785800 | 53764970 | 2047-10-01 | -1974250 | -1310690 | -663560
| 2047-11-01 | 122197510 | 91073240 | 31124230 | 120517780 | 89817970 | 30699770 | 2047-11-01 | -1679730 | -1255270 | -424460
| 2047-12-01 | 135299590 | 98920620 | 36378960 | 133523650 | 97593490 | 35930140 | 2047-12-01 | -1775940 | -1327130 | -448820
Formulas:
DATE = [DATE]

## VOM Calcs
Base Run: | DSM2018_Base_ABJJE .@18-Jun-08 10:19
Change Run: | DSM2018_w30MW_Purch_ABJJE .@18-Jun-08 14:44
DRAFT As Available (VOM Only) Forecast - TYSP 2018
|  | Base Case - VOM Costs ($) |  |  | (30 MW) Case - VOM Costs ($) |  |  | Delta - VOM Costs ($) |  |  |  | Delta - VOM Costs Summary ($) |  |  |  | 30 MW As Available Energy
| DATE | TOD - ALL | Off-Peak | On-Peak | TOD - ALL | Off-Peak | On-Peak | DATE | TOD - ALL | Off-Peak | On-Peak | Row Labels | Sum of Off-Peak | Sum of On-Peak | Sum of TOD - ALL | Row Labels | Sum of Value | Sum of Off Peak | Sum of On Peak | Date | Average Incremental VOM ($/MWh) | Off Peak Incremental VOM ($/MWh) | On Peak Incremental VOM ($/MWh)
| 2018-01-01 | 960440 | 705830 | 254610 | 950520 | 698240 | 252270 | 2018-01-01 | -9920 | -7590 | -2340 | 2018 | -121490 | -53600 | -175060 | 2018 | 262800 | 195570 | 67230 | 2018 | 0.66613 | 0.62121 | 0.79726
| 2018-02-01 | 849100 | 628050 | 221050 | 838160 | 620030 | 218130 | 2018-02-01 | -10940 | -8020 | -2920 | 2019 | -109220 | -44680 | -153880 | 2019 | 262800 | 195540 | 67260 | 2019 | 0.58554 | 0.55856 | 0.66429
| 2018-03-01 | 888580 | 661410 | 227170 | 874040 | 650680 | 223370 | 2018-03-01 | -14540 | -10730 | -3800 | 2020 | -125300 | -53830 | -179110 | 2020 | 263520 | 196050 | 67470 | 2020 | 0.67968 | 0.63912 | 0.79784
| 2018-04-01 | 887680 | 594770 | 292910 | 872280 | 584220 | 288060 | 2018-04-01 | -15400 | -10550 | -4850 | 2021 | -106080 | -46770 | -152880 | 2021 | 262800 | 195600 | 67200 | 2021 | 0.58174 | 0.54233 | 0.69598
| 2018-05-01 | 912830 | 612860 | 299980 | 900360 | 603970 | 296390 | 2018-05-01 | -12470 | -8890 | -3590 | 2022 | -110250 | -47750 | -158000 | 2022 | 262800 | 195840 | 66960 | 2022 | 0.60122 | 0.56296 | 0.71311
| 2018-06-01 | 978680 | 676020 | 302660 | 962090 | 664840 | 297250 | 2018-06-01 | -16590 | -11180 | -5410 | 2023 | -132990 | -54720 | -187700 | 2023 | 262800 | 195840 | 66960 | 2023 | 0.71423 | 0.67907 | 0.8172
| 2018-07-01 | 1023790 | 695800 | 327990 | 1010770 | 687060 | 323710 | 2018-07-01 | -13020 | -8740 | -4280 | 2024 | -140960 | -45600 | -186570 | 2024 | 263520 | 196020 | 67500 | 2024 | 0.70799 | 0.71911 | 0.67556
| 2018-08-01 | 1029400 | 684940 | 344460 | 1013750 | 675690 | 338060 | 2018-08-01 | -15650 | -9250 | -6400 | 2025 | -190020 | -60710 | -250760 | 2025 | 262800 | 195540 | 67260 | 2025 | 0.95419 | 0.97177 | 0.90262
| 2018-09-01 | 885260 | 627170 | 258100 | 871050 | 617200 | 253850 | 2018-09-01 | -14210 | -9970 | -4250 | 2026 | -131680 | -41420 | -173110 | 2026 | 262800 | 195570 | 67230 | 2026 | 0.65871 | 0.67331 | 0.61609
| 2018-10-01 | 983990 | 648700 | 335300 | 966520 | 637690 | 328830 | 2018-10-01 | -17470 | -11010 | -6470 | 2027 | -134600 | -47420 | -182040 | 2027 | 262800 | 195600 | 67200 | 2027 | 0.69269 | 0.68814 | 0.70565
| 2018-11-01 | 1037500 | 759680 | 277830 | 1014470 | 742850 | 271630 | 2018-11-01 | -23030 | -16830 | -6200 | 2028 | -108550 | -41000 | -149530 | 2028 | 263520 | 196560 | 66960 | 2028 | 0.56743 | 0.55225 | 0.61231
| 2018-12-01 | 931520 | 700680 | 230840 | 919700 | 691950 | 227750 | 2018-12-01 | -11820 | -8730 | -3090 | 2029 | -141910 | -51900 | -193800 | 2029 | 262800 | 195570 | 67230 | 2029 | 0.73744 | 0.72562 | 0.77198
| 2019-01-01 | 955760 | 698570 | 257190 | 949290 | 693970 | 255320 | 2019-01-01 | -6470 | -4600 | -1870 | 2030 | -129220 | -60820 | -190040 | 2030 | 262800 | 195540 | 67260 | 2030 | 0.72314 | 0.66084 | 0.90425
| 2019-02-01 | 800360 | 591040 | 209320 | 791800 | 584740 | 207060 | 2019-02-01 | -8560 | -6300 | -2260 | 2031 | -135240 | -51970 | -187190 | 2031 | 262800 | 195540 | 67260 | 2031 | 0.71229 | 0.69162 | 0.77267
| 2019-03-01 | 848380 | 637140 | 211240 | 835900 | 627860 | 208030 | 2019-03-01 | -12480 | -9280 | -3210 | 2032 | -133070 | -60640 | -193690 | 2032 | 263520 | 196080 | 67440 | 2032 | 0.73501 | 0.67865 | 0.89917
| 2019-04-01 | 766290 | 506770 | 259530 | 755640 | 499320 | 256320 | 2019-04-01 | -10650 | -7450 | -3210 | 2033 | -127930 | -63410 | -191360 | 2033 | 262800 | 195840 | 66960 | 2033 | 0.72816 | 0.65324 | 0.94698
| 2019-05-01 | 860590 | 570990 | 289590 | 849060 | 563130 | 285930 | 2019-05-01 | -11530 | -7860 | -3660 | 2034 | -132220 | -57970 | -190180 | 2034 | 262800 | 195840 | 66960 | 2034 | 0.72367 | 0.67514 | 0.86574
| 2019-06-01 | 994400 | 691770 | 302620 | 974770 | 677460 | 297300 | 2019-06-01 | -19630 | -14310 | -5320 | 2035 | -145370 | -71060 | -216410 | 2035 | 262800 | 195570 | 67230 | 2035 | 0.82348 | 0.74331 | 1.057
| 2019-07-01 | 1056020 | 695930 | 360090 | 1039180 | 684340 | 354840 | 2019-07-01 | -16840 | -11590 | -5250 | 2036 | -144960 | -67060 | -212030 | 2036 | 263520 | 196020 | 67500 | 2036 | 0.80461 | 0.73952 | 0.99348
| 2019-08-01 | 1071210 | 731310 | 339910 | 1057000 | 720980 | 336020 | 2019-08-01 | -14210 | -10330 | -3890 | 2037 | -156240 | -71650 | -227910 | 2037 | 262800 | 195570 | 67230 | 2037 | 0.86724 | 0.7989 | 1.0657
| 2019-09-01 | 901470 | 621870 | 279600 | 887440 | 611710 | 275730 | 2019-09-01 | -14030 | -10160 | -3870 | 2038 | -158790 | -72860 | -231650 | 2038 | 262800 | 195600 | 67200 | 2038 | 0.88147 | 0.81181 | 1.0842
| 2019-10-01 | 840700 | 551410 | 289290 | 823660 | 540550 | 283110 | 2019-10-01 | -17040 | -10860 | -6180 | 2039 | -166870 | -54270 | -221110 | 2039 | 262800 | 195840 | 66960 | 2039 | 0.84136 | 0.85207 | 0.81048
| 2019-11-01 | 745400 | 559240 | 186160 | 735440 | 551550 | 183880 | 2019-11-01 | -9960 | -7690 | -2280 | 2040 | -157540 | -96660 | -254240 | 2040 | 263520 | 196290 | 67230 | 2040 | 0.96478 | 0.80259 | 1.4378
| 2019-12-01 | 874440 | 646430 | 228010 | 861960 | 637640 | 224330 | 2019-12-01 | -12480 | -8790 | -3680 | 2041 | -199040 | -69580 | -268590 | 2041 | 262800 | 195540 | 67260 | 2041 | 1.022 | 1.0179 | 1.0345
| 2020-01-01 | 941660 | 685590 | 256070 | 925620 | 674020 | 251610 | 2020-01-01 | -16040 | -11570 | -4460 | 2042 | -192990 | -64150 | -257170 | 2042 | 262800 | 195540 | 67260 | 2042 | 0.97858 | 0.98696 | 0.95376
| 2020-02-01 | 803990 | 597330 | 206650 | 797970 | 592710 | 205270 | 2020-02-01 | -6020 | -4620 | -1380 | 2043 | -203440 | -79100 | -282560 | 2043 | 262800 | 195570 | 67230 | 2043 | 1.0752 | 1.0402 | 1.1766
| 2020-03-01 | 831770 | 606680 | 225090 | 816170 | 594870 | 221300 | 2020-03-01 | -15600 | -11810 | -3790 | 2044 | -169820 | -79960 | -249730 | 2044 | 263520 | 196320 | 67200 | 2044 | 0.94767 | 0.86502 | 1.1899
| 2020-04-01 | 778620 | 514170 | 264460 | 767840 | 506990 | 260840 | 2020-04-01 | -10780 | -7180 | -3620 | 2045 | -196240 | -88870 | -285110 | 2045 | 262800 | 195840 | 66960 | 2045 | 1.0849 | 1.002 | 1.3272
| 2020-05-01 | 872970 | 605980 | 266990 | 861770 | 597850 | 263920 | 2020-05-01 | -11200 | -8130 | -3070 | 2046 | -226500 | -94650 | -321110 | 2046 | 262800 | 195570 | 67230 | 2046 | 1.2219 | 1.1582 | 1.4079
| 2020-06-01 | 1013820 | 675650 | 338180 | 993310 | 660590 | 332720 | 2020-06-01 | -20510 | -15060 | -5460 | 2047 | -222390 | -95390 | -317730 | 2047 | 262800 | 195540 | 67260 | 2047 | 1.209 | 1.1373 | 1.4182
| 2020-07-01 | 1068070 | 702760 | 365320 | 1051080 | 691140 | 359950 | 2020-07-01 | -16990 | -11620 | -5370
| 2020-08-01 | 1077910 | 751950 | 325960 | 1058290 | 736970 | 321310 | 2020-08-01 | -19620 | -14980 | -4650
| 2020-09-01 | 978550 | 658570 | 319980 | 963440 | 647870 | 315570 | 2020-09-01 | -15110 | -10700 | -4410
| 2020-10-01 | 910000 | 616520 | 293480 | 885450 | 604360 | 281080 | 2020-10-01 | -24550 | -12160 | -12400
| 2020-11-01 | 769140 | 575870 | 193260 | 758260 | 567650 | 190610 | 2020-11-01 | -10880 | -8220 | -2650
| 2020-12-01 | 904000 | 657240 | 246760 | 892190 | 647990 | 244190 | 2020-12-01 | -11810 | -9250 | -2570
| 2021-01-01 | 910520 | 678220 | 232300 | 902890 | 672280 | 230620 | 2021-01-01 | -7630 | -5940 | -1680
| 2021-02-01 | 771760 | 562370 | 209390 | 762230 | 555250 | 206990 | 2021-02-01 | -9530 | -7120 | -2400
| 2021-03-01 | 772600 | 556620 | 215980 | 761080 | 548150 | 212940 | 2021-03-01 | -11520 | -8470 | -3040
| 2021-04-01 | 787050 | 520540 | 266510 | 775680 | 512900 | 262780 | 2021-04-01 | -11370 | -7640 | -3730
| 2021-05-01 | 890890 | 617620 | 273270 | 878040 | 608600 | 269440 | 2021-05-01 | -12850 | -9020 | -3830
| 2021-06-01 | 1021980 | 675940 | 346040 | 1005540 | 665260 | 340280 | 2021-06-01 | -16440 | -10680 | -5760
| 2021-07-01 | 1073720 | 713140 | 360580 | 1058660 | 703310 | 355350 | 2021-07-01 | -15060 | -9830 | -5230
| 2021-08-01 | 1082790 | 733370 | 349410 | 1067050 | 722880 | 344170 | 2021-08-01 | -15740 | -10490 | -5240
| 2021-09-01 | 1010280 | 671070 | 339210 | 994810 | 661060 | 333750 | 2021-09-01 | -15470 | -10010 | -5460
| 2021-10-01 | 905390 | 619770 | 285620 | 890230 | 609210 | 281020 | 2021-10-01 | -15160 | -10560 | -4600
| 2021-11-01 | 691400 | 508010 | 183390 | 680840 | 500090 | 180740 | 2021-11-01 | -10560 | -7920 | -2650
| 2021-12-01 | 911510 | 661570 | 249940 | 899960 | 653170 | 246790 | 2021-12-01 | -11550 | -8400 | -3150
| 2022-01-01 | 880570 | 652980 | 227590 | 869240 | 644530 | 224710 | 2022-01-01 | -11330 | -8450 | -2880
| 2022-02-01 | 776240 | 563860 | 212380 | 765470 | 556000 | 209460 | 2022-02-01 | -10770 | -7860 | -2920
| 2022-03-01 | 857700 | 619570 | 238130 | 845830 | 611080 | 234750 | 2022-03-01 | -11870 | -8490 | -3380
| 2022-04-01 | 821210 | 551780 | 269420 | 807450 | 541930 | 265530 | 2022-04-01 | -13760 | -9850 | -3890
| 2022-05-01 | 1061300 | 714030 | 347270 | 1046130 | 703460 | 342660 | 2022-05-01 | -15170 | -10570 | -4610
| 2022-06-01 | 1103760 | 736910 | 366850 | 1089170 | 727480 | 361680 | 2022-06-01 | -14590 | -9430 | -5170
| 2022-07-01 | 1178050 | 807510 | 370540 | 1162000 | 796670 | 365330 | 2022-07-01 | -16050 | -10840 | -5210
| 2022-08-01 | 1175650 | 786950 | 388700 | 1161000 | 777580 | 383420 | 2022-08-01 | -14650 | -9370 | -5280
| 2022-09-01 | 1069450 | 715570 | 353880 | 1055440 | 706460 | 348980 | 2022-09-01 | -14010 | -9110 | -4900
| 2022-10-01 | 1001490 | 691170 | 310320 | 987840 | 681380 | 306460 | 2022-10-01 | -13650 | -9790 | -3860
| 2022-11-01 | 828620 | 608880 | 219730 | 816730 | 600200 | 216530 | 2022-11-01 | -11890 | -8680 | -3200
| 2022-12-01 | 873920 | 641720 | 232200 | 863660 | 633910 | 229750 | 2022-12-01 | -10260 | -7810 | -2450
| 2023-01-01 | 768790 | 560290 | 208500 | 757930 | 552030 | 205890 | 2023-01-01 | -10860 | -8260 | -2610
| 2023-02-01 | 643960 | 467150 | 176810 | 630700 | 457240 | 173460 | 2023-02-01 | -13260 | -9910 | -3350
| 2023-03-01 | 728860 | 526490 | 202370 | 718520 | 519100 | 199420 | 2023-03-01 | -10340 | -7390 | -2950
| 2023-04-01 | 792350 | 540770 | 251580 | 782980 | 534400 | 248580 | 2023-04-01 | -9370 | -6370 | -3000
| 2023-05-01 | 862320 | 573400 | 288920 | 850560 | 565170 | 285390 | 2023-05-01 | -11760 | -8230 | -3530
| 2023-06-01 | 1025430 | 679030 | 346400 | 1001820 | 663500 | 338320 | 2023-06-01 | -23610 | -15530 | -8080
| 2023-07-01 | 1103630 | 754520 | 349110 | 1081640 | 738760 | 342880 | 2023-07-01 | -21990 | -15760 | -6230
| 2023-08-01 | 1117760 | 756560 | 361200 | 1105490 | 747830 | 357660 | 2023-08-01 | -12270 | -8730 | -3540
| 2023-09-01 | 1051110 | 726530 | 324580 | 1034470 | 714210 | 320270 | 2023-09-01 | -16640 | -12320 | -4310
| 2023-10-01 | 895100 | 598000 | 297100 | 863530 | 577350 | 286180 | 2023-10-01 | -31570 | -20650 | -10920
| 2023-11-01 | 698130 | 512150 | 185980 | 687540 | 504150 | 183380 | 2023-11-01 | -10590 | -8000 | -2600
| 2023-12-01 | 810970 | 606710 | 204260 | 795530 | 594870 | 200660 | 2023-12-01 | -15440 | -11840 | -3600
| 2024-01-01 | 810030 | 581030 | 229000 | 796690 | 570870 | 225810 | 2024-01-01 | -13340 | -10160 | -3190
| 2024-02-01 | 734810 | 529830 | 204980 | 723400 | 520630 | 202760 | 2024-02-01 | -11410 | -9200 | -2220
| 2024-03-01 | 770660 | 574720 | 195940 | 761240 | 568090 | 193150 | 2024-03-01 | -9420 | -6630 | -2790
| 2024-04-01 | 852270 | 563720 | 288550 | 827190 | 547850 | 279340 | 2024-04-01 | -25080 | -15870 | -9210
| 2024-05-01 | 964040 | 642340 | 321690 | 947380 | 629120 | 318260 | 2024-05-01 | -16660 | -13220 | -3430
| 2024-06-01 | 1136000 | 790810 | 345190 | 1119350 | 778400 | 340950 | 2024-06-01 | -16650 | -12410 | -4240
| 2024-07-01 | 1174730 | 770490 | 404230 | 1152740 | 754030 | 398710 | 2024-07-01 | -21990 | -16460 | -5520
| 2024-08-01 | 1212440 | 828100 | 384340 | 1196740 | 815870 | 380870 | 2024-08-01 | -15700 | -12230 | -3470
| 2024-09-01 | 1070650 | 737510 | 333140 | 1050850 | 722070 | 328780 | 2024-09-01 | -19800 | -15440 | -4360
| 2024-10-01 | 904750 | 589090 | 315660 | 891490 | 576750 | 314730 | 2024-10-01 | -13260 | -12340 | -930
| 2024-11-01 | 758380 | 565170 | 193210 | 747950 | 558160 | 189790 | 2024-11-01 | -10430 | -7010 | -3420
| 2024-12-01 | 870780 | 640700 | 230070 | 857950 | 630710 | 227250 | 2024-12-01 | -12830 | -9990 | -2820
| 2025-01-01 | 926440 | 662480 | 263960 | 893670 | 638530 | 255140 | 2025-01-01 | -32770 | -23950 | -8820
| 2025-02-01 | 918970 | 658230 | 260750 | 905180 | 647590 | 257590 | 2025-02-01 | -13790 | -10640 | -3160
| 2025-03-01 | 887590 | 659090 | 228500 | 865920 | 643240 | 222680 | 2025-03-01 | -21670 | -15850 | -5820
| 2025-04-01 | 909250 | 602630 | 306620 | 898360 | 594620 | 303750 | 2025-04-01 | -10890 | -8010 | -2870
| 2025-05-01 | 997000 | 675370 | 321630 | 986650 | 665470 | 321180 | 2025-05-01 | -10350 | -9900 | -450
| 2025-06-01 | 1230000 | 844500 | 385500 | 1203830 | 824470 | 379360 | 2025-06-01 | -26170 | -20030 | -6140
| 2025-07-01 | 1274680 | 843600 | 431080 | 1246320 | 821900 | 424420 | 2025-07-01 | -28360 | -21700 | -6660
| 2025-08-01 | 1275740 | 894020 | 381710 | 1257530 | 880270 | 377270 | 2025-08-01 | -18210 | -13750 | -4440
| 2025-09-01 | 1138530 | 773470 | 365060 | 1116690 | 758640 | 358060 | 2025-09-01 | -21840 | -14830 | -7000
| 2025-10-01 | 997420 | 658710 | 338710 | 981310 | 647680 | 333630 | 2025-10-01 | -16110 | -11030 | -5080
| 2025-11-01 | 845280 | 643540 | 201740 | 817160 | 621270 | 195890 | 2025-11-01 | -28120 | -22270 | -5850
| 2025-12-01 | 1007620 | 731790 | 275830 | 985140 | 713730 | 271410 | 2025-12-01 | -22480 | -18060 | -4420
| 2026-01-01 | 942740 | 684310 | 258430 | 931590 | 674820 | 256770 | 2026-01-01 | -11150 | -9490 | -1660
| 2026-02-01 | 851330 | 617810 | 233520 | 830370 | 602230 | 228150 | 2026-02-01 | -20960 | -15580 | -5370
| 2026-03-01 | 826420 | 606780 | 219650 | 817560 | 600470 | 217090 | 2026-03-01 | -8860 | -6310 | -2560
| 2026-04-01 | 982610 | 651230 | 331380 | 977160 | 647270 | 329890 | 2026-04-01 | -5450 | -3960 | -1490
| 2026-05-01 | 1120250 | 779120 | 341130 | 1103760 | 765380 | 338380 | 2026-05-01 | -16490 | -13740 | -2750
| 2026-06-01 | 1283600 | 864390 | 419210 | 1265030 | 850370 | 414670 | 2026-06-01 | -18570 | -14020 | -4540
| 2026-07-01 | 1330890 | 883710 | 447170 | 1318390 | 874000 | 444380 | 2026-07-01 | -12500 | -9710 | -2790
| 2026-08-01 | 1370840 | 963390 | 407450 | 1350900 | 949190 | 401710 | 2026-08-01 | -19940 | -14200 | -5740
| 2026-09-01 | 1272360 | 866570 | 405790 | 1259120 | 857400 | 401720 | 2026-09-01 | -13240 | -9170 | -4070
| 2026-10-01 | 1130120 | 769760 | 360370 | 1115750 | 758720 | 357030 | 2026-10-01 | -14370 | -11040 | -3340
| 2026-11-01 | 922790 | 688640 | 234150 | 908390 | 676650 | 231740 | 2026-11-01 | -14400 | -11990 | -2410
| 2026-12-01 | 1023550 | 742780 | 280760 | 1006370 | 730310 | 276060 | 2026-12-01 | -17180 | -12470 | -4700
| 2027-01-01 | 1094190 | 809430 | 284760 | 1077630 | 796150 | 281470 | 2027-01-01 | -16560 | -13280 | -3290
| 2027-02-01 | 988720 | 705810 | 282910 | 969850 | 691570 | 278280 | 2027-02-01 | -18870 | -14240 | -4630
| 2027-03-01 | 909250 | 659240 | 250010 | 894940 | 648610 | 246340 | 2027-03-01 | -14310 | -10630 | -3670
| 2027-04-01 | 1068610 | 706400 | 362210 | 1053300 | 695170 | 358130 | 2027-04-01 | -15310 | -11230 | -4080
| 2027-05-01 | 1214610 | 845540 | 369070 | 1204070 | 836780 | 367290 | 2027-05-01 | -10540 | -8760 | -1780
| 2027-06-01 | 1375050 | 929970 | 445080 | 1360840 | 920540 | 440300 | 2027-06-01 | -14210 | -9430 | -4780
| 2027-07-01 | 1407630 | 957380 | 450250 | 1392950 | 946890 | 446060 | 2027-07-01 | -14680 | -10490 | -4190
| 2027-08-01 | 1448760 | 1001520 | 447250 | 1428170 | 987420 | 440760 | 2027-08-01 | -20590 | -14100 | -6490
| 2027-09-01 | 1266520 | 855020 | 411500 | 1251900 | 844810 | 407100 | 2027-09-01 | -14620 | -10210 | -4400
| 2027-10-01 | 1204350 | 843240 | 361110 | 1190250 | 832560 | 357700 | 2027-10-01 | -14100 | -10680 | -3410
| 2027-11-01 | 1013730 | 744600 | 269130 | 1001370 | 734760 | 266610 | 2027-11-01 | -12360 | -9840 | -2520
| 2027-12-01 | 1115490 | 810230 | 305260 | 1099600 | 798520 | 301080 | 2027-12-01 | -15890 | -11710 | -4180
| 2028-01-01 | 1197560 | 885450 | 312100 | 1182440 | 873190 | 309250 | 2028-01-01 | -15120 | -12260 | -2850
| 2028-02-01 | 1034940 | 750100 | 284840 | 1020190 | 739460 | 280720 | 2028-02-01 | -14750 | -10640 | -4120
| 2028-03-01 | 1079680 | 786400 | 293290 | 1061290 | 772660 | 288630 | 2028-03-01 | -18390 | -13740 | -4660
| 2028-04-01 | 1135080 | 783560 | 351520 | 1121790 | 773190 | 348600 | 2028-04-01 | -13290 | -10370 | -2920
| 2028-05-01 | 1203810 | 802940 | 400870 | 1220300 | 815590 | 404710 | 2028-05-01 | 16490 | 12650 | 3840
| 2028-06-01 | 1457310 | 987250 | 470060 | 1441190 | 975930 | 465260 | 2028-06-01 | -16120 | -11320 | -4800
| 2028-07-01 | 1519030 | 1061100 | 457940 | 1502400 | 1050420 | 451980 | 2028-07-01 | -16630 | -10680 | -5960
| 2028-08-01 | 1552020 | 1058450 | 493570 | 1535610 | 1047550 | 488060 | 2028-08-01 | -16410 | -10900 | -5510
| 2028-09-01 | 1443520 | 1006890 | 436630 | 1429740 | 997130 | 432610 | 2028-09-01 | -13780 | -9760 | -4020
| 2028-10-01 | 1333960 | 913170 | 420790 | 1321390 | 903780 | 417610 | 2028-10-01 | -12570 | -9390 | -3180
| 2028-11-01 | 1095890 | 812100 | 283790 | 1084330 | 802900 | 281430 | 2028-11-01 | -11560 | -9200 | -2360
| 2028-12-01 | 1187040 | 889270 | 297770 | 1169640 | 876330 | 293310 | 2028-12-01 | -17400 | -12940 | -4460
| 2029-01-01 | 1228230 | 879700 | 348530 | 1212930 | 867240 | 345690 | 2029-01-01 | -15300 | -12460 | -2840
| 2029-02-01 | 1064650 | 776270 | 288380 | 1053700 | 767520 | 286180 | 2029-02-01 | -10950 | -8750 | -2200
| 2029-03-01 | 1149720 | 851290 | 298430 | 1137220 | 841020 | 296200 | 2029-03-01 | -12500 | -10270 | -2230
| 2029-04-01 | 1161260 | 791020 | 370240 | 1144790 | 778960 | 365830 | 2029-04-01 | -16470 | -12060 | -4410
| 2029-05-01 | 1162040 | 763180 | 398860 | 1139460 | 747900 | 391560 | 2029-05-01 | -22580 | -15280 | -7300
| 2029-06-01 | 1381320 | 938290 | 443030 | 1363750 | 926080 | 437670 | 2029-06-01 | -17570 | -12210 | -5360
| 2029-07-01 | 1563420 | 1062530 | 500880 | 1544860 | 1050310 | 494550 | 2029-07-01 | -18560 | -12220 | -6330
| 2029-08-01 | 1606610 | 1079920 | 526690 | 1590330 | 1068650 | 521680 | 2029-08-01 | -16280 | -11270 | -5010
| 2029-09-01 | 1474550 | 1049750 | 424800 | 1459290 | 1038400 | 420890 | 2029-09-01 | -15260 | -11350 | -3910
| 2029-10-01 | 1372110 | 909180 | 462940 | 1353800 | 896330 | 457480 | 2029-10-01 | -18310 | -12850 | -5460
| 2029-11-01 | 1123450 | 826080 | 297380 | 1107830 | 814020 | 293810 | 2029-11-01 | -15620 | -12060 | -3570
| 2029-12-01 | 1198800 | 896730 | 302070 | 1184400 | 885600 | 298790 | 2029-12-01 | -14400 | -11130 | -3280
| 2030-01-01 | 1263100 | 905400 | 357700 | 1247930 | 893690 | 354240 | 2030-01-01 | -15170 | -11710 | -3460
| 2030-02-01 | 1105800 | 804840 | 300960 | 1094420 | 796050 | 298380 | 2030-02-01 | -11380 | -8790 | -2580
| 2030-03-01 | 1198420 | 900200 | 298220 | 1184050 | 888940 | 295110 | 2030-03-01 | -14370 | -11260 | -3110
| 2030-04-01 | 1199560 | 798010 | 401550 | 1185350 | 788200 | 397150 | 2030-04-01 | -14210 | -9810 | -4400
| 2030-05-01 | 1273930 | 844400 | 429530 | 1260940 | 836810 | 424140 | 2030-05-01 | -12990 | -7590 | -5390
| 2030-06-01 | 1448620 | 1000920 | 447700 | 1428580 | 988620 | 439960 | 2030-06-01 | -20040 | -12300 | -7740
| 2030-07-01 | 1572890 | 1035020 | 537870 | 1547240 | 1021640 | 525590 | 2030-07-01 | -25650 | -13380 | -12280
| 2030-08-01 | 1666790 | 1142630 | 524160 | 1652380 | 1132020 | 520360 | 2030-08-01 | -14410 | -10610 | -3800
| 2030-09-01 | 1548520 | 1078020 | 470510 | 1533640 | 1068440 | 465200 | 2030-09-01 | -14880 | -9580 | -5310
| 2030-10-01 | 1417190 | 944780 | 472410 | 1400240 | 933180 | 467060 | 2030-10-01 | -16950 | -11600 | -5350
| 2030-11-01 | 1148690 | 862110 | 286570 | 1134450 | 851150 | 283300 | 2030-11-01 | -14240 | -10960 | -3270
| 2030-12-01 | 1241730 | 913860 | 327870 | 1225980 | 902230 | 323740 | 2030-12-01 | -15750 | -11630 | -4130
| 2031-01-01 | 1311530 | 936810 | 374730 | 1295080 | 924620 | 370460 | 2031-01-01 | -16450 | -12190 | -4270
| 2031-02-01 | 1122040 | 817050 | 304990 | 1107970 | 805980 | 301990 | 2031-02-01 | -14070 | -11070 | -3000
| 2031-03-01 | 1217950 | 914830 | 303120 | 1203060 | 903280 | 299780 | 2031-03-01 | -14890 | -11550 | -3340
| 2031-04-01 | 1252170 | 833700 | 418470 | 1237900 | 823400 | 414500 | 2031-04-01 | -14270 | -10300 | -3970
| 2031-05-01 | 1374060 | 932300 | 441760 | 1359250 | 921410 | 437840 | 2031-05-01 | -14810 | -10890 | -3920
| 2031-06-01 | 1615590 | 1110040 | 505550 | 1600200 | 1099820 | 500380 | 2031-06-01 | -15390 | -10220 | -5170
| 2031-07-01 | 1705080 | 1132190 | 572890 | 1683620 | 1118350 | 565270 | 2031-07-01 | -21460 | -13840 | -7620
| 2031-08-01 | 1726230 | 1203860 | 522370 | 1711340 | 1193200 | 518130 | 2031-08-01 | -14890 | -10660 | -4240
| 2031-09-01 | 1613070 | 1100070 | 513000 | 1592950 | 1086660 | 506280 | 2031-09-01 | -20120 | -13410 | -6720
| 2031-10-01 | 1466770 | 980080 | 486690 | 1454420 | 970940 | 483490 | 2031-10-01 | -12350 | -9140 | -3200
| 2031-11-01 | 1195810 | 913850 | 281960 | 1181800 | 902780 | 279020 | 2031-11-01 | -14010 | -11070 | -2940
| 2031-12-01 | 1285220 | 928970 | 356250 | 1270740 | 918070 | 352670 | 2031-12-01 | -14480 | -10900 | -3580
| 2032-01-01 | 1402780 | 1023260 | 379520 | 1388860 | 1012550 | 376310 | 2032-01-01 | -13920 | -10710 | -3210
| 2032-02-01 | 1203060 | 885310 | 317750 | 1187310 | 873800 | 313510 | 2032-02-01 | -15750 | -11510 | -4240
| 2032-03-01 | 1313240 | 959860 | 353380 | 1298040 | 948400 | 349630 | 2032-03-01 | -15200 | -11460 | -3750
| 2032-04-01 | 1321440 | 877320 | 444120 | 1309760 | 868340 | 441420 | 2032-04-01 | -11680 | -8980 | -2700
| 2032-05-01 | 1455270 | 1004590 | 450680 | 1438680 | 994170 | 444510 | 2032-05-01 | -16590 | -10420 | -6170
| 2032-06-01 | 1703000 | 1144980 | 558020 | 1679390 | 1130730 | 548660 | 2032-06-01 | -23610 | -14250 | -9360
| 2032-07-01 | 1788400 | 1205470 | 582940 | 1773420 | 1195820 | 577600 | 2032-07-01 | -14980 | -9650 | -5340
| 2032-08-01 | 1814510 | 1248190 | 566320 | 1796620 | 1236460 | 560160 | 2032-08-01 | -17890 | -11730 | -6160
| 2032-09-01 | 1676590 | 1140410 | 536180 | 1660080 | 1129570 | 530510 | 2032-09-01 | -16510 | -10840 | -5670
| 2032-10-01 | 1534100 | 1073900 | 460200 | 1516610 | 1062240 | 454370 | 2032-10-01 | -17490 | -11660 | -5830
| 2032-11-01 | 1233550 | 908250 | 325300 | 1219010 | 897080 | 321930 | 2032-11-01 | -14540 | -11170 | -3370
| 2032-12-01 | 1353850 | 978120 | 375730 | 1338320 | 967430 | 370890 | 2032-12-01 | -15530 | -10690 | -4840
| 2033-01-01 | 1428320 | 1055880 | 372440 | 1414260 | 1044930 | 369320 | 2033-01-01 | -14060 | -10950 | -3120
| 2033-02-01 | 1325680 | 942050 | 383630 | 1305450 | 927610 | 377840 | 2033-02-01 | -20230 | -14440 | -5790
| 2033-03-01 | 1352380 | 986480 | 365890 | 1333680 | 972470 | 361210 | 2033-03-01 | -18700 | -14010 | -4680
| 2033-04-01 | 1349250 | 912840 | 436410 | 1335990 | 903280 | 432720 | 2033-04-01 | -13260 | -9560 | -3690
| 2033-05-01 | 1484060 | 998020 | 486040 | 1479670 | 999330 | 480340 | 2033-05-01 | -4390 | 1310 | -5700
| 2033-06-01 | 1755740 | 1174220 | 581530 | 1738620 | 1163420 | 575200 | 2033-06-01 | -17120 | -10800 | -6330
| 2033-07-01 | 1844690 | 1269070 | 575620 | 1824550 | 1256360 | 568200 | 2033-07-01 | -20140 | -12710 | -7420
| 2033-08-01 | 1869090 | 1256070 | 613020 | 1849910 | 1244890 | 605030 | 2033-08-01 | -19180 | -11180 | -7990
| 2033-09-01 | 1759390 | 1192210 | 567180 | 1742090 | 1181190 | 560900 | 2033-09-01 | -17300 | -11020 | -6280
| 2033-10-01 | 1594950 | 1106360 | 488590 | 1578840 | 1094880 | 483960 | 2033-10-01 | -16110 | -11480 | -4630
| 2033-11-01 | 1286160 | 945170 | 340990 | 1272290 | 934750 | 337540 | 2033-11-01 | -13870 | -10420 | -3450
| 2033-12-01 | 1468900 | 1076000 | 392900 | 1451900 | 1063330 | 388570 | 2033-12-01 | -17000 | -12670 | -4330
| 2034-01-01 | 1473450 | 1073490 | 399960 | 1459960 | 1062720 | 397240 | 2034-01-01 | -13490 | -10770 | -2720
| 2034-02-01 | 1259410 | 921420 | 337990 | 1246940 | 911980 | 334960 | 2034-02-01 | -12470 | -9440 | -3030
| 2034-03-01 | 1380220 | 1008680 | 371540 | 1365170 | 997490 | 367680 | 2034-03-01 | -15050 | -11190 | -3860
| 2034-04-01 | 1428660 | 988170 | 440490 | 1415680 | 979090 | 436590 | 2034-04-01 | -12980 | -9080 | -3900
| 2034-05-01 | 1419420 | 916590 | 502830 | 1400190 | 905530 | 494660 | 2034-05-01 | -19230 | -11060 | -8170
| 2034-06-01 | 1723090 | 1120010 | 603080 | 1702440 | 1107940 | 594500 | 2034-06-01 | -20650 | -12070 | -8580
| 2034-07-01 | 1927560 | 1329820 | 597750 | 1909220 | 1316480 | 592740 | 2034-07-01 | -18340 | -13340 | -5010
| 2034-08-01 | 1945790 | 1311690 | 634100 | 1929330 | 1300790 | 628540 | 2034-08-01 | -16460 | -10900 | -5560
| 2034-09-01 | 1797170 | 1238260 | 558910 | 1777860 | 1224080 | 553780 | 2034-09-01 | -19310 | -14180 | -5130
| 2034-10-01 | 1660260 | 1128550 | 531710 | 1644400 | 1118290 | 526110 | 2034-10-01 | -15860 | -10260 | -5600
| 2034-11-01 | 1309070 | 968770 | 340300 | 1295150 | 958450 | 336700 | 2034-11-01 | -13920 | -10320 | -3600
| 2034-12-01 | 1459630 | 1091660 | 367970 | 1447210 | 1082050 | 365160 | 2034-12-01 | -12420 | -9610 | -2810
| 2035-01-01 | 1522020 | 1089780 | 432240 | 1507460 | 1078390 | 429070 | 2035-01-01 | -14560 | -11390 | -3170
| 2035-02-01 | 1300760 | 945220 | 355540 | 1287010 | 935170 | 351830 | 2035-02-01 | -13750 | -10050 | -3710
| 2035-03-01 | 1440360 | 1068950 | 371420 | 1424580 | 1057200 | 367380 | 2035-03-01 | -15780 | -11750 | -4040
| 2035-04-01 | 1458670 | 989730 | 468940 | 1445660 | 982120 | 463540 | 2035-04-01 | -13010 | -7610 | -5400
| 2035-05-01 | 1536820 | 1005490 | 531330 | 1515940 | 992270 | 523660 | 2035-05-01 | -20880 | -13220 | -7670
| 2035-06-01 | 1786770 | 1193190 | 593580 | 1757650 | 1172610 | 585040 | 2035-06-01 | -29120 | -20580 | -8540
| 2035-07-01 | 1941350 | 1292450 | 648910 | 1918590 | 1276680 | 641910 | 2035-07-01 | -22760 | -15770 | -7000
| 2035-08-01 | 2021580 | 1341400 | 680180 | 1998980 | 1330130 | 668850 | 2035-08-01 | -22600 | -11270 | -11330
| 2035-09-01 | 1873030 | 1321330 | 551700 | 1854380 | 1309650 | 544720 | 2035-09-01 | -18650 | -11680 | -6980
| 2035-10-01 | 1724610 | 1133270 | 591340 | 1707700 | 1122440 | 585270 | 2035-10-01 | -16910 | -10830 | -6070
| 2035-11-01 | 1365720 | 1004320 | 361400 | 1352350 | 994190 | 358160 | 2035-11-01 | -13370 | -10130 | -3240
| 2035-12-01 | 1492050 | 1116000 | 376040 | 1477030 | 1104910 | 372130 | 2035-12-01 | -15020 | -11090 | -3910
| 2036-01-01 | 1577260 | 1127950 | 449310 | 1562690 | 1116650 | 446040 | 2036-01-01 | -14570 | -11300 | -3270
| 2036-02-01 | 1359580 | 984310 | 375270 | 1345260 | 973640 | 371620 | 2036-02-01 | -14320 | -10670 | -3650
| 2036-03-01 | 1499670 | 1128640 | 371030 | 1484010 | 1116570 | 367440 | 2036-03-01 | -15660 | -12070 | -3590
| 2036-04-01 | 1485150 | 984290 | 500850 | 1469900 | 973580 | 496310 | 2036-04-01 | -15250 | -10710 | -4540
| 2036-05-01 | 1655880 | 1114830 | 541050 | 1638510 | 1103100 | 535400 | 2036-05-01 | -17370 | -11730 | -5650
| 2036-06-01 | 1986710 | 1352010 | 634690 | 1966090 | 1338690 | 627400 | 2036-06-01 | -20620 | -13320 | -7290
| 2036-07-01 | 2093130 | 1371500 | 721630 | 2070850 | 1357190 | 713660 | 2036-07-01 | -22280 | -14310 | -7970
| 2036-08-01 | 2106020 | 1448870 | 657150 | 2084750 | 1435770 | 648990 | 2036-08-01 | -21270 | -13100 | -8160
| 2036-09-01 | 1932960 | 1287880 | 645080 | 1910420 | 1274180 | 636240 | 2036-09-01 | -22540 | -13700 | -8840
| 2036-10-01 | 1746530 | 1154300 | 592230 | 1728130 | 1142590 | 585540 | 2036-10-01 | -18400 | -11710 | -6690
| 2036-11-01 | 1344420 | 1025500 | 318920 | 1331420 | 1015380 | 316040 | 2036-11-01 | -13000 | -10120 | -2880
| 2036-12-01 | 1490570 | 1074430 | 416140 | 1473820 | 1062210 | 411610 | 2036-12-01 | -16750 | -12220 | -4530
| 2037-01-01 | 1533710 | 1109820 | 423890 | 1517530 | 1096770 | 420760 | 2037-01-01 | -16180 | -13050 | -3130
| 2037-02-01 | 1354610 | 978570 | 376040 | 1343460 | 970470 | 372990 | 2037-02-01 | -11150 | -8100 | -3050
| 2037-03-01 | 1488680 | 1099610 | 389070 | 1472490 | 1087580 | 384900 | 2037-03-01 | -16190 | -12030 | -4170
| 2037-04-01 | 1479080 | 956960 | 522120 | 1461770 | 945120 | 516650 | 2037-04-01 | -17310 | -11840 | -5470
| 2037-05-01 | 1706370 | 1151900 | 554470 | 1682190 | 1136370 | 545820 | 2037-05-01 | -24180 | -15530 | -8650
| 2037-06-01 | 2013940 | 1317140 | 696800 | 1988290 | 1301100 | 687190 | 2037-06-01 | -25650 | -16040 | -9610
| 2037-07-01 | 2119700 | 1360420 | 759280 | 2100170 | 1347410 | 752760 | 2037-07-01 | -19530 | -13010 | -6520
| 2037-08-01 | 2113750 | 1448210 | 665540 | 2083760 | 1430170 | 653590 | 2037-08-01 | -29990 | -18040 | -11950
| 2037-09-01 | 1976300 | 1316280 | 660020 | 1961820 | 1306570 | 655250 | 2037-09-01 | -14480 | -9710 | -4770
| 2037-10-01 | 1781140 | 1197410 | 583730 | 1759960 | 1183530 | 576430 | 2037-10-01 | -21180 | -13880 | -7300
| 2037-11-01 | 1349830 | 1011510 | 338310 | 1333320 | 998070 | 335250 | 2037-11-01 | -16510 | -13440 | -3060
| 2037-12-01 | 1526790 | 1096000 | 430780 | 1511230 | 1084430 | 426810 | 2037-12-01 | -15560 | -11570 | -3970
| 2038-01-01 | 1568000 | 1152210 | 415800 | 1552910 | 1138800 | 414110 | 2038-01-01 | -15090 | -13410 | -1690
| 2038-02-01 | 1357440 | 978180 | 379260 | 1342330 | 967100 | 375230 | 2038-02-01 | -15110 | -11080 | -4030
| 2038-03-01 | 1485320 | 1083440 | 401880 | 1470590 | 1072500 | 398100 | 2038-03-01 | -14730 | -10940 | -3780
| 2038-04-01 | 1516320 | 981930 | 534390 | 1500690 | 971390 | 529300 | 2038-04-01 | -15630 | -10540 | -5090
| 2038-05-01 | 1743750 | 1175180 | 568570 | 1719450 | 1159450 | 560000 | 2038-05-01 | -24300 | -15730 | -8570
| 2038-06-01 | 2072120 | 1361400 | 710720 | 2048170 | 1347040 | 701130 | 2038-06-01 | -23950 | -14360 | -9590
| 2038-07-01 | 2165960 | 1417740 | 748210 | 2144440 | 1404320 | 740120 | 2038-07-01 | -21520 | -13420 | -8090
| 2038-08-01 | 2164700 | 1453970 | 710730 | 2131470 | 1434990 | 696480 | 2038-08-01 | -33230 | -18980 | -14250
| 2038-09-01 | 2007960 | 1337340 | 670620 | 1992990 | 1326830 | 666160 | 2038-09-01 | -14970 | -10510 | -4460
| 2038-10-01 | 1814090 | 1251530 | 562570 | 1795840 | 1238250 | 557590 | 2038-10-01 | -18250 | -13280 | -4980
| 2038-11-01 | 1403000 | 1030160 | 372840 | 1385390 | 1016670 | 368720 | 2038-11-01 | -17610 | -13490 | -4120
| 2038-12-01 | 1631490 | 1166730 | 464760 | 1614230 | 1153680 | 460550 | 2038-12-01 | -17260 | -13050 | -4210
| 2039-01-01 | 1600550 | 1175190 | 425360 | 1586150 | 1162750 | 423400 | 2039-01-01 | -14400 | -12440 | -1960
| 2039-02-01 | 1590230 | 1120280 | 469960 | 1566410 | 1103230 | 463180 | 2039-02-01 | -23820 | -17050 | -6780
| 2039-03-01 | 1530010 | 1111190 | 418820 | 1508990 | 1095970 | 413020 | 2039-03-01 | -21020 | -15220 | -5800
| 2039-04-01 | 1553950 | 1029810 | 524150 | 1536980 | 1017300 | 519680 | 2039-04-01 | -16970 | -12510 | -4470
| 2039-05-01 | 1646280 | 1062360 | 583920 | 1640370 | 1050440 | 589940 | 2039-05-01 | -5910 | -11920 | 6020
| 2039-06-01 | 1945370 | 1257500 | 687880 | 1930030 | 1242720 | 687310 | 2039-06-01 | -15340 | -14780 | -570
| 2039-07-01 | 2216620 | 1490940 | 725690 | 2189850 | 1473990 | 715860 | 2039-07-01 | -26770 | -16950 | -9830
| 2039-08-01 | 2200670 | 1449630 | 751050 | 2180770 | 1438540 | 742230 | 2039-08-01 | -19900 | -11090 | -8820
| 2039-09-01 | 2052720 | 1367100 | 685620 | 2033770 | 1353820 | 679960 | 2039-09-01 | -18950 | -13280 | -5660
| 2039-10-01 | 1881050 | 1280930 | 600120 | 1858150 | 1266630 | 591520 | 2039-10-01 | -22900 | -14300 | -8600
| 2039-11-01 | 1422630 | 1046740 | 375890 | 1405260 | 1033060 | 372200 | 2039-11-01 | -17370 | -13680 | -3690
| 2039-12-01 | 1572030 | 1146080 | 425950 | 1554270 | 1132430 | 421840 | 2039-12-01 | -17760 | -13650 | -4110
| 2040-01-01 | 1645390 | 1192580 | 452810 | 1628390 | 1180130 | 448260 | 2040-01-01 | -17000 | -12450 | -4550
| 2040-02-01 | 1440370 | 1042370 | 398000 | 1424690 | 1030570 | 394120 | 2040-02-01 | -15680 | -11800 | -3880
| 2040-03-01 | 1539360 | 1137110 | 402250 | 1522680 | 1124660 | 398020 | 2040-03-01 | -16680 | -12450 | -4230
| 2040-04-01 | 1561350 | 1026310 | 535040 | 1536540 | 1016740 | 519800 | 2040-04-01 | -24810 | -9570 | -15240
| 2040-05-01 | 1818850 | 1176930 | 641920 | 1785290 | 1159910 | 625390 | 2040-05-01 | -33560 | -17020 | -16530
| 2040-06-01 | 2183260 | 1455760 | 727490 | 2161090 | 1445610 | 715480 | 2040-06-01 | -22170 | -10150 | -12010
| 2040-07-01 | 2264660 | 1490050 | 774600 | 2238790 | 1473300 | 765490 | 2040-07-01 | -25870 | -16750 | -9110
| 2040-08-01 | 2242870 | 1492380 | 750480 | 2222400 | 1478830 | 743560 | 2040-08-01 | -20470 | -13550 | -6920
| 2040-09-01 | 2100750 | 1453430 | 647320 | 2077780 | 1438160 | 639620 | 2040-09-01 | -22970 | -15270 | -7700
| 2040-10-01 | 1911070 | 1249890 | 661180 | 1885230 | 1234150 | 651080 | 2040-10-01 | -25840 | -15740 | -10100
| 2040-11-01 | 1458720 | 1076680 | 382040 | 1444440 | 1066060 | 378380 | 2040-11-01 | -14280 | -10620 | -3660
| 2040-12-01 | 1613780 | 1199180 | 414590 | 1598870 | 1187010 | 411860 | 2040-12-01 | -14910 | -12170 | -2730
| 2041-01-01 | 1669080 | 1186900 | 482180 | 1652950 | 1173570 | 479370 | 2041-01-01 | -16130 | -13330 | -2810
| 2041-02-01 | 1459020 | 1052950 | 406070 | 1440220 | 1038680 | 401540 | 2041-02-01 | -18800 | -14270 | -4530
| 2041-03-01 | 1598930 | 1198790 | 400140 | 1580090 | 1183970 | 396120 | 2041-03-01 | -18840 | -14820 | -4020
| 2041-04-01 | 1606320 | 1044090 | 562230 | 1589640 | 1032480 | 557160 | 2041-04-01 | -16680 | -11610 | -5070
| 2041-05-01 | 1774440 | 1140380 | 634070 | 1724080 | 1103980 | 620100 | 2041-05-01 | -50360 | -36400 | -13970
| 2041-06-01 | 2038050 | 1374700 | 663360 | 2014120 | 1359680 | 654440 | 2041-06-01 | -23930 | -15020 | -8920
| 2041-07-01 | 2150480 | 1357580 | 792910 | 2126350 | 1340680 | 785670 | 2041-07-01 | -24130 | -16900 | -7240
| 2041-08-01 | 2112090 | 1388480 | 723620 | 2089030 | 1372430 | 716600 | 2041-08-01 | -23060 | -16050 | -7020
| 2041-09-01 | 1951400 | 1311290 | 640110 | 1932990 | 1295280 | 637720 | 2041-09-01 | -18410 | -16010 | -2390
| 2041-10-01 | 1780690 | 1139490 | 641200 | 1763590 | 1125170 | 638430 | 2041-10-01 | -17100 | -14320 | -2770
| 2041-11-01 | 1315030 | 979480 | 335550 | 1294260 | 964520 | 329750 | 2041-11-01 | -20770 | -14960 | -5800
| 2041-12-01 | 1537040 | 1119440 | 417600 | 1516660 | 1104090 | 412560 | 2041-12-01 | -20380 | -15350 | -5040
| 2042-01-01 | 1496590 | 1052910 | 443680 | 1478500 | 1039030 | 439480 | 2042-01-01 | -18090 | -13880 | -4200
| 2042-02-01 | 1315750 | 941140 | 374610 | 1300010 | 929500 | 370520 | 2042-02-01 | -15740 | -11640 | -4090
| 2042-03-01 | 1422130 | 1060810 | 361310 | 1402010 | 1045740 | 356270 | 2042-03-01 | -20120 | -15070 | -5040
| 2042-04-01 | 1480060 | 928320 | 551740 | 1458390 | 913910 | 544480 | 2042-04-01 | -21670 | -14410 | -7260
| 2042-05-01 | 1808910 | 1189300 | 619620 | 1775110 | 1167400 | 607710 | 2042-05-01 | -33800 | -21900 | -11910
| 2042-06-01 | 2081720 | 1374080 | 707640 | 2062500 | 1356980 | 705530 | 2042-06-01 | -19220 | -17100 | -2110
| 2042-07-01 | 2179950 | 1374630 | 805320 | 2161810 | 1361270 | 800540 | 2042-07-01 | -18140 | -13360 | -4780
| 2042-08-01 | 2174620 | 1468050 | 706570 | 2149410 | 1448520 | 700900 | 2042-08-01 | -25210 | -19530 | -5670
| 2042-09-01 | 2008110 | 1318460 | 689650 | 1989420 | 1302810 | 686610 | 2042-09-01 | -18690 | -15650 | -3040
| 2042-10-01 | 1796860 | 1155890 | 640970 | 1780020 | 1144830 | 635190 | 2042-10-01 | -16840 | -11060 | -5780
| 2042-11-01 | 1325540 | 1004740 | 320800 | 1298380 | 982630 | 315750 | 2042-11-01 | -27160 | -22110 | -5050
| 2042-12-01 | 1560000 | 1116710 | 443300 | 1537510 | 1099430 | 438080 | 2042-12-01 | -22490 | -17280 | -5220
| 2043-01-01 | 1494360 | 1075630 | 418730 | 1473030 | 1059170 | 413860 | 2043-01-01 | -21330 | -16460 | -4870
| 2043-02-01 | 1313680 | 942360 | 371320 | 1302730 | 932650 | 370080 | 2043-02-01 | -10950 | -9710 | -1240
| 2043-03-01 | 1380110 | 1013460 | 366650 | 1357950 | 997540 | 360410 | 2043-03-01 | -22160 | -15920 | -6240
| 2043-04-01 | 1549280 | 965160 | 584120 | 1527240 | 951390 | 575850 | 2043-04-01 | -22040 | -13770 | -8270
| 2043-05-01 | 1784370 | 1221810 | 562550 | 1767540 | 1205510 | 562020 | 2043-05-01 | -16830 | -16300 | -530
| 2043-06-01 | 2122950 | 1357160 | 765780 | 2080240 | 1338900 | 741340 | 2043-06-01 | -42710 | -18260 | -24440
| 2043-07-01 | 2196160 | 1376610 | 819550 | 2181650 | 1364980 | 816670 | 2043-07-01 | -14510 | -11630 | -2880
| 2043-08-01 | 2194630 | 1476980 | 717640 | 2164020 | 1443830 | 720190 | 2043-08-01 | -30610 | -33150 | 2550
| 2043-09-01 | 2034060 | 1326980 | 707070 | 1999590 | 1303050 | 696530 | 2043-09-01 | -34470 | -23930 | -10540
| 2043-10-01 | 1848380 | 1219570 | 628810 | 1820420 | 1202870 | 617550 | 2043-10-01 | -27960 | -16700 | -11260
| 2043-11-01 | 1362400 | 1011820 | 350580 | 1341940 | 996780 | 345160 | 2043-11-01 | -20460 | -15040 | -5420
| 2043-12-01 | 1541970 | 1103620 | 438350 | 1523440 | 1091050 | 432390 | 2043-12-01 | -18530 | -12570 | -5960
| 2044-01-01 | 1561890 | 1131520 | 430380 | 1541850 | 1115840 | 426020 | 2044-01-01 | -20040 | -15680 | -4360
| 2044-02-01 | 1312080 | 939520 | 372560 | 1295860 | 927670 | 368190 | 2044-02-01 | -16220 | -11850 | -4370
| 2044-03-01 | 1493280 | 1081330 | 411950 | 1483930 | 1074120 | 409810 | 2044-03-01 | -9350 | -7210 | -2140
| 2044-04-01 | 1445610 | 949410 | 496200 | 1425230 | 936500 | 488720 | 2044-04-01 | -20380 | -12910 | -7480
| 2044-05-01 | 1577220 | 1037330 | 539890 | 1554080 | 1021790 | 532290 | 2044-05-01 | -23140 | -15540 | -7600
| 2044-06-01 | 1892880 | 1220070 | 672810 | 1861690 | 1200780 | 660900 | 2044-06-01 | -31190 | -19290 | -11910
| 2044-07-01 | 2122640 | 1438150 | 684490 | 2095150 | 1420470 | 674670 | 2044-07-01 | -27490 | -17680 | -9820
| 2044-08-01 | 2142750 | 1417980 | 724770 | 2112270 | 1398290 | 713970 | 2044-08-01 | -30480 | -19690 | -10800
| 2044-09-01 | 1992260 | 1332470 | 659800 | 1973830 | 1319880 | 653950 | 2044-09-01 | -18430 | -12590 | -5850
| 2044-10-01 | 1826360 | 1249110 | 577250 | 1807360 | 1235540 | 571820 | 2044-10-01 | -19000 | -13570 | -5430
| 2044-11-01 | 1364070 | 999220 | 364850 | 1346110 | 987090 | 359020 | 2044-11-01 | -17960 | -12130 | -5830
| 2044-12-01 | 1564380 | 1150020 | 414360 | 1548330 | 1138340 | 409990 | 2044-12-01 | -16050 | -11680 | -4370
| 2045-01-01 | 1540750 | 1085700 | 455060 | 1521720 | 1071840 | 449890 | 2045-01-01 | -19030 | -13860 | -5170
| 2045-02-01 | 1633460 | 1152940 | 480520 | 1605300 | 1133690 | 471600 | 2045-02-01 | -28160 | -19250 | -8920
| 2045-03-01 | 1556870 | 1123750 | 433120 | 1534760 | 1107910 | 426860 | 2045-03-01 | -22110 | -15840 | -6260
| 2045-04-01 | 1523310 | 1019480 | 503830 | 1503020 | 1005540 | 497490 | 2045-04-01 | -20290 | -13940 | -6340
| 2045-05-01 | 1849290 | 1205040 | 644240 | 1829340 | 1191840 | 637500 | 2045-05-01 | -19950 | -13200 | -6740
| 2045-06-01 | 2082150 | 1366090 | 716060 | 2054910 | 1348370 | 706540 | 2045-06-01 | -27240 | -17720 | -9520
| 2045-07-01 | 2221330 | 1506270 | 715060 | 2196040 | 1489440 | 706600 | 2045-07-01 | -25290 | -16830 | -8460
| 2045-08-01 | 2206700 | 1467540 | 739160 | 2176360 | 1447920 | 728440 | 2045-08-01 | -30340 | -19620 | -10720
| 2045-09-01 | 2051450 | 1406210 | 645250 | 2025140 | 1388450 | 636690 | 2045-09-01 | -26310 | -17760 | -8560
| 2045-10-01 | 1864270 | 1239840 | 624430 | 1841450 | 1224920 | 616530 | 2045-10-01 | -22820 | -14920 | -7900
| 2045-11-01 | 1381320 | 1019280 | 362040 | 1358120 | 1001630 | 356490 | 2045-11-01 | -23200 | -17650 | -5550
| 2045-12-01 | 1598920 | 1188640 | 410290 | 1578550 | 1172990 | 405560 | 2045-12-01 | -20370 | -15650 | -4730
| 2046-01-01 | 1548060 | 1087340 | 460730 | 1518820 | 1065830 | 452990 | 2046-01-01 | -29240 | -21510 | -7740
| 2046-02-01 | 1389210 | 995400 | 393820 | 1361090 | 974450 | 386650 | 2046-02-01 | -28120 | -20950 | -7170
| 2046-03-01 | 1519170 | 1113570 | 405600 | 1488110 | 1090230 | 397880 | 2046-03-01 | -31060 | -23340 | -7720
| 2046-04-01 | 1549630 | 1016580 | 533050 | 1517310 | 993420 | 523890 | 2046-04-01 | -32320 | -23160 | -9160
| 2046-05-01 | 1872120 | 1232100 | 640020 | 1851420 | 1217760 | 633660 | 2046-05-01 | -20700 | -14340 | -6360
| 2046-06-01 | 2136120 | 1449200 | 686920 | 2111130 | 1432810 | 678320 | 2046-06-01 | -24990 | -16390 | -8600
| 2046-07-01 | 2222910 | 1485440 | 737470 | 2189610 | 1463420 | 726190 | 2046-07-01 | -33300 | -22020 | -11280
| 2046-08-01 | 2255400 | 1478680 | 776720 | 2224600 | 1459070 | 765530 | 2046-08-01 | -30800 | -19610 | -11190
| 2046-09-01 | 2090930 | 1458040 | 632900 | 2067580 | 1441390 | 626180 | 2046-09-01 | -23350 | -16650 | -6720
| 2046-10-01 | 1951600 | 1249970 | 701640 | 1934110 | 1237450 | 696660 | 2046-10-01 | -17490 | -12520 | -4980
| 2046-11-01 | 1415750 | 1034210 | 381540 | 1391920 | 1017260 | 374660 | 2046-11-01 | -23830 | -16950 | -6880
| 2046-12-01 | 1683040 | 1249500 | 433540 | 1657130 | 1230440 | 426690 | 2046-12-01 | -25910 | -19060 | -6850
| 2047-01-01 | 1583020 | 1108820 | 474190 | 1560840 | 1093030 | 467800 | 2047-01-01 | -22180 | -15790 | -6390
| 2047-02-01 | 1403330 | 1007730 | 395610 | 1378300 | 989490 | 388800 | 2047-02-01 | -25030 | -18240 | -6810
| 2047-03-01 | 1554360 | 1159910 | 394440 | 1506620 | 1121570 | 385050 | 2047-03-01 | -47740 | -38340 | -9390
| 2047-04-01 | 1589050 | 1023450 | 565590 | 1562330 | 1007520 | 554800 | 2047-04-01 | -26720 | -15930 | -10790
| 2047-05-01 | 1930050 | 1264760 | 665280 | 1912970 | 1252350 | 660610 | 2047-05-01 | -17080 | -12410 | -4670
| 2047-06-01 | 2194550 | 1507490 | 687070 | 2166640 | 1488580 | 678060 | 2047-06-01 | -27910 | -18910 | -9010
| 2047-07-01 | 2257670 | 1467870 | 789800 | 2229570 | 1450050 | 779520 | 2047-07-01 | -28100 | -17820 | -10280
| 2047-08-01 | 2272020 | 1525780 | 746240 | 2241270 | 1505660 | 735610 | 2047-08-01 | -30750 | -20120 | -10630
| 2047-09-01 | 2103890 | 1442200 | 661690 | 2075820 | 1422780 | 653040 | 2047-09-01 | -28070 | -19420 | -8650
| 2047-10-01 | 1933130 | 1261220 | 671910 | 1908980 | 1245810 | 663160 | 2047-10-01 | -24150 | -15410 | -8750
| 2047-11-01 | 1419760 | 1057980 | 361790 | 1401790 | 1044920 | 356870 | 2047-11-01 | -17970 | -13060 | -4920
| 2047-12-01 | 1688210 | 1234630 | 453580 | 1666180 | 1217690 | 448480 | 2047-12-01 | -22030 | -16940 | -5100
Formulas:
DATE = [DATE]

## Fuel+VOM
DRAFT
As-Available 24-hour Average, On-Peak and Off-Peak Energy Price Forecast
Year | 24-hour Average ($/MWh) | Off-Peak ($/MWh) | On-Peak ($/MWh)
2018 | 26.2309 | 25.8595 | 27.3113 | 1.4537
2019 | 26.073 | 25.7172 | 27.1075 | 0.23231
2020 | 29.0071 | 28.4048 | 30.7571 | 0.94338
2021 | 28.7712 | 28.2879 | 30.1777 | -0.69399
2022 | 29.6938 | 29.0465 | 31.5877 | -0.7347
2023 | 30.9119 | 30.4249 | 32.3369 | -0.5406
2024 | 32.1266 | 31.8061 | 33.0569 | -1.1048
2025 | 34.4943 | 34.1287 | 35.5563 | -0.3543
2026 | 35.6007 | 35.2986 | 36.4795 | 0.21298
2027 | 37.8256 | 36.9911 | 40.2545 | 0.36195
2028 | 41.9151 | 41.2091 | 43.9881 | 2.2168
2029 | 44.9064 | 43.6302 | 48.6195 | -1.9818
2030 | 50.158 | 47.9028 | 56.7132 | 1.4159
2031 | 49.9714 | 48.5108 | 54.219 | -1.5061
2032 | 54.6141 | 52.0166 | 62.167 | -1.681
2033 | 58.241 | 54.9672 | 67.8163 | -1.466
2034 | 60.9529 | 58.5933 | 67.8544 | -0.88314
2035 | 67.1303 | 63.4202 | 77.9225 | 2.4813
2036 | 66.3047 | 63.0982 | 75.6172 | -4.4884
2037 | 70.768 | 67.3577 | 80.6885 | 4.6283
2038 | 71.036 | 67.0602 | 82.6088 | -6.3763
2039 | 71.1096 | 70.2858 | 73.5191 | 3.5441
2040 | 76.5172 | 69.4337 | 97.1977 | -0.86339
2041 | 78.8067 | 77.0597 | 83.886 | 0.081317
2042 | 84.2527 | 83.5782 | 86.2126 | 7.867
2043 | 86.2527 | 84.212 | 92.1886 | 7.9531
2044 | 82.9329 | 79.0254 | 94.3504 | 0.17008
2045 | 86.7946 | 82.6762 | 98.8395 | 2.982
2046 | 88.2504 | 84.3949 | 99.4662 | 0.08691
2047 | 89.5052 | 84.8476 | 103.0465 | 3.8873

## Rep Fuel Cost
No DSM Average Fuel Cost
| COST*($000) | ENERGY (MWH) | CHARGE (C/KWH) | ($/MWh)
2018 | 573974.74 | 20486450 | 2.8017 | 28.0173
2019 | 564574.95 | 20657530 | 2.733 | 27.3302
2020 | 601441.4 | 20891210 | 2.8789 | 28.7892
2021 | 642134.28 | 21138290 | 3.0378 | 30.3778
2022 | 672981.1 | 21322280 | 3.1562 | 31.5623
2023 | 684694.91 | 21581320 | 3.1726 | 31.7263
2024 | 723972.66 | 21842240 | 3.3146 | 33.1455
2025 | 762365.45 | 22123820 | 3.4459 | 34.459
2026 | 792929.92 | 22288640 | 3.5576 | 35.5755
2027 | 839498.34 | 22586670 | 3.7168 | 37.1679
2028 | 915942.13 | 22897150 | 4.0002 | 40.0025
2029 | 969348.57 | 23213490 | 4.1758 | 41.758
2030 | 1053883.1 | 23491240 | 4.4863 | 44.8628
2031 | 1093215.53 | 23776710 | 4.5978 | 45.9784
2032 | 1173160.33 | 24070960 | 4.8738 | 48.7376
2033 | 1213977.59 | 24353020 | 4.9849 | 49.8492
2034 | 1307081.84 | 24631350 | 5.3066 | 53.0658
2035 | 1374746.32 | 24949800 | 5.51 | 55.1005
2036 | 1419293.74 | 25249210 | 5.6211 | 56.2114
2037 | 1496100.37 | 25247220 | 5.9258 | 59.258
2038 | 1527349.23 | 25251460 | 6.0486 | 60.4856
2039 | 1590165.95 | 25240750 | 6.3 | 62.9999
2040 | 1588668.03 | 25245830 | 6.2928 | 62.9279
2041 | 1689016.01 | 25242770 | 6.6911 | 66.9109
2042 | 1777839.51 | 25234640 | 7.0452 | 70.4523
2043 | 1854146.56 | 25255390 | 7.3416 | 73.4159
2044 | 1835870.5 | 25263380 | 7.2669 | 72.6692
2045 | 1885515.72 | 25259870 | 7.4645 | 74.6447
2046 | 1942139.26 | 25265260 | 7.687 | 76.8699
2047 | 1938756.84 | 25264590 | 7.6738 | 76.7381

## NoAU_AC
Planning and Risk OUTPUT | Run Name: | DSM2018_Base_No_AU_TSJMW .@19-Feb-21 12:22
| Run Start Yr: | 2018
Plant Fuel Expense ($000)
| 2018 | 2019 | 2020 | 2021 | 2022 | 2023 | 2024 | 2025 | 2026 | 2027 | 2028 | 2029 | 2030 | 2031 | 2032 | 2033 | 2034 | 2035 | 2036 | 2037 | 2038 | 2039 | 2040 | 2041 | 2042 | 2043 | 2044 | 2045 | 2046 | 2047 | 2048 | 2049
Big Bend 1 | 10656.24 | 6639.46 | 5938.73 | 455.61 | 0 | 0 | 0 | 0 | 0 | 0 | 0 | 0 | 0 | 0 | 0 | 0 | 0 | 0 | 0 | 0 | 0 | 0 | 0 | 0 | 0 | 0 | 0 | 0 | 0 | 0 | 0 | 0
Big Bend 2 | 24052.18 | 19807.39 | 22129.29 | 9098.26 | 0 | 0 | 0 | 0 | 0 | 0 | 0 | 0 | 0 | 0 | 0 | 0 | 0 | 0 | 0 | 0 | 0 | 0 | 0 | 0 | 0 | 0 | 0 | 0 | 0 | 0 | 0 | 0
Big Bend 3 | 27494.92 | 28320.03 | 36250.56 | 39156.9 | 49686.82 | 41246.39 | 52585.62 | 44283.63 | 62357.58 | 65679.46 | 67795.6 | 68159.33 | 57417.85 | 74532.98 | 75110.11 | 75905.66 | 76185.11 | 66090.27 | 81324.54 | 80510.7 | 83611.02 | 87961.76 | 90339.7 | 32443.64 | 0 | 0 | 0 | 0 | 0 | 0 | 0 | 0
Big Bend 4 | 53729.63 | 50811.24 | 67426.4 | 71208.05 | 73050.23 | 52465.46 | 47342.94 | 62120.22 | 63917.41 | 66252.21 | 74046.32 | 59214.62 | 73920.73 | 73467.93 | 78961.74 | 79377.58 | 68321.88 | 79730.15 | 87664.16 | 89014.05 | 89566.19 | 73241.57 | 96421.62 | 97441.46 | 100290.91 | 98122.25 | 88087.88 | 107016.62 | 108732.28 | 109095.98 | 0 | 0
TOTAL Big Bend ($000) | 115932.97 | 105578.12 | 131744.98 | 119918.82 | 122737.05 | 93711.85 | 99928.56 | 106403.85 | 126274.99 | 131931.67 | 141841.92 | 127373.95 | 131338.58 | 148000.91 | 154071.85 | 155283.24 | 144506.99 | 145820.42 | 168988.7 | 169524.75 | 173177.21 | 161203.33 | 186761.32 | 129885.1 | 100290.91 | 98122.25 | 88087.88 | 107016.62 | 108732.28 | 109095.98 | 0 | 0
Big Bend CT4 | 327.63 | 343.05 | 232.45 | 94.63 | 119.12 | 184.14 | 479.56 | 522.18 | 247.83 | 414.79 | 505.43 | 890.67 | 1146.63 | 956.63 | 996 | 1499.68 | 1883.42 | 2028.21 | 1884.92 | 3480.7 | 3790.38 | 4715.08 | 3225.51 | 7036.71 | 7628.73 | 8716.03 | 7529.64 | 6932.73 | 6797.26 | 6572.59 | 0 | 0
Big Bend CT4o | 0 | 0 | 0 | 0 | 0 | 0 | 0 | 0 | 0 | 0 | 0 | 0 | 0 | 0 | 0 | 0 | 0 | 0 | 0 | 0 | 0 | 0 | 0 | 0 | 0 | 0 | 0 | 0 | 0 | 0 | 0 | 0
Bayside 1 | 76254.27 | 85636.52 | 91809.06 | 99383.41 | 92118.1 | 58802.56 | 54521.55 | 71173.04 | 67079.47 | 69918.64 | 82204.72 | 89316.86 | 94302.78 | 102532.83 | 98998.06 | 123034.31 | 122921.56 | 130490.15 | 135630.91 | 131731.08 | 153044.99 | 170437.31 | 159451.36 | 179244.4 | 196520.73 | 41192.16 | 0 | 0 | 0 | 0 | 0 | 0
Bayside 2 | 69965.08 | 69143.15 | 73290.38 | 83838.71 | 94861.41 | 25903.56 | 41318.63 | 41378.59 | 42668.37 | 56035.11 | 55932.8 | 66192.58 | 74502.55 | 78603.83 | 94736.45 | 91185.47 | 104558.49 | 112003.9 | 117639.31 | 141673.07 | 122494.26 | 159002.55 | 139259.2 | 162433.01 | 174232.69 | 220956.96 | 0 | 0 | 0 | 0 | 0 | 0
Bayside 3 | 179.8 | 291.02 | 186.93 | 74.8 | 89.93 | 222.3 | 507.24 | 552.52 | 318.03 | 542.94 | 585.89 | 1002.96 | 1399.36 | 1179.95 | 1294.59 | 1712.64 | 2289.14 | 2424.36 | 2605.36 | 3625.36 | 3702.9 | 4322.99 | 3693.04 | 4772.63 | 5190.65 | 2522.18 | 1861.34 | 1754.09 | 1622.45 | 1747.34 | 0 | 0
Bayside 4 | 135.37 | 249.2 | 155.42 | 58.72 | 64.02 | 196.38 | 445.57 | 495.6 | 258.22 | 440.34 | 487.02 | 789.19 | 1086.79 | 887.52 | 918.11 | 1185.19 | 1637.47 | 1543.31 | 1612.82 | 2224.48 | 2201.5 | 2612.85 | 2242.05 | 2956.18 | 3314.07 | 1455.28 | 951.85 | 914.24 | 829.49 | 819.26 | 0 | 0
Bayside 5 | 328.39 | 407.74 | 293.15 | 150.06 | 175.7 | 281.51 | 635.53 | 736.01 | 453.59 | 768.83 | 864.08 | 1426.3 | 1923.27 | 1688.85 | 1948.42 | 2836.94 | 3469.92 | 4150.95 | 4423.48 | 6464.22 | 6819.41 | 7543.72 | 6591.1 | 8412.37 | 8993.33 | 5518.52 | 4644.51 | 4591.69 | 4441.2 | 4381.46 | 0 | 0
Bayside 6 | 243.51 | 346.85 | 238.42 | 111.18 | 121.71 | 248.84 | 577.26 | 634.03 | 385.95 | 652.25 | 727.33 | 1242.68 | 1715.17 | 1427.18 | 1662.82 | 2309.14 | 2982.31 | 3451.41 | 3657.41 | 5196.67 | 5424.69 | 6158.42 | 5253.65 | 6691.64 | 7290.86 | 3947.92 | 3049.44 | 2949.99 | 2879.92 | 2887.21 | 0 | 0
TOTAL Bayside ($000) | 147106.42 | 156074.48 | 165973.36 | 183616.88 | 187430.87 | 85655.15 | 98005.78 | 114969.79 | 111163.63 | 128358.11 | 140801.84 | 159970.57 | 174929.92 | 186320.16 | 199558.45 | 222263.69 | 237858.89 | 254064.08 | 265569.29 | 290914.88 | 293687.75 | 350077.84 | 316490.4 | 364510.23 | 395542.33 | 275593.02 | 10507.14 | 10210.01 | 9773.06 | 9835.27 | 0 | 0
Polk 1 | 32441.43 | 39071.67 | 40505.59 | 38103.52 | 42821.04 | 41777.64 | 40015.8 | 43666.56 | 44712 | 41549.35 | 43265.87 | 47623.6 | 48313.19 | 46804.07 | 49711.15 | 50459.93 | 49274.51 | 53090.61 | 36737.77 | 0 | 0 | 0 | 0 | 0 | 0 | 0 | 0 | 0 | 0 | 0 | 0 | 0
Polk 1g | 4325.22 | 4066.66 | 4667.74 | 5929.52 | 7462.66 | 3772.95 | 4593.18 | 7250.19 | 5012.41 | 8544.73 | 7083.32 | 9802.49 | 11971.73 | 11523.64 | 14793.54 | 19539.88 | 18005.37 | 22125.12 | 14468.27 | 0 | 0 | 0 | 0 | 0 | 0 | 0 | 0 | 0 | 0 | 0 | 0 | 0
Polk 2 | 799.61 | 143.15 | 72.36 | 58.23 | 70.74 | 30.82 | 118.56 | 232.75 | 74.47 | 408.75 | 139.64 | 148.27 | 193.83 | 222.82 | 294.22 | 1884.77 | 275.75 | 257.37 | 278.36 | 357.4 | 489.01 | 3582.14 | 591.41 | 407.18 | 775.65 | 449.54 | 398.33 | 4243.62 | 274.33 | 124.49 | 0 | 0
Polk 2o | 0 | 0 | 0 | 0 | 0 | 0 | 0 | 0 | 0 | 0 | 0 | 0 | 0 | 0 | 0 | 0 | 0 | 0 | 0 | 0 | 0 | 0 | 0 | 0 | 0 | 0 | 0 | 0 | 0 | 0 | 0 | 0
Polk 3 | 474.11 | 104.14 | 152.21 | 34.55 | 37.51 | 19.54 | 85.9 | 411.81 | 49.69 | 253.81 | 121.12 | 98.64 | 159.25 | 158.7 | 219.04 | 1662.44 | 150.86 | 197.37 | 207.23 | 305.36 | 459.19 | 3306.14 | 415.03 | 283.09 | 638.02 | 319.77 | 286.55 | 3595.88 | 207.31 | 79.81 | 0 | 0
Polk 3o | 0 | 0 | 0 | 0 | 0 | 0 | 0 | 0 | 0 | 0 | 0 | 0 | 0 | 0 | 0 | 0 | 0 | 0 | 0 | 0 | 0 | 0 | 0 | 0 | 0 | 0 | 0 | 0 | 0 | 0 | 0 | 0
Polk 4 | 261.55 | 64.2 | 86.82 | 20.19 | 18.74 | 14.78 | 67.68 | 278.91 | 32.2 | 152.64 | 83.16 | 92.08 | 121.39 | 138.35 | 184.37 | 1399.33 | 115.5 | 166.09 | 133.16 | 239.08 | 351.88 | 2431.02 | 359.23 | 255.41 | 519.62 | 211.89 | 198.57 | 2764.79 | 148.82 | 39.64 | 0 | 0
Polk 5 | 132.66 | 47.77 | 59.13 | 14.07 | 10.62 | 2.75 | 54.79 | 176.67 | 16.36 | 88.2 | 63.26 | 64.01 | 107.42 | 112.95 | 161.89 | 813.22 | 61.32 | 131.87 | 123.02 | 166.21 | 290.68 | 1811.68 | 257.87 | 194.64 | 397.76 | 168.55 | 124.37 | 1986.78 | 94.97 | 44.36 | 0 | 0
Polk 2 CC | 134509.85 | 145308.92 | 143821.29 | 168752.41 | 176792.33 | 106159.6 | 118272.57 | 115681.54 | 127374.31 | 133278.33 | 156600.63 | 174852.22 | 195930.8 | 201098.37 | 221017.67 | 214134.99 | 263269.64 | 278293.91 | 295210.97 | 333855.88 | 341039.24 | 323901.63 | 350288.36 | 386717.51 | 420262.95 | 403063.66 | 211114.94 | 200164.65 | 220330.53 | 217950.72 | 0 | 0
Polk 2 DF | 1120.3 | 1236.98 | 976.29 | 1024.04 | 1080.68 | 860.96 | 1493.07 | 1446.51 | 1235.04 | 1663.81 | 1949.5 | 3202.56 | 4110.93 | 3770.16 | 4420.44 | 5804.35 | 7485.25 | 8979.7 | 9871.69 | 15022.14 | 15780.96 | 16200.35 | 14555.45 | 20217.33 | 21700.96 | 20079.81 | 16071.19 | 14569.18 | 15530.27 | 15006.07 | 0 | 0
TOTAL Polk ($000) | 174064.73 | 190043.49 | 190341.43 | 213936.53 | 228294.32 | 152639.04 | 164701.55 | 169144.94 | 178506.48 | 185939.62 | 209306.5 | 235883.87 | 260908.54 | 263829.06 | 290802.32 | 295698.91 | 338638.2 | 363242.04 | 357030.47 | 349946.07 | 358410.96 | 351232.96 | 366467.35 | 408075.16 | 444294.96 | 424293.22 | 228193.95 | 227324.9 | 236586.23 | 233245.09 | 0 | 0
Phillips 1 | 0 | 0 | 0 | 0 | 0 | 0 | 0 | 0 | 0 | 0 | 0 | 0 | 0 | 0 | 0 | 0 | 0 | 0 | 0 | 0 | 0 | 0 | 0 | 0 | 0 | 0 | 0 | 0 | 0 | 0 | 0 | 0
Phillips 2 | 0 | 0 | 0 | 0 | 0 | 0 | 0 | 0 | 0 | 0 | 0 | 0 | 0 | 0 | 0 | 0 | 0 | 0 | 0 | 0 | 0 | 0 | 0 | 0 | 0 | 0 | 0 | 0 | 0 | 0 | 0 | 0
TOTAL Phillips ($000) | 0 | 0 | 0 | 0 | 0 | 0 | 0 | 0 | 0 | 0 | 0 | 0 | 0 | 0 | 0 | 0 | 0 | 0 | 0 | 0 | 0 | 0 | 0 | 0 | 0 | 0 | 0 | 0 | 0 | 0 | 0 | 0
City of Tampa | 0 | 0 | 0 | 0 | 0 | 0 | 0 | 0 | 0 | 0 | 0 | 0 | 0 | 0 | 0 | 0 | 0 | 0 | 0 | 0 | 0 | 0 | 0 | 0 | 0 | 0 | 0 | 0 | 0 | 0 | 0 | 0
FutAeroCT1 | 0 | 0 | 0 | 0 | 0 | 0 | 0 | 0 | 0 | 0 | 0 | 0 | 0 | 0 | 0 | 0 | 0 | 0 | 0 | 0 | 0 | 0 | 0 | 0 | 0 | 0 | 3133.56 | 3144.5 | 2966.21 | 2790.6 | 0 | 0
FutAeroCT2 | 0 | 0 | 0 | 0 | 0 | 0 | 0 | 0 | 0 | 0 | 0 | 0 | 0 | 0 | 0 | 0 | 0 | 0 | 0 | 0 | 0 | 0 | 0 | 0 | 0 | 0 | 0 | 0 | 0 | 0 | 0 | 0
FutAeroCT3 | 0 | 0 | 0 | 0 | 0 | 0 | 0 | 0 | 0 | 0 | 0 | 0 | 0 | 0 | 0 | 0 | 0 | 0 | 0 | 0 | 0 | 0 | 0 | 0 | 0 | 0 | 0 | 0 | 0 | 0 | 0 | 0
FutAeroCT4 | 0 | 0 | 0 | 0 | 0 | 0 | 0 | 0 | 0 | 0 | 0 | 0 | 0 | 0 | 0 | 0 | 0 | 0 | 0 | 0 | 0 | 0 | 0 | 0 | 0 | 0 | 0 | 0 | 0 | 0 | 0 | 0
FutAeroCT5 | 0 | 0 | 0 | 0 | 0 | 0 | 0 | 0 | 0 | 0 | 0 | 0 | 0 | 0 | 0 | 0 | 0 | 0 | 0 | 0 | 0 | 0 | 0 | 0 | 0 | 0 | 0 | 0 | 0 | 0 | 0 | 0
FutAeroCT6 | 0 | 0 | 0 | 0 | 0 | 0 | 0 | 0 | 0 | 0 | 0 | 0 | 0 | 0 | 0 | 0 | 0 | 0 | 0 | 0 | 0 | 0 | 0 | 0 | 0 | 0 | 0 | 0 | 0 | 0 | 0 | 0
FutAeroCT7 | 0 | 0 | 0 | 0 | 0 | 0 | 0 | 0 | 0 | 0 | 0 | 0 | 0 | 0 | 0 | 0 | 0 | 0 | 0 | 0 | 0 | 0 | 0 | 0 | 0 | 0 | 0 | 0 | 0 | 0 | 0 | 0
FutAeroCT8 | 0 | 0 | 0 | 0 | 0 | 0 | 0 | 0 | 0 | 0 | 0 | 0 | 0 | 0 | 0 | 0 | 0 | 0 | 0 | 0 | 0 | 0 | 0 | 0 | 0 | 0 | 0 | 0 | 0 | 0 | 0 | 0
FutAeroCT9 | 0 | 0 | 0 | 0 | 0 | 0 | 0 | 0 | 0 | 0 | 0 | 0 | 0 | 0 | 0 | 0 | 0 | 0 | 0 | 0 | 0 | 0 | 0 | 0 | 0 | 0 | 0 | 0 | 0 | 0 | 0 | 0
FutAeroCT10 | 0 | 0 | 0 | 0 | 0 | 0 | 0 | 0 | 0 | 0 | 0 | 0 | 0 | 0 | 0 | 0 | 0 | 0 | 0 | 0 | 0 | 0 | 0 | 0 | 0 | 0 | 0 | 0 | 0 | 0 | 0 | 0
Total Expansion Aero CT ($000) | 0 | 0 | 0 | 0 | 0 | 0 | 0 | 0 | 0 | 0 | 0 | 0 | 0 | 0 | 0 | 0 | 0 | 0 | 0 | 0 | 0 | 0 | 0 | 0 | 0 | 0 | 3133.56 | 3144.5 | 2966.21 | 2790.6 | 0 | 0
GE_7FA_CT1 | 0 | 0 | 0 | 0 | 0 | 0 | 0 | 0 | 0 | 0 | 0 | 0 | 0 | 0 | 0 | 0 | 0 | 0 | 0 | 0 | 0 | 0 | 0 | 0 | 0 | 0 | 0 | 0 | 0 | 0 | 0 | 0
GE_7FA_CT2 | 0 | 0 | 0 | 0 | 0 | 0 | 0 | 0 | 1303.43 | 2080.22 | 2500.9 | 4840.22 | 6270.42 | 5407.29 | 6720.94 | 9833.6 | 12397.56 | 14552.69 | 16462.23 | 26998.44 | 28308.7 | 30462.84 | 26110.48 | 36732.72 | 40040.64 | 35987.33 | 27828.88 | 25204.77 | 25651.01 | 24296.19 | 0 | 0
GE_7FA_CT3 | 0 | 0 | 0 | 0 | 0 | 0 | 0 | 0 | 0 | 0 | 0 | 3482.44 | 4654.13 | 3988.44 | 4884.46 | 6950.24 | 9048.33 | 10455.09 | 12065.78 | 20349.05 | 21932.59 | 23992.54 | 20361.75 | 27717.51 | 30513.22 | 26522.67 | 15847.04 | 14855.83 | 14402.92 | 13287.09 | 0 | 0
GE_7FA_CT4 | 0 | 0 | 0 | 0 | 0 | 0 | 0 | 0 | 0 | 0 | 0 | 0 | 0 | 0 | 3532.51 | 4722.77 | 6250.69 | 7221.98 | 8144.9 | 14256.97 | 15666.94 | 16782.59 | 13866.1 | 18973.18 | 21638.25 | 19759.37 | 8212.23 | 8511.39 | 7874.17 | 7210.39 | 0 | 0
GE_7FA_CT5 | 0 | 0 | 0 | 0 | 0 | 0 | 0 | 0 | 0 | 0 | 0 | 0 | 0 | 0 | 0 | 0 | 0 | 4614.88 | 5071.8 | 8983.73 | 9666.06 | 10346.11 | 8624.58 | 11789.18 | 14397.06 | 13724.2 | 4979.67 | 4980.21 | 4316.18 | 3791.99 | 0 | 0
GE_7FA_CT6 | 0 | 0 | 0 | 0 | 0 | 0 | 0 | 0 | 0 | 0 | 0 | 0 | 0 | 0 | 0 | 0 | 0 | 0 | 0 | 5221.71 | 5424.98 | 6091.21 | 5200.85 | 6570.31 | 8326.67 | 8272.85 | 2973.83 | 2854.4 | 2442.8 | 2077.17 | 0 | 0
GE_7FA_CT7 | 0 | 0 | 0 | 0 | 0 | 0 | 0 | 0 | 0 | 0 | 0 | 0 | 0 | 0 | 0 | 0 | 0 | 0 | 0 | 0 | 0 | 0 | 0 | 0 | 0 | 3150.37 | 1470.62 | 1812.99 | 1199.15 | 1095.6 | 0 | 0
GE_7FA_CT8 | 0 | 0 | 0 | 2259.9 | 4397.77 | 0 | 0 | 0 | 0 | 0 | 0 | 0 | 0 | 0 | 0 | 0 | 0 | 0 | 0 | 0 | 0 | 0 | 0 | 0 | 0 | 0 | 0 | 0 | 0 | 0 | 0 | 0
GE_7FA_CT9 | 0 | 0 | 0 | 844.64 | 1896.73 | 0 | 0 | 0 | 0 | 0 | 0 | 0 | 0 | 0 | 0 | 0 | 0 | 0 | 0 | 0 | 0 | 0 | 0 | 0 | 0 | 0 | 0 | 0 | 0 | 0 | 0 | 0
GE_7FA_CT10 | 0 | 0 | 0 | 0 | 0 | 0 | 0 | 0 | 0 | 0 | 0 | 0 | 0 | 0 | 0 | 0 | 0 | 0 | 0 | 0 | 0 | 0 | 0 | 0 | 0 | 0 | 0 | 0 | 0 | 0 | 0 | 0
Total Expansion CT ($000) | 0 | 0 | 0 | 3104.54 | 6294.5 | 0 | 0 | 0 | 1303.43 | 2080.22 | 2500.9 | 8322.66 | 10924.55 | 9395.73 | 15137.91 | 21506.61 | 27696.58 | 36844.64 | 41744.71 | 75809.9 | 80999.27 | 87675.29 | 74163.76 | 101782.9 | 114915.84 | 107416.79 | 61312.27 | 58219.59 | 55886.23 | 51758.43 | 0 | 0
CC 2x1 7FAwDF 1 | 0 | 0 | 0 | 0 | 0 | 223211.46 | 228679.14 | 238237.67 | 243311.28 | 256906.77 | 284284.05 | 297747.05 | 331693.31 | 342269.25 | 368495.8 | 371558.72 | 405596.37 | 421203.36 | 430904.97 | 447267.19 | 457120.84 | 471198.81 | 479860.59 | 509874.51 | 544407.9 | 565814.56 | 531774.8 | 546709.46 | 571629.17 | 572936.79 | 0 | 0
CC 2x1 7FAwDF 2 | 0 | 0 | 0 | 0 | 0 | 0 | 0 | 0 | 0 | 0 | 0 | 0 | 0 | 0 | 0 | 0 | 0 | 0 | 0 | 0 | 0 | 0 | 0 | 0 | 0 | 0 | 532456.57 | 551145.85 | 569434.23 | 572000.94 | 0 | 0
CC 2x1 7FAwDF 3 | 0 | 0 | 0 | 0 | 0 | 0 | 0 | 0 | 0 | 0 | 0 | 0 | 0 | 0 | 0 | 0 | 0 | 0 | 0 | 0 | 0 | 0 | 0 | 0 | 0 | 169337.48 | 171097 | 172678.21 | 177732.31 | 177795.26 | 0 | 0
CC 2x1 7FAwDF 4 | 0 | 0 | 0 | 0 | 0 | 0 | 0 | 0 | 0 | 0 | 0 | 0 | 0 | 0 | 0 | 0 | 0 | 0 | 0 | 0 | 0 | 0 | 0 | 0 | 0 | 0 | 0 | 0 | 0 | 0 | 0 | 0
CC 2x1 7FAwDF 5 | 0 | 0 | 0 | 0 | 0 | 0 | 0 | 0 | 0 | 0 | 0 | 0 | 0 | 0 | 0 | 0 | 0 | 0 | 0 | 0 | 0 | 0 | 0 | 0 | 0 | 0 | 0 | 0 | 0 | 0 | 0 | 0
CC 2x1 7FAwDF 6 | 0 | 0 | 0 | 0 | 0 | 0 | 0 | 0 | 0 | 0 | 0 | 0 | 0 | 0 | 0 | 0 | 0 | 0 | 0 | 0 | 0 | 0 | 0 | 0 | 0 | 0 | 0 | 0 | 0 | 0 | 0 | 0
CC_Fut_Proxy_07 | 0 | 0 | 0 | 0 | 0 | 0 | 0 | 0 | 0 | 0 | 0 | 0 | 0 | 0 | 0 | 0 | 0 | 0 | 0 | 0 | 0 | 0 | 0 | 0 | 0 | 0 | 0 | 0 | 0 | 0 | 0 | 0
CC_Fut_Proxy_08 | 0 | 0 | 0 | 0 | 0 | 0 | 0 | 0 | 0 | 0 | 0 | 0 | 0 | 0 | 0 | 0 | 0 | 0 | 0 | 0 | 0 | 0 | 0 | 0 | 0 | 0 | 0 | 0 | 0 | 0 | 0 | 0
CC_Fut_Proxy_09 | 0 | 0 | 0 | 0 | 0 | 0 | 0 | 0 | 0 | 0 | 0 | 0 | 0 | 0 | 0 | 0 | 0 | 0 | 0 | 0 | 0 | 0 | 0 | 0 | 0 | 0 | 0 | 0 | 0 | 0 | 0 | 0
CC_Fut_Proxy_10 | 0 | 0 | 0 | 0 | 0 | 0 | 0 | 0 | 0 | 0 | 0 | 0 | 0 | 0 | 0 | 0 | 0 | 0 | 0 | 0 | 0 | 0 | 0 | 0 | 0 | 0 | 0 | 0 | 0 | 0 | 0 | 0
Total Expansion CC ($000) | 0 | 0 | 0 | 0 | 0 | 223211.46 | 228679.14 | 238237.67 | 243311.28 | 256906.77 | 284284.05 | 297747.05 | 331693.31 | 342269.25 | 368495.8 | 371558.72 | 405596.37 | 421203.36 | 430904.97 | 447267.19 | 457120.84 | 471198.81 | 479860.59 | 509874.51 | 544407.9 | 735152.04 | 1235328.37 | 1270533.52 | 1318795.71 | 1322732.99 | 0 | 0
FutureUnit_Proxy | 0 | 0 | 0 | 0 | 0 | 0 | 0 | 0 | 0 | 0 | 0 | 0 | 0 | 0 | 0 | 0 | 0 | 0 | 0 | 0 | 0 | 0 | 0 | 0 | 0 | 0 | 0 | 0 | 0 | 0 | 0 | 0
Total TEC Existing Fuel ($000) | 437431.75 | 452039.14 | 488292.22 | 517566.86 | 538581.36 | 332190.18 | 363115.45 | 391040.76 | 416192.93 | 446644.19 | 492455.69 | 524119.06 | 568323.67 | 599106.76 | 645428.62 | 674745.52 | 722887.5 | 765154.75 | 793473.38 | 813866.4 | 829066.3 | 867229.21 | 872944.58 | 909507.2 | 947756.93 | 806724.52 | 334318.61 | 351484.26 | 361888.83 | 358748.93 | 0 | 0
Total TEC Future Fuel ($000) | 0 | 0 | 0 | 3104.54 | 6294.5 | 223211.46 | 228679.14 | 238237.67 | 244614.71 | 258986.99 | 286784.95 | 306069.71 | 342617.86 | 351664.98 | 383633.71 | 393065.33 | 433292.95 | 458048 | 472649.68 | 523077.09 | 538120.11 | 558874.1 | 554024.35 | 611657.41 | 659323.74 | 842568.83 | 1299774.2 | 1331897.61 | 1377648.15 | 1377282.02 | 0 | 0
TEC System Fuel Cost by Fuel
Big Bend Coal ($000) | 112754.84 | 103069.15 | 128857.55 | 117644 | 120751.4 | 91847.7 | 97993.63 | 104252.8 | 123947.82 | 129267.14 | 138592.53 | 123699.36 | 127273.2 | 143504.36 | 149312.46 | 150434.21 | 139492.05 | 140496.54 | 163470.2 | 163589.15 | 166913.22 | 155238.83 | 180386.28 | 125523.78 | 96759.2 | 94314.85 | 85192.99 | 103291.05 | 104911.52 | 105389.71 | 0 | 0
TEC Coal ($000) | 144707.3 | 141704.87 | 168876.63 | 155209.13 | 163089.22 | 133049.09 | 137409.91 | 147286.28 | 168010.29 | 170113.17 | 181139.13 | 170489.57 | 174641.19 | 189357.87 | 197916.45 | 199736.3 | 187687.6 | 192331.56 | 199469.32 | 163589.15 | 166913.22 | 155238.83 | 180386.28 | 125523.78 | 96759.2 | 94314.85 | 85192.99 | 103291.05 | 104911.52 | 105389.71 | 0 | 0
TEC Natural Gas ($000) | 292724.42 | 310334.28 | 319415.6 | 365462.25 | 381790.74 | 422352.38 | 454384.38 | 481992.21 | 492797.37 | 535517.93 | 598101.56 | 659699.18 | 736300.65 | 761414.15 | 831145.89 | 868074.34 | 968492.59 | 1030871.29 | 1066653.94 | 1173354.52 | 1200272.91 | 1270864.57 | 1246582.14 | 1395641.11 | 1510322.31 | 1554977.86 | 1548899.63 | 1580090.63 | 1634624.46 | 1630640.3 | 0 | 0
TEC #2 Oil ($000) | 0 | 0 | 0 | 0 | 0 | 0 | 0 | 0 | 0 | 0 | 0 | 0 | 0 | 0 | 0 | 0 | 0 | 0 | 0 | 0 | 0 | 0 | 0 | 0 | 0 | 0 | 0 | 0 | 0 | 0 | 0 | 0
TEC #6 Oil ($000) | 0 | 0 | 0 | 0 | 0 | 0 | 0 | 0 | 0 | 0 | 0 | 0 | 0 | 0 | 0 | 0 | 0 | 0 | 0 | 0 | 0 | 0 | 0 | 0 | 0 | 0 | 0 | 0 | 0 | 0 | 0 | 0
TEC Propane ($000) | 0 | 0 | 0 | 0 | 0 | 0 | 0 | 0 | 0 | 0 | 0 | 0 | 0 | 0 | 0 | 0 | 0 | 0 | 0 | 0 | 0 | 0 | 0 | 0 | 0 | 0 | 0 | 0 | 0 | 0 | 0 | 0
TEC Fuel ($000) | 437431.75 | 452039.14 | 488292.22 | 520671.4 | 544875.86 | 555401.64 | 591794.59 | 629278.43 | 660807.64 | 705631.18 | 779240.64 | 830188.77 | 910941.53 | 950771.74 | 1029062.33 | 1067810.85 | 1156180.45 | 1223202.75 | 1266123.06 | 1336943.49 | 1367186.41 | 1426103.31 | 1426968.93 | 1521164.61 | 1607080.67 | 1649293.35 | 1634092.81 | 1683381.87 | 1739536.98 | 1736030.95 | 0 | 0
Fuel Adder ($000) | 100791.45 | 100735.34 | 100769.35 | 108920.85 | 114696.59 | 114696.59 | 114768.84 | 114696.59 | 114696.59 | 114696.59 | 114768.84 | 114696.59 | 114696.59 | 114696.59 | 114768.85 | 114696.59 | 114696.59 | 114696.59 | 114768.85 | 114696.59 | 114696.59 | 114696.59 | 114768.84 | 114696.59 | 114696.59 | 152931.22 | 153110.84 | 152931.22 | 152931.22 | 152931.22 | 0 | 0
TECO Fuel ($000) | 538223.2 | 552774.48 | 589061.57 | 629592.25 | 659572.45 | 670098.23 | 706563.43 | 743975.02 | 775504.23 | 820327.77 | 894009.48 | 944885.36 | 1025638.12 | 1065468.33 | 1143831.18 | 1182507.44 | 1270877.04 | 1337899.34 | 1380891.91 | 1451640.08 | 1481883 | 1540799.9 | 1541737.77 | 1635861.2 | 1721777.26 | 1802224.57 | 1787203.65 | 1836313.09 | 1892468.2 | 1888962.17 | 0 | 0
Net Generation (MWH) (w/o solar) | 19296730 | 20157530 | 20391210 | 20638290 | 20822200 | 21081310 | 21342230 | 21623820 | 21788640 | 22086670 | 22397150 | 22713490 | 22991230 | 23276710 | 23570960 | 23853020 | 24131350 | 24449800 | 24749210 | 24747220 | 24751460 | 24740750 | 24745830 | 24742770 | 24734640 | 24755390 | 24763370 | 24759870 | 24765270 | 24764590 | 0 | 0
TEC Fuel Cost ($/MWH) | 27.8919 | 27.4227 | 28.888 | 30.506 | 31.6764 | 31.7864 | 33.1064 | 34.4053 | 35.5921 | 37.1413 | 39.9162 | 41.6002 | 44.61 | 45.774 | 48.5271 | 49.5747 | 52.665 | 54.7203 | 55.7954 | 58.6587 | 59.8705 | 62.2778 | 62.3029 | 66.1147 | 69.61 | 72.8013 | 72.1713 | 74.1649 | 76.4162 | 76.2767 | 0 | 0
Detailed Fuel Expense ($000)
Big Bend 1 | 10656.24 | 6639.46 | 5938.73 | 455.61 | 0 | 0 | 0 | 0 | 0 | 0 | 0 | 0 | 0 | 0 | 0 | 0 | 0 | 0 | 0 | 0 | 0 | 0 | 0 | 0 | 0 | 0 | 0 | 0 | 0 | 0 | 0 | 0
BB_#2OIL | 0 | 0 | 0 | 0 | 0 | 0 | 0 | 0 | 0 | 0 | 0 | 0 | 0 | 0 | 0 | 0 | 0 | 0 | 0 | 0 | 0 | 0 | 0 | 0 | 0 | 0 | 0 | 0 | 0 | 0 | 0 | 0
BB1_COAL_BLEND | 10045.04 | 6167.06 | 5470.37 | 421.42 | 0 | 0 | 0 | 0 | 0 | 0 | 0 | 0 | 0 | 0 | 0 | 0 | 0 | 0 | 0 | 0 | 0 | 0 | 0 | 0 | 0 | 0 | 0 | 0 | 0 | 0 | 0 | 0
BB_COAL_STDLOW | 0 | 0 | 0 | 0 | 0 | 0 | 0 | 0 | 0 | 0 | 0 | 0 | 0 | 0 | 0 | 0 | 0 | 0 | 0 | 0 | 0 | 0 | 0 | 0 | 0 | 0 | 0 | 0 | 0 | 0 | 0 | 0
BB_COAL_PREMIUM | 0 | 0 | 0 | 0 | 0 | 0 | 0 | 0 | 0 | 0 | 0 | 0 | 0 | 0 | 0 | 0 | 0 | 0 | 0 | 0 | 0 | 0 | 0 | 0 | 0 | 0 | 0 | 0 | 0 | 0 | 0 | 0
BB_COAL_STDHIGH | 0 | 0 | 0 | 0 | 0 | 0 | 0 | 0 | 0 | 0 | 0 | 0 | 0 | 0 | 0 | 0 | 0 | 0 | 0 | 0 | 0 | 0 | 0 | 0 | 0 | 0 | 0 | 0 | 0 | 0 | 0 | 0
BB_COAL_LOWSULFUR | 0 | 0 | 0 | 0 | 0 | 0 | 0 | 0 | 0 | 0 | 0 | 0 | 0 | 0 | 0 | 0 | 0 | 0 | 0 | 0 | 0 | 0 | 0 | 0 | 0 | 0 | 0 | 0 | 0 | 0 | 0 | 0
BB_COAL_1 | 0 | 0 | 0 | 0 | 0 | 0 | 0 | 0 | 0 | 0 | 0 | 0 | 0 | 0 | 0 | 0 | 0 | 0 | 0 | 0 | 0 | 0 | 0 | 0 | 0 | 0 | 0 | 0 | 0 | 0 | 0 | 0
BB_COAL_2 | 0 | 0 | 0 | 0 | 0 | 0 | 0 | 0 | 0 | 0 | 0 | 0 | 0 | 0 | 0 | 0 | 0 | 0 | 0 | 0 | 0 | 0 | 0 | 0 | 0 | 0 | 0 | 0 | 0 | 0 | 0 | 0
BB_PETCOKE | 0 | 0 | 0 | 0 | 0 | 0 | 0 | 0 | 0 | 0 | 0 | 0 | 0 | 0 | 0 | 0 | 0 | 0 | 0 | 0 | 0 | 0 | 0 | 0 | 0 | 0 | 0 | 0 | 0 | 0 | 0 | 0
FIRM GAS_GS | 0 | 0 | 0 | 0 | 0 | 0 | 0 | 0 | 0 | 0 | 0 | 0 | 0 | 0 | 0 | 0 | 0 | 0 | 0 | 0 | 0 | 0 | 0 | 0 | 0 | 0 | 0 | 0 | 0 | 0 | 0 | 0
INTERRUPT GAS | 0 | 0 | 0 | 0 | 0 | 0 | 0 | 0 | 0 | 0 | 0 | 0 | 0 | 0 | 0 | 0 | 0 | 0 | 0 | 0 | 0 | 0 | 0 | 0 | 0 | 0 | 0 | 0 | 0 | 0 | 0 | 0
FIRM GAS_GS (Start Up) | 43.32 | 20.44 | 13.2 | 5.26 | 0 | 0 | 0 | 0 | 0 | 0 | 0 | 0 | 0 | 0 | 0 | 0 | 0 | 0 | 0 | 0 | 0 | 0 | 0 | 0 | 0 | 0 | 0 | 0 | 0 | 0 | 0 | 0
INTERRUPT GAS (Start Up) | 567.88 | 451.96 | 455.16 | 28.93 | 0 | 0 | 0 | 0 | 0 | 0 | 0 | 0 | 0 | 0 | 0 | 0 | 0 | 0 | 0 | 0 | 0 | 0 | 0 | 0 | 0 | 0 | 0 | 0 | 0 | 0 | 0 | 0
Big Bend 2 | 24052.18 | 19807.39 | 22129.29 | 9098.26 | 0 | 0 | 0 | 0 | 0 | 0 | 0 | 0 | 0 | 0 | 0 | 0 | 0 | 0 | 0 | 0 | 0 | 0 | 0 | 0 | 0 | 0 | 0 | 0 | 0 | 0 | 0 | 0
BB_#2OIL | 0 | 0 | 0 | 0 | 0 | 0 | 0 | 0 | 0 | 0 | 0 | 0 | 0 | 0 | 0 | 0 | 0 | 0 | 0 | 0 | 0 | 0 | 0 | 0 | 0 | 0 | 0 | 0 | 0 | 0 | 0 | 0
BB2_COAL_BLEND | 23342.28 | 19075.77 | 21402.13 | 8775.22 | 0 | 0 | 0 | 0 | 0 | 0 | 0 | 0 | 0 | 0 | 0 | 0 | 0 | 0 | 0 | 0 | 0 | 0 | 0 | 0 | 0 | 0 | 0 | 0 | 0 | 0 | 0 | 0
BB_COAL_STDLOW | 0 | 0 | 0 | 0 | 0 | 0 | 0 | 0 | 0 | 0 | 0 | 0 | 0 | 0 | 0 | 0 | 0 | 0 | 0 | 0 | 0 | 0 | 0 | 0 | 0 | 0 | 0 | 0 | 0 | 0 | 0 | 0
BB_COAL_PREMIUM | 0 | 0 | 0 | 0 | 0 | 0 | 0 | 0 | 0 | 0 | 0 | 0 | 0 | 0 | 0 | 0 | 0 | 0 | 0 | 0 | 0 | 0 | 0 | 0 | 0 | 0 | 0 | 0 | 0 | 0 | 0 | 0
BB_COAL_STDHIGH | 0 | 0 | 0 | 0 | 0 | 0 | 0 | 0 | 0 | 0 | 0 | 0 | 0 | 0 | 0 | 0 | 0 | 0 | 0 | 0 | 0 | 0 | 0 | 0 | 0 | 0 | 0 | 0 | 0 | 0 | 0 | 0
BB_COAL_LOWSULFUR | 0 | 0 | 0 | 0 | 0 | 0 | 0 | 0 | 0 | 0 | 0 | 0 | 0 | 0 | 0 | 0 | 0 | 0 | 0 | 0 | 0 | 0 | 0 | 0 | 0 | 0 | 0 | 0 | 0 | 0 | 0 | 0
BB_COAL_1 | 0 | 0 | 0 | 0 | 0 | 0 | 0 | 0 | 0 | 0 | 0 | 0 | 0 | 0 | 0 | 0 | 0 | 0 | 0 | 0 | 0 | 0 | 0 | 0 | 0 | 0 | 0 | 0 | 0 | 0 | 0 | 0
BB_COAL_2 | 0 | 0 | 0 | 0 | 0 | 0 | 0 | 0 | 0 | 0 | 0 | 0 | 0 | 0 | 0 | 0 | 0 | 0 | 0 | 0 | 0 | 0 | 0 | 0 | 0 | 0 | 0 | 0 | 0 | 0 | 0 | 0
BB_PETCOKE | 0 | 0 | 0 | 0 | 0 | 0 | 0 | 0 | 0 | 0 | 0 | 0 | 0 | 0 | 0 | 0 | 0 | 0 | 0 | 0 | 0 | 0 | 0 | 0 | 0 | 0 | 0 | 0 | 0 | 0 | 0 | 0
FIRM GAS_GS | 0 | 0 | 0 | 0 | 0 | 0 | 0 | 0 | 0 | 0 | 0 | 0 | 0 | 0 | 0 | 0 | 0 | 0 | 0 | 0 | 0 | 0 | 0 | 0 | 0 | 0 | 0 | 0 | 0 | 0 | 0 | 0
INTERRUPT GAS | 0 | 0 | 0 | 0 | 0 | 0 | 0 | 0 | 0 | 0 | 0 | 0 | 0 | 0 | 0 | 0 | 0 | 0 | 0 | 0 | 0 | 0 | 0 | 0 | 0 | 0 | 0 | 0 | 0 | 0 | 0 | 0
FIRM GAS_GS (Start Up) | 33.24 | 32.05 | 32.98 | 36.22 | 0 | 0 | 0 | 0 | 0 | 0 | 0 | 0 | 0 | 0 | 0 | 0 | 0 | 0 | 0 | 0 | 0 | 0 | 0 | 0 | 0 | 0 | 0 | 0 | 0 | 0 | 0 | 0
INTERRUPT GAS (Start Up) | 676.66 | 699.57 | 694.18 | 286.82 | 0 | 0 | 0 | 0 | 0 | 0 | 0 | 0 | 0 | 0 | 0 | 0 | 0 | 0 | 0 | 0 | 0 | 0 | 0 | 0 | 0 | 0 | 0 | 0 | 0 | 0 | 0 | 0
Big Bend 3 | 27494.92 | 28320.03 | 36250.56 | 39156.9 | 49686.82 | 41246.39 | 52585.62 | 44283.63 | 62357.58 | 65679.46 | 67795.6 | 68159.33 | 57417.85 | 74532.98 | 75110.11 | 75905.66 | 76185.11 | 66090.27 | 81324.54 | 80510.7 | 83611.02 | 87961.76 | 90339.7 | 32443.64 | 0 | 0 | 0 | 0 | 0 | 0 | 0 | 0
BB_#2OIL | 0 | 0 | 0 | 0 | 0 | 0 | 0 | 0 | 0 | 0 | 0 | 0 | 0 | 0 | 0 | 0 | 0 | 0 | 0 | 0 | 0 | 0 | 0 | 0 | 0 | 0 | 0 | 0 | 0 | 0 | 0 | 0
BB3_COAL_BLEND | 26659.95 | 27714.45 | 35467.04 | 38255.74 | 48748.7 | 40240.23 | 51478.1 | 43223.83 | 61049.43 | 64164.1 | 65941.8 | 66142.62 | 55531.44 | 72458.59 | 72759.59 | 73500.38 | 73408.61 | 63821.2 | 78538.13 | 77446.88 | 80396.44 | 84873.26 | 87198.32 | 31389.9 | 0 | 0 | 0 | 0 | 0 | 0 | 0 | 0
BB_COAL_STDLOW | 0 | 0 | 0 | 0 | 0 | 0 | 0 | 0 | 0 | 0 | 0 | 0 | 0 | 0 | 0 | 0 | 0 | 0 | 0 | 0 | 0 | 0 | 0 | 0 | 0 | 0 | 0 | 0 | 0 | 0 | 0 | 0
BB_COAL_PREMIUM | 0 | 0 | 0 | 0 | 0 | 0 | 0 | 0 | 0 | 0 | 0 | 0 | 0 | 0 | 0 | 0 | 0 | 0 | 0 | 0 | 0 | 0 | 0 | 0 | 0 | 0 | 0 | 0 | 0 | 0 | 0 | 0
BB_COAL_STDHIGH | 0 | 0 | 0 | 0 | 0 | 0 | 0 | 0 | 0 | 0 | 0 | 0 | 0 | 0 | 0 | 0 | 0 | 0 | 0 | 0 | 0 | 0 | 0 | 0 | 0 | 0 | 0 | 0 | 0 | 0 | 0 | 0
BB_COAL_LOWSULFUR | 0 | 0 | 0 | 0 | 0 | 0 | 0 | 0 | 0 | 0 | 0 | 0 | 0 | 0 | 0 | 0 | 0 | 0 | 0 | 0 | 0 | 0 | 0 | 0 | 0 | 0 | 0 | 0 | 0 | 0 | 0 | 0
BB_COAL_1 | 0 | 0 | 0 | 0 | 0 | 0 | 0 | 0 | 0 | 0 | 0 | 0 | 0 | 0 | 0 | 0 | 0 | 0 | 0 | 0 | 0 | 0 | 0 | 0 | 0 | 0 | 0 | 0 | 0 | 0 | 0 | 0
BB_COAL_2 | 0 | 0 | 0 | 0 | 0 | 0 | 0 | 0 | 0 | 0 | 0 | 0 | 0 | 0 | 0 | 0 | 0 | 0 | 0 | 0 | 0 | 0 | 0 | 0 | 0 | 0 | 0 | 0 | 0 | 0 | 0 | 0
BB_PETCOKE | 0 | 0 | 0 | 0 | 0 | 0 | 0 | 0 | 0 | 0 | 0 | 0 | 0 | 0 | 0 | 0 | 0 | 0 | 0 | 0 | 0 | 0 | 0 | 0 | 0 | 0 | 0 | 0 | 0 | 0 | 0 | 0
FIRM GAS_GS | 0 | 0 | 0 | 0 | 0 | 0 | 0 | 0 | 0 | 0 | 0 | 0 | 0 | 0 | 0 | 0 | 0 | 0 | 0 | 0 | 0 | 0 | 0 | 0 | 0 | 0 | 0 | 0 | 0 | 0 | 0 | 0
INTERRUPT GAS | 0 | 0 | 0 | 0 | 0 | 0 | 0 | 0 | 0 | 0 | 0 | 0 | 0 | 0 | 0 | 0 | 0 | 0 | 0 | 0 | 0 | 0 | 0 | 0 | 0 | 0 | 0 | 0 | 0 | 0 | 0 | 0
FIRM GAS_GS (Start Up) | 30.08 | 22.64 | 25.48 | 26.94 | 18.34 | 170.04 | 173.83 | 125.18 | 212.98 | 230.96 | 331.54 | 352.2 | 387.58 | 315.19 | 391.81 | 326.77 | 365.78 | 335.62 | 361.95 | 350.72 | 308.62 | 209.48 | 334.08 | 160.73 | 0 | 0 | 0 | 0 | 0 | 0 | 0 | 0
INTERRUPT GAS (Start Up) | 804.89 | 582.94 | 758.04 | 874.22 | 919.78 | 836.12 | 933.69 | 934.62 | 1095.17 | 1284.4 | 1522.26 | 1664.51 | 1498.83 | 1759.2 | 1958.71 | 2078.51 | 2410.72 | 1933.45 | 2424.46 | 2713.1 | 2905.96 | 2879.02 | 2807.3 | 893.01 | 0 | 0 | 0 | 0 | 0 | 0 | 0 | 0
Big Bend 4 | 53729.63 | 50811.24 | 67426.4 | 71208.05 | 73050.23 | 52465.46 | 47342.94 | 62120.22 | 63917.41 | 66252.21 | 74046.32 | 59214.62 | 73920.73 | 73467.93 | 78961.74 | 79377.58 | 68321.88 | 79730.15 | 87664.16 | 89014.05 | 89566.19 | 73241.57 | 96421.62 | 97441.46 | 100290.91 | 98122.25 | 88087.88 | 107016.62 | 108732.28 | 109095.98 | 0 | 0
BB_#2OIL | 0 | 0 | 0 | 0 | 0 | 0 | 0 | 0 | 0 | 0 | 0 | 0 | 0 | 0 | 0 | 0 | 0 | 0 | 0 | 0 | 0 | 0 | 0 | 0 | 0 | 0 | 0 | 0 | 0 | 0 | 0 | 0
BB4_COAL_BLEND | 52707.57 | 50111.87 | 66518.01 | 70191.62 | 72002.7 | 51607.47 | 46515.53 | 61028.97 | 62898.39 | 65103.04 | 72650.73 | 57556.74 | 71741.76 | 71045.77 | 76552.87 | 76933.83 | 66083.44 | 76675.34 | 84932.07 | 86142.27 | 86516.78 | 70365.57 | 93187.96 | 94133.88 | 96759.2 | 94314.85 | 85192.99 | 103291.05 | 104911.52 | 105389.71 | 0 | 0
BB_COAL_STDLOW | 0 | 0 | 0 | 0 | 0 | 0 | 0 | 0 | 0 | 0 | 0 | 0 | 0 | 0 | 0 | 0 | 0 | 0 | 0 | 0 | 0 | 0 | 0 | 0 | 0 | 0 | 0 | 0 | 0 | 0 | 0 | 0
BB_COAL_PREMIUM | 0 | 0 | 0 | 0 | 0 | 0 | 0 | 0 | 0 | 0 | 0 | 0 | 0 | 0 | 0 | 0 | 0 | 0 | 0 | 0 | 0 | 0 | 0 | 0 | 0 | 0 | 0 | 0 | 0 | 0 | 0 | 0
BB_COAL_STDHIGH | 0 | 0 | 0 | 0 | 0 | 0 | 0 | 0 | 0 | 0 | 0 | 0 | 0 | 0 | 0 | 0 | 0 | 0 | 0 | 0 | 0 | 0 | 0 | 0 | 0 | 0 | 0 | 0 | 0 | 0 | 0 | 0
BB_COAL_LOWSULFUR | 0 | 0 | 0 | 0 | 0 | 0 | 0 | 0 | 0 | 0 | 0 | 0 | 0 | 0 | 0 | 0 | 0 | 0 | 0 | 0 | 0 | 0 | 0 | 0 | 0 | 0 | 0 | 0 | 0 | 0 | 0 | 0
BB_COAL_1 | 0 | 0 | 0 | 0 | 0 | 0 | 0 | 0 | 0 | 0 | 0 | 0 | 0 | 0 | 0 | 0 | 0 | 0 | 0 | 0 | 0 | 0 | 0 | 0 | 0 | 0 | 0 | 0 | 0 | 0 | 0 | 0
BB_COAL_2 | 0 | 0 | 0 | 0 | 0 | 0 | 0 | 0 | 0 | 0 | 0 | 0 | 0 | 0 | 0 | 0 | 0 | 0 | 0 | 0 | 0 | 0 | 0 | 0 | 0 | 0 | 0 | 0 | 0 | 0 | 0 | 0
BB_PETCOKE | 0 | 0 | 0 | 0 | 0 | 0 | 0 | 0 | 0 | 0 | 0 | 0 | 0 | 0 | 0 | 0 | 0 | 0 | 0 | 0 | 0 | 0 | 0 | 0 | 0 | 0 | 0 | 0 | 0 | 0 | 0 | 0
FIRM GAS_GS | 0 | 0 | 0 | 0 | 0 | 0 | 0 | 0 | 0 | 0 | 0 | 0 | 0 | 0 | 0 | 0 | 0 | 0 | 0 | 0 | 0 | 0 | 0 | 0 | 0 | 0 | 0 | 0 | 0 | 0 | 0 | 0
INTERRUPT GAS | 0 | 0 | 0 | 0 | 0 | 0 | 0 | 0 | 0 | 0 | 0 | 0 | 0 | 0 | 0 | 0 | 0 | 0 | 0 | 0 | 0 | 0 | 0 | 0 | 0 | 0 | 0 | 0 | 0 | 0 | 0 | 0
FIRM GAS_GS (Start Up) | 20.37 | 11.59 | 15.38 | 13.21 | 10.97 | 146.03 | 160.06 | 139.51 | 151.61 | 145.92 | 174.49 | 268.95 | 359.3 | 345.02 | 360.32 | 311.05 | 320.21 | 378.45 | 295.43 | 300.85 | 320.9 | 219.7 | 309.89 | 249.42 | 221.7 | 507.01 | 1614.14 | 2062 | 2123.76 | 2075.23 | 0 | 0
INTERRUPT GAS (Start Up) | 1001.69 | 687.78 | 893.01 | 1003.22 | 1036.56 | 711.96 | 667.35 | 951.74 | 867.41 | 1003.25 | 1221.1 | 1388.93 | 1819.67 | 2077.14 | 2048.55 | 2132.7 | 1918.23 | 2676.36 | 2436.66 | 2570.93 | 2728.51 | 2656.3 | 2923.77 | 3058.16 | 3310.01 | 3300.39 | 1280.75 | 1663.57 | 1697 | 1631.04 | 0 | 0
BigBend CT4 | 327.63 | 343.05 | 232.45 | 94.63 | 119.12 | 184.14 | 479.56 | 522.18 | 247.83 | 414.79 | 505.43 | 890.67 | 1146.63 | 956.63 | 996 | 1499.68 | 1883.42 | 2028.21 | 1884.92 | 3480.7 | 3790.38 | 4715.08 | 3225.51 | 7036.71 | 7628.73 | 8716.03 | 7529.64 | 6932.73 | 6797.26 | 6572.59 | 0 | 0
FIRM GAS_GS | 45.21 | 9.2 | 3.98 | 10.03 | 12.86 | 12.92 | 36.08 | 25.3 | 14.64 | 40.25 | 79.26 | 51.93 | 107.69 | 53.24 | 128.54 | 274.28 | 251.59 | 328.8 | 280.75 | 540.83 | 737.25 | 590.49 | 502.66 | 803.41 | 854.21 | 3105.54 | 7459.6 | 6841.47 | 6729.69 | 6494.94 | 0 | 0
INTERRUPT GAS | 282.42 | 333.85 | 228.47 | 84.6 | 106.26 | 171.22 | 443.48 | 496.88 | 233.19 | 374.54 | 426.17 | 838.74 | 1038.94 | 903.39 | 867.46 | 1225.4 | 1631.83 | 1699.41 | 1604.17 | 2939.87 | 3053.13 | 4124.59 | 2722.85 | 6233.3 | 6774.52 | 5610.49 | 70.04 | 91.26 | 67.57 | 77.65 | 0 | 0
BigBend CT4o
BB_#2OIL | 0 | 0 | 0 | 0 | 0 | 0 | 0 | 0 | 0 | 0 | 0 | 0 | 0 | 0 | 0 | 0 | 0 | 0 | 0 | 0 | 0 | 0 | 0 | 0 | 0 | 0 | 0 | 0 | 0 | 0 | 0 | 0
Bayside 1 | 76254.27 | 85636.52 | 91809.06 | 99383.41 | 92118.1 | 58802.56 | 54521.55 | 71173.04 | 67079.47 | 69918.64 | 82204.72 | 89316.86 | 94302.78 | 102532.83 | 98998.06 | 123034.31 | 122921.56 | 130490.15 | 135630.91 | 131731.08 | 153044.99 | 170437.31 | 159451.36 | 179244.4 | 196520.73 | 41192.16 | 0 | 0 | 0 | 0 | 0 | 0
FIRM GAS_GS | 44423.51 | 50125.83 | 55552.8 | 59110.71 | 54557.34 | 46085.55 | 41115.25 | 54282.28 | 51523.83 | 52699.97 | 63131.18 | 66893.56 | 70296.52 | 76447.48 | 72924.08 | 89064.62 | 87788.93 | 91547.87 | 94100.16 | 83962.2 | 99916.09 | 106591.01 | 104819.34 | 109212.21 | 118215.23 | 28947.45 | 0 | 0 | 0 | 0 | 0 | 0
FIRM GAS_FGT | 31811.15 | 35499.63 | 36248.19 | 40258.59 | 37542.09 | 12675.54 | 13256.68 | 16716.99 | 15495.54 | 17079.41 | 18909.98 | 21949.98 | 23301.05 | 25444.07 | 25251.34 | 32847.15 | 33329.09 | 36124.53 | 38698.65 | 42178.84 | 47589.58 | 56179.03 | 49202.75 | 57042.52 | 64278.52 | 11566.67 | 0 | 0 | 0 | 0 | 0 | 0
INTERRUPT GAS | 19.61 | 11.06 | 8.07 | 14.11 | 18.67 | 41.47 | 149.62 | 173.77 | 60.1 | 139.26 | 163.56 | 473.32 | 705.21 | 641.28 | 822.64 | 1122.54 | 1803.54 | 2817.75 | 2832.1 | 5590.04 | 5539.32 | 7667.27 | 5429.27 | 12989.67 | 14026.98 | 678.04 | 0 | 0 | 0 | 0 | 0 | 0
Bayside 2 | 69965.08 | 69143.15 | 73290.38 | 83838.71 | 94861.41 | 25903.56 | 41318.63 | 41378.59 | 42668.37 | 56035.11 | 55932.8 | 66192.58 | 74502.55 | 78603.83 | 94736.45 | 91185.47 | 104558.49 | 112003.9 | 117639.31 | 141673.07 | 122494.26 | 159002.55 | 139259.2 | 162433.01 | 174232.69 | 220956.96 | 0 | 0 | 0 | 0 | 0 | 0
FIRM GAS_GS | 11022.73 | 7670.97 | 7631.05 | 8429.61 | 17305.03 | 9881.17 | 17774.91 | 13890.72 | 16621.14 | 22946.55 | 19491.34 | 21203.35 | 24258.55 | 25947.32 | 36155.86 | 24641.6 | 31600.61 | 34353.54 | 35455.63 | 48416.7 | 33621.59 | 43254.8 | 39534.19 | 44544.59 | 45046.12 | 113808.97 | 0 | 0 | 0 | 0 | 0 | 0
FIRM GAS_FGT | 58385 | 60703.76 | 64972.64 | 75169.81 | 77341.75 | 15863.61 | 23150.39 | 27062.83 | 25766.81 | 32639.31 | 35885.61 | 43781.24 | 48658.98 | 50964.45 | 56706.67 | 64007.23 | 67728.58 | 70216.56 | 74672.76 | 79001.58 | 73966.76 | 95385.31 | 84859.9 | 83380.73 | 90946.06 | 97829.69 | 0 | 0 | 0 | 0 | 0 | 0
INTERRUPT GAS | 557.35 | 768.42 | 686.69 | 239.29 | 214.63 | 158.78 | 393.33 | 425.04 | 280.42 | 449.25 | 555.85 | 1207.99 | 1585.02 | 1692.06 | 1873.92 | 2536.64 | 5229.3 | 7433.8 | 7510.92 | 14254.79 | 14905.91 | 20362.44 | 14865.11 | 34507.69 | 38240.51 | 9318.3 | 0 | 0 | 0 | 0 | 0 | 0
Bayside 3 | 179.8 | 291.02 | 186.93 | 74.8 | 89.93 | 222.3 | 507.24 | 552.52 | 318.03 | 542.94 | 585.89 | 1002.96 | 1399.36 | 1179.95 | 1294.59 | 1712.64 | 2289.14 | 2424.36 | 2605.36 | 3625.36 | 3702.9 | 4322.99 | 3693.04 | 4772.63 | 5190.65 | 2522.18 | 1861.34 | 1754.09 | 1622.45 | 1747.34 | 0 | 0
FIRM GAS_GS | 41.17 | 11.73 | 7 | 8.63 | 9.18 | 155.95 | 302.39 | 321.91 | 231.26 | 344.93 | 388.61 | 642.14 | 934.45 | 750.77 | 880.22 | 1087.06 | 1315.95 | 1249.71 | 1318.16 | 1511.84 | 1505.53 | 1468.68 | 1529.15 | 1368.74 | 1710.85 | 1979.21 | 1750.25 | 1648.27 | 1521.43 | 1639.78 | 0 | 0
FIRM GAS_FGT | 117.18 | 250 | 163.01 | 50.12 | 50.86 | 56.97 | 135.05 | 143.92 | 54.23 | 117.49 | 83.75 | 112.62 | 108.67 | 125.14 | 92.88 | 159.21 | 195.15 | 165.34 | 225.07 | 303.96 | 312.62 | 366.38 | 311.33 | 233.64 | 221.23 | 214.58 | 22.77 | 31.26 | 25.71 | 28.76 | 0 | 0
INTERRUPT GAS | 21.45 | 29.29 | 16.92 | 16.05 | 29.89 | 9.38 | 69.8 | 86.69 | 32.54 | 80.52 | 113.53 | 248.2 | 356.24 | 304.04 | 321.49 | 466.37 | 778.04 | 1009.31 | 1062.13 | 1809.56 | 1884.75 | 2487.93 | 1852.56 | 3170.25 | 3258.57 | 328.39 | 88.32 | 74.56 | 75.31 | 78.8 | 0 | 0
Bayside 4 | 135.37 | 249.2 | 155.42 | 58.72 | 64.02 | 196.38 | 445.57 | 495.6 | 258.22 | 440.34 | 487.02 | 789.19 | 1086.79 | 887.52 | 918.11 | 1185.19 | 1637.47 | 1543.31 | 1612.82 | 2224.48 | 2201.5 | 2612.85 | 2242.05 | 2956.18 | 3314.07 | 1455.28 | 951.85 | 914.24 | 829.49 | 819.26 | 0 | 0
FIRM GAS_GS | 35.88 | 5.88 | 6.54 | 6.28 | 6.25 | 110.82 | 211.1 | 226.51 | 150.22 | 246.12 | 255.94 | 417.59 | 589.91 | 471.33 | 506 | 615.5 | 759.1 | 644.67 | 681.6 | 716.88 | 690.69 | 725.45 | 753.47 | 633.02 | 893.85 | 838.54 | 879.92 | 848.26 | 766.02 | 758.83 | 0 | 0
FIRM GAS_FGT | 78.72 | 212.25 | 130.79 | 34.9 | 26.99 | 72.49 | 155.04 | 177.58 | 71.06 | 105.24 | 105.57 | 82.92 | 87.55 | 95.35 | 49.36 | 93.62 | 98.28 | 62.21 | 96.26 | 146.7 | 139.93 | 168.98 | 145.8 | 131.46 | 112.55 | 113.2 | 13.76 | 19.14 | 16.77 | 15.75 | 0 | 0
INTERRUPT GAS | 20.77 | 31.07 | 18.09 | 17.54 | 30.78 | 13.07 | 79.43 | 91.51 | 36.94 | 88.98 | 125.51 | 288.68 | 409.33 | 320.84 | 362.75 | 476.07 | 780.09 | 836.43 | 834.96 | 1360.9 | 1370.88 | 1718.42 | 1342.78 | 2191.7 | 2307.67 | 503.54 | 58.17 | 46.84 | 46.7 | 44.68 | 0 | 0
Bayside 5 | 328.39 | 407.74 | 293.15 | 150.06 | 175.7 | 281.51 | 635.53 | 736.01 | 453.59 | 768.83 | 864.08 | 1426.3 | 1923.27 | 1688.85 | 1948.42 | 2836.94 | 3469.92 | 4150.95 | 4423.48 | 6464.22 | 6819.41 | 7543.72 | 6591.1 | 8412.37 | 8993.33 | 5518.52 | 4644.51 | 4591.69 | 4441.2 | 4381.46 | 0 | 0
FIRM GAS_GS | 59.87 | 16.18 | 10.15 | 12.52 | 14.24 | 180.24 | 360.86 | 399.55 | 305.36 | 444.03 | 527.29 | 838.61 | 1162.37 | 953.7 | 1201.47 | 1651.29 | 1843.5 | 1990.71 | 1985.79 | 2445.76 | 2617.46 | 2338.92 | 2467.73 | 2209.71 | 2662.31 | 3888.54 | 4436.59 | 4375.36 | 4236.9 | 4182.75 | 0 | 0
FIRM GAS_FGT | 252.27 | 356.93 | 255.03 | 118.1 | 128.72 | 91.93 | 223.49 | 266.61 | 117.13 | 238.36 | 213.27 | 266.49 | 291.81 | 305.66 | 307.43 | 498.68 | 566.97 | 575.59 | 732.19 | 946.47 | 1023.75 | 1098.52 | 996.4 | 834.07 | 748.24 | 893.18 | 47.17 | 64.8 | 49.73 | 52.67 | 0 | 0
INTERRUPT GAS | 16.25 | 34.63 | 27.97 | 19.44 | 32.74 | 9.34 | 51.18 | 69.85 | 31.1 | 86.44 | 123.52 | 321.2 | 469.09 | 429.49 | 439.52 | 686.97 | 1059.45 | 1584.65 | 1705.5 | 3071.99 | 3178.2 | 4106.28 | 3126.97 | 5368.59 | 5582.78 | 736.8 | 160.75 | 151.53 | 154.57 | 146.04 | 0 | 0
Bayside 6 | 243.51 | 346.85 | 238.42 | 111.18 | 121.71 | 248.84 | 577.26 | 634.03 | 385.95 | 652.25 | 727.33 | 1242.68 | 1715.17 | 1427.18 | 1662.82 | 2309.14 | 2982.31 | 3451.41 | 3657.41 | 5196.67 | 5424.69 | 6158.42 | 5253.65 | 6691.64 | 7290.86 | 3947.92 | 3049.44 | 2949.99 | 2879.92 | 2887.21 | 0 | 0
FIRM GAS_GS | 50.01 | 13.77 | 9.23 | 10.2 | 10.74 | 168.55 | 335.49 | 359.97 | 271 | 391.28 | 458.97 | 763.18 | 1088.32 | 848.4 | 1065.49 | 1380.44 | 1649.45 | 1697.46 | 1738.34 | 2067.53 | 2174.39 | 1988.32 | 2104.09 | 1820.75 | 2277.76 | 3040.11 | 2894.19 | 2798.11 | 2732.32 | 2741.25 | 0 | 0
FIRM GAS_FGT | 176.61 | 303.5 | 208.48 | 82.67 | 77.93 | 70.72 | 180.37 | 197.15 | 81.93 | 173 | 138.32 | 175.87 | 182.38 | 187.76 | 182.82 | 319.81 | 351.13 | 336.29 | 451.94 | 570.27 | 606.26 | 710.24 | 588.39 | 495.85 | 430.89 | 441.84 | 31.36 | 44.77 | 36.81 | 39.09 | 0 | 0
INTERRUPT GAS | 16.89 | 29.58 | 20.71 | 18.31 | 33.04 | 9.57 | 61.4 | 76.91 | 33.02 | 87.97 | 130.04 | 303.63 | 444.47 | 391.02 | 414.51 | 608.89 | 981.73 | 1417.66 | 1467.13 | 2558.87 | 2644.04 | 3459.86 | 2561.17 | 4375.04 | 4582.21 | 465.97 | 123.89 | 107.11 | 110.79 | 106.87 | 0 | 0
Polk 1 | 32441.43 | 39071.67 | 40505.59 | 38103.52 | 42821.04 | 41777.64 | 40015.8 | 43666.56 | 44712 | 41549.35 | 43265.87 | 47623.6 | 48313.19 | 46804.07 | 49711.15 | 50459.93 | 49274.51 | 53090.61 | 36737.77 | 0 | 0 | 0 | 0 | 0 | 0 | 0 | 0 | 0 | 0 | 0 | 0 | 0
POLK_COAL_LOW | 9337.63 | 11834.29 | 12963.37 | 12198.87 | 13753.26 | 13385.55 | 12826.58 | 14019.63 | 14366.64 | 13325.16 | 13889.92 | 15283.95 | 15481.07 | 14993.47 | 16177.04 | 16411.23 | 16045.08 | 17258.77 | 11974.22 | 0 | 0 | 0 | 0 | 0 | 0 | 0 | 0 | 0 | 0 | 0 | 0 | 0
POLK_COAL_1 | 0 | 0 | 0 | 0 | 0 | 0 | 0 | 0 | 0 | 0 | 0 | 0 | 0 | 0 | 0 | 0 | 0 | 0 | 0 | 0 | 0 | 0 | 0 | 0 | 0 | 0 | 0 | 0 | 0 | 0 | 0 | 0
POLK_COAL_2 | 0 | 0 | 0 | 0 | 0 | 0 | 0 | 0 | 0 | 0 | 0 | 0 | 0 | 0 | 0 | 0 | 0 | 0 | 0 | 0 | 0 | 0 | 0 | 0 | 0 | 0 | 0 | 0 | 0 | 0 | 0 | 0
POLK PETCOKE | 22614.83 | 26801.43 | 27055.71 | 25366.26 | 28584.56 | 27815.84 | 26589.7 | 29013.85 | 29695.83 | 27520.87 | 28656.68 | 31506.26 | 31886.92 | 30860.04 | 32426.95 | 32890.86 | 32150.47 | 34576.25 | 24024.9 | 0 | 0 | 0 | 0 | 0 | 0 | 0 | 0 | 0 | 0 | 0 | 0 | 0
PROPANE | 0 | 0 | 0 | 0 | 0 | 0 | 0 | 0 | 0 | 0 | 0 | 0 | 0 | 0 | 0 | 0 | 0 | 0 | 0 | 0 | 0 | 0 | 0 | 0 | 0 | 0 | 0 | 0 | 0 | 0 | 0 | 0
POLK #2OIL | 0 | 0 | 0 | 0 | 0 | 0 | 0 | 0 | 0 | 0 | 0 | 0 | 0 | 0 | 0 | 0 | 0 | 0 | 0 | 0 | 0 | 0 | 0 | 0 | 0 | 0 | 0 | 0 | 0 | 0 | 0 | 0
POLK 1 FIRM Gas_FGT (Start Up) | 488.97 | 435.95 | 486.51 | 538.39 | 483.22 | 576.25 | 599.52 | 633.08 | 649.53 | 703.32 | 719.27 | 833.39 | 945.2 | 950.56 | 1107.16 | 1157.84 | 1078.96 | 1255.59 | 738.65 | 0 | 0 | 0 | 0 | 0 | 0 | 0 | 0 | 0 | 0 | 0 | 0 | 0
POLK 1 INTERRUPT Gas (Start Up) | 0 | 0 | 0 | 0 | 0 | 0 | 0 | 0 | 0 | 0 | 0 | 0 | 0 | 0 | 0 | 0 | 0 | 0 | 0 | 0 | 0 | 0 | 0 | 0 | 0 | 0 | 0 | 0 | 0 | 0 | 0 | 0
Polk 1g
POLK 1g FIRM Gas_FGT | 4145.67 | 3722.26 | 4348.2 | 5811.59 | 7367.04 | 3655.11 | 4464.57 | 6958.94 | 4832.42 | 8137.94 | 6582.57 | 8816.28 | 10432.8 | 10202.41 | 13127.72 | 17434.2 | 14790.01 | 17797.31 | 11928.94 | 0 | 0 | 0 | 0 | 0 | 0 | 0 | 0 | 0 | 0 | 0 | 0 | 0
POLK 1g INTERRUPT Gas | 179.55 | 344.4 | 319.54 | 117.93 | 95.62 | 117.84 | 128.61 | 291.25 | 179.99 | 406.79 | 500.75 | 986.21 | 1538.93 | 1321.23 | 1665.82 | 2105.68 | 3215.36 | 4327.81 | 2539.33 | 0 | 0 | 0 | 0 | 0 | 0 | 0 | 0 | 0 | 0 | 0 | 0 | 0
Polk 2 | 799.61 | 143.15 | 72.36 | 58.23 | 70.74 | 30.82 | 118.56 | 232.75 | 74.47 | 408.75 | 139.64 | 148.27 | 193.83 | 222.82 | 294.22 | 1884.77 | 275.75 | 257.37 | 278.36 | 357.4 | 489.01 | 3582.14 | 591.41 | 407.18 | 775.65 | 449.54 | 398.33 | 4243.62 | 274.33 | 124.49 | 0 | 0
FIRM GAS_FGT | 798.97 | 139.82 | 72.32 | 53.41 | 66.95 | 30.82 | 117.56 | 225.25 | 74.41 | 407.68 | 137.55 | 132.02 | 167.26 | 205.6 | 240.52 | 1805.07 | 196.62 | 183.58 | 249.42 | 203.29 | 308.28 | 3278.12 | 358.05 | 233.39 | 386.51 | 210.49 | 308.99 | 3875.34 | 204.11 | 99.72 | 0 | 0
INTERRUPT GAS | 0.64 | 3.33 | 0.04 | 4.82 | 3.79 | 0 | 1 | 7.5 | 0.06 | 1.07 | 2.09 | 16.25 | 26.57 | 17.22 | 53.7 | 79.7 | 79.13 | 73.79 | 28.94 | 154.11 | 180.73 | 304.02 | 233.36 | 173.79 | 389.14 | 239.05 | 89.34 | 368.28 | 70.22 | 24.77 | 0 | 0
Polk 2o
Polk2o #2OIL | 0 | 0 | 0 | 0 | 0 | 0 | 0 | 0 | 0 | 0 | 0 | 0 | 0 | 0 | 0 | 0 | 0 | 0 | 0 | 0 | 0 | 0 | 0 | 0 | 0 | 0 | 0 | 0 | 0 | 0 | 0 | 0
Polk 3 | 474.11 | 104.14 | 152.21 | 34.55 | 37.51 | 19.54 | 85.9 | 411.81 | 49.69 | 253.81 | 121.12 | 98.64 | 159.25 | 158.7 | 219.04 | 1662.44 | 150.86 | 197.37 | 207.23 | 305.36 | 459.19 | 3306.14 | 415.03 | 283.09 | 638.02 | 319.77 | 286.55 | 3595.88 | 207.31 | 79.81 | 0 | 0
FIRM GAS_FGT | 473.14 | 103.2 | 152.06 | 25.55 | 34.29 | 19.54 | 80.94 | 390.7 | 49.63 | 250 | 118.15 | 77.89 | 119.27 | 138.4 | 169.25 | 1574.19 | 115.33 | 117.16 | 159.15 | 139.59 | 287.37 | 2964.35 | 197.39 | 107.72 | 289.34 | 125.95 | 233.77 | 3167.73 | 149.54 | 62.49 | 0 | 0
INTERRUPT GAS | 0.97 | 0.94 | 0.15 | 9 | 3.22 | 0 | 4.96 | 21.11 | 0.06 | 3.81 | 2.97 | 20.75 | 39.98 | 20.3 | 49.79 | 88.25 | 35.53 | 80.21 | 48.08 | 165.77 | 171.82 | 341.79 | 217.64 | 175.37 | 348.68 | 193.82 | 52.78 | 428.15 | 57.77 | 17.32 | 0 | 0
Polk 3o
Polk 3o #2OIL | 0 | 0 | 0 | 0 | 0 | 0 | 0 | 0 | 0 | 0 | 0 | 0 | 0 | 0 | 0 | 0 | 0 | 0 | 0 | 0 | 0 | 0 | 0 | 0 | 0 | 0 | 0 | 0 | 0 | 0 | 0 | 0
Polk 4 | 261.55 | 64.2 | 86.82 | 20.19 | 18.74 | 14.78 | 67.68 | 278.91 | 32.2 | 152.64 | 83.16 | 92.08 | 121.39 | 138.35 | 184.37 | 1399.33 | 115.5 | 166.09 | 133.16 | 239.08 | 351.88 | 2431.02 | 359.23 | 255.41 | 519.62 | 211.89 | 198.57 | 2764.79 | 148.82 | 39.64 | 0 | 0
FIRM GAS_FGT | 259.98 | 63.69 | 86.61 | 8.28 | 13.25 | 14.78 | 62.21 | 260.18 | 32.14 | 149.57 | 82.48 | 71.14 | 64.58 | 83.89 | 106.03 | 1248.91 | 70.04 | 60.15 | 81.02 | 75.46 | 185.39 | 2106.76 | 109.94 | 87.26 | 151.25 | 87.72 | 134.58 | 2243.56 | 114.82 | 22.54 | 0 | 0
INTERRUPT GAS | 1.57 | 0.51 | 0.21 | 11.91 | 5.49 | 0 | 5.47 | 18.73 | 0.06 | 3.07 | 0.68 | 20.94 | 56.81 | 54.46 | 78.34 | 150.42 | 45.46 | 105.94 | 52.14 | 163.62 | 166.49 | 324.26 | 249.29 | 168.15 | 368.37 | 124.17 | 63.99 | 521.23 | 34 | 17.1 | 0 | 0
Polk 5 | 132.66 | 47.77 | 59.13 | 14.07 | 10.62 | 2.75 | 54.79 | 176.67 | 16.36 | 88.2 | 63.26 | 64.01 | 107.42 | 112.95 | 161.89 | 813.22 | 61.32 | 131.87 | 123.02 | 166.21 | 290.68 | 1811.68 | 257.87 | 194.64 | 397.76 | 168.55 | 124.37 | 1986.78 | 94.97 | 44.36 | 0 | 0
FIRM GAS_FGT | 132.54 | 44.8 | 53.99 | 2.56 | 10.62 | 2.75 | 46.57 | 149.76 | 16.24 | 79.39 | 59.55 | 36.11 | 35.47 | 42.97 | 67.39 | 628.04 | 24.76 | 24.32 | 55.59 | 26.74 | 132.83 | 1472.65 | 54.04 | 69.61 | 103.96 | 66.1 | 82.9 | 1444.43 | 71.04 | 25.15 | 0 | 0
INTERRUPT GAS | 0.12 | 2.97 | 5.14 | 11.51 | 0 | 0 | 8.22 | 26.91 | 0.12 | 8.81 | 3.71 | 27.9 | 71.95 | 69.98 | 94.5 | 185.18 | 36.56 | 107.55 | 67.43 | 139.47 | 157.85 | 339.03 | 203.83 | 125.03 | 293.8 | 102.45 | 41.47 | 542.35 | 23.93 | 19.21 | 0 | 0
Polk 2 CC | 134509.85 | 145308.92 | 143821.29 | 168752.41 | 176792.33 | 106159.6 | 118272.57 | 115681.54 | 127374.31 | 133278.33 | 156600.63 | 174852.22 | 195930.8 | 201098.37 | 221017.67 | 214134.99 | 263269.64 | 278293.91 | 295210.97 | 333855.88 | 341039.24 | 323901.63 | 350288.36 | 386717.51 | 420262.95 | 403063.66 | 211114.94 | 200164.65 | 220330.53 | 217950.72 | 0 | 0
FIRM GAS_FGT | 134509.73 | 145308.25 | 143821.29 | 168751.64 | 176791.96 | 106009.6 | 117794.49 | 115361.72 | 127064.7 | 132789.5 | 155899.43 | 172919.14 | 193232.75 | 198813.29 | 217978.42 | 210198.88 | 256904.96 | 269618.88 | 286595.28 | 320926.26 | 327395.39 | 307945.19 | 337578.77 | 363410.92 | 394012.92 | 384002.99 | 183600.21 | 175619.15 | 192613.43 | 191510.96 | 0 | 0
INTERRUPT GAS | 0.12 | 0.67 | 0 | 0.77 | 0.37 | 150 | 478.08 | 319.82 | 309.61 | 488.83 | 701.2 | 1933.08 | 2698.05 | 2285.08 | 3039.25 | 3936.11 | 6364.68 | 8675.03 | 8615.69 | 12929.62 | 13643.85 | 15956.44 | 12709.59 | 23306.59 | 26250.03 | 19060.67 | 27514.73 | 24545.5 | 27717.1 | 26439.76 | 0 | 0
Polk 2 DF | 1120.3 | 1236.98 | 976.29 | 1024.04 | 1080.68 | 860.96 | 1493.07 | 1446.51 | 1235.04 | 1663.81 | 1949.5 | 3202.56 | 4110.93 | 3770.16 | 4420.44 | 5804.35 | 7485.25 | 8979.7 | 9871.69 | 15022.14 | 15780.96 | 16200.35 | 14555.45 | 20217.33 | 21700.96 | 20079.81 | 16071.19 | 14569.18 | 15530.27 | 15006.07 | 0 | 0
FIRM GAS_FGT | 1022.73 | 1090.81 | 852.99 | 988 | 1049.31 | 820.48 | 1348.58 | 1289.12 | 1146.73 | 1486.11 | 1706.42 | 2665.28 | 3317.04 | 3064.61 | 3625.93 | 4695.61 | 5880.79 | 6768.61 | 7779.05 | 11793.68 | 12453.28 | 12105.03 | 11400.41 | 13744.1 | 14560.11 | 17133.48 | 9555.24 | 9082.59 | 9540.76 | 9192.11 | 0 | 0
INTERRUPT GAS | 97.57 | 146.17 | 123.3 | 36.04 | 31.37 | 40.48 | 144.49 | 157.39 | 88.31 | 177.7 | 243.08 | 537.28 | 793.89 | 705.55 | 794.51 | 1108.74 | 1604.46 | 2211.09 | 2092.64 | 3228.46 | 3327.68 | 4095.32 | 3155.04 | 6473.23 | 7140.85 | 2946.33 | 6515.95 | 5486.59 | 5989.51 | 5813.96 | 0 | 0
FutAeroCT 1 | 0 | 0 | 0 | 0 | 0 | 0 | 0 | 0 | 0 | 0 | 0 | 0 | 0 | 0 | 0 | 0 | 0 | 0 | 0 | 0 | 0 | 0 | 0 | 0 | 0 | 0 | 3133.56 | 3144.5 | 2966.21 | 2790.6 | 0 | 0
FIRM GAS_GS | 0 | 0 | 0 | 0 | 0 | 0 | 0 | 0 | 0 | 0 | 0 | 0 | 0 | 0 | 0 | 0 | 0 | 0 | 0 | 0 | 0 | 0 | 0 | 0 | 0 | 0 | 0 | 0 | 0 | 0 | 0 | 0
FIRM GAS_FGT | 0 | 0 | 0 | 0 | 0 | 0 | 0 | 0 | 0 | 0 | 0 | 0 | 0 | 0 | 0 | 0 | 0 | 0 | 0 | 0 | 0 | 0 | 0 | 0 | 0 | 0 | 1785.04 | 2082.95 | 1873.33 | 1707.88 | 0 | 0
INTERRUPT GAS | 0 | 0 | 0 | 0 | 0 | 0 | 0 | 0 | 0 | 0 | 0 | 0 | 0 | 0 | 0 | 0 | 0 | 0 | 0 | 0 | 0 | 0 | 0 | 0 | 0 | 0 | 1348.52 | 1061.55 | 1092.88 | 1082.72 | 0 | 0
FutAeroCT 2 | 0 | 0 | 0 | 0 | 0 | 0 | 0 | 0 | 0 | 0 | 0 | 0 | 0 | 0 | 0 | 0 | 0 | 0 | 0 | 0 | 0 | 0 | 0 | 0 | 0 | 0 | 0 | 0 | 0 | 0 | 0 | 0
FIRM GAS_GS | 0 | 0 | 0 | 0 | 0 | 0 | 0 | 0 | 0 | 0 | 0 | 0 | 0 | 0 | 0 | 0 | 0 | 0 | 0 | 0 | 0 | 0 | 0 | 0 | 0 | 0 | 0 | 0 | 0 | 0 | 0 | 0
FIRM GAS_FGT | 0 | 0 | 0 | 0 | 0 | 0 | 0 | 0 | 0 | 0 | 0 | 0 | 0 | 0 | 0 | 0 | 0 | 0 | 0 | 0 | 0 | 0 | 0 | 0 | 0 | 0 | 0 | 0 | 0 | 0 | 0 | 0
INTERRUPT GAS | 0 | 0 | 0 | 0 | 0 | 0 | 0 | 0 | 0 | 0 | 0 | 0 | 0 | 0 | 0 | 0 | 0 | 0 | 0 | 0 | 0 | 0 | 0 | 0 | 0 | 0 | 0 | 0 | 0 | 0 | 0 | 0
FutAeroCT 3 | 0 | 0 | 0 | 0 | 0 | 0 | 0 | 0 | 0 | 0 | 0 | 0 | 0 | 0 | 0 | 0 | 0 | 0 | 0 | 0 | 0 | 0 | 0 | 0 | 0 | 0 | 0 | 0 | 0 | 0 | 0 | 0
FIRM GAS_GS | 0 | 0 | 0 | 0 | 0 | 0 | 0 | 0 | 0 | 0 | 0 | 0 | 0 | 0 | 0 | 0 | 0 | 0 | 0 | 0 | 0 | 0 | 0 | 0 | 0 | 0 | 0 | 0 | 0 | 0 | 0 | 0
FIRM GAS_FGT | 0 | 0 | 0 | 0 | 0 | 0 | 0 | 0 | 0 | 0 | 0 | 0 | 0 | 0 | 0 | 0 | 0 | 0 | 0 | 0 | 0 | 0 | 0 | 0 | 0 | 0 | 0 | 0 | 0 | 0 | 0 | 0
INTERRUPT GAS | 0 | 0 | 0 | 0 | 0 | 0 | 0 | 0 | 0 | 0 | 0 | 0 | 0 | 0 | 0 | 0 | 0 | 0 | 0 | 0 | 0 | 0 | 0 | 0 | 0 | 0 | 0 | 0 | 0 | 0 | 0 | 0
FutAeroCT 4 | 0 | 0 | 0 | 0 | 0 | 0 | 0 | 0 | 0 | 0 | 0 | 0 | 0 | 0 | 0 | 0 | 0 | 0 | 0 | 0 | 0 | 0 | 0 | 0 | 0 | 0 | 0 | 0 | 0 | 0 | 0 | 0
FIRM GAS_GS | 0 | 0 | 0 | 0 | 0 | 0 | 0 | 0 | 0 | 0 | 0 | 0 | 0 | 0 | 0 | 0 | 0 | 0 | 0 | 0 | 0 | 0 | 0 | 0 | 0 | 0 | 0 | 0 | 0 | 0 | 0 | 0
FIRM GAS_FGT | 0 | 0 | 0 | 0 | 0 | 0 | 0 | 0 | 0 | 0 | 0 | 0 | 0 | 0 | 0 | 0 | 0 | 0 | 0 | 0 | 0 | 0 | 0 | 0 | 0 | 0 | 0 | 0 | 0 | 0 | 0 | 0
INTERRUPT GAS | 0 | 0 | 0 | 0 | 0 | 0 | 0 | 0 | 0 | 0 | 0 | 0 | 0 | 0 | 0 | 0 | 0 | 0 | 0 | 0 | 0 | 0 | 0 | 0 | 0 | 0 | 0 | 0 | 0 | 0 | 0 | 0
FutAeroCT 5 | 0 | 0 | 0 | 0 | 0 | 0 | 0 | 0 | 0 | 0 | 0 | 0 | 0 | 0 | 0 | 0 | 0 | 0 | 0 | 0 | 0 | 0 | 0 | 0 | 0 | 0 | 0 | 0 | 0 | 0 | 0 | 0
FIRM GAS_GS | 0 | 0 | 0 | 0 | 0 | 0 | 0 | 0 | 0 | 0 | 0 | 0 | 0 | 0 | 0 | 0 | 0 | 0 | 0 | 0 | 0 | 0 | 0 | 0 | 0 | 0 | 0 | 0 | 0 | 0 | 0 | 0
FIRM GAS_FGT | 0 | 0 | 0 | 0 | 0 | 0 | 0 | 0 | 0 | 0 | 0 | 0 | 0 | 0 | 0 | 0 | 0 | 0 | 0 | 0 | 0 | 0 | 0 | 0 | 0 | 0 | 0 | 0 | 0 | 0 | 0 | 0
INTERRUPT GAS | 0 | 0 | 0 | 0 | 0 | 0 | 0 | 0 | 0 | 0 | 0 | 0 | 0 | 0 | 0 | 0 | 0 | 0 | 0 | 0 | 0 | 0 | 0 | 0 | 0 | 0 | 0 | 0 | 0 | 0 | 0 | 0
FutAeroCT 6 | 0 | 0 | 0 | 0 | 0 | 0 | 0 | 0 | 0 | 0 | 0 | 0 | 0 | 0 | 0 | 0 | 0 | 0 | 0 | 0 | 0 | 0 | 0 | 0 | 0 | 0 | 0 | 0 | 0 | 0 | 0 | 0
FIRM GAS_GS | 0 | 0 | 0 | 0 | 0 | 0 | 0 | 0 | 0 | 0 | 0 | 0 | 0 | 0 | 0 | 0 | 0 | 0 | 0 | 0 | 0 | 0 | 0 | 0 | 0 | 0 | 0 | 0 | 0 | 0 | 0 | 0
FIRM GAS_FGT | 0 | 0 | 0 | 0 | 0 | 0 | 0 | 0 | 0 | 0 | 0 | 0 | 0 | 0 | 0 | 0 | 0 | 0 | 0 | 0 | 0 | 0 | 0 | 0 | 0 | 0 | 0 | 0 | 0 | 0 | 0 | 0
INTERRUPT GAS | 0 | 0 | 0 | 0 | 0 | 0 | 0 | 0 | 0 | 0 | 0 | 0 | 0 | 0 | 0 | 0 | 0 | 0 | 0 | 0 | 0 | 0 | 0 | 0 | 0 | 0 | 0 | 0 | 0 | 0 | 0 | 0
FutAeroCT 7 | 0 | 0 | 0 | 0 | 0 | 0 | 0 | 0 | 0 | 0 | 0 | 0 | 0 | 0 | 0 | 0 | 0 | 0 | 0 | 0 | 0 | 0 | 0 | 0 | 0 | 0 | 0 | 0 | 0 | 0 | 0 | 0
FIRM GAS_GS | 0 | 0 | 0 | 0 | 0 | 0 | 0 | 0 | 0 | 0 | 0 | 0 | 0 | 0 | 0 | 0 | 0 | 0 | 0 | 0 | 0 | 0 | 0 | 0 | 0 | 0 | 0 | 0 | 0 | 0 | 0 | 0
FIRM GAS_FGT | 0 | 0 | 0 | 0 | 0 | 0 | 0 | 0 | 0 | 0 | 0 | 0 | 0 | 0 | 0 | 0 | 0 | 0 | 0 | 0 | 0 | 0 | 0 | 0 | 0 | 0 | 0 | 0 | 0 | 0 | 0 | 0
INTERRUPT GAS | 0 | 0 | 0 | 0 | 0 | 0 | 0 | 0 | 0 | 0 | 0 | 0 | 0 | 0 | 0 | 0 | 0 | 0 | 0 | 0 | 0 | 0 | 0 | 0 | 0 | 0 | 0 | 0 | 0 | 0 | 0 | 0
FutAeroCT 8 | 0 | 0 | 0 | 0 | 0 | 0 | 0 | 0 | 0 | 0 | 0 | 0 | 0 | 0 | 0 | 0 | 0 | 0 | 0 | 0 | 0 | 0 | 0 | 0 | 0 | 0 | 0 | 0 | 0 | 0 | 0 | 0
FIRM GAS_GS | 0 | 0 | 0 | 0 | 0 | 0 | 0 | 0 | 0 | 0 | 0 | 0 | 0 | 0 | 0 | 0 | 0 | 0 | 0 | 0 | 0 | 0 | 0 | 0 | 0 | 0 | 0 | 0 | 0 | 0 | 0 | 0
FIRM GAS_FGT | 0 | 0 | 0 | 0 | 0 | 0 | 0 | 0 | 0 | 0 | 0 | 0 | 0 | 0 | 0 | 0 | 0 | 0 | 0 | 0 | 0 | 0 | 0 | 0 | 0 | 0 | 0 | 0 | 0 | 0 | 0 | 0
INTERRUPT GAS | 0 | 0 | 0 | 0 | 0 | 0 | 0 | 0 | 0 | 0 | 0 | 0 | 0 | 0 | 0 | 0 | 0 | 0 | 0 | 0 | 0 | 0 | 0 | 0 | 0 | 0 | 0 | 0 | 0 | 0 | 0 | 0
FutAeroCT 9 | 0 | 0 | 0 | 0 | 0 | 0 | 0 | 0 | 0 | 0 | 0 | 0 | 0 | 0 | 0 | 0 | 0 | 0 | 0 | 0 | 0 | 0 | 0 | 0 | 0 | 0 | 0 | 0 | 0 | 0 | 0 | 0
FIRM GAS_GS | 0 | 0 | 0 | 0 | 0 | 0 | 0 | 0 | 0 | 0 | 0 | 0 | 0 | 0 | 0 | 0 | 0 | 0 | 0 | 0 | 0 | 0 | 0 | 0 | 0 | 0 | 0 | 0 | 0 | 0 | 0 | 0
FIRM GAS_FGT | 0 | 0 | 0 | 0 | 0 | 0 | 0 | 0 | 0 | 0 | 0 | 0 | 0 | 0 | 0 | 0 | 0 | 0 | 0 | 0 | 0 | 0 | 0 | 0 | 0 | 0 | 0 | 0 | 0 | 0 | 0 | 0
INTERRUPT GAS | 0 | 0 | 0 | 0 | 0 | 0 | 0 | 0 | 0 | 0 | 0 | 0 | 0 | 0 | 0 | 0 | 0 | 0 | 0 | 0 | 0 | 0 | 0 | 0 | 0 | 0 | 0 | 0 | 0 | 0 | 0 | 0
FutAeroCT 10 | 0 | 0 | 0 | 0 | 0 | 0 | 0 | 0 | 0 | 0 | 0 | 0 | 0 | 0 | 0 | 0 | 0 | 0 | 0 | 0 | 0 | 0 | 0 | 0 | 0 | 0 | 0 | 0 | 0 | 0 | 0 | 0
FIRM GAS_GS | 0 | 0 | 0 | 0 | 0 | 0 | 0 | 0 | 0 | 0 | 0 | 0 | 0 | 0 | 0 | 0 | 0 | 0 | 0 | 0 | 0 | 0 | 0 | 0 | 0 | 0 | 0 | 0 | 0 | 0 | 0 | 0
FIRM GAS_FGT | 0 | 0 | 0 | 0 | 0 | 0 | 0 | 0 | 0 | 0 | 0 | 0 | 0 | 0 | 0 | 0 | 0 | 0 | 0 | 0 | 0 | 0 | 0 | 0 | 0 | 0 | 0 | 0 | 0 | 0 | 0 | 0
INTERRUPT GAS | 0 | 0 | 0 | 0 | 0 | 0 | 0 | 0 | 0 | 0 | 0 | 0 | 0 | 0 | 0 | 0 | 0 | 0 | 0 | 0 | 0 | 0 | 0 | 0 | 0 | 0 | 0 | 0 | 0 | 0 | 0 | 0
GE 7FA CT1 | 0 | 0 | 0 | 0 | 0 | 0 | 0 | 0 | 0 | 0 | 0 | 0 | 0 | 0 | 0 | 0 | 0 | 0 | 0 | 0 | 0 | 0 | 0 | 0 | 0 | 0 | 0 | 0 | 0 | 0 | 0 | 0
FIRM GAS_GS | 0 | 0 | 0 | 0 | 0 | 0 | 0 | 0 | 0 | 0 | 0 | 0 | 0 | 0 | 0 | 0 | 0 | 0 | 0 | 0 | 0 | 0 | 0 | 0 | 0 | 0 | 0 | 0 | 0 | 0 | 0 | 0
FIRM GAS_FGT | 0 | 0 | 0 | 0 | 0 | 0 | 0 | 0 | 0 | 0 | 0 | 0 | 0 | 0 | 0 | 0 | 0 | 0 | 0 | 0 | 0 | 0 | 0 | 0 | 0 | 0 | 0 | 0 | 0 | 0 | 0 | 0
INTERRUPT GAS | 0 | 0 | 0 | 0 | 0 | 0 | 0 | 0 | 0 | 0 | 0 | 0 | 0 | 0 | 0 | 0 | 0 | 0 | 0 | 0 | 0 | 0 | 0 | 0 | 0 | 0 | 0 | 0 | 0 | 0 | 0 | 0
GE 7FA CT2 | 0 | 0 | 0 | 0 | 0 | 0 | 0 | 0 | 1303.43 | 2080.22 | 2500.9 | 4840.22 | 6270.42 | 5407.29 | 6720.94 | 9833.6 | 12397.56 | 14552.69 | 16462.23 | 26998.44 | 28308.7 | 30462.84 | 26110.48 | 36732.72 | 40040.64 | 35987.33 | 27828.88 | 25204.77 | 25651.01 | 24296.19 | 0 | 0
FIRM GAS_GS | 0 | 0 | 0 | 0 | 0 | 0 | 0 | 0 | 0 | 0 | 0 | 0 | 0 | 0 | 0 | 0 | 0 | 0 | 0 | 0 | 0 | 0 | 0 | 0 | 0 | 0 | 0 | 0 | 0 | 0 | 0 | 0
FIRM GAS_FGT | 0 | 0 | 0 | 0 | 0 | 0 | 0 | 0 | 1116.22 | 1706.99 | 1964.99 | 3596.61 | 4531.07 | 4001.31 | 4970.78 | 7158.82 | 8786.49 | 9803.3 | 11708.57 | 19528.06 | 20638.69 | 20993.09 | 18963.72 | 22243.48 | 24098.17 | 28588.78 | 11314.4 | 12612.72 | 11145.57 | 10778.63 | 0 | 0
INTERRUPT GAS | 0 | 0 | 0 | 0 | 0 | 0 | 0 | 0 | 187.21 | 373.23 | 535.91 | 1243.61 | 1739.35 | 1405.98 | 1750.16 | 2674.78 | 3611.07 | 4749.39 | 4753.66 | 7470.38 | 7670.01 | 9469.75 | 7146.76 | 14489.24 | 15942.47 | 7398.55 | 16514.48 | 12592.05 | 14505.44 | 13517.56 | 0 | 0
GE 7FA CT3 | 0 | 0 | 0 | 0 | 0 | 0 | 0 | 0 | 0 | 0 | 0 | 3482.44 | 4654.13 | 3988.44 | 4884.46 | 6950.24 | 9048.33 | 10455.09 | 12065.78 | 20349.05 | 21932.59 | 23992.54 | 20361.75 | 27717.51 | 30513.22 | 26522.67 | 15847.04 | 14855.83 | 14402.92 | 13287.09 | 0 | 0
FIRM GAS_GS | 0 | 0 | 0 | 0 | 0 | 0 | 0 | 0 | 0 | 0 | 0 | 0 | 0 | 0 | 0 | 0 | 0 | 0 | 0 | 0 | 0 | 0 | 0 | 0 | 0 | 0 | 0 | 0 | 0 | 0 | 0 | 0
FIRM GAS_FGT | 0 | 0 | 0 | 0 | 0 | 0 | 0 | 0 | 0 | 0 | 0 | 1738.99 | 2211.67 | 2026.87 | 2488.74 | 3442.37 | 4039.51 | 4486.07 | 5590.62 | 10365.86 | 10978.16 | 11226.61 | 10191.5 | 9798.3 | 11121.47 | 17150.41 | 6276.3 | 7531.68 | 6275.85 | 5708.47 | 0 | 0
INTERRUPT GAS | 0 | 0 | 0 | 0 | 0 | 0 | 0 | 0 | 0 | 0 | 0 | 1743.45 | 2442.46 | 1961.57 | 2395.72 | 3507.87 | 5008.82 | 5969.02 | 6475.16 | 9983.19 | 10954.43 | 12765.93 | 10170.25 | 17919.21 | 19391.75 | 9372.26 | 9570.74 | 7324.15 | 8127.07 | 7578.62 | 0 | 0
GE 7FA CT4 | 0 | 0 | 0 | 0 | 0 | 0 | 0 | 0 | 0 | 0 | 0 | 0 | 0 | 0 | 3532.51 | 4722.77 | 6250.69 | 7221.98 | 8144.9 | 14256.97 | 15666.94 | 16782.59 | 13866.1 | 18973.18 | 21638.25 | 19759.37 | 8212.23 | 8511.39 | 7874.17 | 7210.39 | 0 | 0
FIRM GAS_GS | 0 | 0 | 0 | 0 | 0 | 0 | 0 | 0 | 0 | 0 | 0 | 0 | 0 | 0 | 0 | 0 | 0 | 0 | 0 | 0 | 0 | 0 | 0 | 0 | 0 | 0 | 0 | 0 | 0 | 0 | 0 | 0
FIRM GAS_FGT | 0 | 0 | 0 | 0 | 0 | 0 | 0 | 0 | 0 | 0 | 0 | 0 | 0 | 0 | 700.57 | 1007.83 | 1109.33 | 1147.19 | 1665.23 | 4113.08 | 3945.71 | 3861.96 | 3577.67 | 2703.78 | 3587.33 | 9152.51 | 2944.16 | 4013.63 | 3248.48 | 2424.42 | 0 | 0
INTERRUPT GAS | 0 | 0 | 0 | 0 | 0 | 0 | 0 | 0 | 0 | 0 | 0 | 0 | 0 | 0 | 2831.94 | 3714.94 | 5141.36 | 6074.79 | 6479.67 | 10143.89 | 11721.23 | 12920.63 | 10288.43 | 16269.4 | 18050.92 | 10606.86 | 5268.07 | 4497.76 | 4625.69 | 4785.97 | 0 | 0
GE 7FA CT5 | 0 | 0 | 0 | 0 | 0 | 0 | 0 | 0 | 0 | 0 | 0 | 0 | 0 | 0 | 0 | 0 | 0 | 4614.88 | 5071.8 | 8983.73 | 9666.06 | 10346.11 | 8624.58 | 11789.18 | 14397.06 | 13724.2 | 4979.67 | 4980.21 | 4316.18 | 3791.99 | 0 | 0
FIRM GAS_GS | 0 | 0 | 0 | 0 | 0 | 0 | 0 | 0 | 0 | 0 | 0 | 0 | 0 | 0 | 0 | 0 | 0 | 0 | 0 | 0 | 0 | 0 | 0 | 0 | 0 | 0 | 0 | 0 | 0 | 0 | 0 | 0
FIRM GAS_FGT | 0 | 0 | 0 | 0 | 0 | 0 | 0 | 0 | 0 | 0 | 0 | 0 | 0 | 0 | 0 | 0 | 0 | 314.85 | 365.35 | 1190.96 | 1114.94 | 1071.17 | 844.87 | 824.87 | 1124.38 | 3445.38 | 1179.03 | 1603.57 | 1205.19 | 755 | 0 | 0
INTERRUPT GAS | 0 | 0 | 0 | 0 | 0 | 0 | 0 | 0 | 0 | 0 | 0 | 0 | 0 | 0 | 0 | 0 | 0 | 4300.03 | 4706.45 | 7792.77 | 8551.12 | 9274.94 | 7779.71 | 10964.31 | 13272.68 | 10278.82 | 3800.64 | 3376.64 | 3110.99 | 3036.99 | 0 | 0
GE 7FA CT6 | 0 | 0 | 0 | 0 | 0 | 0 | 0 | 0 | 0 | 0 | 0 | 0 | 0 | 0 | 0 | 0 | 0 | 0 | 0 | 5221.71 | 5424.98 | 6091.21 | 5200.85 | 6570.31 | 8326.67 | 8272.85 | 2973.83 | 2854.4 | 2442.8 | 2077.17 | 0 | 0
FIRM GAS_GS | 0 | 0 | 0 | 0 | 0 | 0 | 0 | 0 | 0 | 0 | 0 | 0 | 0 | 0 | 0 | 0 | 0 | 0 | 0 | 0 | 0 | 0 | 0 | 0 | 0 | 0 | 0 | 0 | 0 | 0 | 0 | 0
FIRM GAS_FGT | 0 | 0 | 0 | 0 | 0 | 0 | 0 | 0 | 0 | 0 | 0 | 0 | 0 | 0 | 0 | 0 | 0 | 0 | 0 | 280.26 | 326.38 | 280.63 | 241.84 | 258.69 | 347.73 | 878.39 | 458.07 | 626.59 | 498.8 | 251.46 | 0 | 0
INTERRUPT GAS | 0 | 0 | 0 | 0 | 0 | 0 | 0 | 0 | 0 | 0 | 0 | 0 | 0 | 0 | 0 | 0 | 0 | 0 | 0 | 4941.45 | 5098.6 | 5810.58 | 4959.01 | 6311.62 | 7978.94 | 7394.46 | 2515.76 | 2227.81 | 1944 | 1825.71 | 0 | 0
GE 7FA CT7 | 0 | 0 | 0 | 0 | 0 | 0 | 0 | 0 | 0 | 0 | 0 | 0 | 0 | 0 | 0 | 0 | 0 | 0 | 0 | 0 | 0 | 0 | 0 | 0 | 0 | 3150.37 | 1470.62 | 1812.99 | 1199.15 | 1095.6 | 0 | 0
FIRM GAS_GS | 0 | 0 | 0 | 0 | 0 | 0 | 0 | 0 | 0 | 0 | 0 | 0 | 0 | 0 | 0 | 0 | 0 | 0 | 0 | 0 | 0 | 0 | 0 | 0 | 0 | 0 | 0 | 0 | 0 | 0 | 0 | 0
FIRM GAS_FGT | 0 | 0 | 0 | 0 | 0 | 0 | 0 | 0 | 0 | 0 | 0 | 0 | 0 | 0 | 0 | 0 | 0 | 0 | 0 | 0 | 0 | 0 | 0 | 0 | 0 | 146.15 | 87.35 | 143.18 | 87.67 | 78.06 | 0 | 0
INTERRUPT GAS | 0 | 0 | 0 | 0 | 0 | 0 | 0 | 0 | 0 | 0 | 0 | 0 | 0 | 0 | 0 | 0 | 0 | 0 | 0 | 0 | 0 | 0 | 0 | 0 | 0 | 3004.22 | 1383.27 | 1669.81 | 1111.48 | 1017.54 | 0 | 0
GE 7FA CT8 | 0 | 0 | 0 | 2259.9 | 4397.77 | 0 | 0 | 0 | 0 | 0 | 0 | 0 | 0 | 0 | 0 | 0 | 0 | 0 | 0 | 0 | 0 | 0 | 0 | 0 | 0 | 0 | 0 | 0 | 0 | 0 | 0 | 0
FIRM GAS_GS | 0 | 0 | 0 | 0 | 0 | 0 | 0 | 0 | 0 | 0 | 0 | 0 | 0 | 0 | 0 | 0 | 0 | 0 | 0 | 0 | 0 | 0 | 0 | 0 | 0 | 0 | 0 | 0 | 0 | 0 | 0 | 0
FIRM GAS_FGT | 0 | 0 | 0 | 2053.57 | 4165.09 | 0 | 0 | 0 | 0 | 0 | 0 | 0 | 0 | 0 | 0 | 0 | 0 | 0 | 0 | 0 | 0 | 0 | 0 | 0 | 0 | 0 | 0 | 0 | 0 | 0 | 0 | 0
INTERRUPT GAS | 0 | 0 | 0 | 206.33 | 232.68 | 0 | 0 | 0 | 0 | 0 | 0 | 0 | 0 | 0 | 0 | 0 | 0 | 0 | 0 | 0 | 0 | 0 | 0 | 0 | 0 | 0 | 0 | 0 | 0 | 0 | 0 | 0
GE 7FA CT9 | 0 | 0 | 0 | 844.64 | 1896.73 | 0 | 0 | 0 | 0 | 0 | 0 | 0 | 0 | 0 | 0 | 0 | 0 | 0 | 0 | 0 | 0 | 0 | 0 | 0 | 0 | 0 | 0 | 0 | 0 | 0 | 0 | 0
FIRM GAS_GS | 0 | 0 | 0 | 0 | 0 | 0 | 0 | 0 | 0 | 0 | 0 | 0 | 0 | 0 | 0 | 0 | 0 | 0 | 0 | 0 | 0 | 0 | 0 | 0 | 0 | 0 | 0 | 0 | 0 | 0 | 0 | 0
FIRM GAS_FGT | 0 | 0 | 0 | 711.99 | 1590.73 | 0 | 0 | 0 | 0 | 0 | 0 | 0 | 0 | 0 | 0 | 0 | 0 | 0 | 0 | 0 | 0 | 0 | 0 | 0 | 0 | 0 | 0 | 0 | 0 | 0 | 0 | 0
INTERRUPT GAS | 0 | 0 | 0 | 132.65 | 306 | 0 | 0 | 0 | 0 | 0 | 0 | 0 | 0 | 0 | 0 | 0 | 0 | 0 | 0 | 0 | 0 | 0 | 0 | 0 | 0 | 0 | 0 | 0 | 0 | 0 | 0 | 0
GE 7FA CT10 | 0 | 0 | 0 | 0 | 0 | 0 | 0 | 0 | 0 | 0 | 0 | 0 | 0 | 0 | 0 | 0 | 0 | 0 | 0 | 0 | 0 | 0 | 0 | 0 | 0 | 0 | 0 | 0 | 0 | 0 | 0 | 0
FIRM GAS_GS | 0 | 0 | 0 | 0 | 0 | 0 | 0 | 0 | 0 | 0 | 0 | 0 | 0 | 0 | 0 | 0 | 0 | 0 | 0 | 0 | 0 | 0 | 0 | 0 | 0 | 0 | 0 | 0 | 0 | 0 | 0 | 0
FIRM GAS_FGT | 0 | 0 | 0 | 0 | 0 | 0 | 0 | 0 | 0 | 0 | 0 | 0 | 0 | 0 | 0 | 0 | 0 | 0 | 0 | 0 | 0 | 0 | 0 | 0 | 0 | 0 | 0 | 0 | 0 | 0 | 0 | 0
INTERRUPT GAS | 0 | 0 | 0 | 0 | 0 | 0 | 0 | 0 | 0 | 0 | 0 | 0 | 0 | 0 | 0 | 0 | 0 | 0 | 0 | 0 | 0 | 0 | 0 | 0 | 0 | 0 | 0 | 0 | 0 | 0 | 0 | 0
CC 2x1 7FAwDF 1 | 0 | 0 | 0 | 0 | 0 | 223211.46 | 228679.14 | 238237.67 | 243311.28 | 256906.77 | 284284.05 | 297747.05 | 331693.31 | 342269.25 | 368495.8 | 371558.72 | 405596.37 | 421203.36 | 430904.97 | 447267.19 | 457120.84 | 471198.81 | 479860.59 | 509874.51 | 544407.9 | 565814.56 | 531774.8 | 546709.46 | 571629.17 | 572936.79 | 0 | 0
FIRM GAS_GS | 0 | 0 | 0 | 0 | 0 | 0 | 0 | 0 | 0 | 0 | 0 | 0 | 0 | 0 | 0 | 0 | 0 | 0 | 0 | 0 | 0 | 0 | 0 | 0 | 0 | 0 | 0 | 0 | 0 | 0 | 0 | 0
FIRM GAS_FGT | 0 | 0 | 0 | 0 | 0 | 223211.06 | 228678.51 | 238234.63 | 243308.19 | 256904.76 | 284281.8 | 297737.87 | 331682.48 | 342256.3 | 368475.65 | 371523.63 | 405563.18 | 421165.78 | 430882.6 | 447216.69 | 457079.46 | 471108.87 | 479821.12 | 509815.41 | 544334.68 | 565795.85 | 526308.27 | 541258.31 | 566091.92 | 567023.19 | 0 | 0
INTERRUPT GAS | 0 | 0 | 0 | 0 | 0 | 0.4 | 0.63 | 3.04 | 3.09 | 2.01 | 2.25 | 9.18 | 10.83 | 12.95 | 20.15 | 35.09 | 33.19 | 37.58 | 22.37 | 50.5 | 41.38 | 89.94 | 39.47 | 59.1 | 73.22 | 18.71 | 5466.53 | 5451.15 | 5537.25 | 5913.6 | 0 | 0
CC 2x1 7FAwDF 2 | 0 | 0 | 0 | 0 | 0 | 0 | 0 | 0 | 0 | 0 | 0 | 0 | 0 | 0 | 0 | 0 | 0 | 0 | 0 | 0 | 0 | 0 | 0 | 0 | 0 | 0 | 532456.57 | 551145.85 | 569434.23 | 572000.94 | 0 | 0
FIRM GAS_GS | 0 | 0 | 0 | 0 | 0 | 0 | 0 | 0 | 0 | 0 | 0 | 0 | 0 | 0 | 0 | 0 | 0 | 0 | 0 | 0 | 0 | 0 | 0 | 0 | 0 | 0 | 0 | 0 | 0 | 0 | 0 | 0
FIRM GAS_FGT | 0 | 0 | 0 | 0 | 0 | 0 | 0 | 0 | 0 | 0 | 0 | 0 | 0 | 0 | 0 | 0 | 0 | 0 | 0 | 0 | 0 | 0 | 0 | 0 | 0 | 0 | 532422.48 | 551119.37 | 569406.35 | 571975.17 | 0 | 0
INTERRUPT GAS | 0 | 0 | 0 | 0 | 0 | 0 | 0 | 0 | 0 | 0 | 0 | 0 | 0 | 0 | 0 | 0 | 0 | 0 | 0 | 0 | 0 | 0 | 0 | 0 | 0 | 0 | 34.09 | 26.48 | 27.88 | 25.77 | 0 | 0
CC 2x1 7FAwDF 3 | 0 | 0 | 0 | 0 | 0 | 0 | 0 | 0 | 0 | 0 | 0 | 0 | 0 | 0 | 0 | 0 | 0 | 0 | 0 | 0 | 0 | 0 | 0 | 0 | 0 | 169337.48 | 171097 | 172678.21 | 177732.31 | 177795.26 | 0 | 0
FIRM GAS_GS | 0 | 0 | 0 | 0 | 0 | 0 | 0 | 0 | 0 | 0 | 0 | 0 | 0 | 0 | 0 | 0 | 0 | 0 | 0 | 0 | 0 | 0 | 0 | 0 | 0 | 0 | 0 | 0 | 0 | 0 | 0 | 0
FIRM GAS_FGT | 0 | 0 | 0 | 0 | 0 | 0 | 0 | 0 | 0 | 0 | 0 | 0 | 0 | 0 | 0 | 0 | 0 | 0 | 0 | 0 | 0 | 0 | 0 | 0 | 0 | 169179.75 | 148729.08 | 154712.66 | 157584.24 | 158493.16 | 0 | 0
INTERRUPT GAS | 0 | 0 | 0 | 0 | 0 | 0 | 0 | 0 | 0 | 0 | 0 | 0 | 0 | 0 | 0 | 0 | 0 | 0 | 0 | 0 | 0 | 0 | 0 | 0 | 0 | 157.73 | 22367.92 | 17965.55 | 20148.07 | 19302.1 | 0 | 0
CC 2x1 7FAwDF 4 | 0 | 0 | 0 | 0 | 0 | 0 | 0 | 0 | 0 | 0 | 0 | 0 | 0 | 0 | 0 | 0 | 0 | 0 | 0 | 0 | 0 | 0 | 0 | 0 | 0 | 0 | 0 | 0 | 0 | 0 | 0 | 0
FIRM GAS_GS | 0 | 0 | 0 | 0 | 0 | 0 | 0 | 0 | 0 | 0 | 0 | 0 | 0 | 0 | 0 | 0 | 0 | 0 | 0 | 0 | 0 | 0 | 0 | 0 | 0 | 0 | 0 | 0 | 0 | 0 | 0 | 0
FIRM GAS_FGT | 0 | 0 | 0 | 0 | 0 | 0 | 0 | 0 | 0 | 0 | 0 | 0 | 0 | 0 | 0 | 0 | 0 | 0 | 0 | 0 | 0 | 0 | 0 | 0 | 0 | 0 | 0 | 0 | 0 | 0 | 0 | 0
INTERRUPT GAS | 0 | 0 | 0 | 0 | 0 | 0 | 0 | 0 | 0 | 0 | 0 | 0 | 0 | 0 | 0 | 0 | 0 | 0 | 0 | 0 | 0 | 0 | 0 | 0 | 0 | 0 | 0 | 0 | 0 | 0 | 0 | 0
CC 2x1 7FAwDF 5 | 0 | 0 | 0 | 0 | 0 | 0 | 0 | 0 | 0 | 0 | 0 | 0 | 0 | 0 | 0 | 0 | 0 | 0 | 0 | 0 | 0 | 0 | 0 | 0 | 0 | 0 | 0 | 0 | 0 | 0 | 0 | 0
FIRM GAS_GS | 0 | 0 | 0 | 0 | 0 | 0 | 0 | 0 | 0 | 0 | 0 | 0 | 0 | 0 | 0 | 0 | 0 | 0 | 0 | 0 | 0 | 0 | 0 | 0 | 0 | 0 | 0 | 0 | 0 | 0 | 0 | 0
FIRM GAS_FGT | 0 | 0 | 0 | 0 | 0 | 0 | 0 | 0 | 0 | 0 | 0 | 0 | 0 | 0 | 0 | 0 | 0 | 0 | 0 | 0 | 0 | 0 | 0 | 0 | 0 | 0 | 0 | 0 | 0 | 0 | 0 | 0
INTERRUPT GAS | 0 | 0 | 0 | 0 | 0 | 0 | 0 | 0 | 0 | 0 | 0 | 0 | 0 | 0 | 0 | 0 | 0 | 0 | 0 | 0 | 0 | 0 | 0 | 0 | 0 | 0 | 0 | 0 | 0 | 0 | 0 | 0
CC 2x1 7FAwDF 6 | 0 | 0 | 0 | 0 | 0 | 0 | 0 | 0 | 0 | 0 | 0 | 0 | 0 | 0 | 0 | 0 | 0 | 0 | 0 | 0 | 0 | 0 | 0 | 0 | 0 | 0 | 0 | 0 | 0 | 0 | 0 | 0
FIRM GAS_GS | 0 | 0 | 0 | 0 | 0 | 0 | 0 | 0 | 0 | 0 | 0 | 0 | 0 | 0 | 0 | 0 | 0 | 0 | 0 | 0 | 0 | 0 | 0 | 0 | 0 | 0 | 0 | 0 | 0 | 0 | 0 | 0
FIRM GAS_FGT | 0 | 0 | 0 | 0 | 0 | 0 | 0 | 0 | 0 | 0 | 0 | 0 | 0 | 0 | 0 | 0 | 0 | 0 | 0 | 0 | 0 | 0 | 0 | 0 | 0 | 0 | 0 | 0 | 0 | 0 | 0 | 0
INTERRUPT GAS | 0 | 0 | 0 | 0 | 0 | 0 | 0 | 0 | 0 | 0 | 0 | 0 | 0 | 0 | 0 | 0 | 0 | 0 | 0 | 0 | 0 | 0 | 0 | 0 | 0 | 0 | 0 | 0 | 0 | 0 | 0 | 0
CC_Fut_Proxy_07 | 0 | 0 | 0 | 0 | 0 | 0 | 0 | 0 | 0 | 0 | 0 | 0 | 0 | 0 | 0 | 0 | 0 | 0 | 0 | 0 | 0 | 0 | 0 | 0 | 0 | 0 | 0 | 0 | 0 | 0 | 0 | 0
FIRM GAS_GS | 0 | 0 | 0 | 0 | 0 | 0 | 0 | 0 | 0 | 0 | 0 | 0 | 0 | 0 | 0 | 0 | 0 | 0 | 0 | 0 | 0 | 0 | 0 | 0 | 0 | 0 | 0 | 0 | 0 | 0 | 0 | 0
FIRM GAS_FGT | 0 | 0 | 0 | 0 | 0 | 0 | 0 | 0 | 0 | 0 | 0 | 0 | 0 | 0 | 0 | 0 | 0 | 0 | 0 | 0 | 0 | 0 | 0 | 0 | 0 | 0 | 0 | 0 | 0 | 0 | 0 | 0
INTERRUPT GAS | 0 | 0 | 0 | 0 | 0 | 0 | 0 | 0 | 0 | 0 | 0 | 0 | 0 | 0 | 0 | 0 | 0 | 0 | 0 | 0 | 0 | 0 | 0 | 0 | 0 | 0 | 0 | 0 | 0 | 0 | 0 | 0
CC_Fut_Proxy_08 | 0 | 0 | 0 | 0 | 0 | 0 | 0 | 0 | 0 | 0 | 0 | 0 | 0 | 0 | 0 | 0 | 0 | 0 | 0 | 0 | 0 | 0 | 0 | 0 | 0 | 0 | 0 | 0 | 0 | 0 | 0 | 0
FIRM GAS_GS | 0 | 0 | 0 | 0 | 0 | 0 | 0 | 0 | 0 | 0 | 0 | 0 | 0 | 0 | 0 | 0 | 0 | 0 | 0 | 0 | 0 | 0 | 0 | 0 | 0 | 0 | 0 | 0 | 0 | 0 | 0 | 0
FIRM GAS_FGT | 0 | 0 | 0 | 0 | 0 | 0 | 0 | 0 | 0 | 0 | 0 | 0 | 0 | 0 | 0 | 0 | 0 | 0 | 0 | 0 | 0 | 0 | 0 | 0 | 0 | 0 | 0 | 0 | 0 | 0 | 0 | 0
INTERRUPT GAS | 0 | 0 | 0 | 0 | 0 | 0 | 0 | 0 | 0 | 0 | 0 | 0 | 0 | 0 | 0 | 0 | 0 | 0 | 0 | 0 | 0 | 0 | 0 | 0 | 0 | 0 | 0 | 0 | 0 | 0 | 0 | 0
CC_Fut_Proxy_09 | 0 | 0 | 0 | 0 | 0 | 0 | 0 | 0 | 0 | 0 | 0 | 0 | 0 | 0 | 0 | 0 | 0 | 0 | 0 | 0 | 0 | 0 | 0 | 0 | 0 | 0 | 0 | 0 | 0 | 0 | 0 | 0
FIRM GAS_GS | 0 | 0 | 0 | 0 | 0 | 0 | 0 | 0 | 0 | 0 | 0 | 0 | 0 | 0 | 0 | 0 | 0 | 0 | 0 | 0 | 0 | 0 | 0 | 0 | 0 | 0 | 0 | 0 | 0 | 0 | 0 | 0
FIRM GAS_FGT | 0 | 0 | 0 | 0 | 0 | 0 | 0 | 0 | 0 | 0 | 0 | 0 | 0 | 0 | 0 | 0 | 0 | 0 | 0 | 0 | 0 | 0 | 0 | 0 | 0 | 0 | 0 | 0 | 0 | 0 | 0 | 0
INTERRUPT GAS | 0 | 0 | 0 | 0 | 0 | 0 | 0 | 0 | 0 | 0 | 0 | 0 | 0 | 0 | 0 | 0 | 0 | 0 | 0 | 0 | 0 | 0 | 0 | 0 | 0 | 0 | 0 | 0 | 0 | 0 | 0 | 0
CC_Fut_Proxy_10 | 0 | 0 | 0 | 0 | 0 | 0 | 0 | 0 | 0 | 0 | 0 | 0 | 0 | 0 | 0 | 0 | 0 | 0 | 0 | 0 | 0 | 0 | 0 | 0 | 0 | 0 | 0 | 0 | 0 | 0 | 0 | 0
FIRM GAS_GS | 0 | 0 | 0 | 0 | 0 | 0 | 0 | 0 | 0 | 0 | 0 | 0 | 0 | 0 | 0 | 0 | 0 | 0 | 0 | 0 | 0 | 0 | 0 | 0 | 0 | 0 | 0 | 0 | 0 | 0 | 0 | 0
FIRM GAS_FGT | 0 | 0 | 0 | 0 | 0 | 0 | 0 | 0 | 0 | 0 | 0 | 0 | 0 | 0 | 0 | 0 | 0 | 0 | 0 | 0 | 0 | 0 | 0 | 0 | 0 | 0 | 0 | 0 | 0 | 0 | 0 | 0
INTERRUPT GAS | 0 | 0 | 0 | 0 | 0 | 0 | 0 | 0 | 0 | 0 | 0 | 0 | 0 | 0 | 0 | 0 | 0 | 0 | 0 | 0 | 0 | 0 | 0 | 0 | 0 | 0 | 0 | 0 | 0 | 0 | 0 | 0
Energy Sales
Non-Firm Market Based Sales:
Total Cost ($000) | 0 | 0 | 0 | 0 | 0 | 0 | 0 | 0 | 0 | 0 | 0 | 0 | 0 | 0 | 0 | 0 | 0 | 0 | 0 | 0 | 0 | 0 | 0 | 0 | 0 | 0 | 0 | 0 | 0 | 0 | 0 | 0
Fuel Cost ($000) | 0 | 0 | 0 | 0 | 0 | 0 | 0 | 0 | 0 | 0 | 0 | 0 | 0 | 0 | 0 | 0 | 0 | 0 | 0 | 0 | 0 | 0 | 0 | 0 | 0 | 0 | 0 | 0 | 0 | 0 | 0 | 0
100% Fuel Margin ($000) | 0 | 0 | 0 | 0 | 0 | 0 | 0 | 0 | 0 | 0 | 0 | 0 | 0 | 0 | 0 | 0 | 0 | 0 | 0 | 0 | 0 | 0 | 0 | 0 | 0 | 0 | 0 | 0 | 0 | 0 | 0 | 0
O&M ($000) | 0 | 0 | 0 | 0 | 0 | 0 | 0 | 0 | 0 | 0 | 0 | 0 | 0 | 0 | 0 | 0 | 0 | 0 | 0 | 0 | 0 | 0 | 0 | 0 | 0 | 0 | 0 | 0 | 0 | 0 | 0 | 0
Transmission ($000) | 0 | 0 | 0 | 0 | 0 | 0 | 0 | 0 | 0 | 0 | 0 | 0 | 0 | 0 | 0 | 0 | 0 | 0 | 0 | 0 | 0 | 0 | 0 | 0 | 0 | 0 | 0 | 0 | 0 | 0 | 0 | 0
Transaction Rate ($/MWh) | 0 | 0 | 0 | 0 | 0 | 0 | 0 | 0 | 0 | 0 | 0 | 0 | 0 | 0 | 0 | 0 | 0 | 0 | 0 | 0 | 0 | 0 | 0 | 0 | 0 | 0 | 0 | 0 | 0 | 0 | 0 | 0
Energy (MWh) | 0 | 0 | 0 | 0 | 0 | 0 | 0 | 0 | 0 | 0 | 0 | 0 | 0 | 0 | 0 | 0 | 0 | 0 | 0 | 0 | 0 | 0 | 0 | 0 | 0 | 0 | 0 | 0 | 0 | 0 | 0 | 0
SECD Sales:
Fuel Cost ($000) | 0 | 0 | 0 | 0 | 0 | 0 | 0 | 0 | 0 | 0 | 0 | 0 | 0 | 0 | 0 | 0 | 0 | 0 | 0 | 0 | 0 | 0 | 0 | 0 | 0 | 0 | 0 | 0 | 0 | 0 | 0 | 0
Energy ($000) | 0 | 0 | 0 | 0 | 0 | 0 | 0 | 0 | 0 | 0 | 0 | 0 | 0 | 0 | 0 | 0 | 0 | 0 | 0 | 0 | 0 | 0 | 0 | 0 | 0 | 0 | 0 | 0 | 0 | 0 | 0 | 0
Capacity ($000) | 0 | 0 | 0 | 0 | 0 | 0 | 0 | 0 | 0 | 0 | 0 | 0 | 0 | 0 | 0 | 0 | 0 | 0 | 0 | 0 | 0 | 0 | 0 | 0 | 0 | 0 | 0 | 0 | 0 | 0 | 0 | 0
Total Revenue ($000) | 0 | 0 | 0 | 0 | 0 | 0 | 0 | 0 | 0 | 0 | 0 | 0 | 0 | 0 | 0 | 0 | 0 | 0 | 0 | 0 | 0 | 0 | 0 | 0 | 0 | 0 | 0 | 0 | 0 | 0 | 0 | 0
Net Revenue ($000) | 0 | 0 | 0 | 0 | 0 | 0 | 0 | 0 | 0 | 0 | 0 | 0 | 0 | 0 | 0 | 0 | 0 | 0 | 0 | 0 | 0 | 0 | 0 | 0 | 0 | 0 | 0 | 0 | 0 | 0 | 0 | 0
Transaction Rate ($/MWh) | 0 | 0 | 0 | 0 | 0 | 0 | 0 | 0 | 0 | 0 | 0 | 0 | 0 | 0 | 0 | 0 | 0 | 0 | 0 | 0 | 0 | 0 | 0 | 0 | 0 | 0 | 0 | 0 | 0 | 0 | 0 | 0
Energy (MWh) | 0 | 0 | 0 | 0 | 0 | 0 | 0 | 0 | 0 | 0 | 0 | 0 | 0 | 0 | 0 | 0 | 0 | 0 | 0 | 0 | 0 | 0 | 0 | 0 | 0 | 0 | 0 | 0 | 0 | 0 | 0 | 0
Sale_Proxy1
Fuel Cost ($000) | 0 | 0 | 0 | 0 | 0 | 0 | 0 | 0 | 0 | 0 | 0 | 0 | 0 | 0 | 0 | 0 | 0 | 0 | 0 | 0 | 0 | 0 | 0 | 0 | 0 | 0 | 0 | 0 | 0 | 0 | 0 | 0
Energy ($000) | 0 | 0 | 0 | 0 | 0 | 0 | 0 | 0 | 0 | 0 | 0 | 0 | 0 | 0 | 0 | 0 | 0 | 0 | 0 | 0 | 0 | 0 | 0 | 0 | 0 | 0 | 0 | 0 | 0 | 0 | 0 | 0
Capacity ($000) | 0 | 0 | 0 | 0 | 0 | 0 | 0 | 0 | 0 | 0 | 0 | 0 | 0 | 0 | 0 | 0 | 0 | 0 | 0 | 0 | 0 | 0 | 0 | 0 | 0 | 0 | 0 | 0 | 0 | 0 | 0 | 0
Total Revenue ($000) | 0 | 0 | 0 | 0 | 0 | 0 | 0 | 0 | 0 | 0 | 0 | 0 | 0 | 0 | 0 | 0 | 0 | 0 | 0 | 0 | 0 | 0 | 0 | 0 | 0 | 0 | 0 | 0 | 0 | 0 | 0 | 0
Net Revenue ($000) | 0 | 0 | 0 | 0 | 0 | 0 | 0 | 0 | 0 | 0 | 0 | 0 | 0 | 0 | 0 | 0 | 0 | 0 | 0 | 0 | 0 | 0 | 0 | 0 | 0 | 0 | 0 | 0 | 0 | 0 | 0 | 0
Transaction Rate ($/MWh) | 0 | 0 | 0 | 0 | 0 | 0 | 0 | 0 | 0 | 0 | 0 | 0 | 0 | 0 | 0 | 0 | 0 | 0 | 0 | 0 | 0 | 0 | 0 | 0 | 0 | 0 | 0 | 0 | 0 | 0 | 0 | 0
Energy (MWh) | 0 | 0 | 0 | 0 | 0 | 0 | 0 | 0 | 0 | 0 | 0 | 0 | 0 | 0 | 0 | 0 | 0 | 0 | 0 | 0 | 0 | 0 | 0 | 0 | 0 | 0 | 0 | 0 | 0 | 0 | 0 | 0
Sale_Proxy2
Fuel Cost ($000) | 0 | 0 | 0 | 0 | 0 | 0 | 0 | 0 | 0 | 0 | 0 | 0 | 0 | 0 | 0 | 0 | 0 | 0 | 0 | 0 | 0 | 0 | 0 | 0 | 0 | 0 | 0 | 0 | 0 | 0 | 0 | 0
Energy ($000) | 0 | 0 | 0 | 0 | 0 | 0 | 0 | 0 | 0 | 0 | 0 | 0 | 0 | 0 | 0 | 0 | 0 | 0 | 0 | 0 | 0 | 0 | 0 | 0 | 0 | 0 | 0 | 0 | 0 | 0 | 0 | 0
Capacity ($000) | 0 | 0 | 0 | 0 | 0 | 0 | 0 | 0 | 0 | 0 | 0 | 0 | 0 | 0 | 0 | 0 | 0 | 0 | 0 | 0 | 0 | 0 | 0 | 0 | 0 | 0 | 0 | 0 | 0 | 0 | 0 | 0
Total Revenue ($000) | 0 | 0 | 0 | 0 | 0 | 0 | 0 | 0 | 0 | 0 | 0 | 0 | 0 | 0 | 0 | 0 | 0 | 0 | 0 | 0 | 0 | 0 | 0 | 0 | 0 | 0 | 0 | 0 | 0 | 0 | 0 | 0
Net Revenue ($000) | 0 | 0 | 0 | 0 | 0 | 0 | 0 | 0 | 0 | 0 | 0 | 0 | 0 | 0 | 0 | 0 | 0 | 0 | 0 | 0 | 0 | 0 | 0 | 0 | 0 | 0 | 0 | 0 | 0 | 0 | 0 | 0
Transaction Rate ($/MWh) | 0 | 0 | 0 | 0 | 0 | 0 | 0 | 0 | 0 | 0 | 0 | 0 | 0 | 0 | 0 | 0 | 0 | 0 | 0 | 0 | 0 | 0 | 0 | 0 | 0 | 0 | 0 | 0 | 0 | 0 | 0 | 0
Energy (MWh) | 0 | 0 | 0 | 0 | 0 | 0 | 0 | 0 | 0 | 0 | 0 | 0 | 0 | 0 | 0 | 0 | 0 | 0 | 0 | 0 | 0 | 0 | 0 | 0 | 0 | 0 | 0 | 0 | 0 | 0 | 0 | 0
Wholesale Incentives:
Wholesale Margin* ($000) | 0 | 0 | 0 | 0 | 0 | 0 | 0 | 0 | 0 | 0 | 0 | 0 | 0 | 0 | 0 | 0 | 0 | 0 | 0 | 0 | 0 | 0 | 0 | 0 | 0 | 0 | 0 | 0 | 0 | 0 | 0 | 0
Threshold ($000) | 6367.256 | 2911 | 2683 | 2122 | 0 | 0 | 0 | 0 | 0 | 0 | 0 | 0 | 0 | 0 | 0 | 0 | 0 | 0 | 0 | 0 | 0 | 0 | 0 | 0 | 0 | 0 | 0 | 0 | 0 | 0 | 0 | 0
80% Margin* ($000) | 0 | 0 | 0 | 0 | 0 | 0 | 0 | 0 | 0 | 0 | 0 | 0 | 0 | 0 | 0 | 0 | 0 | 0 | 0 | 0 | 0 | 0 | 0 | 0 | 0 | 0 | 0 | 0 | 0 | 0 | 0 | 0
20% Profit Margin* ($000) | 0 | 0 | 0 | 0 | 0 | 0 | 0 | 0 | 0 | 0 | 0 | 0 | 0 | 0 | 0 | 0 | 0 | 0 | 0 | 0 | 0 | 0 | 0 | 0 | 0 | 0 | 0 | 0 | 0 | 0 | 0 | 0
*Includes only Non-Firm Market Based Sales & SECD
Total Sales
Fuel Cost ($000) | 0 | 0 | 0 | 0 | 0 | 0 | 0 | 0 | 0 | 0 | 0 | 0 | 0 | 0 | 0 | 0 | 0 | 0 | 0 | 0 | 0 | 0 | 0 | 0 | 0 | 0 | 0 | 0 | 0 | 0 | 0 | 0
Energy Revenue ($000) | 0 | 0 | 0 | 0 | 0 | 0 | 0 | 0 | 0 | 0 | 0 | 0 | 0 | 0 | 0 | 0 | 0 | 0 | 0 | 0 | 0 | 0 | 0 | 0 | 0 | 0 | 0 | 0 | 0 | 0 | 0 | 0
Capacity Revenue ($000) | 0 | 0 | 0 | 0 | 0 | 0 | 0 | 0 | 0 | 0 | 0 | 0 | 0 | 0 | 0 | 0 | 0 | 0 | 0 | 0 | 0 | 0 | 0 | 0 | 0 | 0 | 0 | 0 | 0 | 0 | 0 | 0
Total Revenue ($000) | 0 | 0 | 0 | 0 | 0 | 0 | 0 | 0 | 0 | 0 | 0 | 0 | 0 | 0 | 0 | 0 | 0 | 0 | 0 | 0 | 0 | 0 | 0 | 0 | 0 | 0 | 0 | 0 | 0 | 0 | 0 | 0
Net Revenue ($000) | 0 | 0 | 0 | 0 | 0 | 0 | 0 | 0 | 0 | 0 | 0 | 0 | 0 | 0 | 0 | 0 | 0 | 0 | 0 | 0 | 0 | 0 | 0 | 0 | 0 | 0 | 0 | 0 | 0 | 0 | 0 | 0
Customer ($000) | 0 | 0 | 0 | 0 | 0 | 0 | 0 | 0 | 0 | 0 | 0 | 0 | 0 | 0 | 0 | 0 | 0 | 0 | 0 | 0 | 0 | 0 | 0 | 0 | 0 | 0 | 0 | 0 | 0 | 0 | 0 | 0
Company ($000) | 0 | 0 | 0 | 0 | 0 | 0 | 0 | 0 | 0 | 0 | 0 | 0 | 0 | 0 | 0 | 0 | 0 | 0 | 0 | 0 | 0 | 0 | 0 | 0 | 0 | 0 | 0 | 0 | 0 | 0 | 0 | 0
Energy (MWh) | 0 | 0 | 0 | 0 | 0 | 0 | 0 | 0 | 0 | 0 | 0 | 0 | 0 | 0 | 0 | 0 | 0 | 0 | 0 | 0 | 0 | 0 | 0 | 0 | 0 | 0 | 0 | 0 | 0 | 0 | 0 | 0
Energy Purchases
Non-Firm Market Based Purchases
Fuel Cost ($000) | 0 | 0 | 0 | 0 | 0 | 0 | 0 | 0 | 0 | 0 | 0 | 0 | 0 | 0 | 0 | 0 | 0 | 0 | 0 | 0 | 0 | 0 | 0 | 0 | 0 | 0 | 0 | 0 | 0 | 0 | 0 | 0
Transaction Rate ($/MWh) | 0 | 0 | 0 | 0 | 0 | 0 | 0 | 0 | 0 | 0 | 0 | 0 | 0 | 0 | 0 | 0 | 0 | 0 | 0 | 0 | 0 | 0 | 0 | 0 | 0 | 0 | 0 | 0 | 0 | 0 | 0 | 0
Energy (MWh) | 0 | 0 | 0 | 0 | 0 | 0 | 0 | 0 | 0 | 0 | 0 | 0 | 0 | 0 | 0 | 0 | 0 | 0 | 0 | 0 | 0 | 0 | 0 | 0 | 0 | 0 | 0 | 0 | 0 | 0 | 0 | 0
Emergency Purchases
Fuel Cost ($000) | 504.27 | 764.56 | 595.04 | 148.04 | 110.48 | 854.82 | 2367.57 | 2456.13 | 884.9 | 1398.03 | 2255.05 | 2477.37 | 3553.32 | 2865.44 | 1865.46 | 2352.12 | 3681.16 | 1478.32 | 1793.23 | 2047.44 | 1613.81 | 2892.25 | 2359.03 | 2781.68 | 3904.62 | 1387.29 | 369.58 | 858.93 | 107.21 | 213.89 | 0 | 0
Transaction Rate ($/MWh) | 42.3045 | 42.9287 | 46.5967 | 49.3467 | 50.9124 | 54.3088 | 57.3539 | 60.362 | 63.4337 | 66.6681 | 73.5982 | 76.8177 | 83.5486 | 86.5692 | 93.3197 | 94.4247 | 100.5232 | 104.4011 | 106.4231 | 108.9064 | 111.0674 | 114.1828 | 116.4953 | 119.6422 | 124.5096 | 130.3844 | 134.3927 | 139.4367 | 144.8784 | 150.6268 | 0 | 0
Energy (MWh) | 11920 | 17810 | 12770 | 3000 | 2170 | 15740 | 41280 | 40690 | 13950 | 20970 | 30640 | 32250 | 42530 | 33100 | 19990 | 24910 | 36620 | 14160 | 16850 | 18800 | 14530 | 25330 | 20250 | 23250 | 31360 | 10640 | 2750 | 6160 | 740 | 1420 | 0 | 0
As-Available (AACog) Cogenerators
AACog_CF_Industries
Fuel Cost ($000) | 0 | 0 | 0 | 0 | 0 | 0 | 0 | 0 | 0 | 0 | 0 | 0 | 0 | 0 | 0 | 0 | 0 | 0 | 0 | 0 | 0 | 0 | 0 | 0 | 0 | 0 | 0 | 0 | 0 | 0 | 0 | 0
VOM ($000) | 0 | 0 | 0 | 0 | 0 | 0 | 0 | 0 | 0 | 0 | 0 | 0 | 0 | 0 | 0 | 0 | 0 | 0 | 0 | 0 | 0 | 0 | 0 | 0 | 0 | 0 | 0 | 0 | 0 | 0 | 0 | 0
SO2 Payment ($000) | 0 | 0 | 0 | 0 | 0 | 0 | 0 | 0 | 0 | 0 | 0 | 0 | 0 | 0 | 0 | 0 | 0 | 0 | 0 | 0 | 0 | 0 | 0 | 0 | 0 | 0 | 0 | 0 | 0 | 0 | 0 | 0
Total ($000) | 0 | 0 | 0 | 0 | 0 | 0 | 0 | 0 | 0 | 0 | 0 | 0 | 0 | 0 | 0 | 0 | 0 | 0 | 0 | 0 | 0 | 0 | 0 | 0 | 0 | 0 | 0 | 0 | 0 | 0 | 0 | 0
Fuel Rate ($/MWh) | 0 | 0 | 0 | 0 | 0 | 0 | 0 | 0 | 0 | 0 | 0 | 0 | 0 | 0 | 0 | 0 | 0 | 0 | 0 | 0 | 0 | 0 | 0 | 0 | 0 | 0 | 0 | 0 | 0 | 0 | 0 | 0
Transaction Rate ($/MWh) | 0 | 0 | 0 | 0 | 0 | 0 | 0 | 0 | 0 | 0 | 0 | 0 | 0 | 0 | 0 | 0 | 0 | 0 | 0 | 0 | 0 | 0 | 0 | 0 | 0 | 0 | 0 | 0 | 0 | 0 | 0 | 0
Energy (MWh) | 0 | 0 | 0 | 0 | 0 | 0 | 0 | 0 | 0 | 0 | 0 | 0 | 0 | 0 | 0 | 0 | 0 | 0 | 0 | 0 | 0 | 0 | 0 | 0 | 0 | 0 | 0 | 0 | 0 | 0 | 0 | 0
AACog_Millpoint_Mosaic
Fuel Cost ($000) | 0 | 0 | 0 | 0 | 0 | 0 | 0 | 0 | 0 | 0 | 0 | 0 | 0 | 0 | 0 | 0 | 0 | 0 | 0 | 0 | 0 | 0 | 0 | 0 | 0 | 0 | 0 | 0 | 0 | 0 | 0 | 0
VOM ($000) | 0 | 0 | 0 | 0 | 0 | 0 | 0 | 0 | 0 | 0 | 0 | 0 | 0 | 0 | 0 | 0 | 0 | 0 | 0 | 0 | 0 | 0 | 0 | 0 | 0 | 0 | 0 | 0 | 0 | 0 | 0 | 0
SO2 Payment ($000) | 0 | 0 | 0 | 0 | 0 | 0 | 0 | 0 | 0 | 0 | 0 | 0 | 0 | 0 | 0 | 0 | 0 | 0 | 0 | 0 | 0 | 0 | 0 | 0 | 0 | 0 | 0 | 0 | 0 | 0 | 0 | 0
Total ($000) | 0 | 0 | 0 | 0 | 0 | 0 | 0 | 0 | 0 | 0 | 0 | 0 | 0 | 0 | 0 | 0 | 0 | 0 | 0 | 0 | 0 | 0 | 0 | 0 | 0 | 0 | 0 | 0 | 0 | 0 | 0 | 0
Fuel Rate ($/MWh) | 0 | 0 | 0 | 0 | 0 | 0 | 0 | 0 | 0 | 0 | 0 | 0 | 0 | 0 | 0 | 0 | 0 | 0 | 0 | 0 | 0 | 0 | 0 | 0 | 0 | 0 | 0 | 0 | 0 | 0 | 0 | 0
Transaction Rate ($/MWh) | 0 | 0 | 0 | 0 | 0 | 0 | 0 | 0 | 0 | 0 | 0 | 0 | 0 | 0 | 0 | 0 | 0 | 0 | 0 | 0 | 0 | 0 | 0 | 0 | 0 | 0 | 0 | 0 | 0 | 0 | 0 | 0
Energy (MWh) | 0 | 0 | 0 | 0 | 0 | 0 | 0 | 0 | 0 | 0 | 0 | 0 | 0 | 0 | 0 | 0 | 0 | 0 | 0 | 0 | 0 | 0 | 0 | 0 | 0 | 0 | 0 | 0 | 0 | 0 | 0 | 0
AACog_NewWales_Mosaic
Fuel Cost ($000) | 0 | 0 | 0 | 0 | 0 | 0 | 0 | 0 | 0 | 0 | 0 | 0 | 0 | 0 | 0 | 0 | 0 | 0 | 0 | 0 | 0 | 0 | 0 | 0 | 0 | 0 | 0 | 0 | 0 | 0 | 0 | 0
VOM ($000) | 0 | 0 | 0 | 0 | 0 | 0 | 0 | 0 | 0 | 0 | 0 | 0 | 0 | 0 | 0 | 0 | 0 | 0 | 0 | 0 | 0 | 0 | 0 | 0 | 0 | 0 | 0 | 0 | 0 | 0 | 0 | 0
SO2 Payment ($000) | 0 | 0 | 0 | 0 | 0 | 0 | 0 | 0 | 0 | 0 | 0 | 0 | 0 | 0 | 0 | 0 | 0 | 0 | 0 | 0 | 0 | 0 | 0 | 0 | 0 | 0 | 0 | 0 | 0 | 0 | 0 | 0
Total ($000) | 0 | 0 | 0 | 0 | 0 | 0 | 0 | 0 | 0 | 0 | 0 | 0 | 0 | 0 | 0 | 0 | 0 | 0 | 0 | 0 | 0 | 0 | 0 | 0 | 0 | 0 | 0 | 0 | 0 | 0 | 0 | 0
Fuel Rate ($/MWh) | 0 | 0 | 0 | 0 | 0 | 0 | 0 | 0 | 0 | 0 | 0 | 0 | 0 | 0 | 0 | 0 | 0 | 0 | 0 | 0 | 0 | 0 | 0 | 0 | 0 | 0 | 0 | 0 | 0 | 0 | 0 | 0
Transaction Rate ($/MWh) | 0 | 0 | 0 | 0 | 0 | 0 | 0 | 0 | 0 | 0 | 0 | 0 | 0 | 0 | 0 | 0 | 0 | 0 | 0 | 0 | 0 | 0 | 0 | 0 | 0 | 0 | 0 | 0 | 0 | 0 | 0 | 0
Energy (MWh) | 0 | 0 | 0 | 0 | 0 | 0 | 0 | 0 | 0 | 0 | 0 | 0 | 0 | 0 | 0 | 0 | 0 | 0 | 0 | 0 | 0 | 0 | 0 | 0 | 0 | 0 | 0 | 0 | 0 | 0 | 0 | 0
AACog_SPierce_Mosaic
Fuel Cost ($000) | 0 | 0 | 0 | 0 | 0 | 0 | 0 | 0 | 0 | 0 | 0 | 0 | 0 | 0 | 0 | 0 | 0 | 0 | 0 | 0 | 0 | 0 | 0 | 0 | 0 | 0 | 0 | 0 | 0 | 0 | 0 | 0
VOM ($000) | 0 | 0 | 0 | 0 | 0 | 0 | 0 | 0 | 0 | 0 | 0 | 0 | 0 | 0 | 0 | 0 | 0 | 0 | 0 | 0 | 0 | 0 | 0 | 0 | 0 | 0 | 0 | 0 | 0 | 0 | 0 | 0
SO2 Payment ($000) | 0 | 0 | 0 | 0 | 0 | 0 | 0 | 0 | 0 | 0 | 0 | 0 | 0 | 0 | 0 | 0 | 0 | 0 | 0 | 0 | 0 | 0 | 0 | 0 | 0 | 0 | 0 | 0 | 0 | 0 | 0 | 0
Total ($000) | 0 | 0 | 0 | 0 | 0 | 0 | 0 | 0 | 0 | 0 | 0 | 0 | 0 | 0 | 0 | 0 | 0 | 0 | 0 | 0 | 0 | 0 | 0 | 0 | 0 | 0 | 0 | 0 | 0 | 0 | 0 | 0
Fuel Rate ($/MWh) | 0 | 0 | 0 | 0 | 0 | 0 | 0 | 0 | 0 | 0 | 0 | 0 | 0 | 0 | 0 | 0 | 0 | 0 | 0 | 0 | 0 | 0 | 0 | 0 | 0 | 0 | 0 | 0 | 0 | 0 | 0 | 0
Transaction Rate ($/MWh) | 0 | 0 | 0 | 0 | 0 | 0 | 0 | 0 | 0 | 0 | 0 | 0 | 0 | 0 | 0 | 0 | 0 | 0 | 0 | 0 | 0 | 0 | 0 | 0 | 0 | 0 | 0 | 0 | 0 | 0 | 0 | 0
Energy (MWh) | 0 | 0 | 0 | 0 | 0 | 0 | 0 | 0 | 0 | 0 | 0 | 0 | 0 | 0 | 0 | 0 | 0 | 0 | 0 | 0 | 0 | 0 | 0 | 0 | 0 | 0 | 0 | 0 | 0 | 0 | 0 | 0
AACog_Ridgewood_Mosaic
Fuel Cost ($000) | 0 | 0 | 0 | 0 | 0 | 0 | 0 | 0 | 0 | 0 | 0 | 0 | 0 | 0 | 0 | 0 | 0 | 0 | 0 | 0 | 0 | 0 | 0 | 0 | 0 | 0 | 0 | 0 | 0 | 0 | 0 | 0
VOM ($000) | 0 | 0 | 0 | 0 | 0 | 0 | 0 | 0 | 0 | 0 | 0 | 0 | 0 | 0 | 0 | 0 | 0 | 0 | 0 | 0 | 0 | 0 | 0 | 0 | 0 | 0 | 0 | 0 | 0 | 0 | 0 | 0
SO2 Payment ($000) | 0 | 0 | 0 | 0 | 0 | 0 | 0 | 0 | 0 | 0 | 0 | 0 | 0 | 0 | 0 | 0 | 0 | 0 | 0 | 0 | 0 | 0 | 0 | 0 | 0 | 0 | 0 | 0 | 0 | 0 | 0 | 0
Total ($000) | 0 | 0 | 0 | 0 | 0 | 0 | 0 | 0 | 0 | 0 | 0 | 0 | 0 | 0 | 0 | 0 | 0 | 0 | 0 | 0 | 0 | 0 | 0 | 0 | 0 | 0 | 0 | 0 | 0 | 0 | 0 | 0
Fuel Rate ($/MWh) | 0 | 0 | 0 | 0 | 0 | 0 | 0 | 0 | 0 | 0 | 0 | 0 | 0 | 0 | 0 | 0 | 0 | 0 | 0 | 0 | 0 | 0 | 0 | 0 | 0 | 0 | 0 | 0 | 0 | 0 | 0 | 0
Transaction Rate ($/MWh) | 0 | 0 | 0 | 0 | 0 | 0 | 0 | 0 | 0 | 0 | 0 | 0 | 0 | 0 | 0 | 0 | 0 | 0 | 0 | 0 | 0 | 0 | 0 | 0 | 0 | 0 | 0 | 0 | 0 | 0 | 0 | 0
Energy (MWh) | 0 | 0 | 0 | 0 | 0 | 0 | 0 | 0 | 0 | 0 | 0 | 0 | 0 | 0 | 0 | 0 | 0 | 0 | 0 | 0 | 0 | 0 | 0 | 0 | 0 | 0 | 0 | 0 | 0 | 0 | 0 | 0
AACog_COTWTE
Fuel Cost ($000) | 0 | 0 | 0 | 0 | 0 | 0 | 0 | 0 | 0 | 0 | 0 | 0 | 0 | 0 | 0 | 0 | 0 | 0 | 0 | 0 | 0 | 0 | 0 | 0 | 0 | 0 | 0 | 0 | 0 | 0 | 0 | 0
VOM ($000) | 0 | 0 | 0 | 0 | 0 | 0 | 0 | 0 | 0 | 0 | 0 | 0 | 0 | 0 | 0 | 0 | 0 | 0 | 0 | 0 | 0 | 0 | 0 | 0 | 0 | 0 | 0 | 0 | 0 | 0 | 0 | 0
SO2 Payment ($000) | 0 | 0 | 0 | 0 | 0 | 0 | 0 | 0 | 0 | 0 | 0 | 0 | 0 | 0 | 0 | 0 | 0 | 0 | 0 | 0 | 0 | 0 | 0 | 0 | 0 | 0 | 0 | 0 | 0 | 0 | 0 | 0
Total ($000) | 0 | 0 | 0 | 0 | 0 | 0 | 0 | 0 | 0 | 0 | 0 | 0 | 0 | 0 | 0 | 0 | 0 | 0 | 0 | 0 | 0 | 0 | 0 | 0 | 0 | 0 | 0 | 0 | 0 | 0 | 0 | 0
Fuel Rate ($/MWh) | 0 | 0 | 0 | 0 | 0 | 0 | 0 | 0 | 0 | 0 | 0 | 0 | 0 | 0 | 0 | 0 | 0 | 0 | 0 | 0 | 0 | 0 | 0 | 0 | 0 | 0 | 0 | 0 | 0 | 0 | 0 | 0
Transaction Rate ($/MWh) | 0 | 0 | 0 | 0 | 0 | 0 | 0 | 0 | 0 | 0 | 0 | 0 | 0 | 0 | 0 | 0 | 0 | 0 | 0 | 0 | 0 | 0 | 0 | 0 | 0 | 0 | 0 | 0 | 0 | 0 | 0 | 0
Energy (MWh) | 0 | 0 | 0 | 0 | 0 | 0 | 0 | 0 | 0 | 0 | 0 | 0 | 0 | 0 | 0 | 0 | 0 | 0 | 0 | 0 | 0 | 0 | 0 | 0 | 0 | 0 | 0 | 0 | 0 | 0 | 0 | 0
AACog_HCWTE
Fuel Cost ($000) | 0 | 0 | 0 | 0 | 0 | 0 | 0 | 0 | 0 | 0 | 0 | 0 | 0 | 0 | 0 | 0 | 0 | 0 | 0 | 0 | 0 | 0 | 0 | 0 | 0 | 0 | 0 | 0 | 0 | 0 | 0 | 0
VOM ($000) | 0 | 0 | 0 | 0 | 0 | 0 | 0 | 0 | 0 | 0 | 0 | 0 | 0 | 0 | 0 | 0 | 0 | 0 | 0 | 0 | 0 | 0 | 0 | 0 | 0 | 0 | 0 | 0 | 0 | 0 | 0 | 0
SO2 Payment ($000) | 0 | 0 | 0 | 0 | 0 | 0 | 0 | 0 | 0 | 0 | 0 | 0 | 0 | 0 | 0 | 0 | 0 | 0 | 0 | 0 | 0 | 0 | 0 | 0 | 0 | 0 | 0 | 0 | 0 | 0 | 0 | 0
Total ($000) | 0 | 0 | 0 | 0 | 0 | 0 | 0 | 0 | 0 | 0 | 0 | 0 | 0 | 0 | 0 | 0 | 0 | 0 | 0 | 0 | 0 | 0 | 0 | 0 | 0 | 0 | 0 | 0 | 0 | 0 | 0 | 0
Fuel Rate ($/MWh) | 0 | 0 | 0 | 0 | 0 | 0 | 0 | 0 | 0 | 0 | 0 | 0 | 0 | 0 | 0 | 0 | 0 | 0 | 0 | 0 | 0 | 0 | 0 | 0 | 0 | 0 | 0 | 0 | 0 | 0 | 0 | 0
Transaction Rate ($/MWh) | 0 | 0 | 0 | 0 | 0 | 0 | 0 | 0 | 0 | 0 | 0 | 0 | 0 | 0 | 0 | 0 | 0 | 0 | 0 | 0 | 0 | 0 | 0 | 0 | 0 | 0 | 0 | 0 | 0 | 0 | 0 | 0
Energy (MWh) | 0 | 0 | 0 | 0 | 0 | 0 | 0 | 0 | 0 | 0 | 0 | 0 | 0 | 0 | 0 | 0 | 0 | 0 | 0 | 0 | 0 | 0 | 0 | 0 | 0 | 0 | 0 | 0 | 0 | 0 | 0 | 0
Total AACog Fuel Cost ($000) | 0 | 0 | 0 | 0 | 0 | 0 | 0 | 0 | 0 | 0 | 0 | 0 | 0 | 0 | 0 | 0 | 0 | 0 | 0 | 0 | 0 | 0 | 0 | 0 | 0 | 0 | 0 | 0 | 0 | 0 | 0 | 0
Total AACog VOM Cost ($000) | 0 | 0 | 0 | 0 | 0 | 0 | 0 | 0 | 0 | 0 | 0 | 0 | 0 | 0 | 0 | 0 | 0 | 0 | 0 | 0 | 0 | 0 | 0 | 0 | 0 | 0 | 0 | 0 | 0 | 0 | 0 | 0
Total AACog SO2 Payment ($000) | 0 | 0 | 0 | 0 | 0 | 0 | 0 | 0 | 0 | 0 | 0 | 0 | 0 | 0 | 0 | 0 | 0 | 0 | 0 | 0 | 0 | 0 | 0 | 0 | 0 | 0 | 0 | 0 | 0 | 0 | 0 | 0
Total AACog Energy (MWh) | 0 | 0 | 0 | 0 | 0 | 0 | 0 | 0 | 0 | 0 | 0 | 0 | 0 | 0 | 0 | 0 | 0 | 0 | 0 | 0 | 0 | 0 | 0 | 0 | 0 | 0 | 0 | 0 | 0 | 0 | 0 | 0
Renewable Resources
Tampa International Airport Solar
Energy (MWh) | 0 | 0 | 0 | 0 | 0 | 0 | 0 | 0 | 0 | 0 | 0 | 0 | 0 | 0 | 0 | 0 | 0 | 0 | 0 | 0 | 0 | 0 | 0 | 0 | 0 | 0 | 0 | 0 | 0 | 0 | 0 | 0
Big Bend Solar
Energy (MWh) | 0 | 0 | 0 | 0 | 0 | 0 | 0 | 0 | 0 | 0 | 0 | 0 | 0 | 0 | 0 | 0 | 0 | 0 | 0 | 0 | 0 | 0 | 0 | 0 | 0 | 0 | 0 | 0 | 0 | 0 | 0 | 0
LegoLand Solar
Energy (MWh) | 0 | 0 | 0 | 0 | 0 | 0 | 0 | 0 | 0 | 0 | 0 | 0 | 0 | 0 | 0 | 0 | 0 | 0 | 0 | 0 | 0 | 0 | 0 | 0 | 0 | 0 | 0 | 0 | 0 | 0 | 0 | 0
Future Solar - Proxy 1 | 0 | 0 | 0 | 0 | 0 | 0 | 0 | 0 | 0 | 0 | 0 | 0 | 0 | 0 | 0 | 0 | 0 | 0 | 0 | 0 | 0 | 0 | 0 | 0 | 0 | 0 | 0 | 0 | 0 | 0 | 0 | 0
Future Solar - Proxy 2 | 0 | 0 | 0 | 0 | 0 | 0 | 0 | 0 | 0 | 0 | 0 | 0 | 0 | 0 | 0 | 0 | 0 | 0 | 0 | 0 | 0 | 0 | 0 | 0 | 0 | 0 | 0 | 0 | 0 | 0 | 0 | 0
Future Solar - Proxy 3 | 0 | 0 | 0 | 0 | 0 | 0 | 0 | 0 | 0 | 0 | 0 | 0 | 0 | 0 | 0 | 0 | 0 | 0 | 0 | 0 | 0 | 0 | 0 | 0 | 0 | 0 | 0 | 0 | 0 | 0 | 0 | 0
Future Solar - Proxy 4 | 0 | 0 | 0 | 0 | 0 | 0 | 0 | 0 | 0 | 0 | 0 | 0 | 0 | 0 | 0 | 0 | 0 | 0 | 0 | 0 | 0 | 0 | 0 | 0 | 0 | 0 | 0 | 0 | 0 | 0 | 0 | 0
Future Solar - Proxy 5 | 0 | 0 | 0 | 0 | 0 | 0 | 0 | 0 | 0 | 0 | 0 | 0 | 0 | 0 | 0 | 0 | 0 | 0 | 0 | 0 | 0 | 0 | 0 | 0 | 0 | 0 | 0 | 0 | 0 | 0 | 0 | 0
Future Solar - Proxy 6 | 0 | 0 | 0 | 0 | 0 | 0 | 0 | 0 | 0 | 0 | 0 | 0 | 0 | 0 | 0 | 0 | 0 | 0 | 0 | 0 | 0 | 0 | 0 | 0 | 0 | 0 | 0 | 0 | 0 | 0 | 0 | 0
Future Solar - Proxy 7 | 0 | 0 | 0 | 0 | 0 | 0 | 0 | 0 | 0 | 0 | 0 | 0 | 0 | 0 | 0 | 0 | 0 | 0 | 0 | 0 | 0 | 0 | 0 | 0 | 0 | 0 | 0 | 0 | 0 | 0 | 0 | 0
Future Solar - Proxy 8 | 0 | 0 | 0 | 0 | 0 | 0 | 0 | 0 | 0 | 0 | 0 | 0 | 0 | 0 | 0 | 0 | 0 | 0 | 0 | 0 | 0 | 0 | 0 | 0 | 0 | 0 | 0 | 0 | 0 | 0 | 0 | 0
Future Solar - Proxy 9 | 0 | 0 | 0 | 0 | 0 | 0 | 0 | 0 | 0 | 0 | 0 | 0 | 0 | 0 | 0 | 0 | 0 | 0 | 0 | 0 | 0 | 0 | 0 | 0 | 0 | 0 | 0 | 0 | 0 | 0 | 0 | 0
Future Solar - Proxy 10 | 0 | 0 | 0 | 0 | 0 | 0 | 0 | 0 | 0 | 0 | 0 | 0 | 0 | 0 | 0 | 0 | 0 | 0 | 0 | 0 | 0 | 0 | 0 | 0 | 0 | 0 | 0 | 0 | 0 | 0 | 0 | 0
Future Solar - Proxy 11 | 0 | 0 | 0 | 0 | 0 | 0 | 0 | 0 | 0 | 0 | 0 | 0 | 0 | 0 | 0 | 0 | 0 | 0 | 0 | 0 | 0 | 0 | 0 | 0 | 0 | 0 | 0 | 0 | 0 | 0 | 0 | 0
Total Renewable Energy
Solar (MWh) | 0 | 0 | 0 | 0 | 0 | 0 | 0 | 0 | 0 | 0 | 0 | 0 | 0 | 0 | 0 | 0 | 0 | 0 | 0 | 0 | 0 | 0 | 0 | 0 | 0 | 0 | 0 | 0 | 0 | 0 | 0 | 0
Firm Cogenerators
FirmCog_Orange
Capacity Costs ($000) | 0 | 0 | 0 | 0 | 0 | 0 | 0 | 0 | 0 | 0 | 0 | 0 | 0 | 0 | 0 | 0 | 0 | 0 | 0 | 0 | 0 | 0 | 0 | 0 | 0 | 0 | 0 | 0 | 0 | 0 | 0 | 0
Fuel Cost ($000) | 0 | 0 | 0 | 0 | 0 | 0 | 0 | 0 | 0 | 0 | 0 | 0 | 0 | 0 | 0 | 0 | 0 | 0 | 0 | 0 | 0 | 0 | 0 | 0 | 0 | 0 | 0 | 0 | 0 | 0 | 0 | 0
SO2 Payment ($000) | 0 | 0 | 0 | 0 | 0 | 0 | 0 | 0 | 0 | 0 | 0 | 0 | 0 | 0 | 0 | 0 | 0 | 0 | 0 | 0 | 0 | 0 | 0 | 0 | 0 | 0 | 0 | 0 | 0 | 0 | 0 | 0
Total ($000) | 0 | 0 | 0 | 0 | 0 | 0 | 0 | 0 | 0 | 0 | 0 | 0 | 0 | 0 | 0 | 0 | 0 | 0 | 0 | 0 | 0 | 0 | 0 | 0 | 0 | 0 | 0 | 0 | 0 | 0 | 0 | 0
Fuel Rate ($/MWh) | 0 | 0 | 0 | 0 | 0 | 0 | 0 | 0 | 0 | 0 | 0 | 0 | 0 | 0 | 0 | 0 | 0 | 0 | 0 | 0 | 0 | 0 | 0 | 0 | 0 | 0 | 0 | 0 | 0 | 0 | 0 | 0
Transaction Rate ($/MWh) | 0 | 0 | 0 | 0 | 0 | 0 | 0 | 0 | 0 | 0 | 0 | 0 | 0 | 0 | 0 | 0 | 0 | 0 | 0 | 0 | 0 | 0 | 0 | 0 | 0 | 0 | 0 | 0 | 0 | 0 | 0 | 0
Energy (MWh) | 0 | 0 | 0 | 0 | 0 | 0 | 0 | 0 | 0 | 0 | 0 | 0 | 0 | 0 | 0 | 0 | 0 | 0 | 0 | 0 | 0 | 0 | 0 | 0 | 0 | 0 | 0 | 0 | 0 | 0 | 0 | 0
FirmCog Capacity Cost ($000) | 0 | 0 | 0 | 0 | 0 | 0 | 0 | 0 | 0 | 0 | 0 | 0 | 0 | 0 | 0 | 0 | 0 | 0 | 0 | 0 | 0 | 0 | 0 | 0 | 0 | 0 | 0 | 0 | 0 | 0 | 0 | 0
FirmCog Fuel Cost ($000) | 0 | 0 | 0 | 0 | 0 | 0 | 0 | 0 | 0 | 0 | 0 | 0 | 0 | 0 | 0 | 0 | 0 | 0 | 0 | 0 | 0 | 0 | 0 | 0 | 0 | 0 | 0 | 0 | 0 | 0 | 0 | 0
FirmCog SO2 Payment ($000) | 0 | 0 | 0 | 0 | 0 | 0 | 0 | 0 | 0 | 0 | 0 | 0 | 0 | 0 | 0 | 0 | 0 | 0 | 0 | 0 | 0 | 0 | 0 | 0 | 0 | 0 | 0 | 0 | 0 | 0 | 0 | 0
FirmCog Energy (MWh) | 0 | 0 | 0 | 0 | 0 | 0 | 0 | 0 | 0 | 0 | 0 | 0 | 0 | 0 | 0 | 0 | 0 | 0 | 0 | 0 | 0 | 0 | 0 | 0 | 0 | 0 | 0 | 0 | 0 | 0 | 0 | 0
Purchase Resources
Duke_Osprey
Capacity Costs ($000) | 0 | 0 | 0 | 0 | 0 | 0 | 0 | 0 | 0 | 0 | 0 | 0 | 0 | 0 | 0 | 0 | 0 | 0 | 0 | 0 | 0 | 0 | 0 | 0 | 0 | 0 | 0 | 0 | 0 | 0 | 0 | 0
Fuel Cost ($000) | 0 | 0 | 0 | 0 | 0 | 0 | 0 | 0 | 0 | 0 | 0 | 0 | 0 | 0 | 0 | 0 | 0 | 0 | 0 | 0 | 0 | 0 | 0 | 0 | 0 | 0 | 0 | 0 | 0 | 0 | 0 | 0
VOM ($000) | 0 | 0 | 0 | 0 | 0 | 0 | 0 | 0 | 0 | 0 | 0 | 0 | 0 | 0 | 0 | 0 | 0 | 0 | 0 | 0 | 0 | 0 | 0 | 0 | 0 | 0 | 0 | 0 | 0 | 0 | 0 | 0
Start Charge ($000) | 0 | 0 | 0 | 0 | 0 | 0 | 0 | 0 | 0 | 0 | 0 | 0 | 0 | 0 | 0 | 0 | 0 | 0 | 0 | 0 | 0 | 0 | 0 | 0 | 0 | 0 | 0 | 0 | 0 | 0 | 0 | 0
Total ($000) | 0 | 0 | 0 | 0 | 0 | 0 | 0 | 0 | 0 | 0 | 0 | 0 | 0 | 0 | 0 | 0 | 0 | 0 | 0 | 0 | 0 | 0 | 0 | 0 | 0 | 0 | 0 | 0 | 0 | 0 | 0 | 0
Fuel Rate ($/MWh) | 0 | 0 | 0 | 0 | 0 | 0 | 0 | 0 | 0 | 0 | 0 | 0 | 0 | 0 | 0 | 0 | 0 | 0 | 0 | 0 | 0 | 0 | 0 | 0 | 0 | 0 | 0 | 0 | 0 | 0 | 0 | 0
Transaction Rate ($/MWh) | 0 | 0 | 0 | 0 | 0 | 0 | 0 | 0 | 0 | 0 | 0 | 0 | 0 | 0 | 0 | 0 | 0 | 0 | 0 | 0 | 0 | 0 | 0 | 0 | 0 | 0 | 0 | 0 | 0 | 0 | 0 | 0
Energy (MWh) | 0 | 0 | 0 | 0 | 0 | 0 | 0 | 0 | 0 | 0 | 0 | 0 | 0 | 0 | 0 | 0 | 0 | 0 | 0 | 0 | 0 | 0 | 0 | 0 | 0 | 0 | 0 | 0 | 0 | 0 | 0 | 0
PASCO_Cogen
Capacity Costs ($000) | 0 | 0 | 0 | 0 | 0 | 0 | 0 | 0 | 0 | 0 | 0 | 0 | 0 | 0 | 0 | 0 | 0 | 0 | 0 | 0 | 0 | 0 | 0 | 0 | 0 | 0 | 0 | 0 | 0 | 0 | 0 | 0
Fuel Cost ($000) | 897.32 | 0 | 0 | 0 | 0 | 0 | 0 | 0 | 0 | 0 | 0 | 0 | 0 | 0 | 0 | 0 | 0 | 0 | 0 | 0 | 0 | 0 | 0 | 0 | 0 | 0 | 0 | 0 | 0 | 0 | 0 | 0
VOM ($000) | 0 | 0 | 0 | 0 | 0 | 0 | 0 | 0 | 0 | 0 | 0 | 0 | 0 | 0 | 0 | 0 | 0 | 0 | 0 | 0 | 0 | 0 | 0 | 0 | 0 | 0 | 0 | 0 | 0 | 0 | 0 | 0
Start Charge ($000) | 0 | 0 | 0 | 0 | 0 | 0 | 0 | 0 | 0 | 0 | 0 | 0 | 0 | 0 | 0 | 0 | 0 | 0 | 0 | 0 | 0 | 0 | 0 | 0 | 0 | 0 | 0 | 0 | 0 | 0 | 0 | 0
Total ($000) | 0 | 0 | 0 | 0 | 0 | 0 | 0 | 0 | 0 | 0 | 0 | 0 | 0 | 0 | 0 | 0 | 0 | 0 | 0 | 0 | 0 | 0 | 0 | 0 | 0 | 0 | 0 | 0 | 0 | 0 | 0 | 0
Fuel Rate ($/MWh) | 0 | 0 | 0 | 0 | 0 | 0 | 0 | 0 | 0 | 0 | 0 | 0 | 0 | 0 | 0 | 0 | 0 | 0 | 0 | 0 | 0 | 0 | 0 | 0 | 0 | 0 | 0 | 0 | 0 | 0 | 0 | 0
Transaction Rate ($/MWh) | 0 | 0 | 0 | 0 | 0 | 0 | 0 | 0 | 0 | 0 | 0 | 0 | 0 | 0 | 0 | 0 | 0 | 0 | 0 | 0 | 0 | 0 | 0 | 0 | 0 | 0 | 0 | 0 | 0 | 0 | 0 | 0
Energy (MWh) | 0 | 0 | 0 | 0 | 0 | 0 | 0 | 0 | 0 | 0 | 0 | 0 | 0 | 0 | 0 | 0 | 0 | 0 | 0 | 0 | 0 | 0 | 0 | 0 | 0 | 0 | 0 | 0 | 0 | 0 | 0 | 0
Constellation (Exelon)
Capacity Costs ($000) | 0 | 0 | 0 | 0 | 0 | 0 | 0 | 0 | 0 | 0 | 0 | 0 | 0 | 0 | 0 | 0 | 0 | 0 | 0 | 0 | 0 | 0 | 0 | 0 | 0 | 0 | 0 | 0 | 0 | 0 | 0 | 0
Fuel Cost ($000) | 0 | 0 | 0 | 0 | 0 | 0 | 0 | 0 | 0 | 0 | 0 | 0 | 0 | 0 | 0 | 0 | 0 | 0 | 0 | 0 | 0 | 0 | 0 | 0 | 0 | 0 | 0 | 0 | 0 | 0 | 0 | 0
VOM ($000) | 0 | 0 | 0 | 0 | 0 | 0 | 0 | 0 | 0 | 0 | 0 | 0 | 0 | 0 | 0 | 0 | 0 | 0 | 0 | 0 | 0 | 0 | 0 | 0 | 0 | 0 | 0 | 0 | 0 | 0 | 0 | 0
Start Charge ($000) | 0 | 0 | 0 | 0 | 0 | 0 | 0 | 0 | 0 | 0 | 0 | 0 | 0 | 0 | 0 | 0 | 0 | 0 | 0 | 0 | 0 | 0 | 0 | 0 | 0 | 0 | 0 | 0 | 0 | 0 | 0 | 0
Total ($000) | 0 | 0 | 0 | 0 | 0 | 0 | 0 | 0 | 0 | 0 | 0 | 0 | 0 | 0 | 0 | 0 | 0 | 0 | 0 | 0 | 0 | 0 | 0 | 0 | 0 | 0 | 0 | 0 | 0 | 0 | 0 | 0
Fuel Rate ($/MWh) | 0 | 0 | 0 | 0 | 0 | 0 | 0 | 0 | 0 | 0 | 0 | 0 | 0 | 0 | 0 | 0 | 0 | 0 | 0 | 0 | 0 | 0 | 0 | 0 | 0 | 0 | 0 | 0 | 0 | 0 | 0 | 0
Transaction Rate ($/MWh) | 0 | 0 | 0 | 0 | 0 | 0 | 0 | 0 | 0 | 0 | 0 | 0 | 0 | 0 | 0 | 0 | 0 | 0 | 0 | 0 | 0 | 0 | 0 | 0 | 0 | 0 | 0 | 0 | 0 | 0 | 0 | 0
Energy (MWh) | 0 | 0 | 0 | 0 | 0 | 0 | 0 | 0 | 0 | 0 | 0 | 0 | 0 | 0 | 0 | 0 | 0 | 0 | 0 | 0 | 0 | 0 | 0 | 0 | 0 | 0 | 0 | 0 | 0 | 0 | 0 | 0
Calpine_Osprey
Capacity Costs ($000) | 0 | 0 | 0 | 0 | 0 | 0 | 0 | 0 | 0 | 0 | 0 | 0 | 0 | 0 | 0 | 0 | 0 | 0 | 0 | 0 | 0 | 0 | 0 | 0 | 0 | 0 | 0 | 0 | 0 | 0 | 0 | 0
Fuel Cost ($000) | 0 | 0 | 0 | 0 | 0 | 0 | 0 | 0 | 0 | 0 | 0 | 0 | 0 | 0 | 0 | 0 | 0 | 0 | 0 | 0 | 0 | 0 | 0 | 0 | 0 | 0 | 0 | 0 | 0 | 0 | 0 | 0
VOM ($000) | 0 | 0 | 0 | 0 | 0 | 0 | 0 | 0 | 0 | 0 | 0 | 0 | 0 | 0 | 0 | 0 | 0 | 0 | 0 | 0 | 0 | 0 | 0 | 0 | 0 | 0 | 0 | 0 | 0 | 0 | 0 | 0
Start Charge ($000) | 0 | 0 | 0 | 0 | 0 | 0 | 0 | 0 | 0 | 0 | 0 | 0 | 0 | 0 | 0 | 0 | 0 | 0 | 0 | 0 | 0 | 0 | 0 | 0 | 0 | 0 | 0 | 0 | 0 | 0 | 0 | 0
Total ($000) | 0 | 0 | 0 | 0 | 0 | 0 | 0 | 0 | 0 | 0 | 0 | 0 | 0 | 0 | 0 | 0 | 0 | 0 | 0 | 0 | 0 | 0 | 0 | 0 | 0 | 0 | 0 | 0 | 0 | 0 | 0 | 0
Fuel Rate ($/MWh) | 0 | 0 | 0 | 0 | 0 | 0 | 0 | 0 | 0 | 0 | 0 | 0 | 0 | 0 | 0 | 0 | 0 | 0 | 0 | 0 | 0 | 0 | 0 | 0 | 0 | 0 | 0 | 0 | 0 | 0 | 0 | 0
Transaction Rate ($/MWh) | 0 | 0 | 0 | 0 | 0 | 0 | 0 | 0 | 0 | 0 | 0 | 0 | 0 | 0 | 0 | 0 | 0 | 0 | 0 | 0 | 0 | 0 | 0 | 0 | 0 | 0 | 0 | 0 | 0 | 0 | 0 | 0
Energy (MWh) | 0 | 0 | 0 | 0 | 0 | 0 | 0 | 0 | 0 | 0 | 0 | 0 | 0 | 0 | 0 | 0 | 0 | 0 | 0 | 0 | 0 | 0 | 0 | 0 | 0 | 0 | 0 | 0 | 0 | 0 | 0 | 0
FPL_System_Lambda
Capacity Costs ($000) | 0 | 0 | 0 | 0 | 0 | 0 | 0 | 0 | 0 | 0 | 0 | 0 | 0 | 0 | 0 | 0 | 0 | 0 | 0 | 0 | 0 | 0 | 0 | 0 | 0 | 0 | 0 | 0 | 0 | 0 | 0 | 0
Fuel Cost ($000) | 0 | 0 | 0 | 0 | 0 | 0 | 0 | 0 | 0 | 0 | 0 | 0 | 0 | 0 | 0 | 0 | 0 | 0 | 0 | 0 | 0 | 0 | 0 | 0 | 0 | 0 | 0 | 0 | 0 | 0 | 0 | 0
VOM ($000) | 0 | 0 | 0 | 0 | 0 | 0 | 0 | 0 | 0 | 0 | 0 | 0 | 0 | 0 | 0 | 0 | 0 | 0 | 0 | 0 | 0 | 0 | 0 | 0 | 0 | 0 | 0 | 0 | 0 | 0 | 0 | 0
Start Charge ($000) | 0 | 0 | 0 | 0 | 0 | 0 | 0 | 0 | 0 | 0 | 0 | 0 | 0 | 0 | 0 | 0 | 0 | 0 | 0 | 0 | 0 | 0 | 0 | 0 | 0 | 0 | 0 | 0 | 0 | 0 | 0 | 0
Total ($000) | 0 | 0 | 0 | 0 | 0 | 0 | 0 | 0 | 0 | 0 | 0 | 0 | 0 | 0 | 0 | 0 | 0 | 0 | 0 | 0 | 0 | 0 | 0 | 0 | 0 | 0 | 0 | 0 | 0 | 0 | 0 | 0
Fuel Rate ($/MWh) | 0 | 0 | 0 | 0 | 0 | 0 | 0 | 0 | 0 | 0 | 0 | 0 | 0 | 0 | 0 | 0 | 0 | 0 | 0 | 0 | 0 | 0 | 0 | 0 | 0 | 0 | 0 | 0 | 0 | 0 | 0 | 0
Transaction Rate ($/MWh) | 0 | 0 | 0 | 0 | 0 | 0 | 0 | 0 | 0 | 0 | 0 | 0 | 0 | 0 | 0 | 0 | 0 | 0 | 0 | 0 | 0 | 0 | 0 | 0 | 0 | 0 | 0 | 0 | 0 | 0 | 0 | 0
Energy (MWh) | 0 | 0 | 0 | 0 | 0 | 0 | 0 | 0 | 0 | 0 | 0 | 0 | 0 | 0 | 0 | 0 | 0 | 0 | 0 | 0 | 0 | 0 | 0 | 0 | 0 | 0 | 0 | 0 | 0 | 0 | 0 | 0
Duke_System
Capacity Costs ($000) | 0 | 0 | 0 | 0 | 0 | 0 | 0 | 0 | 0 | 0 | 0 | 0 | 0 | 0 | 0 | 0 | 0 | 0 | 0 | 0 | 0 | 0 | 0 | 0 | 0 | 0 | 0 | 0 | 0 | 0 | 0 | 0
Fuel Cost ($000) | 0 | 0 | 0 | 0 | 0 | 0 | 0 | 0 | 0 | 0 | 0 | 0 | 0 | 0 | 0 | 0 | 0 | 0 | 0 | 0 | 0 | 0 | 0 | 0 | 0 | 0 | 0 | 0 | 0 | 0 | 0 | 0
VOM ($000) | 0 | 0 | 0 | 0 | 0 | 0 | 0 | 0 | 0 | 0 | 0 | 0 | 0 | 0 | 0 | 0 | 0 | 0 | 0 | 0 | 0 | 0 | 0 | 0 | 0 | 0 | 0 | 0 | 0 | 0 | 0 | 0
Start Charge ($000) | 0 | 0 | 0 | 0 | 0 | 0 | 0 | 0 | 0 | 0 | 0 | 0 | 0 | 0 | 0 | 0 | 0 | 0 | 0 | 0 | 0 | 0 | 0 | 0 | 0 | 0 | 0 | 0 | 0 | 0 | 0 | 0
Total ($000) | 0 | 0 | 0 | 0 | 0 | 0 | 0 | 0 | 0 | 0 | 0 | 0 | 0 | 0 | 0 | 0 | 0 | 0 | 0 | 0 | 0 | 0 | 0 | 0 | 0 | 0 | 0 | 0 | 0 | 0 | 0 | 0
Fuel Rate ($/MWh) | 0 | 0 | 0 | 0 | 0 | 0 | 0 | 0 | 0 | 0 | 0 | 0 | 0 | 0 | 0 | 0 | 0 | 0 | 0 | 0 | 0 | 0 | 0 | 0 | 0 | 0 | 0 | 0 | 0 | 0 | 0 | 0
Transaction Rate ($/MWh) | 0 | 0 | 0 | 0 | 0 | 0 | 0 | 0 | 0 | 0 | 0 | 0 | 0 | 0 | 0 | 0 | 0 | 0 | 0 | 0 | 0 | 0 | 0 | 0 | 0 | 0 | 0 | 0 | 0 | 0 | 0 | 0
Energy (MWh) | 0 | 0 | 0 | 0 | 0 | 0 | 0 | 0 | 0 | 0 | 0 | 0 | 0 | 0 | 0 | 0 | 0 | 0 | 0 | 0 | 0 | 0 | 0 | 0 | 0 | 0 | 0 | 0 | 0 | 0 | 0 | 0
*Start Charge does not include start fuel*
PPA_Proxy1
Capacity Costs ($000) | 0 | 0 | 0 | 0 | 0 | 0 | 0 | 0 | 0 | 0 | 0 | 0 | 0 | 0 | 0 | 0 | 0 | 0 | 0 | 0 | 0 | 0 | 0 | 0 | 0 | 0 | 0 | 0 | 0 | 0 | 0 | 0
Fuel Cost ($000) | 0 | 0 | 0 | 0 | 0 | 0 | 0 | 0 | 0 | 0 | 0 | 0 | 0 | 0 | 0 | 0 | 0 | 0 | 0 | 0 | 0 | 0 | 0 | 0 | 0 | 0 | 0 | 0 | 0 | 0 | 0 | 0
VOM ($000) | 0 | 0 | 0 | 0 | 0 | 0 | 0 | 0 | 0 | 0 | 0 | 0 | 0 | 0 | 0 | 0 | 0 | 0 | 0 | 0 | 0 | 0 | 0 | 0 | 0 | 0 | 0 | 0 | 0 | 0 | 0 | 0
Start Charge ($000) | 0 | 0 | 0 | 0 | 0 | 0 | 0 | 0 | 0 | 0 | 0 | 0 | 0 | 0 | 0 | 0 | 0 | 0 | 0 | 0 | 0 | 0 | 0 | 0 | 0 | 0 | 0 | 0 | 0 | 0 | 0 | 0
Total ($000) | 0 | 0 | 0 | 0 | 0 | 0 | 0 | 0 | 0 | 0 | 0 | 0 | 0 | 0 | 0 | 0 | 0 | 0 | 0 | 0 | 0 | 0 | 0 | 0 | 0 | 0 | 0 | 0 | 0 | 0 | 0 | 0
Fuel Rate ($/MWh) | 0 | 0 | 0 | 0 | 0 | 0 | 0 | 0 | 0 | 0 | 0 | 0 | 0 | 0 | 0 | 0 | 0 | 0 | 0 | 0 | 0 | 0 | 0 | 0 | 0 | 0 | 0 | 0 | 0 | 0 | 0 | 0
Transaction Rate ($/MWh) | 0 | 0 | 0 | 0 | 0 | 0 | 0 | 0 | 0 | 0 | 0 | 0 | 0 | 0 | 0 | 0 | 0 | 0 | 0 | 0 | 0 | 0 | 0 | 0 | 0 | 0 | 0 | 0 | 0 | 0 | 0 | 0
Energy (MWh) | 0 | 0 | 0 | 0 | 0 | 0 | 0 | 0 | 0 | 0 | 0 | 0 | 0 | 0 | 0 | 0 | 0 | 0 | 0 | 0 | 0 | 0 | 0 | 0 | 0 | 0 | 0 | 0 | 0 | 0 | 0 | 0
PPA_Proxy2
Capacity Costs ($000) | 0 | 0 | 0 | 0 | 0 | 0 | 0 | 0 | 0 | 0 | 0 | 0 | 0 | 0 | 0 | 0 | 0 | 0 | 0 | 0 | 0 | 0 | 0 | 0 | 0 | 0 | 0 | 0 | 0 | 0 | 0 | 0
Fuel Cost ($000) | 0 | 0 | 0 | 0 | 4.1 | 0 | 0 | 0 | 0 | 0 | 0 | 0 | 0 | 0 | 0 | 0 | 0 | 0 | 0 | 0 | 0 | 0 | 0 | 0 | 0 | 0 | 0 | 0 | 0 | 0 | 0 | 0
VOM ($000) | 0 | 0 | 0 | 0 | 0 | 0 | 0 | 0 | 0 | 0 | 0 | 0 | 0 | 0 | 0 | 0 | 0 | 0 | 0 | 0 | 0 | 0 | 0 | 0 | 0 | 0 | 0 | 0 | 0 | 0 | 0 | 0
Start Charge ($000) | 0 | 0 | 0 | 0 | 0 | 0 | 0 | 0 | 0 | 0 | 0 | 0 | 0 | 0 | 0 | 0 | 0 | 0 | 0 | 0 | 0 | 0 | 0 | 0 | 0 | 0 | 0 | 0 | 0 | 0 | 0 | 0
Total ($000) | 0 | 0 | 0 | 0 | 0 | 0 | 0 | 0 | 0 | 0 | 0 | 0 | 0 | 0 | 0 | 0 | 0 | 0 | 0 | 0 | 0 | 0 | 0 | 0 | 0 | 0 | 0 | 0 | 0 | 0 | 0 | 0
Fuel Rate ($/MWh) | 0 | 0 | 0 | 0 | 0 | 0 | 0 | 0 | 0 | 0 | 0 | 0 | 0 | 0 | 0 | 0 | 0 | 0 | 0 | 0 | 0 | 0 | 0 | 0 | 0 | 0 | 0 | 0 | 0 | 0 | 0 | 0
Transaction Rate ($/MWh) | 0 | 0 | 0 | 0 | 0 | 0 | 0 | 0 | 0 | 0 | 0 | 0 | 0 | 0 | 0 | 0 | 0 | 0 | 0 | 0 | 0 | 0 | 0 | 0 | 0 | 0 | 0 | 0 | 0 | 0 | 0 | 0
Energy (MWh) | 0 | 0 | 0 | 0 | 0 | 0 | 0 | 0 | 0 | 0 | 0 | 0 | 0 | 0 | 0 | 0 | 0 | 0 | 0 | 0 | 0 | 0 | 0 | 0 | 0 | 0 | 0 | 0 | 0 | 0 | 0 | 0
PPA_Proxy3
Capacity Costs ($000) | 0 | 0 | 0 | 0 | 0 | 0 | 0 | 0 | 0 | 0 | 0 | 0 | 0 | 0 | 0 | 0 | 0 | 0 | 0 | 0 | 0 | 0 | 0 | 0 | 0 | 0 | 0 | 0 | 0 | 0 | 0 | 0
Fuel Cost ($000) | 0 | 0 | 0 | 0 | 0 | 0 | 0 | 0 | 0 | 0 | 0 | 0 | 0 | 0 | 0 | 0 | 0 | 0 | 0 | 0 | 0 | 0 | 0 | 0 | 0 | 0 | 0 | 0 | 0 | 0 | 0 | 0
VOM ($000) | 0 | 0 | 0 | 0 | 0 | 0 | 0 | 0 | 0 | 0 | 0 | 0 | 0 | 0 | 0 | 0 | 0 | 0 | 0 | 0 | 0 | 0 | 0 | 0 | 0 | 0 | 0 | 0 | 0 | 0 | 0 | 0
Start Charge ($000) | 0 | 0 | 0 | 0 | 0 | 0 | 0 | 0 | 0 | 0 | 0 | 0 | 0 | 0 | 0 | 0 | 0 | 0 | 0 | 0 | 0 | 0 | 0 | 0 | 0 | 0 | 0 | 0 | 0 | 0 | 0 | 0
Total ($000) | 0 | 0 | 0 | 0 | 0 | 0 | 0 | 0 | 0 | 0 | 0 | 0 | 0 | 0 | 0 | 0 | 0 | 0 | 0 | 0 | 0 | 0 | 0 | 0 | 0 | 0 | 0 | 0 | 0 | 0 | 0 | 0
Fuel Rate ($/MWh) | 0 | 0 | 0 | 0 | 0 | 0 | 0 | 0 | 0 | 0 | 0 | 0 | 0 | 0 | 0 | 0 | 0 | 0 | 0 | 0 | 0 | 0 | 0 | 0 | 0 | 0 | 0 | 0 | 0 | 0 | 0 | 0
Transaction Rate ($/MWh) | 0 | 0 | 0 | 0 | 0 | 0 | 0 | 0 | 0 | 0 | 0 | 0 | 0 | 0 | 0 | 0 | 0 | 0 | 0 | 0 | 0 | 0 | 0 | 0 | 0 | 0 | 0 | 0 | 0 | 0 | 0 | 0
Energy (MWh) | 0 | 0 | 0 | 0 | 0 | 0 | 0 | 0 | 0 | 0 | 0 | 0 | 0 | 0 | 0 | 0 | 0 | 0 | 0 | 0 | 0 | 0 | 0 | 0 | 0 | 0 | 0 | 0 | 0 | 0 | 0 | 0
PPA_Proxy4
Capacity Costs ($000) | 0 | 0 | 0 | 0 | 0 | 0 | 0 | 0 | 0 | 0 | 0 | 0 | 0 | 0 | 0 | 0 | 0 | 0 | 0 | 0 | 0 | 0 | 0 | 0 | 0 | 0 | 0 | 0 | 0 | 0 | 0 | 0
Fuel Cost ($000) | 0 | 0 | 0 | 0 | 0 | 0 | 0 | 0 | 0 | 0 | 0 | 0 | 0 | 0 | 0 | 0 | 0 | 0 | 0 | 0 | 0 | 0 | 0 | 0 | 0 | 0 | 0 | 0 | 0 | 0 | 0 | 0
VOM ($000) | 0 | 0 | 0 | 0 | 0 | 0 | 0 | 0 | 0 | 0 | 0 | 0 | 0 | 0 | 0 | 0 | 0 | 0 | 0 | 0 | 0 | 0 | 0 | 0 | 0 | 0 | 0 | 0 | 0 | 0 | 0 | 0
Start Charge ($000) | 0 | 0 | 0 | 0 | 0 | 0 | 0 | 0 | 0 | 0 | 0 | 0 | 0 | 0 | 0 | 0 | 0 | 0 | 0 | 0 | 0 | 0 | 0 | 0 | 0 | 0 | 0 | 0 | 0 | 0 | 0 | 0
Total ($000) | 0 | 0 | 0 | 0 | 0 | 0 | 0 | 0 | 0 | 0 | 0 | 0 | 0 | 0 | 0 | 0 | 0 | 0 | 0 | 0 | 0 | 0 | 0 | 0 | 0 | 0 | 0 | 0 | 0 | 0 | 0 | 0
Fuel Rate ($/MWh) | 0 | 0 | 0 | 0 | 0 | 0 | 0 | 0 | 0 | 0 | 0 | 0 | 0 | 0 | 0 | 0 | 0 | 0 | 0 | 0 | 0 | 0 | 0 | 0 | 0 | 0 | 0 | 0 | 0 | 0 | 0 | 0
Transaction Rate ($/MWh) | 0 | 0 | 0 | 0 | 0 | 0 | 0 | 0 | 0 | 0 | 0 | 0 | 0 | 0 | 0 | 0 | 0 | 0 | 0 | 0 | 0 | 0 | 0 | 0 | 0 | 0 | 0 | 0 | 0 | 0 | 0 | 0
Energy (MWh) | 0 | 0 | 0 | 0 | 0 | 0 | 0 | 0 | 0 | 0 | 0 | 0 | 0 | 0 | 0 | 0 | 0 | 0 | 0 | 0 | 0 | 0 | 0 | 0 | 0 | 0 | 0 | 0 | 0 | 0 | 0 | 0
PPA Purch Capacity ($000) | 0 | 0 | 0 | 0 | 0 | 0 | 0 | 0 | 0 | 0 | 0 | 0 | 0 | 0 | 0 | 0 | 0 | 0 | 0 | 0 | 0 | 0 | 0 | 0 | 0 | 0 | 0 | 0 | 0 | 0 | 0 | 0
PPA Purch Fuel ($000) | 897.32 | 0 | 0 | 0 | 4.1 | 0 | 0 | 0 | 0 | 0 | 0 | 0 | 0 | 0 | 0 | 0 | 0 | 0 | 0 | 0 | 0 | 0 | 0 | 0 | 0 | 0 | 0 | 0 | 0 | 0 | 0 | 0
PPA Purch O&M ($000) | 0 | 0 | 0 | 0 | 0 | 0 | 0 | 0 | 0 | 0 | 0 | 0 | 0 | 0 | 0 | 0 | 0 | 0 | 0 | 0 | 0 | 0 | 0 | 0 | 0 | 0 | 0 | 0 | 0 | 0 | 0 | 0
PPA Purch Starts ($000) | 0 | 0 | 0 | 0 | 0 | 0 | 0 | 0 | 0 | 0 | 0 | 0 | 0 | 0 | 0 | 0 | 0 | 0 | 0 | 0 | 0 | 0 | 0 | 0 | 0 | 0 | 0 | 0 | 0 | 0 | 0 | 0
PPA Purch Energy (MWh) | 0 | 0 | 0 | 0 | 0 | 0 | 0 | 0 | 0 | 0 | 0 | 0 | 0 | 0 | 0 | 0 | 0 | 0 | 0 | 0 | 0 | 0 | 0 | 0 | 0 | 0 | 0 | 0 | 0 | 0 | 0 | 0
PPA Purch Rate ($/MWh) | 0 | 0 | 0 | 0 | 0 | 0 | 0 | 0 | 0 | 0 | 0 | 0 | 0 | 0 | 0 | 0 | 0 | 0 | 0 | 0 | 0 | 0 | 0 | 0 | 0 | 0 | 0 | 0 | 0 | 0 | 0 | 0
System Summary
Cost* ($000) | 573974.74 | 564574.95 | 601441.4 | 642134.28 | 672981.1 | 684694.91 | 723972.66 | 762365.45 | 792929.92 | 839498.34 | 915942.13 | 969348.57 | 1053883.1 | 1093215.53 | 1173160.33 | 1213977.59 | 1307081.84 | 1374746.32 | 1419293.74 | 1496100.37 | 1527349.23 | 1590165.95 | 1588668.03 | 1689016.01 | 1777839.51 | 1854146.56 | 1835870.5 | 1885515.72 | 1942139.26 | 1938756.84 | 0 | 0
Energy (MWh) | 20486450 | 20657530 | 20891210 | 21138290 | 21322280 | 21581320 | 21842240 | 22123820 | 22288640 | 22586670 | 22897150 | 23213490 | 23491240 | 23776710 | 24070960 | 24353020 | 24631350 | 24949800 | 25249210 | 25247220 | 25251460 | 25240750 | 25245830 | 25242770 | 25234640 | 25255390 | 25263380 | 25259870 | 25265260 | 25264590 | 0 | 0
Charge (c/KWh) | 2.8017 | 2.733 | 2.8789 | 3.0378 | 3.1562 | 3.1726 | 3.3146 | 3.4459 | 3.5576 | 3.7168 | 4.0002 | 4.1758 | 4.4863 | 4.5978 | 4.8738 | 4.9849 | 5.3066 | 5.51 | 5.6211 | 5.9258 | 6.0486 | 6.3 | 6.2928 | 6.6911 | 7.0452 | 7.3416 | 7.2669 | 7.4645 | 7.687 | 7.6738 | 0 | 0
Recoverable Capacity Costs ($000)
Purchases | 0 | 0 | 0 | 0 | 0 | 0 | 0 | 0 | 0 | 0 | 0 | 0 | 0 | 0 | 0 | 0 | 0 | 0 | 0 | 0 | 0 | 0 | 0 | 0 | 0 | 0 | 0 | 0 | 0 | 0 | 0 | 0
Sales | 0 | 0 | 0 | 0 | 0 | 0 | 0 | 0 | 0 | 0 | 0 | 0 | 0 | 0 | 0 | 0 | 0 | 0 | 0 | 0 | 0 | 0 | 0 | 0 | 0 | 0 | 0 | 0 | 0 | 0 | 0 | 0
Total | 0 | 0 | 0 | 0 | 0 | 0 | 0 | 0 | 0 | 0 | 0 | 0 | 0 | 0 | 0 | 0 | 0 | 0 | 0 | 0 | 0 | 0 | 0 | 0 | 0 | 0 | 0 | 0 | 0 | 0 | 0 | 0
TEC System Fuel ($000) | 437431.75 | 452039.14 | 488292.22 | 520671.4 | 544875.86 | 555401.64 | 591794.59 | 629278.43 | 660807.64 | 705631.18 | 779240.64 | 830188.77 | 910941.53 | 950771.74 | 1029062.33 | 1067810.85 | 1156180.45 | 1223202.75 | 1266123.06 | 1336943.49 | 1367186.41 | 1426103.31 | 1426968.93 | 1521164.61 | 1607080.67 | 1649293.35 | 1634092.81 | 1683381.87 | 1739536.98 | 1736030.95 | 0 | 0
Fuel Adder ($000) | 100791.45 | 100735.34 | 100769.35 | 108920.85 | 114696.59 | 114696.59 | 114768.84 | 114696.59 | 114696.59 | 114696.59 | 114768.84 | 114696.59 | 114696.59 | 114696.59 | 114768.85 | 114696.59 | 114696.59 | 114696.59 | 114768.85 | 114696.59 | 114696.59 | 114696.59 | 114768.84 | 114696.59 | 114696.59 | 152931.22 | 153110.84 | 152931.22 | 152931.22 | 152931.22 | 0 | 0
Purch Recov Fuel ($000) | 1401.59 | 764.56 | 595.04 | 148.04 | 114.58 | 854.82 | 2367.57 | 2456.13 | 884.9 | 1398.03 | 2255.05 | 2477.37 | 3553.32 | 2865.44 | 1865.46 | 2352.12 | 3681.16 | 1478.32 | 1793.23 | 2047.44 | 1613.81 | 2892.25 | 2359.03 | 2781.68 | 3904.62 | 1387.29 | 369.58 | 858.93 | 107.21 | 213.89 | 0 | 0
Purch Recov O&M ($000) | 0 | 0 | 0 | 0 | 0 | 0 | 0 | 0 | 0 | 0 | 0 | 0 | 0 | 0 | 0 | 0 | 0 | 0 | 0 | 0 | 0 | 0 | 0 | 0 | 0 | 0 | 0 | 0 | 0 | 0 | 0 | 0
Purch Recov Starts ($000) | 0 | 0 | 0 | 0 | 0 | 0 | 0 | 0 | 0 | 0 | 0 | 0 | 0 | 0 | 0 | 0 | 0 | 0 | 0 | 0 | 0 | 0 | 0 | 0 | 0 | 0 | 0 | 0 | 0 | 0 | 0 | 0
Sales Fuel ($000) | 0 | 0 | 0 | 0 | 0 | 0 | 0 | 0 | 0 | 0 | 0 | 0 | 0 | 0 | 0 | 0 | 0 | 0 | 0 | 0 | 0 | 0 | 0 | 0 | 0 | 0 | 0 | 0 | 0 | 0 | 0 | 0
Econ Profit ($000) | 0 | 0 | 0 | 0 | 0 | 0 | 0 | 0 | 0 | 0 | 0 | 0 | 0 | 0 | 0 | 0 | 0 | 0 | 0 | 0 | 0 | 0 | 0 | 0 | 0 | 0 | 0 | 0 | 0 | 0 | 0 | 0
Threshold Margin ($000) | 0 | 0 | 0 | 0 | 0 | 0 | 0 | 0 | 0 | 0 | 0 | 0 | 0 | 0 | 0 | 0 | 0 | 0 | 0 | 0 | 0 | 0 | 0 | 0 | 0 | 0 | 0 | 0 | 0 | 0 | 0 | 0
Calculated Cost* | 539624.79 | 553539.04 | 589656.61 | 629740.29 | 659687.03 | 670953.05 | 708931 | 746431.15 | 776389.13 | 821725.8 | 896264.53 | 947362.73 | 1029191.44 | 1068333.77 | 1145696.64 | 1184859.56 | 1274558.2 | 1339377.66 | 1382685.14 | 1453687.52 | 1483496.81 | 1543692.15 | 1544096.8 | 1638642.88 | 1725681.88 | 1803611.86 | 1787573.23 | 1837172.02 | 1892575.41 | 1889176.06 | 0 | 0
Delta | 34349.95 | 11035.91 | 11784.79 | 12393.99 | 13294.07 | 13741.86 | 15041.66 | 15934.3 | 16540.79 | 17772.54 | 19677.6 | 21985.84 | 24691.66 | 24881.76 | 27463.69 | 29118.03 | 32523.64 | 35368.66 | 36608.6 | 42412.85 | 43852.42 | 46473.8 | 44571.23 | 50373.13 | 52157.63 | 50534.7 | 48297.27 | 48343.7 | 49563.85 | 49580.78 | 0 | 0
Station_DSM2018_Base_Base_No_DSM32446 | 20486.45 | 20657.53 | 20891.21 | 21138.29 | 21322.28 | 21581.32 | 21842.24 | 22123.82 | 22288.64 | 22586.67 | 22897.15 | 23213.49 | 23491.24 | 23776.71 | 24070.96 | 24353.02 | 24631.35 | 24949.8 | 25249.21 | 25247.22 | 25251.46 | 25240.75 | 25245.83 | 25242.77 | 25234.64 | 25255.39 | 25263.38 | 25259.87 | 25265.26 | 25264.59
Big Bend MWh | 5015380 | 4300410 | 5073100 | 4346470 | 4423510 | 3249400 | 3474270 | 3655790 | 4263280 | 4345020 | 4563780 | 4071890 | 4073420 | 4486510 | 4622050 | 4547200 | 4131360 | 4065300 | 4590710 | 4477230 | 4453630 | 4044690 | 4581420 | 3093310 | 2309690 | 2188720 | 1927630 | 2284500 | 2256810 | 2270240 | 0 | 0
Bayside CC MWh | 6330350 | 6500420 | 6283620 | 6577130 | 6353350 | 2629210 | 2794900 | 3115810 | 2872570 | 3127270 | 3074330 | 3322140 | 3295400 | 3411070 | 3371200 | 3708700 | 3681820 | 3784390 | 3880840 | 4117730 | 4077410 | 4744170 | 4203010 | 4674010 | 4874820 | 3295830 | 0 | 0 | 0 | 0 | 0 | 0
Aero CTs MWh | 31030 | 41500 | 25370 | 9980 | 11050 | 22320 | 48800 | 51040 | 27710 | 44290 | 44700 | 71580 | 89410 | 72250 | 74590 | 102760 | 123130 | 129850 | 133020 | 189970 | 194280 | 215800 | 177400 | 240050 | 251800 | 172350 | 142490 | 130600 | 121890 | 120610 | 0 | 0
Polk 1 MWh | 1466080 | 1684080 | 1691010 | 1578240 | 1775590 | 1596820 | 1536250 | 1716490 | 1657490 | 1586730 | 1565220 | 1719000 | 1725380 | 1628010 | 1746060 | 1803680 | 1693660 | 1814880 | 1210700 | 0 | 0 | 0 | 0 | 0 | 0 | 0 | 0 | 0 | 0 | 0 | 0 | 0
Polk CTs MWh | 47600 | 9940 | 8800 | 2880 | 3040 | 1410 | 6380 | 20140 | 3030 | 14950 | 6210 | 5720 | 7430 | 7840 | 9800 | 66260 | 6310 | 7440 | 7470 | 10000 | 14990 | 105480 | 14340 | 9750 | 19220 | 9110 | 8120 | 98820 | 5440 | 2150 | 0 | 0
Polk CC w/ DF MWh | 6267080 | 6645370 | 6037010 | 6617460 | 6678060 | 3743960 | 3948470 | 3658700 | 3811150 | 3793440 | 4005830 | 4295130 | 4408210 | 4354910 | 4425200 | 4261930 | 4908550 | 4999170 | 5211130 | 5805280 | 5819570 | 5383980 | 5679200 | 6133060 | 6393610 | 5852430 | 2976270 | 2718900 | 2884380 | 2850840 | 0 | 0
Solar MWh | 0 | 0 | 0 | 0 | 0 | 0 | 0 | 0 | 0 | 0 | 0 | 0 | 0 | 0 | 0 | 0 | 0 | 0 | 0 | 0 | 0 | 0 | 0 | 0 | 0 | 0 | 0 | 0 | 0 | 0 | 0 | 0
City of Tampa (MWh) | 0 | 0 | 0 | 0 | 0 | 0 | 0 | 0 | 0 | 0 | 0 | 0 | 0 | 0 | 0 | 0 | 0 | 0 | 0 | 0 | 0 | 0 | 0 | 0 | 0 | 0 | 0 | 0 | 0 | 0 | 0 | 0
Future Aero CTs (MWh) | 0 | 0 | 0 | 0 | 0 | 0 | 0 | 0 | 0 | 0 | 0 | 0 | 0 | 0 | 0 | 0 | 0 | 0 | 0 | 0 | 0 | 0 | 0 | 0 | 0 | 0 | 25310 | 24780 | 22520 | 21140 | 0 | 0
Future 7FA CTs (MWh) | 0 | 0 | 0 | 84280 | 161600 | 0 | 0 | 0 | 22390 | 33850 | 36460 | 114030 | 136880 | 113540 | 167380 | 235160 | 283090 | 359260 | 400850 | 712940 | 744500 | 780940 | 649860 | 857340 | 930870 | 852310 | 460030 | 426640 | 392920 | 363180 | 0 | 0
Future CCs (MWh) | 0 | 0 | 0 | 0 | 0 | 8427970 | 8124860 | 8007200 | 7738100 | 7753860 | 7715250 | 7738090 | 7884920 | 7837970 | 7791890 | 7773860 | 7955460 | 7947100 | 7973820 | 8102560 | 8121050 | 8145110 | 8121810 | 8425380 | 8650200 | 11085520 | 17926200 | 17789560 | 17836620 | 17892780 | 0 | 0
Net Generation (MWh) | 0 | 0 | 0 | 0 | 0 | 0 | 0 | 0 | 0 | 0 | 0 | 0 | 0 | 0 | 0 | 0 | 0 | 0 | 0 | 0 | 0 | 0 | 0 | 0 | 0 | 0 | 0 | 0 | 0 | 0 | 0 | 0
Net Sales (MWh) | 0 | 0 | 0 | 0 | 0 | 0 | 0 | 0 | 0 | 0 | 0 | 0 | 0 | 0 | 0 | 0 | 0 | 0 | 0 | 0 | 0 | 0 | 0 | 0 | 0 | 0 | 0 | 0 | 0 | 0 | 0 | 0
Net Economy/Emerg Purch (MWh) | 0 | 0 | 0 | 0 | 0 | 0 | 0 | 0 | 0 | 0 | 0 | 0 | 0 | 0 | 0 | 0 | 0 | 0 | 0 | 0 | 0 | 0 | 0 | 0 | 0 | 0 | 0 | 0 | 0 | 0 | 0 | 0
Net As-Avail Cogen (MWh) | 0 | 0 | 0 | 0 | 0 | 0 | 0 | 0 | 0 | 0 | 0 | 0 | 0 | 0 | 0 | 0 | 0 | 0 | 0 | 0 | 0 | 0 | 0 | 0 | 0 | 0 | 0 | 0 | 0 | 0 | 0 | 0
Net Firm Cogen (MWh) | 0 | 0 | 0 | 0 | 0 | 0 | 0 | 0 | 0 | 0 | 0 | 0 | 0 | 0 | 0 | 0 | 0 | 0 | 0 | 0 | 0 | 0 | 0 | 0 | 0 | 0 | 0 | 0 | 0 | 0 | 0 | 0
Net PPAs (MWh) | 0 | 0 | 0 | 0 | 0 | 0 | 0 | 0 | 0 | 0 | 0 | 0 | 0 | 0 | 0 | 0 | 0 | 0 | 0 | 0 | 0 | 0 | 0 | 0 | 0 | 0 | 0 | 0 | 0 | 0 | 0 | 0
Net Proxy PPA / Units (MWh) | 0 | 0 | 0 | 0 | 0 | 0 | 0 | 0 | 0 | 0 | 0 | 0 | 0 | 0 | 0 | 0 | 0 | 0 | 0 | 0 | 0 | 0 | 0 | 0 | 0 | 0 | 0 | 0 | 0 | 0 | 0 | 0
Dump Energy (MWh) | 0 | -20 | 0 | 0 | -30 | 0 | -20 | 0 | 0 | 0 | 0 | 0 | 0 | 0 | 0 | 0 | -10 | 0 | 0 | 0 | -20 | -10 | 0 | -10 | 0 | -20 | 0 | 0 | 0 | 0 | 0 | 0
Net Energy For Load (MWh) | 0 | -20 | 0 | 0 | -30 | 0 | -20 | 0 | 0 | 0 | 0 | 0 | 0 | 0 | 0 | 0 | -10 | 0 | 0 | 0 | -20 | -10 | 0 | -10 | 0 | -20 | 0 | 0 | 0 | 0 | 0 | 0
Retail Load (MWh) | 20498360 | 20675330 | 20903980 | 21141290 | 21324420 | 21597050 | 21883500 | 22164510 | 22302590 | 22607630 | 22927790 | 23245740 | 23533770 | 23809810 | 24090960 | 24377930 | 24667960 | 24963960 | 25266050 | 25266020 | 25265970 | 25266080 | 25266080 | 25266010 | 25266000 | 25266020 | 25266120 | 25266020 | 25266010 | 25266010 | 0 | 0
PRSale_RCID (MWh) | 0 | 0 | 0 | 0 | 0 | 0 | 0 | 0 | 0 | 0 | 0 | 0 | 0 | 0 | 0 | 0 | 0 | 0 | 0 | 0 | 0 | 0 | 0 | 0 | 0 | 0 | 0 | 0 | 0 | 0 | 0 | 0
SP_16014 Sale to SEC | 0 | 0 | 0 | 0 | 0 | 0 | 0 | 0 | 0 | 0 | 0 | 0 | 0 | 0 | 0 | 0 | 0 | 0 | 0 | 0 | 0 | 0 | 0 | 0 | 0 | 0 | 0 | 0 | 0 | 0 | 0 | 0
PRSale_StCloud (MWh) | 0 | 0 | 0 | 0 | 0 | 0 | 0 | 0 | 0 | 0 | 0 | 0 | 0 | 0 | 0 | 0 | 0 | 0 | 0 | 0 | 0 | 0 | 0 | 0 | 0 | 0 | 0 | 0 | 0 | 0 | 0 | 0
PRSale_Wauchula (MWh) | 0 | 0 | 0 | 0 | 0 | 0 | 0 | 0 | 0 | 0 | 0 | 0 | 0 | 0 | 0 | 0 | 0 | 0 | 0 | 0 | 0 | 0 | 0 | 0 | 0 | 0 | 0 | 0 | 0 | 0 | 0 | 0
TOTAL Retail plus Wholesale (MWh) | 20498360 | 20675330 | 20903980 | 21141290 | 21324420 | 21597050 | 21883500 | 22164510 | 22302590 | 22607630 | 22927790 | 23245740 | 23533770 | 23809810 | 24090960 | 24377930 | 24667960 | 24963960 | 25266050 | 25266020 | 25265970 | 25266080 | 25266080 | 25266010 | 25266000 | 25266020 | 25266120 | 25266020 | 25266010 | 25266010 | 0 | 0
PR Sales (without losses) | [33 empty] | Loss Factors (per 04/12/2016 Firm Transmission Loss Factor)
PRSale_RCID (MWh) | 0 | 0 | 0 | 0 | 0 | 0 | 0 | 0 | 0 | 0 | 0 | 0 | 0 | 0 | 0 | 0 | 0 | 0 | 0 | 0 | 0 | 0 | 0 | 0 | 0 | 0 | 0 | 0 | 0 | 0 | 0 | 0 |  | 0.9854
SP_16014 Sale to SEC | 0 | 0 | 0 | 0 | 0 | 0 | 0 | 0 | 0 | 0 | 0 | 0 | 0 | 0 | 0 | 0 | 0 | 0 | 0 | 0 | 0 | 0 | 0 | 0 | 0 | 0 | 0 | 0 | 0 | 0 | 0 | 0
PRSale_StCloud (MWh) | 0 | 0 | 0 | 0 | 0 | 0 | 0 | 0 | 0 | 0 | 0 | 0 | 0 | 0 | 0 | 0 | 0 | 0 | 0 | 0 | 0 | 0 | 0 | 0 | 0 | 0 | 0 | 0 | 0 | 0 | 0 | 0
PRSale_Wauchula (MWh) | 0 | 0 | 0 | 0 | 0 | 0 | 0 | 0 | 0 | 0 | 0 | 0 | 0 | 0 | 0 | 0 | 0 | 0 | 0 | 0 | 0 | 0 | 0 | 0 | 0 | 0 | 0 | 0 | 0 | 0 | 0 | 0
NEL Delta (MWh) | -20498360 | -20675350 | -20903980 | -21141290 | -21324450 | -21597050 | -21883520 | -22164510 | -22302590 | -22607630 | -22927790 | -23245740 | -23533770 | -23809810 | -24090960 | -24377930 | -24667970 | -24963960 | -25266050 | -25266020 | -25265990 | -25266090 | -25266080 | -25266020 | -25266000 | -25266040 | -25266120 | -25266020 | -25266010 | -25266010 | 0 | 0
TEC Existing System VOM ($000)
Big Bend 1 | 0 | 0 | 0 | 0 | 0 | 0 | 0 | 0 | 0 | 0 | 0 | 0 | 0 | 0 | 0 | 0 | 0 | 0 | 0 | 0 | 0 | 0 | 0 | 0 | 0 | 0 | 0 | 0 | 0 | 0 | 0 | 0
Big Bend 2 | 0 | 0 | 0 | 0 | 0 | 0 | 0 | 0 | 0 | 0 | 0 | 0 | 0 | 0 | 0 | 0 | 0 | 0 | 0 | 0 | 0 | 0 | 0 | 0 | 0 | 0 | 0 | 0 | 0 | 0 | 0 | 0
Big Bend 3 | 0 | 0 | 0 | 0 | 0 | 0 | 0 | 0 | 0 | 0 | 0 | 0 | 0 | 0 | 0 | 0 | 0 | 0 | 0 | 0 | 0 | 0 | 0 | 0 | 0 | 0 | 0 | 0 | 0 | 0 | 0 | 0
Big Bend 4 | 0 | 0 | 0 | 0 | 0 | 0 | 0 | 0 | 0 | 0 | 0 | 0 | 0 | 0 | 0 | 0 | 0 | 0 | 0 | 0 | 0 | 0 | 0 | 0 | 0 | 0 | 0 | 0 | 0 | 0 | 0 | 0
Big Bend CT4 | 0 | 0 | 0 | 0 | 0 | 0 | 0 | 0 | 0 | 0 | 0 | 0 | 0 | 0 | 0 | 0 | 0 | 0 | 0 | 0 | 0 | 0 | 0 | 0 | 0 | 0 | 0 | 0 | 0 | 0 | 0 | 0
Big Bend CT4o | 0 | 0 | 0 | 0 | 0 | 0 | 0 | 0 | 0 | 0 | 0 | 0 | 0 | 0 | 0 | 0 | 0 | 0 | 0 | 0 | 0 | 0 | 0 | 0 | 0 | 0 | 0 | 0 | 0 | 0 | 0 | 0
Bayside 1 | 0 | 0 | 0 | 0 | 0 | 0 | 0 | 0 | 0 | 0 | 0 | 0 | 0 | 0 | 0 | 0 | 0 | 0 | 0 | 0 | 0 | 0 | 0 | 0 | 0 | 0 | 0 | 0 | 0 | 0 | 0 | 0
Bayside 2 | 0 | 0 | 0 | 0 | 0 | 0 | 0 | 0 | 0 | 0 | 0 | 0 | 0 | 0 | 0 | 0 | 0 | 0 | 0 | 0 | 0 | 0 | 0 | 0 | 0 | 0 | 0 | 0 | 0 | 0 | 0 | 0
Bayside 3 | 0 | 0 | 0 | 0 | 0 | 0 | 0 | 0 | 0 | 0 | 0 | 0 | 0 | 0 | 0 | 0 | 0 | 0 | 0 | 0 | 0 | 0 | 0 | 0 | 0 | 0 | 0 | 0 | 0 | 0 | 0 | 0
Bayside 4 | 0 | 0 | 0 | 0 | 0 | 0 | 0 | 0 | 0 | 0 | 0 | 0 | 0 | 0 | 0 | 0 | 0 | 0 | 0 | 0 | 0 | 0 | 0 | 0 | 0 | 0 | 0 | 0 | 0 | 0 | 0 | 0
Bayside 5 | 0 | 0 | 0 | 0 | 0 | 0 | 0 | 0 | 0 | 0 | 0 | 0 | 0 | 0 | 0 | 0 | 0 | 0 | 0 | 0 | 0 | 0 | 0 | 0 | 0 | 0 | 0 | 0 | 0 | 0 | 0 | 0
Bayside 6 | 0 | 0 | 0 | 0 | 0 | 0 | 0 | 0 | 0 | 0 | 0 | 0 | 0 | 0 | 0 | 0 | 0 | 0 | 0 | 0 | 0 | 0 | 0 | 0 | 0 | 0 | 0 | 0 | 0 | 0 | 0 | 0
Polk 1 | 0 | 0 | 0 | 0 | 0 | 0 | 0 | 0 | 0 | 0 | 0 | 0 | 0 | 0 | 0 | 0 | 0 | 0 | 0 | 0 | 0 | 0 | 0 | 0 | 0 | 0 | 0 | 0 | 0 | 0 | 0 | 0
Polk 1g | 0 | 0 | 0 | 0 | 0 | 0 | 0 | 0 | 0 | 0 | 0 | 0 | 0 | 0 | 0 | 0 | 0 | 0 | 0 | 0 | 0 | 0 | 0 | 0 | 0 | 0 | 0 | 0 | 0 | 0 | 0 | 0
Polk 2 | 0 | 0 | 0 | 0 | 0 | 0 | 0 | 0 | 0 | 0 | 0 | 0 | 0 | 0 | 0 | 0 | 0 | 0 | 0 | 0 | 0 | 0 | 0 | 0 | 0 | 0 | 0 | 0 | 0 | 0 | 0 | 0
Polk 2o | 0 | 0 | 0 | 0 | 0 | 0 | 0 | 0 | 0 | 0 | 0 | 0 | 0 | 0 | 0 | 0 | 0 | 0 | 0 | 0 | 0 | 0 | 0 | 0 | 0 | 0 | 0 | 0 | 0 | 0 | 0 | 0
Polk 3 | 0 | 0 | 0 | 0 | 0 | 0 | 0 | 0 | 0 | 0 | 0 | 0 | 0 | 0 | 0 | 0 | 0 | 0 | 0 | 0 | 0 | 0 | 0 | 0 | 0 | 0 | 0 | 0 | 0 | 0 | 0 | 0
Polk 3o | 0 | 0 | 0 | 0 | 0 | 0 | 0 | 0 | 0 | 0 | 0 | 0 | 0 | 0 | 0 | 0 | 0 | 0 | 0 | 0 | 0 | 0 | 0 | 0 | 0 | 0 | 0 | 0 | 0 | 0 | 0 | 0
Polk 4 | 0 | 0 | 0 | 0 | 0 | 0 | 0 | 0 | 0 | 0 | 0 | 0 | 0 | 0 | 0 | 0 | 0 | 0 | 0 | 0 | 0 | 0 | 0 | 0 | 0 | 0 | 0 | 0 | 0 | 0 | 0 | 0
Polk 5 | 0 | 0 | 0 | 0 | 0 | 0 | 0 | 0 | 0 | 0 | 0 | 0 | 0 | 0 | 0 | 0 | 0 | 0 | 0 | 0 | 0 | 0 | 0 | 0 | 0 | 0 | 0 | 0 | 0 | 0 | 0 | 0
Polk 2 CC w/DF | 0 | 0 | 0 | 0 | 0 | 0 | 0 | 0 | 0 | 0 | 0 | 0 | 0 | 0 | 0 | 0 | 0 | 0 | 0 | 0 | 0 | 0 | 0 | 0 | 0 | 0 | 0 | 0 | 0 | 0 | 0 | 0
TEC Existing System VOM ($000) | 0 | 0 | 0 | 0 | 0 | 0 | 0 | 0 | 0 | 0 | 0 | 0 | 0 | 0 | 0 | 0 | 0 | 0 | 0 | 0 | 0 | 0 | 0 | 0 | 0 | 0 | 0 | 0 | 0 | 0 | 0 | 0
TEC Peaking System VOM ($000) | 0 | 0 | 0 | 0 | 0 | 0 | 0 | 0 | 0 | 0 | 0 | 0 | 0 | 0 | 0 | 0 | 0 | 0 | 0 | 0 | 0 | 0 | 0 | 0 | 0 | 0 | 0 | 0 | 0 | 0 | 0 | 0
CSA Data
Bayside_11 Starts | 0 | 0 | 0 | 0 | 0 | 0 | 0 | 0 | 0 | 0 | 0 | 0 | 0 | 0 | 0 | 0 | 0 | 0 | 0 | 0 | 0 | 0 | 0 | 0 | 0 | 0 | 0 | 0 | 0 | 0 | 0 | 0
Bayside_12 Starts | 0 | 0 | 0 | 0 | 0 | 0 | 0 | 0 | 0 | 0 | 0 | 0 | 0 | 0 | 0 | 0 | 0 | 0 | 0 | 0 | 0 | 0 | 0 | 0 | 0 | 0 | 0 | 0 | 0 | 0 | 0 | 0
Bayside_13 Starts | 0 | 0 | 0 | 0 | 0 | 0 | 0 | 0 | 0 | 0 | 0 | 0 | 0 | 0 | 0 | 0 | 0 | 0 | 0 | 0 | 0 | 0 | 0 | 0 | 0 | 0 | 0 | 0 | 0 | 0 | 0 | 0
Bayside_21 Starts | 0 | 0 | 0 | 0 | 0 | 0 | 0 | 0 | 0 | 0 | 0 | 0 | 0 | 0 | 0 | 0 | 0 | 0 | 0 | 0 | 0 | 0 | 0 | 0 | 0 | 0 | 0 | 0 | 0 | 0 | 0 | 0
Bayside_22 Starts | 0 | 0 | 0 | 0 | 0 | 0 | 0 | 0 | 0 | 0 | 0 | 0 | 0 | 0 | 0 | 0 | 0 | 0 | 0 | 0 | 0 | 0 | 0 | 0 | 0 | 0 | 0 | 0 | 0 | 0 | 0 | 0
Bayside_23 Starts | 0 | 0 | 0 | 0 | 0 | 0 | 0 | 0 | 0 | 0 | 0 | 0 | 0 | 0 | 0 | 0 | 0 | 0 | 0 | 0 | 0 | 0 | 0 | 0 | 0 | 0 | 0 | 0 | 0 | 0 | 0 | 0
Bayside_24 Starts | 0 | 0 | 0 | 0 | 0 | 0 | 0 | 0 | 0 | 0 | 0 | 0 | 0 | 0 | 0 | 0 | 0 | 0 | 0 | 0 | 0 | 0 | 0 | 0 | 0 | 0 | 0 | 0 | 0 | 0 | 0 | 0
Polk 1g Starts | 0 | 0 | 0 | 0 | 0 | 0 | 0 | 0 | 0 | 0 | 0 | 0 | 0 | 0 | 0 | 0 | 0 | 0 | 0 | 0 | 0 | 0 | 0 | 0 | 0 | 0 | 0 | 0 | 0 | 0 | 0 | 0
Polk_21 Starts | 0 | 0 | 0 | 0 | 0 | 0 | 0 | 0 | 0 | 0 | 0 | 0 | 0 | 0 | 0 | 0 | 0 | 0 | 0 | 0 | 0 | 0 | 0 | 0 | 0 | 0 | 0 | 0 | 0 | 0 | 0 | 0
Polk_22 Starts | 0 | 0 | 0 | 0 | 0 | 0 | 0 | 0 | 0 | 0 | 0 | 0 | 0 | 0 | 0 | 0 | 0 | 0 | 0 | 0 | 0 | 0 | 0 | 0 | 0 | 0 | 0 | 0 | 0 | 0 | 0 | 0
Polk_23 Starts | 0 | 0 | 0 | 0 | 0 | 0 | 0 | 0 | 0 | 0 | 0 | 0 | 0 | 0 | 0 | 0 | 0 | 0 | 0 | 0 | 0 | 0 | 0 | 0 | 0 | 0 | 0 | 0 | 0 | 0 | 0 | 0
Polk_24 Starts | 0 | 0 | 0 | 0 | 0 | 0 | 0 | 0 | 0 | 0 | 0 | 0 | 0 | 0 | 0 | 0 | 0 | 0 | 0 | 0 | 0 | 0 | 0 | 0 | 0 | 0 | 0 | 0 | 0 | 0 | 0 | 0
Bayside_11 Hrs | 0 | 0 | 0 | 0 | 0 | 0 | 0 | 0 | 0 | 0 | 0 | 0 | 0 | 0 | 0 | 0 | 0 | 0 | 0 | 0 | 0 | 0 | 0 | 0 | 0 | 0 | 0 | 0 | 0 | 0 | 0 | 0
Bayside_12 Hrs | 0 | 0 | 0 | 0 | 0 | 0 | 0 | 0 | 0 | 0 | 0 | 0 | 0 | 0 | 0 | 0 | 0 | 0 | 0 | 0 | 0 | 0 | 0 | 0 | 0 | 0 | 0 | 0 | 0 | 0 | 0 | 0
Bayside_13 Hrs | 0 | 0 | 0 | 0 | 0 | 0 | 0 | 0 | 0 | 0 | 0 | 0 | 0 | 0 | 0 | 0 | 0 | 0 | 0 | 0 | 0 | 0 | 0 | 0 | 0 | 0 | 0 | 0 | 0 | 0 | 0 | 0
Bayside_21 Hrs | 0 | 0 | 0 | 0 | 0 | 0 | 0 | 0 | 0 | 0 | 0 | 0 | 0 | 0 | 0 | 0 | 0 | 0 | 0 | 0 | 0 | 0 | 0 | 0 | 0 | 0 | 0 | 0 | 0 | 0 | 0 | 0
Bayside_22 Hrs | 0 | 0 | 0 | 0 | 0 | 0 | 0 | 0 | 0 | 0 | 0 | 0 | 0 | 0 | 0 | 0 | 0 | 0 | 0 | 0 | 0 | 0 | 0 | 0 | 0 | 0 | 0 | 0 | 0 | 0 | 0 | 0
Bayside_23 Hrs | 0 | 0 | 0 | 0 | 0 | 0 | 0 | 0 | 0 | 0 | 0 | 0 | 0 | 0 | 0 | 0 | 0 | 0 | 0 | 0 | 0 | 0 | 0 | 0 | 0 | 0 | 0 | 0 | 0 | 0 | 0 | 0
Bayside_24 Hrs | 0 | 0 | 0 | 0 | 0 | 0 | 0 | 0 | 0 | 0 | 0 | 0 | 0 | 0 | 0 | 0 | 0 | 0 | 0 | 0 | 0 | 0 | 0 | 0 | 0 | 0 | 0 | 0 | 0 | 0 | 0 | 0
Polk 1g Hrs | 0 | 0 | 0 | 0 | 0 | 0 | 0 | 0 | 0 | 0 | 0 | 0 | 0 | 0 | 0 | 0 | 0 | 0 | 0 | 0 | 0 | 0 | 0 | 0 | 0 | 0 | 0 | 0 | 0 | 0 | 0 | 0
Polk_21 Hrs | 0 | 0 | 0 | 0 | 0 | 0 | 0 | 0 | 0 | 0 | 0 | 0 | 0 | 0 | 0 | 0 | 0 | 0 | 0 | 0 | 0 | 0 | 0 | 0 | 0 | 0 | 0 | 0 | 0 | 0 | 0 | 0
Polk_22 Hrs | 0 | 0 | 0 | 0 | 0 | 0 | 0 | 0 | 0 | 0 | 0 | 0 | 0 | 0 | 0 | 0 | 0 | 0 | 0 | 0 | 0 | 0 | 0 | 0 | 0 | 0 | 0 | 0 | 0 | 0 | 0 | 0
Polk_23 Hrs | 0 | 0 | 0 | 0 | 0 | 0 | 0 | 0 | 0 | 0 | 0 | 0 | 0 | 0 | 0 | 0 | 0 | 0 | 0 | 0 | 0 | 0 | 0 | 0 | 0 | 0 | 0 | 0 | 0 | 0 | 0 | 0
Polk_24 Hrs | 0 | 0 | 0 | 0 | 0 | 0 | 0 | 0 | 0 | 0 | 0 | 0 | 0 | 0 | 0 | 0 | 0 | 0 | 0 | 0 | 0 | 0 | 0 | 0 | 0 | 0 | 0 | 0 | 0 | 0 | 0 | 0
Expansion System VOM ($000)
FutAeroCT1 | 0 | 0 | 0 | 0 | 0 | 0 | 0 | 0 | 0 | 0 | 0 | 0 | 0 | 0 | 0 | 0 | 0 | 0 | 0 | 0 | 0 | 0 | 0 | 0 | 0 | 0 | 0 | 0 | 0 | 0 | 0 | 0
FutAeroCT2 | 0 | 0 | 0 | 0 | 0 | 0 | 0 | 0 | 0 | 0 | 0 | 0 | 0 | 0 | 0 | 0 | 0 | 0 | 0 | 0 | 0 | 0 | 0 | 0 | 0 | 0 | 0 | 0 | 0 | 0 | 0 | 0
FutAeroCT3 | 0 | 0 | 0 | 0 | 0 | 0 | 0 | 0 | 0 | 0 | 0 | 0 | 0 | 0 | 0 | 0 | 0 | 0 | 0 | 0 | 0 | 0 | 0 | 0 | 0 | 0 | 0 | 0 | 0 | 0 | 0 | 0
FutAeroCT4 | 0 | 0 | 0 | 0 | 0 | 0 | 0 | 0 | 0 | 0 | 0 | 0 | 0 | 0 | 0 | 0 | 0 | 0 | 0 | 0 | 0 | 0 | 0 | 0 | 0 | 0 | 0 | 0 | 0 | 0 | 0 | 0
FutAeroCT5 | 0 | 0 | 0 | 0 | 0 | 0 | 0 | 0 | 0 | 0 | 0 | 0 | 0 | 0 | 0 | 0 | 0 | 0 | 0 | 0 | 0 | 0 | 0 | 0 | 0 | 0 | 0 | 0 | 0 | 0 | 0 | 0
FutAeroCT6 | 0 | 0 | 0 | 0 | 0 | 0 | 0 | 0 | 0 | 0 | 0 | 0 | 0 | 0 | 0 | 0 | 0 | 0 | 0 | 0 | 0 | 0 | 0 | 0 | 0 | 0 | 0 | 0 | 0 | 0 | 0 | 0
FutAeroCT7 | 0 | 0 | 0 | 0 | 0 | 0 | 0 | 0 | 0 | 0 | 0 | 0 | 0 | 0 | 0 | 0 | 0 | 0 | 0 | 0 | 0 | 0 | 0 | 0 | 0 | 0 | 0 | 0 | 0 | 0 | 0 | 0
FutAeroCT8 | 0 | 0 | 0 | 0 | 0 | 0 | 0 | 0 | 0 | 0 | 0 | 0 | 0 | 0 | 0 | 0 | 0 | 0 | 0 | 0 | 0 | 0 | 0 | 0 | 0 | 0 | 0 | 0 | 0 | 0 | 0 | 0
FutAeroCT9 | 0 | 0 | 0 | 0 | 0 | 0 | 0 | 0 | 0 | 0 | 0 | 0 | 0 | 0 | 0 | 0 | 0 | 0 | 0 | 0 | 0 | 0 | 0 | 0 | 0 | 0 | 0 | 0 | 0 | 0 | 0 | 0
FutAeroCT10 | 0 | 0 | 0 | 0 | 0 | 0 | 0 | 0 | 0 | 0 | 0 | 0 | 0 | 0 | 0 | 0 | 0 | 0 | 0 | 0 | 0 | 0 | 0 | 0 | 0 | 0 | 0 | 0 | 0 | 0 | 0 | 0
GE_7FA_CT1 | 0 | 0 | 0 | 0 | 0 | 0 | 0 | 0 | 0 | 0 | 0 | 0 | 0 | 0 | 0 | 0 | 0 | 0 | 0 | 0 | 0 | 0 | 0 | 0 | 0 | 0 | 0 | 0 | 0 | 0 | 0 | 0
GE_7FA_CT2 | 0 | 0 | 0 | 0 | 0 | 0 | 0 | 0 | 0 | 0 | 0 | 0 | 0 | 0 | 0 | 0 | 0 | 0 | 0 | 0 | 0 | 0 | 0 | 0 | 0 | 0 | 0 | 0 | 0 | 0 | 0 | 0
GE_7FA_CT3 | 0 | 0 | 0 | 0 | 0 | 0 | 0 | 0 | 0 | 0 | 0 | 0 | 0 | 0 | 0 | 0 | 0 | 0 | 0 | 0 | 0 | 0 | 0 | 0 | 0 | 0 | 0 | 0 | 0 | 0 | 0 | 0
GE_7FA_CT4 | 0 | 0 | 0 | 0 | 0 | 0 | 0 | 0 | 0 | 0 | 0 | 0 | 0 | 0 | 0 | 0 | 0 | 0 | 0 | 0 | 0 | 0 | 0 | 0 | 0 | 0 | 0 | 0 | 0 | 0 | 0 | 0
GE_7FA_CT5 | 0 | 0 | 0 | 0 | 0 | 0 | 0 | 0 | 0 | 0 | 0 | 0 | 0 | 0 | 0 | 0 | 0 | 0 | 0 | 0 | 0 | 0 | 0 | 0 | 0 | 0 | 0 | 0 | 0 | 0 | 0 | 0
GE_7FA_CT6 | 0 | 0 | 0 | 0 | 0 | 0 | 0 | 0 | 0 | 0 | 0 | 0 | 0 | 0 | 0 | 0 | 0 | 0 | 0 | 0 | 0 | 0 | 0 | 0 | 0 | 0 | 0 | 0 | 0 | 0 | 0 | 0
GE_7FA_CT7 | 0 | 0 | 0 | 0 | 0 | 0 | 0 | 0 | 0 | 0 | 0 | 0 | 0 | 0 | 0 | 0 | 0 | 0 | 0 | 0 | 0 | 0 | 0 | 0 | 0 | 0 | 0 | 0 | 0 | 0 | 0 | 0
GE_7FA_CT8 | 0 | 0 | 0 | 0 | 0 | 0 | 0 | 0 | 0 | 0 | 0 | 0 | 0 | 0 | 0 | 0 | 0 | 0 | 0 | 0 | 0 | 0 | 0 | 0 | 0 | 0 | 0 | 0 | 0 | 0 | 0 | 0
GE_7FA_CT9 | 0 | 0 | 0 | 0 | 0 | 0 | 0 | 0 | 0 | 0 | 0 | 0 | 0 | 0 | 0 | 0 | 0 | 0 | 0 | 0 | 0 | 0 | 0 | 0 | 0 | 0 | 0 | 0 | 0 | 0 | 0 | 0
GE_7FA_CT10 | 0 | 0 | 0 | 0 | 0 | 0 | 0 | 0 | 0 | 0 | 0 | 0 | 0 | 0 | 0 | 0 | 0 | 0 | 0 | 0 | 0 | 0 | 0 | 0 | 0 | 0 | 0 | 0 | 0 | 0 | 0 | 0
CC 2x1 7FAwDF 1 | 0 | 0 | 0 | 0 | 0 | 0 | 0 | 0 | 0 | 0 | 0 | 0 | 0 | 0 | 0 | 0 | 0 | 0 | 0 | 0 | 0 | 0 | 0 | 0 | 0 | 0 | 0 | 0 | 0 | 0 | 0 | 0
CC 2x1 7FAwDF 2 | 0 | 0 | 0 | 0 | 0 | 0 | 0 | 0 | 0 | 0 | 0 | 0 | 0 | 0 | 0 | 0 | 0 | 0 | 0 | 0 | 0 | 0 | 0 | 0 | 0 | 0 | 0 | 0 | 0 | 0 | 0 | 0
CC 2x1 7FAwDF 3 | 0 | 0 | 0 | 0 | 0 | 0 | 0 | 0 | 0 | 0 | 0 | 0 | 0 | 0 | 0 | 0 | 0 | 0 | 0 | 0 | 0 | 0 | 0 | 0 | 0 | 0 | 0 | 0 | 0 | 0 | 0 | 0
CC 2x1 7FAwDF 4 | 0 | 0 | 0 | 0 | 0 | 0 | 0 | 0 | 0 | 0 | 0 | 0 | 0 | 0 | 0 | 0 | 0 | 0 | 0 | 0 | 0 | 0 | 0 | 0 | 0 | 0 | 0 | 0 | 0 | 0 | 0 | 0
CC 2x1 7FAwDF 5 | 0 | 0 | 0 | 0 | 0 | 0 | 0 | 0 | 0 | 0 | 0 | 0 | 0 | 0 | 0 | 0 | 0 | 0 | 0 | 0 | 0 | 0 | 0 | 0 | 0 | 0 | 0 | 0 | 0 | 0 | 0 | 0
CC 2x1 7FAwDF 6 | 0 | 0 | 0 | 0 | 0 | 0 | 0 | 0 | 0 | 0 | 0 | 0 | 0 | 0 | 0 | 0 | 0 | 0 | 0 | 0 | 0 | 0 | 0 | 0 | 0 | 0 | 0 | 0 | 0 | 0 | 0 | 0
CC_Fut_Proxy_07 | 0 | 0 | 0 | 0 | 0 | 0 | 0 | 0 | 0 | 0 | 0 | 0 | 0 | 0 | 0 | 0 | 0 | 0 | 0 | 0 | 0 | 0 | 0 | 0 | 0 | 0 | 0 | 0 | 0 | 0 | 0 | 0
CC_Fut_Proxy_08 | 0 | 0 | 0 | 0 | 0 | 0 | 0 | 0 | 0 | 0 | 0 | 0 | 0 | 0 | 0 | 0 | 0 | 0 | 0 | 0 | 0 | 0 | 0 | 0 | 0 | 0 | 0 | 0 | 0 | 0 | 0 | 0
CC_Fut_Proxy_09 | 0 | 0 | 0 | 0 | 0 | 0 | 0 | 0 | 0 | 0 | 0 | 0 | 0 | 0 | 0 | 0 | 0 | 0 | 0 | 0 | 0 | 0 | 0 | 0 | 0 | 0 | 0 | 0 | 0 | 0 | 0 | 0
CC_Fut_Proxy_10 | 0 | 0 | 0 | 0 | 0 | 0 | 0 | 0 | 0 | 0 | 0 | 0 | 0 | 0 | 0 | 0 | 0 | 0 | 0 | 0 | 0 | 0 | 0 | 0 | 0 | 0 | 0 | 0 | 0 | 0 | 0 | 0
FutureUnit_Proxy | 0 | 0 | 0 | 0 | 0 | 0 | 0 | 0 | 0 | 0 | 0 | 0 | 0 | 0 | 0 | 0 | 0 | 0 | 0 | 0 | 0 | 0 | 0 | 0 | 0 | 0 | 0 | 0 | 0 | 0 | 0 | 0
Expansion System VOM ($000) | 0 | 0 | 0 | 0 | 0 | 0 | 0 | 0 | 0 | 0 | 0 | 0 | 0 | 0 | 0 | 0 | 0 | 0 | 0 | 0 | 0 | 0 | 0 | 0 | 0 | 0 | 0 | 0 | 0 | 0 | 0 | 0
Expansion System FOM ($000)
FutAeroCT1 | 0 | 0 | 0 | 0 | 0 | 0 | 0 | 0 | 0 | 0 | 0 | 0 | 0 | 0 | 0 | 0 | 0 | 0 | 0 | 0 | 0 | 0 | 0 | 0 | 0 | 0 | 0 | 0 | 0 | 0 | 0 | 0
FutAeroCT2 | 0 | 0 | 0 | 0 | 0 | 0 | 0 | 0 | 0 | 0 | 0 | 0 | 0 | 0 | 0 | 0 | 0 | 0 | 0 | 0 | 0 | 0 | 0 | 0 | 0 | 0 | 0 | 0 | 0 | 0 | 0 | 0
FutAeroCT3 | 0 | 0 | 0 | 0 | 0 | 0 | 0 | 0 | 0 | 0 | 0 | 0 | 0 | 0 | 0 | 0 | 0 | 0 | 0 | 0 | 0 | 0 | 0 | 0 | 0 | 0 | 0 | 0 | 0 | 0 | 0 | 0
FutAeroCT4 | 0 | 0 | 0 | 0 | 0 | 0 | 0 | 0 | 0 | 0 | 0 | 0 | 0 | 0 | 0 | 0 | 0 | 0 | 0 | 0 | 0 | 0 | 0 | 0 | 0 | 0 | 0 | 0 | 0 | 0 | 0 | 0
FutAeroCT5 | 0 | 0 | 0 | 0 | 0 | 0 | 0 | 0 | 0 | 0 | 0 | 0 | 0 | 0 | 0 | 0 | 0 | 0 | 0 | 0 | 0 | 0 | 0 | 0 | 0 | 0 | 0 | 0 | 0 | 0 | 0 | 0
FutAeroCT6 | 0 | 0 | 0 | 0 | 0 | 0 | 0 | 0 | 0 | 0 | 0 | 0 | 0 | 0 | 0 | 0 | 0 | 0 | 0 | 0 | 0 | 0 | 0 | 0 | 0 | 0 | 0 | 0 | 0 | 0 | 0 | 0
FutAeroCT7 | 0 | 0 | 0 | 0 | 0 | 0 | 0 | 0 | 0 | 0 | 0 | 0 | 0 | 0 | 0 | 0 | 0 | 0 | 0 | 0 | 0 | 0 | 0 | 0 | 0 | 0 | 0 | 0 | 0 | 0 | 0 | 0
FutAeroCT8 | 0 | 0 | 0 | 0 | 0 | 0 | 0 | 0 | 0 | 0 | 0 | 0 | 0 | 0 | 0 | 0 | 0 | 0 | 0 | 0 | 0 | 0 | 0 | 0 | 0 | 0 | 0 | 0 | 0 | 0 | 0 | 0
FutAeroCT9 | 0 | 0 | 0 | 0 | 0 | 0 | 0 | 0 | 0 | 0 | 0 | 0 | 0 | 0 | 0 | 0 | 0 | 0 | 0 | 0 | 0 | 0 | 0 | 0 | 0 | 0 | 0 | 0 | 0 | 0 | 0 | 0
FutAeroCT10 | 0 | 0 | 0 | 0 | 0 | 0 | 0 | 0 | 0 | 0 | 0 | 0 | 0 | 0 | 0 | 0 | 0 | 0 | 0 | 0 | 0 | 0 | 0 | 0 | 0 | 0 | 0 | 0 | 0 | 0 | 0 | 0
GE_7FA_CT1 | 0 | 0 | 0 | 0 | 0 | 0 | 0 | 0 | 0 | 0 | 0 | 0 | 0 | 0 | 0 | 0 | 0 | 0 | 0 | 0 | 0 | 0 | 0 | 0 | 0 | 0 | 0 | 0 | 0 | 0 | 0 | 0
GE_7FA_CT2 | 0 | 0 | 0 | 0 | 0 | 0 | 0 | 0 | 0 | 0 | 0 | 0 | 0 | 0 | 0 | 0 | 0 | 0 | 0 | 0 | 0 | 0 | 0 | 0 | 0 | 0 | 0 | 0 | 0 | 0 | 0 | 0
GE_7FA_CT3 | 0 | 0 | 0 | 0 | 0 | 0 | 0 | 0 | 0 | 0 | 0 | 0 | 0 | 0 | 0 | 0 | 0 | 0 | 0 | 0 | 0 | 0 | 0 | 0 | 0 | 0 | 0 | 0 | 0 | 0 | 0 | 0
GE_7FA_CT4 | 0 | 0 | 0 | 0 | 0 | 0 | 0 | 0 | 0 | 0 | 0 | 0 | 0 | 0 | 0 | 0 | 0 | 0 | 0 | 0 | 0 | 0 | 0 | 0 | 0 | 0 | 0 | 0 | 0 | 0 | 0 | 0
GE_7FA_CT5 | 0 | 0 | 0 | 0 | 0 | 0 | 0 | 0 | 0 | 0 | 0 | 0 | 0 | 0 | 0 | 0 | 0 | 0 | 0 | 0 | 0 | 0 | 0 | 0 | 0 | 0 | 0 | 0 | 0 | 0 | 0 | 0
GE_7FA_CT6 | 0 | 0 | 0 | 0 | 0 | 0 | 0 | 0 | 0 | 0 | 0 | 0 | 0 | 0 | 0 | 0 | 0 | 0 | 0 | 0 | 0 | 0 | 0 | 0 | 0 | 0 | 0 | 0 | 0 | 0 | 0 | 0
GE_7FA_CT7 | 0 | 0 | 0 | 0 | 0 | 0 | 0 | 0 | 0 | 0 | 0 | 0 | 0 | 0 | 0 | 0 | 0 | 0 | 0 | 0 | 0 | 0 | 0 | 0 | 0 | 0 | 0 | 0 | 0 | 0 | 0 | 0
GE_7FA_CT8 | 0 | 0 | 0 | 0 | 0 | 0 | 0 | 0 | 0 | 0 | 0 | 0 | 0 | 0 | 0 | 0 | 0 | 0 | 0 | 0 | 0 | 0 | 0 | 0 | 0 | 0 | 0 | 0 | 0 | 0 | 0 | 0
GE_7FA_CT9 | 0 | 0 | 0 | 0 | 0 | 0 | 0 | 0 | 0 | 0 | 0 | 0 | 0 | 0 | 0 | 0 | 0 | 0 | 0 | 0 | 0 | 0 | 0 | 0 | 0 | 0 | 0 | 0 | 0 | 0 | 0 | 0
GE_7FA_CT10 | 0 | 0 | 0 | 0 | 0 | 0 | 0 | 0 | 0 | 0 | 0 | 0 | 0 | 0 | 0 | 0 | 0 | 0 | 0 | 0 | 0 | 0 | 0 | 0 | 0 | 0 | 0 | 0 | 0 | 0 | 0 | 0
CC 2x1 7FAwDF 1 | 0 | 0 | 0 | 0 | 0 | 0 | 0 | 0 | 0 | 0 | 0 | 0 | 0 | 0 | 0 | 0 | 0 | 0 | 0 | 0 | 0 | 0 | 0 | 0 | 0 | 0 | 0 | 0 | 0 | 0 | 0 | 0
CC 2x1 7FAwDF 2 | 0 | 0 | 0 | 0 | 0 | 0 | 0 | 0 | 0 | 0 | 0 | 0 | 0 | 0 | 0 | 0 | 0 | 0 | 0 | 0 | 0 | 0 | 0 | 0 | 0 | 0 | 0 | 0 | 0 | 0 | 0 | 0
CC 2x1 7FAwDF 3 | 0 | 0 | 0 | 0 | 0 | 0 | 0 | 0 | 0 | 0 | 0 | 0 | 0 | 0 | 0 | 0 | 0 | 0 | 0 | 0 | 0 | 0 | 0 | 0 | 0 | 0 | 0 | 0 | 0 | 0 | 0 | 0
CC 2x1 7FAwDF 4 | 0 | 0 | 0 | 0 | 0 | 0 | 0 | 0 | 0 | 0 | 0 | 0 | 0 | 0 | 0 | 0 | 0 | 0 | 0 | 0 | 0 | 0 | 0 | 0 | 0 | 0 | 0 | 0 | 0 | 0 | 0 | 0
CC 2x1 7FAwDF 5 | 0 | 0 | 0 | 0 | 0 | 0 | 0 | 0 | 0 | 0 | 0 | 0 | 0 | 0 | 0 | 0 | 0 | 0 | 0 | 0 | 0 | 0 | 0 | 0 | 0 | 0 | 0 | 0 | 0 | 0 | 0 | 0
CC 2x1 7FAwDF 6 | 0 | 0 | 0 | 0 | 0 | 0 | 0 | 0 | 0 | 0 | 0 | 0 | 0 | 0 | 0 | 0 | 0 | 0 | 0 | 0 | 0 | 0 | 0 | 0 | 0 | 0 | 0 | 0 | 0 | 0 | 0 | 0
CC_Fut_Proxy_07 | 0 | 0 | 0 | 0 | 0 | 0 | 0 | 0 | 0 | 0 | 0 | 0 | 0 | 0 | 0 | 0 | 0 | 0 | 0 | 0 | 0 | 0 | 0 | 0 | 0 | 0 | 0 | 0 | 0 | 0 | 0 | 0
CC_Fut_Proxy_08 | 0 | 0 | 0 | 0 | 0 | 0 | 0 | 0 | 0 | 0 | 0 | 0 | 0 | 0 | 0 | 0 | 0 | 0 | 0 | 0 | 0 | 0 | 0 | 0 | 0 | 0 | 0 | 0 | 0 | 0 | 0 | 0
CC_Fut_Proxy_09 | 0 | 0 | 0 | 0 | 0 | 0 | 0 | 0 | 0 | 0 | 0 | 0 | 0 | 0 | 0 | 0 | 0 | 0 | 0 | 0 | 0 | 0 | 0 | 0 | 0 | 0 | 0 | 0 | 0 | 0 | 0 | 0
CC_Fut_Proxy_10 | 0 | 0 | 0 | 0 | 0 | 0 | 0 | 0 | 0 | 0 | 0 | 0 | 0 | 0 | 0 | 0 | 0 | 0 | 0 | 0 | 0 | 0 | 0 | 0 | 0 | 0 | 0 | 0 | 0 | 0 | 0 | 0
Expansion System FOM ($000) | 0 | 0 | 0 | 0 | 0 | 0 | 0 | 0 | 0 | 0 | 0 | 0 | 0 | 0 | 0 | 0 | 0 | 0 | 0 | 0 | 0 | 0 | 0 | 0 | 0 | 0 | 0 | 0 | 0 | 0 | 0 | 0
FutureUnit_Proxy | 0 | 0 | 0 | 0 | 0 | 0 | 0 | 0 | 0 | 0 | 0 | 0 | 0 | 0 | 0 | 0 | 0 | 0 | 0 | 0 | 0 | 0 | 0 | 0 | 0 | 0 | 0 | 0 | 0 | 0 | 0 | 0
Big Bend 4 MWh | 0 | 0 | 0 | 0 | 0 | 0 | 0 | 0 | 0 | 0 | 0 | 0 | 0 | 0 | 0 | 0 | 0 | 0 | 0 | 0 | 0 | 0 | 0 | 0 | 0 | 0 | 0 | 0 | 0 | 0 | 0 | 0
Coal Adder | 0 | 0 | 0 | 0 | 0 | 0 | 0 | 0 | 0 | 0 | 0 | 0 | 0 | 0 | 0 | 0 | 0 | 0 | 0 | 0 | 0 | 0 | 0 | 0 | 0 | 0 | 0 | 0 | 0 | 0 | 0 | 0
Gas Adder FGT | 100791.45 | 100735.34 | 100769.35 | 108920.85 | 114696.59 | 114696.59 | 114768.84 | 114696.59 | 114696.59 | 114696.59 | 114768.84 | 114696.59 | 114696.59 | 114696.59 | 114768.85 | 114696.59 | 114696.59 | 114696.59 | 114768.85 | 114696.59 | 114696.59 | 114696.59 | 114768.84 | 114696.59 | 114696.59 | 152931.22 | 153110.84 | 152931.22 | 152931.22 | 152931.22 | 0 | 0
Gas Adder GS | 0 | 0 | 0 | 0 | 0 | 0 | 0 | 0 | 0 | 0 | 0 | 0 | 0 | 0 | 0 | 0 | 0 | 0 | 0 | 0 | 0 | 0 | 0 | 0 | 0 | 0 | 0 | 0 | 0 | 0 | 0 | 0
Total System Cost ($000)
Total System Cost | 596571.62 | 579522.12 | 618347.69 | 661598.56 | 696144.5 | 708479.12 | 748621.69 | 787927.62 | 819709.44 | 867159.31 | 944581.88 | 998934.44 | 1084437.38 | 1124815.25 | 1206213.38 | 1248446.88 | 1342048.75 | 1411254.88 | 1457015.12 | 1535222.25 | 1567529 | 1631036.75 | 1630018.62 | 1730790.62 | 1819949.5 | 1900490.62 | 1896110.38 | 1947625.88 | 2005212.25 | 2002980.88 | #REF! | #REF!
Section | Variable | TOD | Iteration | 43101 | 43466 | 43831 | 44197 | 44562 | 44927 | 45292 | 45658 | 46023 | 46388 | 46753 | 47119 | 47484 | 47849 | 48214 | 48580 | 48945 | 49310 | 49675 | 50041 | 50406 | 50771 | 51136 | 51502 | 51867 | 52232 | 52597 | 52963 | 53328 | 53693
Station_DSM2018_Base_No_AU32452 | Generation | ALL | Expected Values | 20486.45 | 20657.53 | 20891.21 | 21138.29 | 21322.28 | 21581.32 | 21842.24 | 22123.82 | 22288.64 | 22586.67 | 22897.15 | 23213.49 | 23491.24 | 23776.71 | 24070.96 | 24353.02 | 24631.35 | 24949.8 | 25249.21 | 25247.22 | 25251.46 | 25240.75 | 25245.83 | 25242.77 | 25234.64 | 25255.39 | 25263.38 | 25259.87 | 25265.26 | 25264.59

## NoAU_AQ
Planning and Risk OUTPUT | Run Name: | DSM2018_Base_No_AU_TSJMW .@19-Feb-21 12:22
| Run Start Yr: | 2018
| 2018 | 2019 | 2020 | 2021 | 2022 | 2023 | 2024 | 2025 | 2026 | 2027 | 2028 | 2029 | 2030 | 2031 | 2032 | 2033 | 2034 | 2035 | 2036 | 2037 | 2038 | 2039 | 2040 | 2041 | 2042 | 2043 | 2044 | 2045 | 2046 | 2047 | 2048 | 2049
Unit Fuel Consumption (Units x 1000)
Big Bend 1 | 204.52 | 117.46 | 97.75 | 7.04 | 0 | 0 | 0 | 0 | 0 | 0 | 0 | 0 | 0 | 0 | 0 | 0 | 0 | 0 | 0 | 0 | 0 | 0 | 0 | 0 | 0 | 0 | 0 | 0 | 0 | 0 | 0 | 0
Big Bend 2 | 475.09 | 363.34 | 382.37 | 146.59 | 0 | 0 | 0 | 0 | 0 | 0 | 0 | 0 | 0 | 0 | 0 | 0 | 0 | 0 | 0 | 0 | 0 | 0 | 0 | 0 | 0 | 0 | 0 | 0 | 0 | 0 | 0 | 0
Big Bend 3 | 542.59 | 527.87 | 633.62 | 638.45 | 802.24 | 651.77 | 823.22 | 683.26 | 943.93 | 969.2 | 974.28 | 978.42 | 799.7 | 1018.59 | 1012.36 | 999.44 | 977.16 | 831.24 | 992.31 | 954.19 | 965.64 | 994.21 | 995.44 | 348.92 | 0 | 0 | 0 | 0 | 0 | 0 | 0 | 0
Big Bend 4 | 1070.97 | 954.35 | 1188 | 1171.08 | 1184.92 | 835.88 | 743.86 | 964.72 | 972.52 | 983.38 | 1073.41 | 851.41 | 1033.14 | 998.73 | 1065.14 | 1046.13 | 879.66 | 998.66 | 1073.09 | 1061.32 | 1039.15 | 824.26 | 1063.81 | 1046.37 | 1044.71 | 991.29 | 871.75 | 1033.24 | 1022.7 | 1027.36 | 0 | 0
TOTAL Big Bend (TONS) | 2293.17 | 1963.02 | 2301.74 | 1963.16 | 1987.16 | 1487.65 | 1567.08 | 1647.98 | 1916.45 | 1952.58 | 2047.69 | 1829.83 | 1832.84 | 2017.32 | 2077.5 | 2045.57 | 1856.82 | 1829.9 | 2065.4 | 2015.51 | 2004.79 | 1818.47 | 2059.25 | 1395.29 | 1044.71 | 991.29 | 871.75 | 1033.24 | 1022.7 | 1027.36 | 0 | 0
TOTAL Big Bend IGN (BBL) | 0 | 0 | 0 | 0 | 0 | 0 | 0 | 0 | 0 | 0 | 0 | 0 | 0 | 0 | 0 | 0 | 0 | 0 | 0 | 0 | 0 | 0 | 0 | 0 | 0 | 0 | 0 | 0 | 0 | 0 | 0 | 0
Big Bend 1
BB_#2OIL (BBL) | 0 | 0 | 0 | 0 | 0 | 0 | 0 | 0 | 0 | 0 | 0 | 0 | 0 | 0 | 0 | 0 | 0 | 0 | 0 | 0 | 0 | 0 | 0 | 0 | 0 | 0 | 0 | 0 | 0 | 0 | 0 | 0
BB1_COAL_BLEND | 204.52 | 117.46 | 97.75 | 7.04 | 0 | 0 | 0 | 0 | 0 | 0 | 0 | 0 | 0 | 0 | 0 | 0 | 0 | 0 | 0 | 0 | 0 | 0 | 0 | 0 | 0 | 0 | 0 | 0 | 0 | 0 | 0 | 0
BB_COAL_STDLOW | 0 | 0 | 0 | 0 | 0 | 0 | 0 | 0 | 0 | 0 | 0 | 0 | 0 | 0 | 0 | 0 | 0 | 0 | 0 | 0 | 0 | 0 | 0 | 0 | 0 | 0 | 0 | 0 | 0 | 0 | 0 | 0
BB_COAL_PREMIUM | 0 | 0 | 0 | 0 | 0 | 0 | 0 | 0 | 0 | 0 | 0 | 0 | 0 | 0 | 0 | 0 | 0 | 0 | 0 | 0 | 0 | 0 | 0 | 0 | 0 | 0 | 0 | 0 | 0 | 0 | 0 | 0
BB_COAL_STDHIGH | 0 | 0 | 0 | 0 | 0 | 0 | 0 | 0 | 0 | 0 | 0 | 0 | 0 | 0 | 0 | 0 | 0 | 0 | 0 | 0 | 0 | 0 | 0 | 0 | 0 | 0 | 0 | 0 | 0 | 0 | 0 | 0
BB_COAL_LOWSULFUR | 0 | 0 | 0 | 0 | 0 | 0 | 0 | 0 | 0 | 0 | 0 | 0 | 0 | 0 | 0 | 0 | 0 | 0 | 0 | 0 | 0 | 0 | 0 | 0 | 0 | 0 | 0 | 0 | 0 | 0 | 0 | 0
BB_COAL_1 | 0 | 0 | 0 | 0 | 0 | 0 | 0 | 0 | 0 | 0 | 0 | 0 | 0 | 0 | 0 | 0 | 0 | 0 | 0 | 0 | 0 | 0 | 0 | 0 | 0 | 0 | 0 | 0 | 0 | 0 | 0 | 0
BB_COAL_2 | 0 | 0 | 0 | 0 | 0 | 0 | 0 | 0 | 0 | 0 | 0 | 0 | 0 | 0 | 0 | 0 | 0 | 0 | 0 | 0 | 0 | 0 | 0 | 0 | 0 | 0 | 0 | 0 | 0 | 0 | 0 | 0
BB_PETCOKE | 0 | 0 | 0 | 0 | 0 | 0 | 0 | 0 | 0 | 0 | 0 | 0 | 0 | 0 | 0 | 0 | 0 | 0 | 0 | 0 | 0 | 0 | 0 | 0 | 0 | 0 | 0 | 0 | 0 | 0 | 0 | 0
FIRM Gas_GS (MCF) | 0 | 0 | 0 | 0 | 0 | 0 | 0 | 0 | 0 | 0 | 0 | 0 | 0 | 0 | 0 | 0 | 0 | 0 | 0 | 0 | 0 | 0 | 0 | 0 | 0 | 0 | 0 | 0 | 0 | 0 | 0 | 0
INTERRUPT Gas (MCF) | 0 | 0 | 0 | 0 | 0 | 0 | 0 | 0 | 0 | 0 | 0 | 0 | 0 | 0 | 0 | 0 | 0 | 0 | 0 | 0 | 0 | 0 | 0 | 0 | 0 | 0 | 0 | 0 | 0 | 0 | 0 | 0
FIRM Gas_GS (MCF) (Start Up) | 11.83 | 5.71 | 3.36 | 1.24 | 0 | 0 | 0 | 0 | 0 | 0 | 0 | 0 | 0 | 0 | 0 | 0 | 0 | 0 | 0 | 0 | 0 | 0 | 0 | 0 | 0 | 0 | 0 | 0 | 0 | 0 | 0 | 0
INTERRUPT Gas (MCF) (Start Up) | 144.45 | 112.5 | 103.83 | 5.78 | 0 | 0 | 0 | 0 | 0 | 0 | 0 | 0 | 0 | 0 | 0 | 0 | 0 | 0 | 0 | 0 | 0 | 0 | 0 | 0 | 0 | 0 | 0 | 0 | 0 | 0 | 0 | 0
Big Bend 2
BB_#2OIL (BBL) | 0 | 0 | 0 | 0 | 0 | 0 | 0 | 0 | 0 | 0 | 0 | 0 | 0 | 0 | 0 | 0 | 0 | 0 | 0 | 0 | 0 | 0 | 0 | 0 | 0 | 0 | 0 | 0 | 0 | 0 | 0 | 0
BB2_COAL_BLEND | 475.09 | 363.34 | 382.37 | 146.59 | 0 | 0 | 0 | 0 | 0 | 0 | 0 | 0 | 0 | 0 | 0 | 0 | 0 | 0 | 0 | 0 | 0 | 0 | 0 | 0 | 0 | 0 | 0 | 0 | 0 | 0 | 0 | 0
BB_COAL_STDLOW | 0 | 0 | 0 | 0 | 0 | 0 | 0 | 0 | 0 | 0 | 0 | 0 | 0 | 0 | 0 | 0 | 0 | 0 | 0 | 0 | 0 | 0 | 0 | 0 | 0 | 0 | 0 | 0 | 0 | 0 | 0 | 0
BB_COAL_PREMIUM | 0 | 0 | 0 | 0 | 0 | 0 | 0 | 0 | 0 | 0 | 0 | 0 | 0 | 0 | 0 | 0 | 0 | 0 | 0 | 0 | 0 | 0 | 0 | 0 | 0 | 0 | 0 | 0 | 0 | 0 | 0 | 0
BB_COAL_STDHIGH | 0 | 0 | 0 | 0 | 0 | 0 | 0 | 0 | 0 | 0 | 0 | 0 | 0 | 0 | 0 | 0 | 0 | 0 | 0 | 0 | 0 | 0 | 0 | 0 | 0 | 0 | 0 | 0 | 0 | 0 | 0 | 0
BB_COAL_LOWSULFUR | 0 | 0 | 0 | 0 | 0 | 0 | 0 | 0 | 0 | 0 | 0 | 0 | 0 | 0 | 0 | 0 | 0 | 0 | 0 | 0 | 0 | 0 | 0 | 0 | 0 | 0 | 0 | 0 | 0 | 0 | 0 | 0
BB_COAL_1 | 0 | 0 | 0 | 0 | 0 | 0 | 0 | 0 | 0 | 0 | 0 | 0 | 0 | 0 | 0 | 0 | 0 | 0 | 0 | 0 | 0 | 0 | 0 | 0 | 0 | 0 | 0 | 0 | 0 | 0 | 0 | 0
BB_COAL_2 | 0 | 0 | 0 | 0 | 0 | 0 | 0 | 0 | 0 | 0 | 0 | 0 | 0 | 0 | 0 | 0 | 0 | 0 | 0 | 0 | 0 | 0 | 0 | 0 | 0 | 0 | 0 | 0 | 0 | 0 | 0 | 0
BB_PETCOKE | 0 | 0 | 0 | 0 | 0 | 0 | 0 | 0 | 0 | 0 | 0 | 0 | 0 | 0 | 0 | 0 | 0 | 0 | 0 | 0 | 0 | 0 | 0 | 0 | 0 | 0 | 0 | 0 | 0 | 0 | 0 | 0
FIRM Gas_GS (MCF) | 0 | 0 | 0 | 0 | 0 | 0 | 0 | 0 | 0 | 0 | 0 | 0 | 0 | 0 | 0 | 0 | 0 | 0 | 0 | 0 | 0 | 0 | 0 | 0 | 0 | 0 | 0 | 0 | 0 | 0 | 0 | 0
INTERRUPT Gas (MCF) | 0 | 0 | 0 | 0 | 0 | 0 | 0 | 0 | 0 | 0 | 0 | 0 | 0 | 0 | 0 | 0 | 0 | 0 | 0 | 0 | 0 | 0 | 0 | 0 | 0 | 0 | 0 | 0 | 0 | 0 | 0 | 0
FIRM Gas_GS (MCF) (Start Up) | 9.07 | 8.82 | 8.51 | 8.63 | 0 | 0 | 0 | 0 | 0 | 0 | 0 | 0 | 0 | 0 | 0 | 0 | 0 | 0 | 0 | 0 | 0 | 0 | 0 | 0 | 0 | 0 | 0 | 0 | 0 | 0 | 0 | 0
INTERRUPT Gas (MCF) (Start Up) | 171.76 | 174.01 | 158.79 | 59.49 | 0 | 0 | 0 | 0 | 0 | 0 | 0 | 0 | 0 | 0 | 0 | 0 | 0 | 0 | 0 | 0 | 0 | 0 | 0 | 0 | 0 | 0 | 0 | 0 | 0 | 0 | 0 | 0
Big Bend 3
BB_#2OIL (BBL) | 0 | 0 | 0 | 0 | 0 | 0 | 0 | 0 | 0 | 0 | 0 | 0 | 0 | 0 | 0 | 0 | 0 | 0 | 0 | 0 | 0 | 0 | 0 | 0 | 0 | 0 | 0 | 0 | 0 | 0 | 0 | 0
BB3_COAL_BLEND | 542.59 | 527.87 | 633.62 | 638.45 | 802.24 | 651.77 | 823.22 | 683.26 | 943.93 | 969.2 | 974.28 | 978.42 | 799.7 | 1018.59 | 1012.36 | 999.44 | 977.16 | 831.24 | 992.31 | 954.19 | 965.64 | 994.21 | 995.44 | 348.92 | 0 | 0 | 0 | 0 | 0 | 0 | 0 | 0
BB_COAL_STDLOW | 0 | 0 | 0 | 0 | 0 | 0 | 0 | 0 | 0 | 0 | 0 | 0 | 0 | 0 | 0 | 0 | 0 | 0 | 0 | 0 | 0 | 0 | 0 | 0 | 0 | 0 | 0 | 0 | 0 | 0 | 0 | 0
BB_COAL_PREMIUM | 0 | 0 | 0 | 0 | 0 | 0 | 0 | 0 | 0 | 0 | 0 | 0 | 0 | 0 | 0 | 0 | 0 | 0 | 0 | 0 | 0 | 0 | 0 | 0 | 0 | 0 | 0 | 0 | 0 | 0 | 0 | 0
BB_COAL_STDHIGH | 0 | 0 | 0 | 0 | 0 | 0 | 0 | 0 | 0 | 0 | 0 | 0 | 0 | 0 | 0 | 0 | 0 | 0 | 0 | 0 | 0 | 0 | 0 | 0 | 0 | 0 | 0 | 0 | 0 | 0 | 0 | 0
BB_COAL_LOWSULFUR | 0 | 0 | 0 | 0 | 0 | 0 | 0 | 0 | 0 | 0 | 0 | 0 | 0 | 0 | 0 | 0 | 0 | 0 | 0 | 0 | 0 | 0 | 0 | 0 | 0 | 0 | 0 | 0 | 0 | 0 | 0 | 0
BB_COAL_1 | 0 | 0 | 0 | 0 | 0 | 0 | 0 | 0 | 0 | 0 | 0 | 0 | 0 | 0 | 0 | 0 | 0 | 0 | 0 | 0 | 0 | 0 | 0 | 0 | 0 | 0 | 0 | 0 | 0 | 0 | 0 | 0
BB_COAL_2 | 0 | 0 | 0 | 0 | 0 | 0 | 0 | 0 | 0 | 0 | 0 | 0 | 0 | 0 | 0 | 0 | 0 | 0 | 0 | 0 | 0 | 0 | 0 | 0 | 0 | 0 | 0 | 0 | 0 | 0 | 0 | 0
BB_PETCOKE | 0 | 0 | 0 | 0 | 0 | 0 | 0 | 0 | 0 | 0 | 0 | 0 | 0 | 0 | 0 | 0 | 0 | 0 | 0 | 0 | 0 | 0 | 0 | 0 | 0 | 0 | 0 | 0 | 0 | 0 | 0 | 0
FIRM Gas_GS (MCF) | 0 | 0 | 0 | 0 | 0 | 0 | 0 | 0 | 0 | 0 | 0 | 0 | 0 | 0 | 0 | 0 | 0 | 0 | 0 | 0 | 0 | 0 | 0 | 0 | 0 | 0 | 0 | 0 | 0 | 0 | 0 | 0
INTERRUPT Gas (MCF) | 0 | 0 | 0 | 0 | 0 | 0 | 0 | 0 | 0 | 0 | 0 | 0 | 0 | 0 | 0 | 0 | 0 | 0 | 0 | 0 | 0 | 0 | 0 | 0 | 0 | 0 | 0 | 0 | 0 | 0 | 0 | 0
FIRM Gas_GS (MCF) (Start Up) | 8.17 | 6.27 | 6.66 | 6.46 | 4.64 | 40.2 | 38.77 | 26.44 | 42.66 | 43.89 | 56.64 | 57.54 | 57.89 | 45.38 | 52.11 | 42.98 | 45.05 | 39.74 | 42.06 | 39.83 | 34.37 | 22.68 | 35.46 | 16.61 | 0 | 0 | 0 | 0 | 0 | 0 | 0 | 0
INTERRUPT Gas (MCF) (Start Up) | 204.72 | 144.51 | 173.66 | 189.4 | 192.22 | 164.17 | 173.62 | 162.91 | 181.75 | 203.05 | 218.86 | 229.48 | 190.56 | 214.59 | 222.38 | 233.02 | 254.49 | 196.69 | 241.96 | 264.72 | 276.69 | 266.84 | 255.07 | 79.07 | 0 | 0 | 0 | 0 | 0 | 0 | 0 | 0
Big Bend 4
BB_#2OIL (BBL) | 0 | 0 | 0 | 0 | 0 | 0 | 0 | 0 | 0 | 0 | 0 | 0 | 0 | 0 | 0 | 0 | 0 | 0 | 0 | 0 | 0 | 0 | 0 | 0 | 0 | 0 | 0 | 0 | 0 | 0 | 0 | 0
BB4_COAL_BLEND | 1070.97 | 954.35 | 1188 | 1171.08 | 1184.92 | 835.88 | 743.86 | 964.72 | 972.52 | 983.38 | 1073.41 | 851.41 | 1033.14 | 998.73 | 1065.14 | 1046.13 | 879.66 | 998.66 | 1073.09 | 1061.32 | 1039.15 | 824.26 | 1063.81 | 1046.37 | 1044.71 | 991.29 | 871.75 | 1033.24 | 1022.7 | 1027.36 | 0 | 0
BB_COAL_STDLOW | 0 | 0 | 0 | 0 | 0 | 0 | 0 | 0 | 0 | 0 | 0 | 0 | 0 | 0 | 0 | 0 | 0 | 0 | 0 | 0 | 0 | 0 | 0 | 0 | 0 | 0 | 0 | 0 | 0 | 0 | 0 | 0
BB_COAL_PREMIUM | 0 | 0 | 0 | 0 | 0 | 0 | 0 | 0 | 0 | 0 | 0 | 0 | 0 | 0 | 0 | 0 | 0 | 0 | 0 | 0 | 0 | 0 | 0 | 0 | 0 | 0 | 0 | 0 | 0 | 0 | 0 | 0
BB_COAL_STDHIGH | 0 | 0 | 0 | 0 | 0 | 0 | 0 | 0 | 0 | 0 | 0 | 0 | 0 | 0 | 0 | 0 | 0 | 0 | 0 | 0 | 0 | 0 | 0 | 0 | 0 | 0 | 0 | 0 | 0 | 0 | 0 | 0
BB_COAL_LOWSULFUR | 0 | 0 | 0 | 0 | 0 | 0 | 0 | 0 | 0 | 0 | 0 | 0 | 0 | 0 | 0 | 0 | 0 | 0 | 0 | 0 | 0 | 0 | 0 | 0 | 0 | 0 | 0 | 0 | 0 | 0 | 0 | 0
BB_COAL_1 | 0 | 0 | 0 | 0 | 0 | 0 | 0 | 0 | 0 | 0 | 0 | 0 | 0 | 0 | 0 | 0 | 0 | 0 | 0 | 0 | 0 | 0 | 0 | 0 | 0 | 0 | 0 | 0 | 0 | 0 | 0 | 0
BB_COAL_2 | 0 | 0 | 0 | 0 | 0 | 0 | 0 | 0 | 0 | 0 | 0 | 0 | 0 | 0 | 0 | 0 | 0 | 0 | 0 | 0 | 0 | 0 | 0 | 0 | 0 | 0 | 0 | 0 | 0 | 0 | 0 | 0
BB_PETCOKE | 0 | 0 | 0 | 0 | 0 | 0 | 0 | 0 | 0 | 0 | 0 | 0 | 0 | 0 | 0 | 0 | 0 | 0 | 0 | 0 | 0 | 0 | 0 | 0 | 0 | 0 | 0 | 0 | 0 | 0 | 0 | 0
FIRM Gas_GS (MCF) | 0 | 0 | 0 | 0 | 0 | 0 | 0 | 0 | 0 | 0 | 0 | 0 | 0 | 0 | 0 | 0 | 0 | 0 | 0 | 0 | 0 | 0 | 0 | 0 | 0 | 0 | 0 | 0 | 0 | 0 | 0 | 0
INTERRUPT Gas (MCF) | 0 | 0 | 0 | 0 | 0 | 0 | 0 | 0 | 0 | 0 | 0 | 0 | 0 | 0 | 0 | 0 | 0 | 0 | 0 | 0 | 0 | 0 | 0 | 0 | 0 | 0 | 0 | 0 | 0 | 0 | 0 | 0
FIRM Gas_GS (MCF) (Start Up) | 5.77 | 3.23 | 3.98 | 3.21 | 2.78 | 34.52 | 35.7 | 29.46 | 30.36 | 27.73 | 29.81 | 43.94 | 53.66 | 49.67 | 47.92 | 40.91 | 39.43 | 44.81 | 34.33 | 34.17 | 35.74 | 23.79 | 32.89 | 25.77 | 21.98 | 47.93 | 147.68 | 181.93 | 181.02 | 176.88 | 0 | 0
INTERRUPT Gas (MCF) (Start Up) | 256.21 | 170.08 | 205.4 | 217.69 | 216.62 | 139.79 | 124.09 | 165.89 | 143.95 | 158.6 | 175.56 | 191.49 | 231.35 | 253.37 | 232.58 | 239.1 | 202.5 | 272.26 | 243.17 | 250.85 | 259.79 | 246.2 | 265.65 | 270.77 | 282.07 | 269.14 | 101.27 | 127.13 | 125.54 | 120.66 | 0 | 0
Bayside 1
FIRM Gas_GS (MCF) | 13862.63 | 15405.66 | 15589.15 | 15569.75 | 13800.54 | 10895.15 | 9169.26 | 11463.13 | 10319.01 | 10015.74 | 10784.39 | 10928.69 | 10498.97 | 11006.15 | 9699.04 | 11713.96 | 10811.49 | 10840.19 | 10933.86 | 9535.27 | 11128.43 | 11542.8 | 11125.4 | 11283.38 | 11721.3 | 2736.62 | 0 | 0 | 0 | 0 | 0 | 0
FIRM Gas_FGT (MCF) | 9757.47 | 10718.41 | 9969.69 | 10415.75 | 9250.37 | 2919.45 | 2880.6 | 3439.95 | 3024.31 | 3163.53 | 3148.73 | 3495.71 | 3392.77 | 3571.43 | 3274.66 | 4212.37 | 4002.48 | 4171.24 | 4384.92 | 4671.31 | 5169.04 | 5933.07 | 5093.12 | 5747.7 | 6216.04 | 1066.52 | 0 | 0 | 0 | 0 | 0 | 0
INTERRUPT Gas (MCF) | 4.83 | 2.87 | 1.88 | 2.89 | 3.9 | 8.14 | 27.82 | 30.29 | 9.98 | 22.02 | 23.51 | 65.25 | 89.66 | 78.23 | 93.4 | 125.85 | 190.4 | 286.65 | 282.64 | 545.43 | 527.42 | 710.63 | 493.3 | 1150.1 | 1195.33 | 55.3 | 0 | 0 | 0 | 0 | 0 | 0
Bayside 2
FIRM Gas_GS (MCF) | 3556.39 | 2299.78 | 2099.1 | 2185.42 | 4377.39 | 2336.02 | 3964.05 | 2933.39 | 3328.82 | 4361.04 | 3329.61 | 3464.08 | 3623.08 | 3735.64 | 4808.8 | 3240.91 | 3891.72 | 4067.81 | 4119.72 | 5498.5 | 3744.7 | 4684.08 | 4196.11 | 4602.17 | 4466.42 | 10759.22 | 0 | 0 | 0 | 0 | 0 | 0
FIRM Gas_FGT (MCF) | 18631.74 | 18716.74 | 18163.39 | 19806.2 | 19057 | 3653.73 | 5030.45 | 5568.86 | 5028.99 | 6045.61 | 5975.38 | 6972.5 | 7085.03 | 7153.56 | 7353.88 | 8208.38 | 8133.5 | 8107.79 | 8461.14 | 8749.44 | 8034.04 | 10073.63 | 8784.09 | 8401.58 | 8794.92 | 9020.56 | 0 | 0 | 0 | 0 | 0 | 0
INTERRUPT Gas (MCF) | 144.51 | 196.23 | 160.61 | 51.48 | 44.85 | 31.18 | 73.14 | 74.08 | 46.54 | 71.02 | 79.92 | 166.54 | 201.52 | 206.41 | 212.76 | 284.38 | 552.05 | 756.22 | 749.58 | 1390.85 | 1419.25 | 1887.27 | 1350.62 | 3055.28 | 3258.72 | 759.89 | 0 | 0 | 0 | 0 | 0 | 0
Bayside 3
FIRM Gas_GS (MCF) | 12.86 | 3.54 | 1.94 | 2.16 | 2.32 | 36.87 | 67.44 | 67.98 | 46.32 | 65.56 | 66.38 | 104.91 | 139.56 | 108.09 | 117.07 | 142.97 | 162.06 | 147.98 | 153.16 | 171.69 | 167.68 | 159.04 | 162.3 | 141.41 | 169.63 | 187.11 | 160.14 | 145.43 | 129.68 | 139.76 | 0 | 0
FIRM Gas_FGT (MCF) | 36.73 | 77 | 45.64 | 12.81 | 12.53 | 13.12 | 29.34 | 29.61 | 10.58 | 21.76 | 13.95 | 17.93 | 15.82 | 17.56 | 12.04 | 20.42 | 23.43 | 19.1 | 25.5 | 33.67 | 33.95 | 38.7 | 32.23 | 23.54 | 21.39 | 19.79 | 2.03 | 2.69 | 2.14 | 2.39 | 0 | 0
INTERRUPT Gas (MCF) | 5.34 | 7.49 | 3.95 | 3.48 | 6.25 | 1.84 | 12.98 | 15.11 | 5.4 | 12.73 | 16.32 | 34.21 | 45.29 | 37.08 | 36.5 | 52.28 | 82.13 | 102.67 | 106 | 176.56 | 179.45 | 230.59 | 168.32 | 280.7 | 277.68 | 26.78 | 6.98 | 5.69 | 5.57 | 5.83 | 0 | 0
Bayside 4
FIRM Gas_GS (MCF) | 11.27 | 1.77 | 1.82 | 1.57 | 1.58 | 26.2 | 47.08 | 47.83 | 30.08 | 46.78 | 43.72 | 68.22 | 88.1 | 67.86 | 67.3 | 80.95 | 93.49 | 76.34 | 79.2 | 81.41 | 76.93 | 78.56 | 79.97 | 65.4 | 88.63 | 79.27 | 80.51 | 74.84 | 65.29 | 64.68 | 0 | 0
FIRM Gas_FGT (MCF) | 24.81 | 65.41 | 36.7 | 8.82 | 6.65 | 16.7 | 33.69 | 36.54 | 13.87 | 19.49 | 17.58 | 13.21 | 12.75 | 13.38 | 6.4 | 12 | 11.8 | 7.18 | 10.91 | 16.25 | 15.2 | 17.85 | 15.09 | 13.24 | 10.88 | 10.44 | 1.23 | 1.65 | 1.39 | 1.31 | 0 | 0
INTERRUPT Gas (MCF) | 5.16 | 7.96 | 4.24 | 3.77 | 6.44 | 2.56 | 14.77 | 15.95 | 6.13 | 14.07 | 18.04 | 39.8 | 52.04 | 39.14 | 41.18 | 53.37 | 82.35 | 85.09 | 83.33 | 132.79 | 130.53 | 159.27 | 122 | 194.05 | 196.65 | 41.06 | 4.6 | 3.58 | 3.45 | 3.31 | 0 | 0
Bayside 5
FIRM Gas_GS (MCF) | 18.68 | 4.81 | 2.78 | 3.12 | 3.6 | 42.61 | 80.48 | 84.38 | 61.16 | 84.39 | 90.07 | 137.01 | 173.6 | 137.3 | 159.8 | 217.18 | 227.03 | 235.72 | 230.74 | 277.76 | 291.53 | 253.28 | 261.92 | 228.3 | 263.97 | 367.61 | 405.92 | 386.03 | 361.13 | 356.51 | 0 | 0
FIRM Gas_FGT (MCF) | 78.25 | 109.59 | 70.92 | 30.24 | 31.72 | 21.17 | 48.56 | 54.86 | 22.87 | 44.15 | 35.51 | 42.44 | 42.49 | 42.9 | 39.86 | 63.95 | 68.09 | 66.47 | 82.97 | 104.82 | 111.2 | 116.02 | 103.14 | 84.04 | 72.36 | 82.36 | 4.21 | 5.58 | 4.13 | 4.38 | 0 | 0
INTERRUPT Gas (MCF) | 4.1 | 8.78 | 6.51 | 4.27 | 6.84 | 1.83 | 9.52 | 12.18 | 5.16 | 13.67 | 17.75 | 44.28 | 59.64 | 52.39 | 49.9 | 77.01 | 111.84 | 161.21 | 170.2 | 299.74 | 302.61 | 380.59 | 284.11 | 475.34 | 475.75 | 60.08 | 12.71 | 11.58 | 11.43 | 10.8 | 0 | 0
Bayside 6
FIRM Gas_GS (MCF) | 15.59 | 4.12 | 2.52 | 2.55 | 2.72 | 39.85 | 74.82 | 76.02 | 54.28 | 74.36 | 78.4 | 124.68 | 162.54 | 122.14 | 141.71 | 181.56 | 203.14 | 201 | 201.98 | 234.8 | 242.18 | 215.32 | 223.33 | 188.11 | 225.85 | 287.4 | 264.8 | 246.88 | 232.89 | 233.65 | 0 | 0
FIRM Gas_FGT (MCF) | 54.89 | 93.37 | 58.15 | 21.08 | 19.2 | 16.29 | 39.19 | 40.57 | 15.99 | 32.04 | 23.04 | 28 | 26.55 | 26.36 | 23.71 | 41.01 | 42.17 | 38.83 | 51.21 | 63.16 | 65.85 | 75.01 | 60.9 | 49.96 | 41.67 | 40.74 | 2.8 | 3.85 | 3.06 | 3.25 | 0 | 0
INTERRUPT Gas (MCF) | 4.22 | 7.5 | 4.83 | 3.99 | 6.91 | 1.88 | 11.42 | 13.4 | 5.48 | 13.91 | 18.69 | 41.86 | 56.51 | 47.7 | 47.06 | 68.26 | 103.63 | 144.21 | 146.42 | 249.67 | 251.75 | 320.67 | 232.7 | 387.37 | 390.48 | 37.99 | 9.8 | 8.19 | 8.2 | 7.9 | 0 | 0
BigBend CT4
FIRM Gas_GS (MCF) | 14.1 | 2.63 | 1.11 | 2.52 | 3.26 | 3.05 | 8.04 | 5.35 | 2.93 | 7.65 | 13.54 | 8.48 | 16.09 | 7.67 | 17.09 | 36.08 | 30.98 | 38.93 | 32.62 | 61.42 | 82.11 | 63.94 | 53.36 | 83 | 84.7 | 293.59 | 682.5 | 603.62 | 573.6 | 553.59 | 0 | 0
INTERRUPT Gas (MCF) | 74.39 | 85.31 | 53.49 | 18.36 | 22.2 | 33.62 | 82.46 | 86.61 | 38.7 | 59.21 | 61.27 | 115.64 | 132.1 | 110.2 | 98.49 | 137.38 | 172.27 | 172.88 | 160.1 | 286.84 | 290.7 | 382.28 | 247.4 | 551.89 | 577.3 | 457.52 | 5.54 | 6.97 | 5 | 5.74 | 0 | 0
BigBend CT4o
BB#2Oil (BBL) | 0 | 0 | 0 | 0 | 0 | 0 | 0 | 0 | 0 | 0 | 0 | 0 | 0 | 0 | 0 | 0 | 0 | 0 | 0 | 0 | 0 | 0 | 0 | 0 | 0 | 0 | 0 | 0 | 0 | 0 | 0 | 0
Polk 1 | 485.1 | 570.37 | 570.33 | 516.16 | 575.06 | 554.06 | 525.57 | 569.66 | 571.36 | 517.86 | 528.03 | 567.86 | 562.23 | 531.76 | 561.32 | 556.41 | 532.09 | 559.59 | 375.68 | 0 | 0 | 0 | 0 | 0 | 0 | 0 | 0 | 0 | 0 | 0 | 0 | 0
POLK_COALLOW | 117.85 | 138.57 | 138.56 | 125.4 | 139.71 | 134.61 | 127.68 | 138.4 | 138.81 | 125.81 | 128.28 | 137.96 | 136.59 | 129.19 | 136.37 | 135.18 | 129.27 | 135.95 | 91.27 | 0 | 0 | 0 | 0 | 0 | 0 | 0 | 0 | 0 | 0 | 0 | 0 | 0
POLK_COAL_1 | 0 | 0 | 0 | 0 | 0 | 0 | 0 | 0 | 0 | 0 | 0 | 0 | 0 | 0 | 0 | 0 | 0 | 0 | 0 | 0 | 0 | 0 | 0 | 0 | 0 | 0 | 0 | 0 | 0 | 0 | 0 | 0
POLK_COAL_2 | 0 | 0 | 0 | 0 | 0 | 0 | 0 | 0 | 0 | 0 | 0 | 0 | 0 | 0 | 0 | 0 | 0 | 0 | 0 | 0 | 0 | 0 | 0 | 0 | 0 | 0 | 0 | 0 | 0 | 0 | 0 | 0
POLK PETCOKE | 367.25 | 431.8 | 431.77 | 390.76 | 435.35 | 419.45 | 397.89 | 431.26 | 432.55 | 392.05 | 399.75 | 429.9 | 425.64 | 402.57 | 424.95 | 421.23 | 402.82 | 423.64 | 284.41 | 0 | 0 | 0 | 0 | 0 | 0 | 0 | 0 | 0 | 0 | 0 | 0 | 0
PROPANE (GAL) | 0 | 0 | 0 | 0 | 0 | 0 | 0 | 0 | 0 | 0 | 0 | 0 | 0 | 0 | 0 | 0 | 0 | 0 | 0 | 0 | 0 | 0 | 0 | 0 | 0 | 0 | 0 | 0 | 0 | 0 | 0 | 0
POLK #2OIL (BBL) | 0 | 0 | 0 | 0 | 0 | 0 | 0 | 0 | 0 | 0 | 0 | 0 | 0 | 0 | 0 | 0 | 0 | 0 | 0 | 0 | 0 | 0 | 0 | 0 | 0 | 0 | 0 | 0 | 0 | 0 | 0 | 0
POLK 1 FIRM Gas_FGT (MCF) (Start Up) | 146.73 | 129.92 | 132.02 | 136.93 | 119.07 | 132.72 | 130.27 | 130.27 | 126.77 | 130.27 | 119.77 | 132.72 | 137.63 | 133.42 | 143.58 | 148.48 | 129.57 | 144.98 | 83.7 | 0 | 0 | 0 | 0 | 0 | 0 | 0 | 0 | 0 | 0 | 0 | 0 | 0
POLK 1 INTERRUPT Gas (MCF) (Start Up) | 0 | 0 | 0 | 0 | 0 | 0 | 0 | 0 | 0 | 0 | 0 | 0 | 0 | 0 | 0 | 0 | 0 | 0 | 0 | 0 | 0 | 0 | 0 | 0 | 0 | 0 | 0 | 0 | 0 | 0 | 0 | 0
Polk 1g
POLK 1g FIRM Gas_FGT (MCF) | 1264.88 | 1115.81 | 1185.12 | 1505.96 | 1815.24 | 841.85 | 970.12 | 1431.97 | 943.16 | 1507.35 | 1096.08 | 1404.06 | 1519.07 | 1432.05 | 1702.44 | 2235.79 | 1776.13 | 2055.02 | 1351.66 | 0 | 0 | 0 | 0 | 0 | 0 | 0 | 0 | 0 | 0 | 0 | 0 | 0
POLK 1g INTERRUPT Gas (MCF) | 45.71 | 87.32 | 74.65 | 25.42 | 19.98 | 23.14 | 23.92 | 50.77 | 29.87 | 64.31 | 71.99 | 135.97 | 195.66 | 161.16 | 189.14 | 236.07 | 339.44 | 440.26 | 253.42 | 0 | 0 | 0 | 0 | 0 | 0 | 0 | 0 | 0 | 0 | 0 | 0 | 0
Polk 2
FIRM Gas_FGT (MCF) | 249.98 | 42.55 | 20.07 | 13.98 | 16.5 | 7.1 | 25.54 | 46.35 | 14.53 | 75.51 | 22.91 | 21.03 | 24.36 | 28.86 | 31.19 | 231.48 | 23.62 | 21.2 | 28.26 | 22.52 | 33.49 | 346.2 | 37.06 | 23.52 | 37.38 | 19.41 | 27.58 | 333.5 | 16.97 | 8.29 | 0 | 0
INTERRUPT Gas (MCF) | 0.17 | 0.87 | 0.01 | 1.08 | 0.79 | 0 | 0.19 | 1.31 | 0.01 | 0.17 | 0.3 | 2.24 | 3.38 | 2.1 | 6.1 | 8.94 | 8.35 | 7.51 | 2.89 | 15.03 | 17.2 | 28.18 | 21.2 | 15.38 | 33.16 | 19.49 | 7.07 | 28.14 | 5.2 | 1.84 | 0 | 0
Polk 2o
POLK #2Oil (BBL) | 0 | 0 | 0 | 0 | 0 | 0 | 0 | 0 | 0 | 0 | 0 | 0 | 0 | 0 | 0 | 0 | 0 | 0 | 0 | 0 | 0 | 0 | 0 | 0 | 0 | 0 | 0 | 0 | 0 | 0 | 0 | 0
Polk 3
FIRM Gas_FGT (MCF) | 148.17 | 31.44 | 39.89 | 6.72 | 8.45 | 4.5 | 17.59 | 80.39 | 9.69 | 46.31 | 19.68 | 12.41 | 17.37 | 19.43 | 21.95 | 201.88 | 13.85 | 13.53 | 18.04 | 15.46 | 31.21 | 313.07 | 20.43 | 10.85 | 27.98 | 11.62 | 20.86 | 272.61 | 12.43 | 5.2 | 0 | 0
INTERRUPT Gas (MCF) | 0.25 | 0.24 | 0.03 | 2.01 | 0.67 | 0 | 0.92 | 3.68 | 0.01 | 0.6 | 0.43 | 2.86 | 5.08 | 2.48 | 5.66 | 9.9 | 3.75 | 8.16 | 4.8 | 16.17 | 16.35 | 31.68 | 19.77 | 15.52 | 29.71 | 15.8 | 4.17 | 32.72 | 4.28 | 1.28 | 0 | 0
Polk 3o
POLK #2Oil (BBL) | 0 | 0 | 0 | 0 | 0 | 0 | 0 | 0 | 0 | 0 | 0 | 0 | 0 | 0 | 0 | 0 | 0 | 0 | 0 | 0 | 0 | 0 | 0 | 0 | 0 | 0 | 0 | 0 | 0 | 0 | 0 | 0
Polk 4
FIRM Gas_FGT (MCF) | 81.71 | 19.51 | 22.87 | 2.2 | 3.26 | 3.4 | 13.52 | 53.54 | 6.27 | 27.7 | 13.74 | 11.33 | 9.4 | 11.78 | 13.75 | 160.16 | 8.41 | 6.95 | 9.18 | 8.36 | 20.14 | 222.49 | 11.38 | 8.79 | 14.63 | 8.09 | 12.01 | 193.08 | 9.55 | 1.87 | 0 | 0
INTERRUPT Gas (MCF) | 0.4 | 0.13 | 0.05 | 2.65 | 1.15 | 0 | 1.02 | 3.27 | 0.01 | 0.49 | 0.1 | 2.89 | 7.23 | 6.64 | 8.9 | 16.86 | 4.8 | 10.78 | 5.2 | 15.97 | 15.85 | 30.05 | 22.65 | 14.88 | 31.39 | 10.13 | 5.06 | 39.83 | 2.52 | 1.27 | 0 | 0
Polk 5
FIRM Gas_FGT (MCF) | 41.72 | 13.75 | 14.14 | 0.69 | 2.62 | 0.63 | 10.12 | 30.82 | 3.17 | 14.71 | 9.92 | 5.75 | 5.17 | 6.03 | 8.74 | 80.54 | 2.97 | 2.81 | 6.3 | 2.96 | 14.43 | 155.52 | 5.59 | 7.02 | 10.05 | 6.1 | 7.4 | 124.3 | 5.91 | 2.09 | 0 | 0
INTERRUPT Gas (MCF) | 0.03 | 0.77 | 1.13 | 2.56 | 0 | 0 | 1.53 | 4.69 | 0.02 | 1.39 | 0.53 | 3.85 | 9.15 | 8.54 | 10.73 | 20.76 | 3.86 | 10.94 | 6.73 | 13.61 | 15.03 | 31.43 | 18.52 | 11.07 | 25.03 | 8.36 | 3.28 | 41.45 | 1.77 | 1.42 | 0 | 0
Polk 2 CC
FIRM Gas_FGT (MCF) | 40818.73 | 43266.58 | 39349.79 | 43161.24 | 43561.54 | 24416.29 | 25596.1 | 23738.62 | 24799.62 | 24595.89 | 25959.11 | 27538.71 | 28135.79 | 27906.17 | 28268.03 | 26956.21 | 30851.65 | 31132.44 | 32474 | 35542.62 | 35560.67 | 32522.05 | 34943.75 | 36617.85 | 38102.92 | 35407.66 | 16384.66 | 15113.53 | 16013.6 | 15921.94 | 0 | 0
INTERRUPT Gas (MCF) | 0.03 | 0.16 | 0 | 0.16 | 0.08 | 29.45 | 88.9 | 55.75 | 51.38 | 77.28 | 100.82 | 266.51 | 343.03 | 278.74 | 345.06 | 441.27 | 671.9 | 882.49 | 859.83 | 1261.55 | 1299.08 | 1478.9 | 1154.77 | 2063.54 | 2236.93 | 1554.36 | 2175.53 | 1875.76 | 2050.41 | 1955.92 | 0 | 0
Polk 2 CC DF
FIRM Gas_FGT (MCF) | 312.06 | 330.51 | 236.24 | 255.11 | 258.55 | 188.97 | 293.04 | 265.27 | 223.81 | 275.26 | 284.14 | 424.47 | 482.98 | 430.16 | 470.22 | 602.17 | 706.22 | 781.56 | 881.44 | 1306.15 | 1352.64 | 1278.41 | 1180.09 | 1384.88 | 1408.03 | 1579.82 | 852.72 | 781.63 | 793.2 | 764.22 | 0 | 0
INTERRUPT Gas (MCF) | 25.15 | 37.13 | 28.88 | 7.86 | 6.55 | 7.95 | 26.87 | 27.43 | 14.66 | 28.09 | 34.95 | 74.07 | 100.94 | 86.06 | 90.2 | 124.3 | 169.38 | 224.93 | 208.84 | 315 | 316.84 | 379.57 | 286.66 | 573.14 | 608.52 | 240.27 | 515.2 | 419.28 | 443.08 | 430.1 | 0 | 0
Phillips 1
#2Oil (BBL) | 0 | 0 | 0 | 0 | 0 | 0 | 0 | 0 | 0 | 0 | 0 | 0 | 0 | 0 | 0 | 0 | 0 | 0 | 0 | 0 | 0 | 0 | 0 | 0 | 0 | 0 | 0 | 0 | 0 | 0 | 0 | 0
#6Oil (BBL) | 0 | 0 | 0 | 0 | 0 | 0 | 0 | 0 | 0 | 0 | 0 | 0 | 0 | 0 | 0 | 0 | 0 | 0 | 0 | 0 | 0 | 0 | 0 | 0 | 0 | 0 | 0 | 0 | 0 | 0 | 0 | 0
Phillips 2
#2Oil (BBL) | 0 | 0 | 0 | 0 | 0 | 0 | 0 | 0 | 0 | 0 | 0 | 0 | 0 | 0 | 0 | 0 | 0 | 0 | 0 | 0 | 0 | 0 | 0 | 0 | 0 | 0 | 0 | 0 | 0 | 0 | 0 | 0
#6Oil (BBL) | 0 | 0 | 0 | 0 | 0 | 0 | 0 | 0 | 0 | 0 | 0 | 0 | 0 | 0 | 0 | 0 | 0 | 0 | 0 | 0 | 0 | 0 | 0 | 0 | 0 | 0 | 0 | 0 | 0 | 0 | 0 | 0
City Of Tampa (MCF) | 0 | 0 | 0 | 0 | 0 | 0 | 0 | 0 | 0 | 0 | 0 | 0 | 0 | 0 | 0 | 0 | 0 | 0 | 0 | 0 | 0 | 0 | 0 | 0 | 0 | 0 | 0 | 0 | 0 | 0 | 0 | 0
FutAeroCT 1
FIRM Gas_GS (MCF) | 0 | 0 | 0 | 0 | 0 | 0 | 0 | 0 | 0 | 0 | 0 | 0 | 0 | 0 | 0 | 0 | 0 | 0 | 0 | 0 | 0 | 0 | 0 | 0 | 0 | 0 | 0 | 0 | 0 | 0 | 0 | 0
FIRM Gas_FGT (MCF) | 0 | 0 | 0 | 0 | 0 | 0 | 0 | 0 | 0 | 0 | 0 | 0 | 0 | 0 | 0 | 0 | 0 | 0 | 0 | 0 | 0 | 0 | 0 | 0 | 0 | 0 | 159.3 | 179.26 | 155.75 | 141.99 | 0 | 0
INTERRUPT Gas (MCF) | 0 | 0 | 0 | 0 | 0 | 0 | 0 | 0 | 0 | 0 | 0 | 0 | 0 | 0 | 0 | 0 | 0 | 0 | 0 | 0 | 0 | 0 | 0 | 0 | 0 | 0 | 106.62 | 81.12 | 80.85 | 80.1 | 0 | 0
FutAeroCT 2
FIRM Gas_GS (MCF) | 0 | 0 | 0 | 0 | 0 | 0 | 0 | 0 | 0 | 0 | 0 | 0 | 0 | 0 | 0 | 0 | 0 | 0 | 0 | 0 | 0 | 0 | 0 | 0 | 0 | 0 | 0 | 0 | 0 | 0 | 0 | 0
FIRM Gas_FGT (MCF) | 0 | 0 | 0 | 0 | 0 | 0 | 0 | 0 | 0 | 0 | 0 | 0 | 0 | 0 | 0 | 0 | 0 | 0 | 0 | 0 | 0 | 0 | 0 | 0 | 0 | 0 | 0 | 0 | 0 | 0 | 0 | 0
INTERRUPT Gas (MCF) | 0 | 0 | 0 | 0 | 0 | 0 | 0 | 0 | 0 | 0 | 0 | 0 | 0 | 0 | 0 | 0 | 0 | 0 | 0 | 0 | 0 | 0 | 0 | 0 | 0 | 0 | 0 | 0 | 0 | 0 | 0 | 0
FutAeroCT 3
FIRM Gas_GS (MCF) | 0 | 0 | 0 | 0 | 0 | 0 | 0 | 0 | 0 | 0 | 0 | 0 | 0 | 0 | 0 | 0 | 0 | 0 | 0 | 0 | 0 | 0 | 0 | 0 | 0 | 0 | 0 | 0 | 0 | 0 | 0 | 0
FIRM Gas_FGT (MCF) | 0 | 0 | 0 | 0 | 0 | 0 | 0 | 0 | 0 | 0 | 0 | 0 | 0 | 0 | 0 | 0 | 0 | 0 | 0 | 0 | 0 | 0 | 0 | 0 | 0 | 0 | 0 | 0 | 0 | 0 | 0 | 0
INTERRUPT Gas (MCF) | 0 | 0 | 0 | 0 | 0 | 0 | 0 | 0 | 0 | 0 | 0 | 0 | 0 | 0 | 0 | 0 | 0 | 0 | 0 | 0 | 0 | 0 | 0 | 0 | 0 | 0 | 0 | 0 | 0 | 0 | 0 | 0
FutAeroCT 4
FIRM Gas_GS (MCF) | 0 | 0 | 0 | 0 | 0 | 0 | 0 | 0 | 0 | 0 | 0 | 0 | 0 | 0 | 0 | 0 | 0 | 0 | 0 | 0 | 0 | 0 | 0 | 0 | 0 | 0 | 0 | 0 | 0 | 0 | 0 | 0
FIRM Gas_FGT (MCF) | 0 | 0 | 0 | 0 | 0 | 0 | 0 | 0 | 0 | 0 | 0 | 0 | 0 | 0 | 0 | 0 | 0 | 0 | 0 | 0 | 0 | 0 | 0 | 0 | 0 | 0 | 0 | 0 | 0 | 0 | 0 | 0
INTERRUPT Gas (MCF) | 0 | 0 | 0 | 0 | 0 | 0 | 0 | 0 | 0 | 0 | 0 | 0 | 0 | 0 | 0 | 0 | 0 | 0 | 0 | 0 | 0 | 0 | 0 | 0 | 0 | 0 | 0 | 0 | 0 | 0 | 0 | 0
FutAeroCT 5
FIRM Gas_GS (MCF) | 0 | 0 | 0 | 0 | 0 | 0 | 0 | 0 | 0 | 0 | 0 | 0 | 0 | 0 | 0 | 0 | 0 | 0 | 0 | 0 | 0 | 0 | 0 | 0 | 0 | 0 | 0 | 0 | 0 | 0 | 0 | 0
FIRM Gas_FGT (MCF) | 0 | 0 | 0 | 0 | 0 | 0 | 0 | 0 | 0 | 0 | 0 | 0 | 0 | 0 | 0 | 0 | 0 | 0 | 0 | 0 | 0 | 0 | 0 | 0 | 0 | 0 | 0 | 0 | 0 | 0 | 0 | 0
INTERRUPT Gas (MCF) | 0 | 0 | 0 | 0 | 0 | 0 | 0 | 0 | 0 | 0 | 0 | 0 | 0 | 0 | 0 | 0 | 0 | 0 | 0 | 0 | 0 | 0 | 0 | 0 | 0 | 0 | 0 | 0 | 0 | 0 | 0 | 0
FutAeroCT 6
FIRM Gas_GS (MCF) | 0 | 0 | 0 | 0 | 0 | 0 | 0 | 0 | 0 | 0 | 0 | 0 | 0 | 0 | 0 | 0 | 0 | 0 | 0 | 0 | 0 | 0 | 0 | 0 | 0 | 0 | 0 | 0 | 0 | 0 | 0 | 0
FIRM Gas_FGT (MCF) | 0 | 0 | 0 | 0 | 0 | 0 | 0 | 0 | 0 | 0 | 0 | 0 | 0 | 0 | 0 | 0 | 0 | 0 | 0 | 0 | 0 | 0 | 0 | 0 | 0 | 0 | 0 | 0 | 0 | 0 | 0 | 0
INTERRUPT Gas (MCF) | 0 | 0 | 0 | 0 | 0 | 0 | 0 | 0 | 0 | 0 | 0 | 0 | 0 | 0 | 0 | 0 | 0 | 0 | 0 | 0 | 0 | 0 | 0 | 0 | 0 | 0 | 0 | 0 | 0 | 0 | 0 | 0
FutAeroCT 7
FIRM Gas_GS (MCF) | 0 | 0 | 0 | 0 | 0 | 0 | 0 | 0 | 0 | 0 | 0 | 0 | 0 | 0 | 0 | 0 | 0 | 0 | 0 | 0 | 0 | 0 | 0 | 0 | 0 | 0 | 0 | 0 | 0 | 0 | 0 | 0
FIRM Gas_FGT (MCF) | 0 | 0 | 0 | 0 | 0 | 0 | 0 | 0 | 0 | 0 | 0 | 0 | 0 | 0 | 0 | 0 | 0 | 0 | 0 | 0 | 0 | 0 | 0 | 0 | 0 | 0 | 0 | 0 | 0 | 0 | 0 | 0
INTERRUPT Gas (MCF) | 0 | 0 | 0 | 0 | 0 | 0 | 0 | 0 | 0 | 0 | 0 | 0 | 0 | 0 | 0 | 0 | 0 | 0 | 0 | 0 | 0 | 0 | 0 | 0 | 0 | 0 | 0 | 0 | 0 | 0 | 0 | 0
FutAeroCT 8
FIRM Gas_GS (MCF) | 0 | 0 | 0 | 0 | 0 | 0 | 0 | 0 | 0 | 0 | 0 | 0 | 0 | 0 | 0 | 0 | 0 | 0 | 0 | 0 | 0 | 0 | 0 | 0 | 0 | 0 | 0 | 0 | 0 | 0 | 0 | 0
FIRM Gas_FGT (MCF) | 0 | 0 | 0 | 0 | 0 | 0 | 0 | 0 | 0 | 0 | 0 | 0 | 0 | 0 | 0 | 0 | 0 | 0 | 0 | 0 | 0 | 0 | 0 | 0 | 0 | 0 | 0 | 0 | 0 | 0 | 0 | 0
INTERRUPT Gas (MCF) | 0 | 0 | 0 | 0 | 0 | 0 | 0 | 0 | 0 | 0 | 0 | 0 | 0 | 0 | 0 | 0 | 0 | 0 | 0 | 0 | 0 | 0 | 0 | 0 | 0 | 0 | 0 | 0 | 0 | 0 | 0 | 0
FutAeroCT 9
FIRM Gas_GS (MCF) | 0 | 0 | 0 | 0 | 0 | 0 | 0 | 0 | 0 | 0 | 0 | 0 | 0 | 0 | 0 | 0 | 0 | 0 | 0 | 0 | 0 | 0 | 0 | 0 | 0 | 0 | 0 | 0 | 0 | 0 | 0 | 0
FIRM Gas_FGT (MCF) | 0 | 0 | 0 | 0 | 0 | 0 | 0 | 0 | 0 | 0 | 0 | 0 | 0 | 0 | 0 | 0 | 0 | 0 | 0 | 0 | 0 | 0 | 0 | 0 | 0 | 0 | 0 | 0 | 0 | 0 | 0 | 0
INTERRUPT Gas (MCF) | 0 | 0 | 0 | 0 | 0 | 0 | 0 | 0 | 0 | 0 | 0 | 0 | 0 | 0 | 0 | 0 | 0 | 0 | 0 | 0 | 0 | 0 | 0 | 0 | 0 | 0 | 0 | 0 | 0 | 0 | 0 | 0
FutAeroCT 10
FIRM Gas_GS (MCF) | 0 | 0 | 0 | 0 | 0 | 0 | 0 | 0 | 0 | 0 | 0 | 0 | 0 | 0 | 0 | 0 | 0 | 0 | 0 | 0 | 0 | 0 | 0 | 0 | 0 | 0 | 0 | 0 | 0 | 0 | 0 | 0
FIRM Gas_FGT (MCF) | 0 | 0 | 0 | 0 | 0 | 0 | 0 | 0 | 0 | 0 | 0 | 0 | 0 | 0 | 0 | 0 | 0 | 0 | 0 | 0 | 0 | 0 | 0 | 0 | 0 | 0 | 0 | 0 | 0 | 0 | 0 | 0
INTERRUPT Gas (MCF) | 0 | 0 | 0 | 0 | 0 | 0 | 0 | 0 | 0 | 0 | 0 | 0 | 0 | 0 | 0 | 0 | 0 | 0 | 0 | 0 | 0 | 0 | 0 | 0 | 0 | 0 | 0 | 0 | 0 | 0 | 0 | 0
GE 7FA CT1
FIRM Gas_GS (MCF) | 0 | 0 | 0 | 0 | 0 | 0 | 0 | 0 | 0 | 0 | 0 | 0 | 0 | 0 | 0 | 0 | 0 | 0 | 0 | 0 | 0 | 0 | 0 | 0 | 0 | 0 | 0 | 0 | 0 | 0 | 0 | 0
FIRM Gas_FGT (MCF) | 0 | 0 | 0 | 0 | 0 | 0 | 0 | 0 | 0 | 0 | 0 | 0 | 0 | 0 | 0 | 0 | 0 | 0 | 0 | 0 | 0 | 0 | 0 | 0 | 0 | 0 | 0 | 0 | 0 | 0 | 0 | 0
INTERRUPT Gas (MCF) | 0 | 0 | 0 | 0 | 0 | 0 | 0 | 0 | 0 | 0 | 0 | 0 | 0 | 0 | 0 | 0 | 0 | 0 | 0 | 0 | 0 | 0 | 0 | 0 | 0 | 0 | 0 | 0 | 0 | 0 | 0 | 0
GE 7FA CT2
FIRM Gas_GS (MCF) | 0 | 0 | 0 | 0 | 0 | 0 | 0 | 0 | 0 | 0 | 0 | 0 | 0 | 0 | 0 | 0 | 0 | 0 | 0 | 0 | 0 | 0 | 0 | 0 | 0 | 0 | 0 | 0 | 0 | 0 | 0 | 0
FIRM Gas_FGT (MCF) | 0 | 0 | 0 | 0 | 0 | 0 | 0 | 0 | 217.85 | 316.18 | 327.2 | 572.79 | 659.75 | 561.64 | 644.63 | 918.06 | 1055.16 | 1131.97 | 1326.7 | 2162.74 | 2241.71 | 2217.08 | 1962.99 | 2241.29 | 2330.41 | 2636.08 | 1009.71 | 1085.44 | 926.63 | 896.12 | 0 | 0
INTERRUPT Gas (MCF) | 0 | 0 | 0 | 0 | 0 | 0 | 0 | 0 | 31.07 | 59.01 | 77.05 | 171.45 | 221.14 | 171.51 | 198.7 | 299.87 | 381.21 | 483.15 | 474.41 | 728.89 | 730.29 | 877.69 | 649.34 | 1282.87 | 1358.56 | 603.34 | 1305.77 | 962.29 | 1073.06 | 999.98 | 0 | 0
GE 7FA CT3
FIRM Gas_GS (MCF) | 0 | 0 | 0 | 0 | 0 | 0 | 0 | 0 | 0 | 0 | 0 | 0 | 0 | 0 | 0 | 0 | 0 | 0 | 0 | 0 | 0 | 0 | 0 | 0 | 0 | 0 | 0 | 0 | 0 | 0 | 0 | 0
FIRM Gas_FGT (MCF) | 0 | 0 | 0 | 0 | 0 | 0 | 0 | 0 | 0 | 0 | 0 | 276.95 | 322.03 | 284.5 | 322.74 | 441.45 | 485.11 | 518 | 633.47 | 1148.02 | 1192.41 | 1185.64 | 1054.96 | 987.3 | 1075.5 | 1581.38 | 560.1 | 648.16 | 521.76 | 474.6 | 0 | 0
INTERRUPT Gas (MCF) | 0 | 0 | 0 | 0 | 0 | 0 | 0 | 0 | 0 | 0 | 0 | 240.36 | 310.53 | 239.28 | 272 | 393.26 | 528.77 | 607.22 | 646.21 | 974.06 | 1043.01 | 1183.19 | 924.05 | 1586.55 | 1652.49 | 764.29 | 756.73 | 559.71 | 601.21 | 560.64 | 0 | 0
GE 7FA CT4
FIRM Gas_GS (MCF) | 0 | 0 | 0 | 0 | 0 | 0 | 0 | 0 | 0 | 0 | 0 | 0 | 0 | 0 | 0 | 0 | 0 | 0 | 0 | 0 | 0 | 0 | 0 | 0 | 0 | 0 | 0 | 0 | 0 | 0 | 0 | 0
FIRM Gas_FGT (MCF) | 0 | 0 | 0 | 0 | 0 | 0 | 0 | 0 | 0 | 0 | 0 | 0 | 0 | 0 | 90.85 | 129.24 | 133.22 | 132.47 | 188.69 | 455.52 | 428.58 | 407.87 | 370.33 | 272.44 | 346.91 | 843.93 | 262.74 | 345.41 | 270.08 | 201.57 | 0 | 0
INTERRUPT Gas (MCF) | 0 | 0 | 0 | 0 | 0 | 0 | 0 | 0 | 0 | 0 | 0 | 0 | 0 | 0 | 321.53 | 416.48 | 542.76 | 617.98 | 646.66 | 989.75 | 1116.03 | 1197.53 | 934.79 | 1440.48 | 1538.24 | 864.97 | 416.53 | 343.72 | 342.2 | 354.05 | 0 | 0
GE 7FA CT5
FIRM Gas_GS (MCF) | 0 | 0 | 0 | 0 | 0 | 0 | 0 | 0 | 0 | 0 | 0 | 0 | 0 | 0 | 0 | 0 | 0 | 0 | 0 | 0 | 0 | 0 | 0 | 0 | 0 | 0 | 0 | 0 | 0 | 0 | 0 | 0
FIRM Gas_FGT (MCF) | 0 | 0 | 0 | 0 | 0 | 0 | 0 | 0 | 0 | 0 | 0 | 0 | 0 | 0 | 0 | 0 | 0 | 36.36 | 41.4 | 131.9 | 121.1 | 113.13 | 87.45 | 83.11 | 108.73 | 317.68 | 105.22 | 138 | 100.2 | 62.76 | 0 | 0
INTERRUPT Gas (MCF) | 0 | 0 | 0 | 0 | 0 | 0 | 0 | 0 | 0 | 0 | 0 | 0 | 0 | 0 | 0 | 0 | 0 | 437.44 | 469.7 | 760.35 | 814.19 | 859.63 | 706.85 | 970.77 | 1131.05 | 838.22 | 300.51 | 258.04 | 230.14 | 224.67 | 0 | 0
GE 7FA CT6
FIRM Gas_GS (MCF) | 0 | 0 | 0 | 0 | 0 | 0 | 0 | 0 | 0 | 0 | 0 | 0 | 0 | 0 | 0 | 0 | 0 | 0 | 0 | 0 | 0 | 0 | 0 | 0 | 0 | 0 | 0 | 0 | 0 | 0 | 0 | 0
FIRM Gas_FGT (MCF) | 0 | 0 | 0 | 0 | 0 | 0 | 0 | 0 | 0 | 0 | 0 | 0 | 0 | 0 | 0 | 0 | 0 | 0 | 0 | 31.04 | 35.45 | 29.64 | 25.03 | 26.07 | 33.63 | 81 | 40.88 | 53.92 | 41.47 | 20.9 | 0 | 0
INTERRUPT Gas (MCF) | 0 | 0 | 0 | 0 | 0 | 0 | 0 | 0 | 0 | 0 | 0 | 0 | 0 | 0 | 0 | 0 | 0 | 0 | 0 | 482.14 | 485.46 | 538.55 | 450.57 | 558.83 | 679.93 | 603 | 198.92 | 170.25 | 143.81 | 135.06 | 0 | 0
GE 7FA CT7
FIRM Gas_GS (MCF) | 0 | 0 | 0 | 0 | 0 | 0 | 0 | 0 | 0 | 0 | 0 | 0 | 0 | 0 | 0 | 0 | 0 | 0 | 0 | 0 | 0 | 0 | 0 | 0 | 0 | 0 | 0 | 0 | 0 | 0 | 0 | 0
FIRM Gas_FGT (MCF) | 0 | 0 | 0 | 0 | 0 | 0 | 0 | 0 | 0 | 0 | 0 | 0 | 0 | 0 | 0 | 0 | 0 | 0 | 0 | 0 | 0 | 0 | 0 | 0 | 0 | 13.48 | 7.79 | 12.32 | 7.29 | 6.49 | 0 | 0
INTERRUPT Gas (MCF) | 0 | 0 | 0 | 0 | 0 | 0 | 0 | 0 | 0 | 0 | 0 | 0 | 0 | 0 | 0 | 0 | 0 | 0 | 0 | 0 | 0 | 0 | 0 | 0 | 0 | 244.99 | 109.37 | 127.6 | 82.22 | 75.27 | 0 | 0
GE 7FA CT8
FIRM Gas_GS (MCF) | 0 | 0 | 0 | 0 | 0 | 0 | 0 | 0 | 0 | 0 | 0 | 0 | 0 | 0 | 0 | 0 | 0 | 0 | 0 | 0 | 0 | 0 | 0 | 0 | 0 | 0 | 0 | 0 | 0 | 0 | 0 | 0
FIRM Gas_FGT (MCF) | 0 | 0 | 0 | 537.81 | 1026.28 | 0 | 0 | 0 | 0 | 0 | 0 | 0 | 0 | 0 | 0 | 0 | 0 | 0 | 0 | 0 | 0 | 0 | 0 | 0 | 0 | 0 | 0 | 0 | 0 | 0 | 0 | 0
INTERRUPT Gas (MCF) | 0 | 0 | 0 | 45.88 | 48.62 | 0 | 0 | 0 | 0 | 0 | 0 | 0 | 0 | 0 | 0 | 0 | 0 | 0 | 0 | 0 | 0 | 0 | 0 | 0 | 0 | 0 | 0 | 0 | 0 | 0 | 0 | 0
GE 7FA CT9
FIRM Gas_GS (MCF) | 0 | 0 | 0 | 0 | 0 | 0 | 0 | 0 | 0 | 0 | 0 | 0 | 0 | 0 | 0 | 0 | 0 | 0 | 0 | 0 | 0 | 0 | 0 | 0 | 0 | 0 | 0 | 0 | 0 | 0 | 0 | 0
FIRM Gas_FGT (MCF) | 0 | 0 | 0 | 186.59 | 391.95 | 0 | 0 | 0 | 0 | 0 | 0 | 0 | 0 | 0 | 0 | 0 | 0 | 0 | 0 | 0 | 0 | 0 | 0 | 0 | 0 | 0 | 0 | 0 | 0 | 0 | 0 | 0
INTERRUPT Gas (MCF) | 0 | 0 | 0 | 29.48 | 63.94 | 0 | 0 | 0 | 0 | 0 | 0 | 0 | 0 | 0 | 0 | 0 | 0 | 0 | 0 | 0 | 0 | 0 | 0 | 0 | 0 | 0 | 0 | 0 | 0 | 0 | 0 | 0
GE 7FA CT10
FIRM Gas_GS (MCF) | 0 | 0 | 0 | 0 | 0 | 0 | 0 | 0 | 0 | 0 | 0 | 0 | 0 | 0 | 0 | 0 | 0 | 0 | 0 | 0 | 0 | 0 | 0 | 0 | 0 | 0 | 0 | 0 | 0 | 0 | 0 | 0
FIRM Gas_FGT (MCF) | 0 | 0 | 0 | 0 | 0 | 0 | 0 | 0 | 0 | 0 | 0 | 0 | 0 | 0 | 0 | 0 | 0 | 0 | 0 | 0 | 0 | 0 | 0 | 0 | 0 | 0 | 0 | 0 | 0 | 0 | 0 | 0
INTERRUPT Gas (MCF) | 0 | 0 | 0 | 0 | 0 | 0 | 0 | 0 | 0 | 0 | 0 | 0 | 0 | 0 | 0 | 0 | 0 | 0 | 0 | 0 | 0 | 0 | 0 | 0 | 0 | 0 | 0 | 0 | 0 | 0 | 0 | 0
CC 2x1 7FAwDF 1
FIRM Gas_GS (MCF) | 0 | 0 | 0 | 0 | 0 | 0 | 0 | 0 | 0 | 0 | 0 | 0 | 0 | 0 | 0 | 0 | 0 | 0 | 0 | 0 | 0 | 0 | 0 | 0 | 0 | 0 | 0 | 0 | 0 | 0 | 0 | 0
FIRM Gas_FGT (MCF) | 0 | 0 | 0 | 0 | 0 | 51410.3 | 49690.59 | 49022.9 | 47487.26 | 47585.09 | 47336.34 | 47417.14 | 48294.94 | 48040.42 | 47784.93 | 47644.75 | 48703.96 | 48631.35 | 48823.18 | 49529.35 | 49646.59 | 49753.85 | 49667.68 | 51369.93 | 52639.88 | 52170.23 | 46968.3 | 46579.94 | 47064.07 | 47141.49 | 0 | 0
INTERRUPT Gas (MCF) | 0 | 0 | 0 | 0 | 0 | 0.08 | 0.12 | 0.53 | 0.51 | 0.32 | 0.33 | 1.26 | 1.38 | 1.57 | 2.28 | 3.93 | 3.51 | 3.82 | 2.23 | 4.93 | 3.94 | 8.34 | 3.59 | 5.23 | 6.24 | 1.53 | 432.23 | 416.58 | 409.63 | 437.46 | 0 | 0
CC 2x1 7FAwDF 2
FIRM Gas_GS (MCF) | 0 | 0 | 0 | 0 | 0 | 0 | 0 | 0 | 0 | 0 | 0 | 0 | 0 | 0 | 0 | 0 | 0 | 0 | 0 | 0 | 0 | 0 | 0 | 0 | 0 | 0 | 0 | 0 | 0 | 0 | 0 | 0
FIRM Gas_FGT (MCF) | 0 | 0 | 0 | 0 | 0 | 0 | 0 | 0 | 0 | 0 | 0 | 0 | 0 | 0 | 0 | 0 | 0 | 0 | 0 | 0 | 0 | 0 | 0 | 0 | 0 | 0 | 47513.88 | 47428.47 | 47339.54 | 47553.1 | 0 | 0
INTERRUPT Gas (MCF) | 0 | 0 | 0 | 0 | 0 | 0 | 0 | 0 | 0 | 0 | 0 | 0 | 0 | 0 | 0 | 0 | 0 | 0 | 0 | 0 | 0 | 0 | 0 | 0 | 0 | 0 | 2.69 | 2.02 | 2.06 | 1.91 | 0 | 0
CC 2x1 7FAwDF 3
FIRM Gas_GS (MCF) | 0 | 0 | 0 | 0 | 0 | 0 | 0 | 0 | 0 | 0 | 0 | 0 | 0 | 0 | 0 | 0 | 0 | 0 | 0 | 0 | 0 | 0 | 0 | 0 | 0 | 0 | 0 | 0 | 0 | 0 | 0 | 0
FIRM Gas_FGT (MCF) | 0 | 0 | 0 | 0 | 0 | 0 | 0 | 0 | 0 | 0 | 0 | 0 | 0 | 0 | 0 | 0 | 0 | 0 | 0 | 0 | 0 | 0 | 0 | 0 | 0 | 15599.48 | 13272.73 | 13314.34 | 13101.32 | 13176.89 | 0 | 0
INTERRUPT Gas (MCF) | 0 | 0 | 0 | 0 | 0 | 0 | 0 | 0 | 0 | 0 | 0 | 0 | 0 | 0 | 0 | 0 | 0 | 0 | 0 | 0 | 0 | 0 | 0 | 0 | 0 | 12.87 | 1768.58 | 1372.92 | 1490.48 | 1427.9 | 0 | 0
CC 2x1 7FAwDF 4
FIRM Gas_GS (MCF) | 0 | 0 | 0 | 0 | 0 | 0 | 0 | 0 | 0 | 0 | 0 | 0 | 0 | 0 | 0 | 0 | 0 | 0 | 0 | 0 | 0 | 0 | 0 | 0 | 0 | 0 | 0 | 0 | 0 | 0 | 0 | 0
FIRM Gas_FGT (MCF) | 0 | 0 | 0 | 0 | 0 | 0 | 0 | 0 | 0 | 0 | 0 | 0 | 0 | 0 | 0 | 0 | 0 | 0 | 0 | 0 | 0 | 0 | 0 | 0 | 0 | 0 | 0 | 0 | 0 | 0 | 0 | 0
INTERRUPT Gas (MCF) | 0 | 0 | 0 | 0 | 0 | 0 | 0 | 0 | 0 | 0 | 0 | 0 | 0 | 0 | 0 | 0 | 0 | 0 | 0 | 0 | 0 | 0 | 0 | 0 | 0 | 0 | 0 | 0 | 0 | 0 | 0 | 0
CC 2x1 7FAwDF 5
FIRM Gas_GS (MCF) | 0 | 0 | 0 | 0 | 0 | 0 | 0 | 0 | 0 | 0 | 0 | 0 | 0 | 0 | 0 | 0 | 0 | 0 | 0 | 0 | 0 | 0 | 0 | 0 | 0 | 0 | 0 | 0 | 0 | 0 | 0 | 0
FIRM Gas_FGT (MCF) | 0 | 0 | 0 | 0 | 0 | 0 | 0 | 0 | 0 | 0 | 0 | 0 | 0 | 0 | 0 | 0 | 0 | 0 | 0 | 0 | 0 | 0 | 0 | 0 | 0 | 0 | 0 | 0 | 0 | 0 | 0 | 0
INTERRUPT Gas (MCF) | 0 | 0 | 0 | 0 | 0 | 0 | 0 | 0 | 0 | 0 | 0 | 0 | 0 | 0 | 0 | 0 | 0 | 0 | 0 | 0 | 0 | 0 | 0 | 0 | 0 | 0 | 0 | 0 | 0 | 0 | 0 | 0
CC 2x1 7FAwDF 6
FIRM Gas_GS (MCF) | 0 | 0 | 0 | 0 | 0 | 0 | 0 | 0 | 0 | 0 | 0 | 0 | 0 | 0 | 0 | 0 | 0 | 0 | 0 | 0 | 0 | 0 | 0 | 0 | 0 | 0 | 0 | 0 | 0 | 0 | 0 | 0
FIRM Gas_FGT (MCF) | 0 | 0 | 0 | 0 | 0 | 0 | 0 | 0 | 0 | 0 | 0 | 0 | 0 | 0 | 0 | 0 | 0 | 0 | 0 | 0 | 0 | 0 | 0 | 0 | 0 | 0 | 0 | 0 | 0 | 0 | 0 | 0
INTERRUPT Gas (MCF) | 0 | 0 | 0 | 0 | 0 | 0 | 0 | 0 | 0 | 0 | 0 | 0 | 0 | 0 | 0 | 0 | 0 | 0 | 0 | 0 | 0 | 0 | 0 | 0 | 0 | 0 | 0 | 0 | 0 | 0 | 0 | 0
CC_Fut_Proxy_07
FIRM Gas_GS (MCF) | 0 | 0 | 0 | 0 | 0 | 0 | 0 | 0 | 0 | 0 | 0 | 0 | 0 | 0 | 0 | 0 | 0 | 0 | 0 | 0 | 0 | 0 | 0 | 0 | 0 | 0 | 0 | 0 | 0 | 0 | 0 | 0
FIRM Gas_FGT (MCF) | 0 | 0 | 0 | 0 | 0 | 0 | 0 | 0 | 0 | 0 | 0 | 0 | 0 | 0 | 0 | 0 | 0 | 0 | 0 | 0 | 0 | 0 | 0 | 0 | 0 | 0 | 0 | 0 | 0 | 0 | 0 | 0
INTERRUPT Gas (MCF) | 0 | 0 | 0 | 0 | 0 | 0 | 0 | 0 | 0 | 0 | 0 | 0 | 0 | 0 | 0 | 0 | 0 | 0 | 0 | 0 | 0 | 0 | 0 | 0 | 0 | 0 | 0 | 0 | 0 | 0 | 0 | 0
CC_Fut_Proxy_08
FIRM Gas_GS (MCF) | 0 | 0 | 0 | 0 | 0 | 0 | 0 | 0 | 0 | 0 | 0 | 0 | 0 | 0 | 0 | 0 | 0 | 0 | 0 | 0 | 0 | 0 | 0 | 0 | 0 | 0 | 0 | 0 | 0 | 0 | 0 | 0
FIRM Gas_FGT (MCF) | 0 | 0 | 0 | 0 | 0 | 0 | 0 | 0 | 0 | 0 | 0 | 0 | 0 | 0 | 0 | 0 | 0 | 0 | 0 | 0 | 0 | 0 | 0 | 0 | 0 | 0 | 0 | 0 | 0 | 0 | 0 | 0
INTERRUPT Gas (MCF) | 0 | 0 | 0 | 0 | 0 | 0 | 0 | 0 | 0 | 0 | 0 | 0 | 0 | 0 | 0 | 0 | 0 | 0 | 0 | 0 | 0 | 0 | 0 | 0 | 0 | 0 | 0 | 0 | 0 | 0 | 0 | 0
CC_Fut_Proxy_09
FIRM Gas_GS (MCF) | 0 | 0 | 0 | 0 | 0 | 0 | 0 | 0 | 0 | 0 | 0 | 0 | 0 | 0 | 0 | 0 | 0 | 0 | 0 | 0 | 0 | 0 | 0 | 0 | 0 | 0 | 0 | 0 | 0 | 0 | 0 | 0
FIRM Gas_FGT (MCF) | 0 | 0 | 0 | 0 | 0 | 0 | 0 | 0 | 0 | 0 | 0 | 0 | 0 | 0 | 0 | 0 | 0 | 0 | 0 | 0 | 0 | 0 | 0 | 0 | 0 | 0 | 0 | 0 | 0 | 0 | 0 | 0
INTERRUPT Gas (MCF) | 0 | 0 | 0 | 0 | 0 | 0 | 0 | 0 | 0 | 0 | 0 | 0 | 0 | 0 | 0 | 0 | 0 | 0 | 0 | 0 | 0 | 0 | 0 | 0 | 0 | 0 | 0 | 0 | 0 | 0 | 0 | 0
CC_Fut_Proxy_10
FIRM Gas_GS (MCF) | 0 | 0 | 0 | 0 | 0 | 0 | 0 | 0 | 0 | 0 | 0 | 0 | 0 | 0 | 0 | 0 | 0 | 0 | 0 | 0 | 0 | 0 | 0 | 0 | 0 | 0 | 0 | 0 | 0 | 0 | 0 | 0
FIRM Gas_FGT (MCF) | 0 | 0 | 0 | 0 | 0 | 0 | 0 | 0 | 0 | 0 | 0 | 0 | 0 | 0 | 0 | 0 | 0 | 0 | 0 | 0 | 0 | 0 | 0 | 0 | 0 | 0 | 0 | 0 | 0 | 0 | 0 | 0
INTERRUPT Gas (MCF) | 0 | 0 | 0 | 0 | 0 | 0 | 0 | 0 | 0 | 0 | 0 | 0 | 0 | 0 | 0 | 0 | 0 | 0 | 0 | 0 | 0 | 0 | 0 | 0 | 0 | 0 | 0 | 0 | 0 | 0 | 0 | 0
TEC Fuel Consumed by Fuel Type (Units X 1000)
Total Solid Fuel (TON) | 2778.27 | 2533.39 | 2872.07 | 2479.32 | 2562.22 | 2041.71 | 2092.65 | 2217.64 | 2487.81 | 2470.44 | 2575.72 | 2397.69 | 2395.07 | 2549.08 | 2638.82 | 2601.98 | 2388.91 | 2389.49 | 2441.08 | 2015.51 | 2004.79 | 1818.47 | 2059.25 | 1395.29 | 1044.71 | 991.29 | 871.75 | 1033.24 | 1022.7 | 1027.36 | 0 | 0
Total TEC Natural Gas (MCF) | 90265.64 | 93520.78 | 88047.51 | 94566.4 | 94428.64 | 97546.37 | 98967.66 | 99428.39 | 96434.99 | 99427.91 | 99812.09 | 105154.69 | 107253.56 | 106956.76 | 107809.02 | 111248.15 | 116085.15 | 118624.27 | 120474.63 | 129105.06 | 129422.9 | 133071.83 | 128238.02 | 138970.11 | 144321.07 | 142764.44 | 137206.85 | 135151 | 135056.17 | 134759.04 | 0 | 0
Total TEC Firm Natural Gas (MCF) | 89174.21 | 92476.92 | 87065.57 | 93888.74 | 93779.8 | 97100.74 | 98294.4 | 98704.55 | 95864.37 | 98627.98 | 98895.64 | 103324.69 | 104997.38 | 104959.57 | 105324.47 | 108005.85 | 111675.75 | 112711.74 | 114710.32 | 119930.15 | 119911.42 | 121842.75 | 119626.12 | 123987.3 | 128335.83 | 135275.06 | 128957.7 | 128256.41 | 127934.06 | 127915.92 | 0 | 0
Total TEC Interrupt Natural Gas (MCF) | 1091.43 | 1043.86 | 981.94 | 677.66 | 648.84 | 445.63 | 673.26 | 723.84 | 570.62 | 799.93 | 916.45 | 1830 | 2256.18 | 1997.19 | 2484.55 | 3242.3 | 4409.4 | 5912.53 | 5764.31 | 9174.91 | 9511.48 | 11229.08 | 8611.9 | 14982.81 | 15985.24 | 7489.38 | 8249.15 | 6894.59 | 7122.11 | 6843.12 | 0 | 0
Total #2 Oil (BBL) | 0 | 0 | 0 | 0 | 0 | 0 | 0 | 0 | 0 | 0 | 0 | 0 | 0 | 0 | 0 | 0 | 0 | 0 | 0 | 0 | 0 | 0 | 0 | 0 | 0 | 0 | 0 | 0 | 0 | 0 | 0 | 0
Total #6 Oil (BBL) | 0 | 0 | 0 | 0 | 0 | 0 | 0 | 0 | 0 | 0 | 0 | 0 | 0 | 0 | 0 | 0 | 0 | 0 | 0 | 0 | 0 | 0 | 0 | 0 | 0 | 0 | 0 | 0 | 0 | 0 | 0 | 0
Total Propane (GAL) | 0 | 0 | 0 | 0 | 0 | 0 | 0 | 0 | 0 | 0 | 0 | 0 | 0 | 0 | 0 | 0 | 0 | 0 | 0 | 0 | 0 | 0 | 0 | 0 | 0 | 0 | 0 | 0 | 0 | 0 | 0 | 0
Unit Generation (GWH)
Big Bend 1 | 0 | 0 | 0 | 0 | 0 | 0 | 0 | 0 | 0 | 0 | 0 | 0 | 0 | 0 | 0 | 0 | 0 | 0 | 0 | 0 | 0 | 0 | 0 | 0 | 0 | 0 | 0 | 0 | 0 | 0 | 0 | 0
Big Bend 2 | 0 | 0 | 0 | 0 | 0 | 0 | 0 | 0 | 0 | 0 | 0 | 0 | 0 | 0 | 0 | 0 | 0 | 0 | 0 | 0 | 0 | 0 | 0 | 0 | 0 | 0 | 0 | 0 | 0 | 0 | 0 | 0
Big Bend 3 | 0 | 0 | 0 | 0 | 0 | 0 | 0 | 0 | 0 | 0 | 0 | 0 | 0 | 0 | 0 | 0 | 0 | 0 | 0 | 0 | 0 | 0 | 0 | 0 | 0 | 0 | 0 | 0 | 0 | 0 | 0 | 0
Big Bend 4 | 0 | 0 | 0 | 0 | 0 | 0 | 0 | 0 | 0 | 0 | 0 | 0 | 0 | 0 | 0 | 0 | 0 | 0 | 0 | 0 | 0 | 0 | 0 | 0 | 0 | 0 | 0 | 0 | 0 | 0 | 0 | 0
TOTAL Big Bend (GWH) | 0 | 0 | 0 | 0 | 0 | 0 | 0 | 0 | 0 | 0 | 0 | 0 | 0 | 0 | 0 | 0 | 0 | 0 | 0 | 0 | 0 | 0 | 0 | 0 | 0 | 0 | 0 | 0 | 0 | 0 | 0 | 0
Big Bend CT4 | 0 | 0 | 0 | 0 | 0 | 0 | 0 | 0 | 0 | 0 | 0 | 0 | 0 | 0 | 0 | 0 | 0 | 0 | 0 | 0 | 0 | 0 | 0 | 0 | 0 | 0 | 0 | 0 | 0 | 0 | 0 | 0
Big Bend CT4o | 0 | 0 | 0 | 0 | 0 | 0 | 0 | 0 | 0 | 0 | 0 | 0 | 0 | 0 | 0 | 0 | 0 | 0 | 0 | 0 | 0 | 0 | 0 | 0 | 0 | 0 | 0 | 0 | 0 | 0 | 0 | 0
Bayside 1 | 0 | 0 | 0 | 0 | 0 | 0 | 0 | 0 | 0 | 0 | 0 | 0 | 0 | 0 | 0 | 0 | 0 | 0 | 0 | 0 | 0 | 0 | 0 | 0 | 0 | 0 | 0 | 0 | 0 | 0 | 0 | 0
Bayside 2 | 0 | 0 | 0 | 0 | 0 | 0 | 0 | 0 | 0 | 0 | 0 | 0 | 0 | 0 | 0 | 0 | 0 | 0 | 0 | 0 | 0 | 0 | 0 | 0 | 0 | 0 | 0 | 0 | 0 | 0 | 0 | 0
TOTAL Bayside CC (GWH) | 0 | 0 | 0 | 0 | 0 | 0 | 0 | 0 | 0 | 0 | 0 | 0 | 0 | 0 | 0 | 0 | 0 | 0 | 0 | 0 | 0 | 0 | 0 | 0 | 0 | 0 | 0 | 0 | 0 | 0 | 0 | 0
Bayside 3 | 0 | 0 | 0 | 0 | 0 | 0 | 0 | 0 | 0 | 0 | 0 | 0 | 0 | 0 | 0 | 0 | 0 | 0 | 0 | 0 | 0 | 0 | 0 | 0 | 0 | 0 | 0 | 0 | 0 | 0 | 0 | 0
Bayside 4 | 0 | 0 | 0 | 0 | 0 | 0 | 0 | 0 | 0 | 0 | 0 | 0 | 0 | 0 | 0 | 0 | 0 | 0 | 0 | 0 | 0 | 0 | 0 | 0 | 0 | 0 | 0 | 0 | 0 | 0 | 0 | 0
Bayside 5 | 0 | 0 | 0 | 0 | 0 | 0 | 0 | 0 | 0 | 0 | 0 | 0 | 0 | 0 | 0 | 0 | 0 | 0 | 0 | 0 | 0 | 0 | 0 | 0 | 0 | 0 | 0 | 0 | 0 | 0 | 0 | 0
Bayside 6 | 0 | 0 | 0 | 0 | 0 | 0 | 0 | 0 | 0 | 0 | 0 | 0 | 0 | 0 | 0 | 0 | 0 | 0 | 0 | 0 | 0 | 0 | 0 | 0 | 0 | 0 | 0 | 0 | 0 | 0 | 0 | 0
Polk 1 | 0 | 0 | 0 | 0 | 0 | 0 | 0 | 0 | 0 | 0 | 0 | 0 | 0 | 0 | 0 | 0 | 0 | 0 | 0 | 0 | 0 | 0 | 0 | 0 | 0 | 0 | 0 | 0 | 0 | 0 | 0 | 0
Polk 1g | 0 | 0 | 0 | 0 | 0 | 0 | 0 | 0 | 0 | 0 | 0 | 0 | 0 | 0 | 0 | 0 | 0 | 0 | 0 | 0 | 0 | 0 | 0 | 0 | 0 | 0 | 0 | 0 | 0 | 0 | 0 | 0
Polk 2 | 0 | 0 | 0 | 0 | 0 | 0 | 0 | 0 | 0 | 0 | 0 | 0 | 0 | 0 | 0 | 0 | 0 | 0 | 0 | 0 | 0 | 0 | 0 | 0 | 0 | 0 | 0 | 0 | 0 | 0 | 0 | 0
Polk 2o | 0 | 0 | 0 | 0 | 0 | 0 | 0 | 0 | 0 | 0 | 0 | 0 | 0 | 0 | 0 | 0 | 0 | 0 | 0 | 0 | 0 | 0 | 0 | 0 | 0 | 0 | 0 | 0 | 0 | 0 | 0 | 0
Polk 3 | 0 | 0 | 0 | 0 | 0 | 0 | 0 | 0 | 0 | 0 | 0 | 0 | 0 | 0 | 0 | 0 | 0 | 0 | 0 | 0 | 0 | 0 | 0 | 0 | 0 | 0 | 0 | 0 | 0 | 0 | 0 | 0
Polk 3o | 0 | 0 | 0 | 0 | 0 | 0 | 0 | 0 | 0 | 0 | 0 | 0 | 0 | 0 | 0 | 0 | 0 | 0 | 0 | 0 | 0 | 0 | 0 | 0 | 0 | 0 | 0 | 0 | 0 | 0 | 0 | 0
Polk 4 | 0 | 0 | 0 | 0 | 0 | 0 | 0 | 0 | 0 | 0 | 0 | 0 | 0 | 0 | 0 | 0 | 0 | 0 | 0 | 0 | 0 | 0 | 0 | 0 | 0 | 0 | 0 | 0 | 0 | 0 | 0 | 0
Polk 5 | 0 | 0 | 0 | 0 | 0 | 0 | 0 | 0 | 0 | 0 | 0 | 0 | 0 | 0 | 0 | 0 | 0 | 0 | 0 | 0 | 0 | 0 | 0 | 0 | 0 | 0 | 0 | 0 | 0 | 0 | 0 | 0
Polk 2 CC | 0 | 0 | 0 | 0 | 0 | 0 | 0 | 0 | 0 | 0 | 0 | 0 | 0 | 0 | 0 | 0 | 0 | 0 | 0 | 0 | 0 | 0 | 0 | 0 | 0 | 0 | 0 | 0 | 0 | 0 | 0 | 0
Polk 2 CC DF | 0 | 0 | 0 | 0 | 0 | 0 | 0 | 0 | 0 | 0 | 0 | 0 | 0 | 0 | 0 | 0 | 0 | 0 | 0 | 0 | 0 | 0 | 0 | 0 | 0 | 0 | 0 | 0 | 0 | 0 | 0 | 0
TOTAL Polk (GWH) | 0 | 0 | 0 | 0 | 0 | 0 | 0 | 0 | 0 | 0 | 0 | 0 | 0 | 0 | 0 | 0 | 0 | 0 | 0 | 0 | 0 | 0 | 0 | 0 | 0 | 0 | 0 | 0 | 0 | 0 | 0 | 0
Big Bend Solar | 0 | 0 | 0 | 0 | 0 | 0 | 0 | 0 | 0 | 0 | 0 | 0 | 0 | 0 | 0 | 0 | 0 | 0 | 0 | 0 | 0 | 0 | 0 | 0 | 0 | 0 | 0 | 0 | 0 | 0 | 0 | 0
TIA Solar | 0 | 0 | 0 | 0 | 0 | 0 | 0 | 0 | 0 | 0 | 0 | 0 | 0 | 0 | 0 | 0 | 0 | 0 | 0 | 0 | 0 | 0 | 0 | 0 | 0 | 0 | 0 | 0 | 0 | 0 | 0 | 0
LegoLand Solar | 0 | 0 | 0 | 0 | 0 | 0 | 0 | 0 | 0 | 0 | 0 | 0 | 0 | 0 | 0 | 0 | 0 | 0 | 0 | 0 | 0 | 0 | 0 | 0 | 0 | 0 | 0 | 0 | 0 | 0 | 0 | 0
TOTAL Renewables (GWH) | 0 | 0 | 0 | 0 | 0 | 0 | 0 | 0 | 0 | 0 | 0 | 0 | 0 | 0 | 0 | 0 | 0 | 0 | 0 | 0 | 0 | 0 | 0 | 0 | 0 | 0 | 0 | 0 | 0 | 0 | 0 | 0
City of Tampa | 0 | 0 | 0 | 0 | 0 | 0 | 0 | 0 | 0 | 0 | 0 | 0 | 0 | 0 | 0 | 0 | 0 | 0 | 0 | 0 | 0 | 0 | 0 | 0 | 0 | 0 | 0 | 0 | 0 | 0 | 0 | 0
FutAeroCT1 | 0 | 0 | 0 | 0 | 0 | 0 | 0 | 0 | 0 | 0 | 0 | 0 | 0 | 0 | 0 | 0 | 0 | 0 | 0 | 0 | 0 | 0 | 0 | 0 | 0 | 0 | 0 | 0 | 0 | 0 | 0 | 0
FutAeroCT2 | 0 | 0 | 0 | 0 | 0 | 0 | 0 | 0 | 0 | 0 | 0 | 0 | 0 | 0 | 0 | 0 | 0 | 0 | 0 | 0 | 0 | 0 | 0 | 0 | 0 | 0 | 0 | 0 | 0 | 0 | 0 | 0
FutAeroCT3 | 0 | 0 | 0 | 0 | 0 | 0 | 0 | 0 | 0 | 0 | 0 | 0 | 0 | 0 | 0 | 0 | 0 | 0 | 0 | 0 | 0 | 0 | 0 | 0 | 0 | 0 | 0 | 0 | 0 | 0 | 0 | 0
FutAeroCT4 | 0 | 0 | 0 | 0 | 0 | 0 | 0 | 0 | 0 | 0 | 0 | 0 | 0 | 0 | 0 | 0 | 0 | 0 | 0 | 0 | 0 | 0 | 0 | 0 | 0 | 0 | 0 | 0 | 0 | 0 | 0 | 0
FutAeroCT5 | 0 | 0 | 0 | 0 | 0 | 0 | 0 | 0 | 0 | 0 | 0 | 0 | 0 | 0 | 0 | 0 | 0 | 0 | 0 | 0 | 0 | 0 | 0 | 0 | 0 | 0 | 0 | 0 | 0 | 0 | 0 | 0
FutAeroCT6 | 0 | 0 | 0 | 0 | 0 | 0 | 0 | 0 | 0 | 0 | 0 | 0 | 0 | 0 | 0 | 0 | 0 | 0 | 0 | 0 | 0 | 0 | 0 | 0 | 0 | 0 | 0 | 0 | 0 | 0 | 0 | 0
FutAeroCT7 | 0 | 0 | 0 | 0 | 0 | 0 | 0 | 0 | 0 | 0 | 0 | 0 | 0 | 0 | 0 | 0 | 0 | 0 | 0 | 0 | 0 | 0 | 0 | 0 | 0 | 0 | 0 | 0 | 0 | 0 | 0 | 0
FutAeroCT8 | 0 | 0 | 0 | 0 | 0 | 0 | 0 | 0 | 0 | 0 | 0 | 0 | 0 | 0 | 0 | 0 | 0 | 0 | 0 | 0 | 0 | 0 | 0 | 0 | 0 | 0 | 0 | 0 | 0 | 0 | 0 | 0
FutAeroCT9 | 0 | 0 | 0 | 0 | 0 | 0 | 0 | 0 | 0 | 0 | 0 | 0 | 0 | 0 | 0 | 0 | 0 | 0 | 0 | 0 | 0 | 0 | 0 | 0 | 0 | 0 | 0 | 0 | 0 | 0 | 0 | 0
FutAeroCT10 | 0 | 0 | 0 | 0 | 0 | 0 | 0 | 0 | 0 | 0 | 0 | 0 | 0 | 0 | 0 | 0 | 0 | 0 | 0 | 0 | 0 | 0 | 0 | 0 | 0 | 0 | 0 | 0 | 0 | 0 | 0 | 0
Total Expansion Aero CT (GWH): 1-10 | 0 | 0 | 0 | 0 | 0 | 0 | 0 | 0 | 0 | 0 | 0 | 0 | 0 | 0 | 0 | 0 | 0 | 0 | 0 | 0 | 0 | 0 | 0 | 0 | 0 | 0 | 0 | 0 | 0 | 0 | 0 | 0
GE_7FA_CT1 | 0 | 0 | 0 | 0 | 0 | 0 | 0 | 0 | 0 | 0 | 0 | 0 | 0 | 0 | 0 | 0 | 0 | 0 | 0 | 0 | 0 | 0 | 0 | 0 | 0 | 0 | 0 | 0 | 0 | 0 | 0 | 0
GE_7FA_CT2 | 0 | 0 | 0 | 0 | 0 | 0 | 0 | 0 | 0 | 0 | 0 | 0 | 0 | 0 | 0 | 0 | 0 | 0 | 0 | 0 | 0 | 0 | 0 | 0 | 0 | 0 | 0 | 0 | 0 | 0 | 0 | 0
GE_7FA_CT3 | 0 | 0 | 0 | 0 | 0 | 0 | 0 | 0 | 0 | 0 | 0 | 0 | 0 | 0 | 0 | 0 | 0 | 0 | 0 | 0 | 0 | 0 | 0 | 0 | 0 | 0 | 0 | 0 | 0 | 0 | 0 | 0
GE_7FA_CT4 | 0 | 0 | 0 | 0 | 0 | 0 | 0 | 0 | 0 | 0 | 0 | 0 | 0 | 0 | 0 | 0 | 0 | 0 | 0 | 0 | 0 | 0 | 0 | 0 | 0 | 0 | 0 | 0 | 0 | 0 | 0 | 0
GE_7FA_CT5 | 0 | 0 | 0 | 0 | 0 | 0 | 0 | 0 | 0 | 0 | 0 | 0 | 0 | 0 | 0 | 0 | 0 | 0 | 0 | 0 | 0 | 0 | 0 | 0 | 0 | 0 | 0 | 0 | 0 | 0 | 0 | 0
GE_7FA_CT6 | 0 | 0 | 0 | 0 | 0 | 0 | 0 | 0 | 0 | 0 | 0 | 0 | 0 | 0 | 0 | 0 | 0 | 0 | 0 | 0 | 0 | 0 | 0 | 0 | 0 | 0 | 0 | 0 | 0 | 0 | 0 | 0
GE_7FA_CT7 | 0 | 0 | 0 | 0 | 0 | 0 | 0 | 0 | 0 | 0 | 0 | 0 | 0 | 0 | 0 | 0 | 0 | 0 | 0 | 0 | 0 | 0 | 0 | 0 | 0 | 0 | 0 | 0 | 0 | 0 | 0 | 0
GE_7FA_CT8 | 0 | 0 | 0 | 0 | 0 | 0 | 0 | 0 | 0 | 0 | 0 | 0 | 0 | 0 | 0 | 0 | 0 | 0 | 0 | 0 | 0 | 0 | 0 | 0 | 0 | 0 | 0 | 0 | 0 | 0 | 0 | 0
GE_7FA_CT9 | 0 | 0 | 0 | 0 | 0 | 0 | 0 | 0 | 0 | 0 | 0 | 0 | 0 | 0 | 0 | 0 | 0 | 0 | 0 | 0 | 0 | 0 | 0 | 0 | 0 | 0 | 0 | 0 | 0 | 0 | 0 | 0
GE_7FA_CT10 | 0 | 0 | 0 | 0 | 0 | 0 | 0 | 0 | 0 | 0 | 0 | 0 | 0 | 0 | 0 | 0 | 0 | 0 | 0 | 0 | 0 | 0 | 0 | 0 | 0 | 0 | 0 | 0 | 0 | 0 | 0 | 0
Total Expansion 7FA CT (GWH) | 0 | 0 | 0 | 0 | 0 | 0 | 0 | 0 | 0 | 0 | 0 | 0 | 0 | 0 | 0 | 0 | 0 | 0 | 0 | 0 | 0 | 0 | 0 | 0 | 0 | 0 | 0 | 0 | 0 | 0 | 0 | 0
CC 2x1 7FAwDF 1 | 0 | 0 | 0 | 0 | 0 | 0 | 0 | 0 | 0 | 0 | 0 | 0 | 0 | 0 | 0 | 0 | 0 | 0 | 0 | 0 | 0 | 0 | 0 | 0 | 0 | 0 | 0 | 0 | 0 | 0 | 0 | 0
CC 2x1 7FAwDF 2 | 0 | 0 | 0 | 0 | 0 | 0 | 0 | 0 | 0 | 0 | 0 | 0 | 0 | 0 | 0 | 0 | 0 | 0 | 0 | 0 | 0 | 0 | 0 | 0 | 0 | 0 | 0 | 0 | 0 | 0 | 0 | 0
CC 2x1 7FAwDF 3 | 0 | 0 | 0 | 0 | 0 | 0 | 0 | 0 | 0 | 0 | 0 | 0 | 0 | 0 | 0 | 0 | 0 | 0 | 0 | 0 | 0 | 0 | 0 | 0 | 0 | 0 | 0 | 0 | 0 | 0 | 0 | 0
CC 2x1 7FAwDF 4 | 0 | 0 | 0 | 0 | 0 | 0 | 0 | 0 | 0 | 0 | 0 | 0 | 0 | 0 | 0 | 0 | 0 | 0 | 0 | 0 | 0 | 0 | 0 | 0 | 0 | 0 | 0 | 0 | 0 | 0 | 0 | 0
CC 2x1 7FAwDF 5 | 0 | 0 | 0 | 0 | 0 | 0 | 0 | 0 | 0 | 0 | 0 | 0 | 0 | 0 | 0 | 0 | 0 | 0 | 0 | 0 | 0 | 0 | 0 | 0 | 0 | 0 | 0 | 0 | 0 | 0 | 0 | 0
CC 2x1 7FAwDF 6 | 0 | 0 | 0 | 0 | 0 | 0 | 0 | 0 | 0 | 0 | 0 | 0 | 0 | 0 | 0 | 0 | 0 | 0 | 0 | 0 | 0 | 0 | 0 | 0 | 0 | 0 | 0 | 0 | 0 | 0 | 0 | 0
CC_Fut_Proxy_07 | 0 | 0 | 0 | 0 | 0 | 0 | 0 | 0 | 0 | 0 | 0 | 0 | 0 | 0 | 0 | 0 | 0 | 0 | 0 | 0 | 0 | 0 | 0 | 0 | 0 | 0 | 0 | 0 | 0 | 0 | 0 | 0
CC_Fut_Proxy_08 | 0 | 0 | 0 | 0 | 0 | 0 | 0 | 0 | 0 | 0 | 0 | 0 | 0 | 0 | 0 | 0 | 0 | 0 | 0 | 0 | 0 | 0 | 0 | 0 | 0 | 0 | 0 | 0 | 0 | 0 | 0 | 0
CC_Fut_Proxy_09 | 0 | 0 | 0 | 0 | 0 | 0 | 0 | 0 | 0 | 0 | 0 | 0 | 0 | 0 | 0 | 0 | 0 | 0 | 0 | 0 | 0 | 0 | 0 | 0 | 0 | 0 | 0 | 0 | 0 | 0 | 0 | 0
CC_Fut_Proxy_10 | 0 | 0 | 0 | 0 | 0 | 0 | 0 | 0 | 0 | 0 | 0 | 0 | 0 | 0 | 0 | 0 | 0 | 0 | 0 | 0 | 0 | 0 | 0 | 0 | 0 | 0 | 0 | 0 | 0 | 0 | 0 | 0
Total Expansion CC (GWH) | 0 | 0 | 0 | 0 | 0 | 0 | 0 | 0 | 0 | 0 | 0 | 0 | 0 | 0 | 0 | 0 | 0 | 0 | 0 | 0 | 0 | 0 | 0 | 0 | 0 | 0 | 0 | 0 | 0 | 0 | 0 | 0
Future Unit Proxy | 0 | 0 | 0 | 0 | 0 | 0 | 0 | 0 | 0 | 0 | 0 | 0 | 0 | 0 | 0 | 0 | 0 | 0 | 0 | 0 | 0 | 0 | 0 | 0 | 0 | 0 | 0 | 0 | 0 | 0 | 0 | 0
Detailed Unit Generation (GWH)
Big Bend 1
BB1_COAL_BLEND | 412.79 | 237.49 | 194.82 | 14.08 | 0 | 0 | 0 | 0 | 0 | 0 | 0 | 0 | 0 | 0 | 0 | 0 | 0 | 0 | 0 | 0 | 0 | 0 | 0 | 0 | 0 | 0 | 0 | 0 | 0 | 0 | 0 | 0
BB_COAL_STDLOW | 0 | 0 | 0 | 0 | 0 | 0 | 0 | 0 | 0 | 0 | 0 | 0 | 0 | 0 | 0 | 0 | 0 | 0 | 0 | 0 | 0 | 0 | 0 | 0 | 0 | 0 | 0 | 0 | 0 | 0 | 0 | 0
BB_COAL_PREMIUM | 0 | 0 | 0 | 0 | 0 | 0 | 0 | 0 | 0 | 0 | 0 | 0 | 0 | 0 | 0 | 0 | 0 | 0 | 0 | 0 | 0 | 0 | 0 | 0 | 0 | 0 | 0 | 0 | 0 | 0 | 0 | 0
BB_COAL_STDHIGH | 0 | 0 | 0 | 0 | 0 | 0 | 0 | 0 | 0 | 0 | 0 | 0 | 0 | 0 | 0 | 0 | 0 | 0 | 0 | 0 | 0 | 0 | 0 | 0 | 0 | 0 | 0 | 0 | 0 | 0 | 0 | 0
BB_COAL_LOWSULFUR | 0 | 0 | 0 | 0 | 0 | 0 | 0 | 0 | 0 | 0 | 0 | 0 | 0 | 0 | 0 | 0 | 0 | 0 | 0 | 0 | 0 | 0 | 0 | 0 | 0 | 0 | 0 | 0 | 0 | 0 | 0 | 0
BB_COAL_1 | 0 | 0 | 0 | 0 | 0 | 0 | 0 | 0 | 0 | 0 | 0 | 0 | 0 | 0 | 0 | 0 | 0 | 0 | 0 | 0 | 0 | 0 | 0 | 0 | 0 | 0 | 0 | 0 | 0 | 0 | 0 | 0
BB_COAL_2 | 0 | 0 | 0 | 0 | 0 | 0 | 0 | 0 | 0 | 0 | 0 | 0 | 0 | 0 | 0 | 0 | 0 | 0 | 0 | 0 | 0 | 0 | 0 | 0 | 0 | 0 | 0 | 0 | 0 | 0 | 0 | 0
BB_PETCOKE | 0 | 0 | 0 | 0 | 0 | 0 | 0 | 0 | 0 | 0 | 0 | 0 | 0 | 0 | 0 | 0 | 0 | 0 | 0 | 0 | 0 | 0 | 0 | 0 | 0 | 0 | 0 | 0 | 0 | 0 | 0 | 0
FIRM GAS_GS | 0 | 0 | 0 | 0 | 0 | 0 | 0 | 0 | 0 | 0 | 0 | 0 | 0 | 0 | 0 | 0 | 0 | 0 | 0 | 0 | 0 | 0 | 0 | 0 | 0 | 0 | 0 | 0 | 0 | 0 | 0 | 0
INTERRUPT GAS | 0 | 0 | 0 | 0 | 0 | 0 | 0 | 0 | 0 | 0 | 0 | 0 | 0 | 0 | 0 | 0 | 0 | 0 | 0 | 0 | 0 | 0 | 0 | 0 | 0 | 0 | 0 | 0 | 0 | 0 | 0 | 0
Big Bend 2
BB2_COAL_BLEND | 1038.39 | 792.79 | 834.58 | 319.21 | 0 | 0 | 0 | 0 | 0 | 0 | 0 | 0 | 0 | 0 | 0 | 0 | 0 | 0 | 0 | 0 | 0 | 0 | 0 | 0 | 0 | 0 | 0 | 0 | 0 | 0 | 0 | 0
BB_COAL_STDLOW | 0 | 0 | 0 | 0 | 0 | 0 | 0 | 0 | 0 | 0 | 0 | 0 | 0 | 0 | 0 | 0 | 0 | 0 | 0 | 0 | 0 | 0 | 0 | 0 | 0 | 0 | 0 | 0 | 0 | 0 | 0 | 0
BB_COAL_PREMIUM | 0 | 0 | 0 | 0 | 0 | 0 | 0 | 0 | 0 | 0 | 0 | 0 | 0 | 0 | 0 | 0 | 0 | 0 | 0 | 0 | 0 | 0 | 0 | 0 | 0 | 0 | 0 | 0 | 0 | 0 | 0 | 0
BB_COAL_STDHIGH | 0 | 0 | 0 | 0 | 0 | 0 | 0 | 0 | 0 | 0 | 0 | 0 | 0 | 0 | 0 | 0 | 0 | 0 | 0 | 0 | 0 | 0 | 0 | 0 | 0 | 0 | 0 | 0 | 0 | 0 | 0 | 0
BB_COAL_LOWSULFUR | 0 | 0 | 0 | 0 | 0 | 0 | 0 | 0 | 0 | 0 | 0 | 0 | 0 | 0 | 0 | 0 | 0 | 0 | 0 | 0 | 0 | 0 | 0 | 0 | 0 | 0 | 0 | 0 | 0 | 0 | 0 | 0
BB_COAL_1 | 0 | 0 | 0 | 0 | 0 | 0 | 0 | 0 | 0 | 0 | 0 | 0 | 0 | 0 | 0 | 0 | 0 | 0 | 0 | 0 | 0 | 0 | 0 | 0 | 0 | 0 | 0 | 0 | 0 | 0 | 0 | 0
BB_COAL_2 | 0 | 0 | 0 | 0 | 0 | 0 | 0 | 0 | 0 | 0 | 0 | 0 | 0 | 0 | 0 | 0 | 0 | 0 | 0 | 0 | 0 | 0 | 0 | 0 | 0 | 0 | 0 | 0 | 0 | 0 | 0 | 0
BB_PETCOKE | 0 | 0 | 0 | 0 | 0 | 0 | 0 | 0 | 0 | 0 | 0 | 0 | 0 | 0 | 0 | 0 | 0 | 0 | 0 | 0 | 0 | 0 | 0 | 0 | 0 | 0 | 0 | 0 | 0 | 0 | 0 | 0
FIRM GAS_GS | 0 | 0 | 0 | 0 | 0 | 0 | 0 | 0 | 0 | 0 | 0 | 0 | 0 | 0 | 0 | 0 | 0 | 0 | 0 | 0 | 0 | 0 | 0 | 0 | 0 | 0 | 0 | 0 | 0 | 0 | 0 | 0
INTERRUPT GAS | 0 | 0 | 0 | 0 | 0 | 0 | 0 | 0 | 0 | 0 | 0 | 0 | 0 | 0 | 0 | 0 | 0 | 0 | 0 | 0 | 0 | 0 | 0 | 0 | 0 | 0 | 0 | 0 | 0 | 0 | 0 | 0
Big Bend 3
BB3_COAL_BLEND | 1205.1 | 1159.89 | 1408.69 | 1417.07 | 1792.48 | 1416.03 | 1829.33 | 1515.74 | 2103.89 | 2164.39 | 2179.56 | 2188.15 | 1788.77 | 2279.69 | 2264.38 | 2234.92 | 2185.46 | 1859.55 | 2219.22 | 2132.91 | 2159.79 | 2223.67 | 2227.23 | 781.35 | 0 | 0 | 0 | 0 | 0 | 0 | 0 | 0
BB_COAL_STDLOW | 0 | 0 | 0 | 0 | 0 | 0 | 0 | 0 | 0 | 0 | 0 | 0 | 0 | 0 | 0 | 0 | 0 | 0 | 0 | 0 | 0 | 0 | 0 | 0 | 0 | 0 | 0 | 0 | 0 | 0 | 0 | 0
BB_COAL_PREMIUM | 0 | 0 | 0 | 0 | 0 | 0 | 0 | 0 | 0 | 0 | 0 | 0 | 0 | 0 | 0 | 0 | 0 | 0 | 0 | 0 | 0 | 0 | 0 | 0 | 0 | 0 | 0 | 0 | 0 | 0 | 0 | 0
BB_COAL_STDHIGH | 0 | 0 | 0 | 0 | 0 | 0 | 0 | 0 | 0 | 0 | 0 | 0 | 0 | 0 | 0 | 0 | 0 | 0 | 0 | 0 | 0 | 0 | 0 | 0 | 0 | 0 | 0 | 0 | 0 | 0 | 0 | 0
BB_COAL_LOWSULFUR | 0 | 0 | 0 | 0 | 0 | 0 | 0 | 0 | 0 | 0 | 0 | 0 | 0 | 0 | 0 | 0 | 0 | 0 | 0 | 0 | 0 | 0 | 0 | 0 | 0 | 0 | 0 | 0 | 0 | 0 | 0 | 0
BB_COAL_1 | 0 | 0 | 0 | 0 | 0 | 0 | 0 | 0 | 0 | 0 | 0 | 0 | 0 | 0 | 0 | 0 | 0 | 0 | 0 | 0 | 0 | 0 | 0 | 0 | 0 | 0 | 0 | 0 | 0 | 0 | 0 | 0
BB_COAL_2 | 0 | 0 | 0 | 0 | 0 | 0 | 0 | 0 | 0 | 0 | 0 | 0 | 0 | 0 | 0 | 0 | 0 | 0 | 0 | 0 | 0 | 0 | 0 | 0 | 0 | 0 | 0 | 0 | 0 | 0 | 0 | 0
BB_PETCOKE | 0 | 0 | 0 | 0 | 0 | 0 | 0 | 0 | 0 | 0 | 0 | 0 | 0 | 0 | 0 | 0 | 0 | 0 | 0 | 0 | 0 | 0 | 0 | 0 | 0 | 0 | 0 | 0 | 0 | 0 | 0 | 0
FIRM GAS_GS | 0 | 0 | 0 | 0 | 0 | 0 | 0 | 0 | 0 | 0 | 0 | 0 | 0 | 0 | 0 | 0 | 0 | 0 | 0 | 0 | 0 | 0 | 0 | 0 | 0 | 0 | 0 | 0 | 0 | 0 | 0 | 0
INTERRUPT GAS | 0 | 0 | 0 | 0 | 0 | 0 | 0 | 0 | 0 | 0 | 0 | 0 | 0 | 0 | 0 | 0 | 0 | 0 | 0 | 0 | 0 | 0 | 0 | 0 | 0 | 0 | 0 | 0 | 0 | 0 | 0 | 0
Big Bend 4
BB4_COAL_BLEND | 2359.1 | 2110.24 | 2635.01 | 2596.11 | 2631.03 | 1833.37 | 1644.94 | 2140.05 | 2159.39 | 2180.63 | 2384.22 | 1883.74 | 2284.65 | 2206.82 | 2357.67 | 2312.28 | 1945.9 | 2205.75 | 2371.49 | 2344.32 | 2293.84 | 1821.02 | 2354.19 | 2311.96 | 2309.69 | 2188.72 | 1927.63 | 2284.5 | 2256.81 | 2270.24 | 0 | 0
BB_COAL_STDLOW | 0 | 0 | 0 | 0 | 0 | 0 | 0 | 0 | 0 | 0 | 0 | 0 | 0 | 0 | 0 | 0 | 0 | 0 | 0 | 0 | 0 | 0 | 0 | 0 | 0 | 0 | 0 | 0 | 0 | 0 | 0 | 0
BB_COAL_PREMIUM | 0 | 0 | 0 | 0 | 0 | 0 | 0 | 0 | 0 | 0 | 0 | 0 | 0 | 0 | 0 | 0 | 0 | 0 | 0 | 0 | 0 | 0 | 0 | 0 | 0 | 0 | 0 | 0 | 0 | 0 | 0 | 0
BB_COAL_STDHIGH | 0 | 0 | 0 | 0 | 0 | 0 | 0 | 0 | 0 | 0 | 0 | 0 | 0 | 0 | 0 | 0 | 0 | 0 | 0 | 0 | 0 | 0 | 0 | 0 | 0 | 0 | 0 | 0 | 0 | 0 | 0 | 0
BB_COAL_LOWSULFUR | 0 | 0 | 0 | 0 | 0 | 0 | 0 | 0 | 0 | 0 | 0 | 0 | 0 | 0 | 0 | 0 | 0 | 0 | 0 | 0 | 0 | 0 | 0 | 0 | 0 | 0 | 0 | 0 | 0 | 0 | 0 | 0
BB_COAL_1 | 0 | 0 | 0 | 0 | 0 | 0 | 0 | 0 | 0 | 0 | 0 | 0 | 0 | 0 | 0 | 0 | 0 | 0 | 0 | 0 | 0 | 0 | 0 | 0 | 0 | 0 | 0 | 0 | 0 | 0 | 0 | 0
BB_COAL_2 | 0 | 0 | 0 | 0 | 0 | 0 | 0 | 0 | 0 | 0 | 0 | 0 | 0 | 0 | 0 | 0 | 0 | 0 | 0 | 0 | 0 | 0 | 0 | 0 | 0 | 0 | 0 | 0 | 0 | 0 | 0 | 0
BB_PETCOKE | 0 | 0 | 0 | 0 | 0 | 0 | 0 | 0 | 0 | 0 | 0 | 0 | 0 | 0 | 0 | 0 | 0 | 0 | 0 | 0 | 0 | 0 | 0 | 0 | 0 | 0 | 0 | 0 | 0 | 0 | 0 | 0
FIRM GAS_GS | 0 | 0 | 0 | 0 | 0 | 0 | 0 | 0 | 0 | 0 | 0 | 0 | 0 | 0 | 0 | 0 | 0 | 0 | 0 | 0 | 0 | 0 | 0 | 0 | 0 | 0 | 0 | 0 | 0 | 0 | 0 | 0
INTERRUPT GAS | 0 | 0 | 0 | 0 | 0 | 0 | 0 | 0 | 0 | 0 | 0 | 0 | 0 | 0 | 0 | 0 | 0 | 0 | 0 | 0 | 0 | 0 | 0 | 0 | 0 | 0 | 0 | 0 | 0 | 0 | 0 | 0
BigBend CT4
FIRM GAS_GS | 1.25 | 0.23 | 0.1 | 0.22 | 0.28 | 0.27 | 0.71 | 0.46 | 0.26 | 0.67 | 1.19 | 0.75 | 1.43 | 0.68 | 1.51 | 3.19 | 2.77 | 3.48 | 2.92 | 5.48 | 7.3 | 5.71 | 4.76 | 7.43 | 7.59 | 26.04 | 60.43 | 53.41 | 50.75 | 48.95 | 0 | 0
INTERRUPT GAS | 5.97 | 7.26 | 4.54 | 1.53 | 1.81 | 2.88 | 7.14 | 7.49 | 3.32 | 5.1 | 5.31 | 10.04 | 11.48 | 9.55 | 8.49 | 11.84 | 14.9 | 14.86 | 13.77 | 24.8 | 25.15 | 33.15 | 21.38 | 48.02 | 50.24 | 39.08 | 0.31 | 0.48 | 0.29 | 0.34 | 0 | 0
BigBend CT4o
BB_#2OIL | 0 | 0 | 0 | 0 | 0 | 0 | 0 | 0 | 0 | 0 | 0 | 0 | 0 | 0 | 0 | 0 | 0 | 0 | 0 | 0 | 0 | 0 | 0 | 0 | 0 | 0 | 0 | 0 | 0 | 0 | 0 | 0
Bayside 1
FIRM GAS_GS | 1925.45 | 2136.29 | 2153.86 | 2155.68 | 1905.93 | 1459.94 | 1230.92 | 1536.75 | 1383.94 | 1343.83 | 1444.9 | 1466.98 | 1409.65 | 1478.96 | 1304.18 | 1578.15 | 1458.22 | 1465.33 | 1478.72 | 1301.35 | 1516.86 | 1579.71 | 1514.54 | 1546.61 | 1609.87 | 373.5 | 0 | 0 | 0 | 0 | 0 | 0
FIRM GAS_FGT | 1375.16 | 1509.27 | 1403.58 | 1466.05 | 1301.62 | 406.12 | 401.48 | 480.44 | 421.49 | 441.58 | 438.89 | 488.49 | 474.27 | 498.97 | 457.49 | 590.65 | 561.39 | 585.27 | 615.38 | 657.25 | 727.44 | 836.77 | 716.53 | 810.91 | 877.61 | 151.42 | 0 | 0 | 0 | 0 | 0 | 0
INTERRUPT GAS | 0.67 | 0.39 | 0.23 | 0.39 | 0.53 | 1.12 | 3.73 | 4.13 | 1.34 | 3 | 3.18 | 8.76 | 12.09 | 10.62 | 12.77 | 17.26 | 25.82 | 39.17 | 38.62 | 75.15 | 72.58 | 98 | 67.77 | 159.21 | 165.69 | 7.86 | 0 | 0 | 0 | 0 | 0 | 0
Bayside 2
FIRM GAS_GS | 475.87 | 299.59 | 266.49 | 282.54 | 568.63 | 285.52 | 491.4 | 358.62 | 406.11 | 538.61 | 403.04 | 422.02 | 443.07 | 456.81 | 597.61 | 400.23 | 482.81 | 509.47 | 517.42 | 706.91 | 480.33 | 606.96 | 534.83 | 596.14 | 579.55 | 1410.17 | 0 | 0 | 0 | 0 | 0 | 0
FIRM GAS_FGT | 2533.28 | 2527.94 | 2437.39 | 2665.42 | 2570.46 | 472.49 | 657.78 | 726.1 | 653.7 | 791.01 | 773.74 | 914.17 | 929.97 | 938.53 | 971.09 | 1084.58 | 1080.49 | 1084.8 | 1130.82 | 1189.62 | 1088.58 | 1367.97 | 1187.3 | 1145.93 | 1200.07 | 1248.89 | 0 | 0 | 0 | 0 | 0 | 0
INTERRUPT GAS | 19.92 | 26.94 | 22.07 | 7.05 | 6.18 | 4.02 | 9.59 | 9.77 | 5.99 | 9.24 | 10.58 | 21.72 | 26.35 | 27.18 | 28.06 | 37.83 | 73.09 | 100.35 | 99.88 | 187.45 | 191.62 | 254.76 | 182.04 | 415.21 | 442.03 | 103.99 | 0 | 0 | 0 | 0 | 0 | 0
Bayside 3
FIRM GAS_GS | 1.16 | 0.32 | 0.18 | 0.2 | 0.21 | 3.29 | 6.03 | 6.08 | 4.15 | 5.87 | 5.95 | 9.41 | 12.52 | 9.69 | 10.5 | 12.84 | 14.54 | 13.28 | 13.75 | 15.44 | 15.07 | 14.27 | 14.58 | 12.71 | 15.25 | 16.79 | 14.37 | 13.08 | 11.65 | 12.55 | 0 | 0
FIRM GAS_FGT | 3.21 | 6.76 | 4 | 1.09 | 1.07 | 1.08 | 2.49 | 2.5 | 0.84 | 1.8 | 1.12 | 1.49 | 1.31 | 1.44 | 0.97 | 1.61 | 1.94 | 1.57 | 2.08 | 2.77 | 2.78 | 3.19 | 2.67 | 1.97 | 1.8 | 1.58 | 0 | 0 | 0 | 0 | 0 | 0
INTERRUPT GAS | 0.46 | 0.62 | 0.33 | 0.29 | 0.53 | 0.15 | 1.09 | 1.29 | 0.45 | 1.07 | 1.36 | 2.81 | 3.71 | 3.05 | 2.93 | 4.27 | 6.79 | 8.41 | 8.69 | 14.64 | 14.86 | 19.28 | 13.94 | 23.64 | 23.33 | 1.7 | 0 | 0.01 | 0 | 0 | 0 | 0
Bayside 4
FIRM GAS_GS | 1.01 | 0.16 | 0.16 | 0.14 | 0.14 | 2.34 | 4.22 | 4.28 | 2.69 | 4.19 | 3.92 | 6.12 | 7.9 | 6.08 | 6.03 | 7.26 | 8.39 | 6.84 | 7.1 | 7.31 | 6.91 | 7.05 | 7.18 | 5.87 | 7.96 | 7.11 | 7.22 | 6.73 | 5.86 | 5.8 | 0 | 0
FIRM GAS_FGT | 2.17 | 5.76 | 3.22 | 0.77 | 0.57 | 1.42 | 2.91 | 3.17 | 1.17 | 1.64 | 1.5 | 1.11 | 1.08 | 1.11 | 0.51 | 0.95 | 0.97 | 0.58 | 0.87 | 1.31 | 1.22 | 1.47 | 1.23 | 1.09 | 0.9 | 0.84 | 0 | 0 | 0 | 0 | 0 | 0
INTERRUPT GAS | 0.45 | 0.68 | 0.36 | 0.32 | 0.55 | 0.22 | 1.27 | 1.37 | 0.52 | 1.19 | 1.54 | 3.34 | 4.36 | 3.28 | 3.4 | 4.42 | 6.87 | 6.95 | 6.83 | 10.95 | 10.73 | 13.18 | 10.02 | 16.1 | 16.31 | 3.13 | 0 | 0.01 | 0 | 0 | 0 | 0
Bayside 5
FIRM GAS_GS | 1.68 | 0.43 | 0.25 | 0.28 | 0.31 | 3.78 | 7.15 | 7.49 | 5.45 | 7.52 | 8.01 | 12.27 | 15.55 | 12.29 | 14.3 | 19.44 | 20.36 | 21.13 | 20.7 | 24.95 | 26.19 | 22.72 | 23.5 | 20.5 | 23.73 | 32.94 | 36.39 | 34.67 | 32.41 | 31.98 | 0 | 0
FIRM GAS_FGT | 6.79 | 9.46 | 6.04 | 2.46 | 2.58 | 1.71 | 4.11 | 4.59 | 1.86 | 3.62 | 2.89 | 3.53 | 3.54 | 3.55 | 3.27 | 5.18 | 5.7 | 5.6 | 6.98 | 8.85 | 9.38 | 9.82 | 8.76 | 7.17 | 6.2 | 6.67 | 0 | 0 | 0 | 0 | 0 | 0
INTERRUPT GAS | 0.34 | 0.69 | 0.52 | 0.34 | 0.55 | 0.14 | 0.74 | 0.99 | 0.41 | 1.14 | 1.47 | 3.7 | 5 | 4.39 | 4.15 | 6.47 | 9.42 | 13.69 | 14.54 | 25.81 | 26.03 | 32.88 | 24.44 | 41.16 | 41.11 | 4.66 | 0 | 0.01 | 0 | 0 | 0 | 0
Bayside 6
FIRM GAS_GS | 1.4 | 0.37 | 0.23 | 0.23 | 0.24 | 3.55 | 6.67 | 6.79 | 4.84 | 6.65 | 7.01 | 11.18 | 14.57 | 10.95 | 12.7 | 16.28 | 18.23 | 18.04 | 18.14 | 21.1 | 21.76 | 19.33 | 20.05 | 16.9 | 20.31 | 25.79 | 23.77 | 22.2 | 20.93 | 20.98 | 0 | 0
FIRM GAS_FGT | 4.79 | 8.15 | 5.04 | 1.78 | 1.63 | 1.34 | 3.34 | 3.42 | 1.3 | 2.66 | 1.86 | 2.33 | 2.22 | 2.19 | 1.94 | 3.3 | 3.53 | 3.25 | 4.28 | 5.31 | 5.52 | 6.29 | 5.13 | 4.25 | 3.55 | 3.32 | 0 | 0 | 0 | 0 | 0 | 0
INTERRUPT GAS | 0.35 | 0.61 | 0.4 | 0.33 | 0.58 | 0.15 | 0.93 | 1.12 | 0.45 | 1.17 | 1.57 | 3.5 | 4.74 | 4 | 3.89 | 5.71 | 8.72 | 12.17 | 12.37 | 21.25 | 21.38 | 27.46 | 19.76 | 33.24 | 33.52 | 2.7 | 0 | 0 | 0 | 0.01 | 0 | 0
Polk 1
POLK _COALLOW | 265.62 | 312.82 | 312.84 | 282.91 | 315.47 | 303.72 | 288.09 | 312.37 | 313.32 | 283.62 | 289.53 | 311.36 | 308.19 | 291.44 | 307.92 | 304.91 | 291.56 | 306.64 | 205.94 | 0 | 0 | 0 | 0 | 0 | 0 | 0 | 0 | 0 | 0 | 0 | 0 | 0
POLK _COAL_1 | 0 | 0 | 0 | 0 | 0 | 0 | 0 | 0 | 0 | 0 | 0 | 0 | 0 | 0 | 0 | 0 | 0 | 0 | 0 | 0 | 0 | 0 | 0 | 0 | 0 | 0 | 0 | 0 | 0 | 0 | 0 | 0
POLK _COAL_2 | 0 | 0 | 0 | 0 | 0 | 0 | 0 | 0 | 0 | 0 | 0 | 0 | 0 | 0 | 0 | 0 | 0 | 0 | 0 | 0 | 0 | 0 | 0 | 0 | 0 | 0 | 0 | 0 | 0 | 0 | 0 | 0
POLK PETCOKE | 1036.44 | 1220.61 | 1220.71 | 1103.91 | 1230.95 | 1185.1 | 1124.1 | 1218.85 | 1222.58 | 1106.69 | 1129.74 | 1214.93 | 1202.54 | 1137.18 | 1201.47 | 1189.75 | 1137.65 | 1196.49 | 803.59 | 0 | 0 | 0 | 0 | 0 | 0 | 0 | 0 | 0 | 0 | 0 | 0 | 0
PROPANE | 0 | 0 | 0 | 0 | 0 | 0 | 0 | 0 | 0 | 0 | 0 | 0 | 0 | 0 | 0 | 0 | 0 | 0 | 0 | 0 | 0 | 0 | 0 | 0 | 0 | 0 | 0 | 0 | 0 | 0 | 0 | 0
POLK #2OIL | 0 | 0 | 0 | 0 | 0 | 0 | 0 | 0 | 0 | 0 | 0 | 0 | 0 | 0 | 0 | 0 | 0 | 0 | 0 | 0 | 0 | 0 | 0 | 0 | 0 | 0 | 0 | 0 | 0 | 0 | 0 | 0
POLK 1 FIRM Gas_FGT (Start Up) | 0 | 0 | 0 | 0 | 0 | 0 | 0 | 0 | 0 | 0 | 0 | 0 | 0 | 0 | 0 | 0 | 0 | 0 | 0 | 0 | 0 | 0 | 0 | 0 | 0 | 0 | 0 | 0 | 0 | 0 | 0 | 0
POLK 1 INTERRUPT Gas (Start Up) | 0 | 0 | 0 | 0 | 0 | 0 | 0 | 0 | 0 | 0 | 0 | 0 | 0 | 0 | 0 | 0 | 0 | 0 | 0 | 0 | 0 | 0 | 0 | 0 | 0 | 0 | 0 | 0 | 0 | 0 | 0 | 0
Polk 1g
POLK 1g FIRM Gas_FGT | 158.53 | 140.24 | 148.45 | 188.49 | 226.97 | 105.24 | 121.28 | 179.28 | 118.11 | 188.84 | 137.44 | 177.04 | 191.81 | 180.52 | 214.54 | 281.39 | 224.74 | 260.06 | 171.48 | 0 | 0 | 0 | 0 | 0 | 0 | 0 | 0 | 0 | 0 | 0 | 0 | 0
POLK 1g INTERRUPT Gas | 5.49 | 10.41 | 9.01 | 2.93 | 2.2 | 2.76 | 2.78 | 5.99 | 3.48 | 7.58 | 8.51 | 15.67 | 22.84 | 18.87 | 22.13 | 27.63 | 39.71 | 51.69 | 29.69 | 0 | 0 | 0 | 0 | 0 | 0 | 0 | 0 | 0 | 0 | 0 | 0 | 0
Polk 2
FIRM GAS_FGT | 22.67 | 3.85 | 1.8 | 1.26 | 1.5 | 0.63 | 2.3 | 4.17 | 1.29 | 6.7 | 2.1 | 1.93 | 2.22 | 2.64 | 2.85 | 20.82 | 2.14 | 1.94 | 2.59 | 2.04 | 3.06 | 31.25 | 3.4 | 2.15 | 3.46 | 1.78 | 2.55 | 30.74 | 1.57 | 0.78 | 0 | 0
INTERRUPT GAS | 0.01 | 0.07 | 0 | 0.1 | 0.07 | 0 | 0.01 | 0.11 | 0 | 0.01 | 0.02 | 0.2 | 0.3 | 0.18 | 0.55 | 0.73 | 0.75 | 0.66 | 0.25 | 1.36 | 1.56 | 2.45 | 1.91 | 1.37 | 2.99 | 1.78 | 0.64 | 2.49 | 0.47 | 0.16 | 0 | 0
Polk 2o
POLK #2OIL | 0 | 0 | 0 | 0 | 0 | 0 | 0 | 0 | 0 | 0 | 0 | 0 | 0 | 0 | 0 | 0 | 0 | 0 | 0 | 0 | 0 | 0 | 0 | 0 | 0 | 0 | 0 | 0 | 0 | 0 | 0 | 0
Polk 3
FIRM GAS_FGT | 13.54 | 2.87 | 3.52 | 0.61 | 0.77 | 0.41 | 1.59 | 7.15 | 0.88 | 4.15 | 1.8 | 1.14 | 1.6 | 1.78 | 2.02 | 18.3 | 1.27 | 1.24 | 1.66 | 1.4 | 2.87 | 28.42 | 1.89 | 1 | 2.6 | 1.09 | 1.94 | 25.3 | 1.16 | 0.48 | 0 | 0
INTERRUPT GAS | 0.02 | 0.02 | 0 | 0.18 | 0.06 | 0 | 0.08 | 0.31 | 0 | 0.05 | 0.04 | 0.26 | 0.46 | 0.22 | 0.51 | 0.86 | 0.33 | 0.73 | 0.44 | 1.47 | 1.49 | 2.83 | 1.79 | 1.4 | 2.7 | 1.44 | 0.38 | 2.99 | 0.39 | 0.12 | 0 | 0
Polk 3o
POLK #2OIL | 0 | 0 | 0 | 0 | 0 | 0 | 0 | 0 | 0 | 0 | 0 | 0 | 0 | 0 | 0 | 0 | 0 | 0 | 0 | 0 | 0 | 0 | 0 | 0 | 0 | 0 | 0 | 0 | 0 | 0 | 0 | 0
Polk 4
FIRM GAS_FGT | 7.49 | 1.79 | 2.08 | 0.2 | 0.3 | 0.31 | 1.24 | 4.85 | 0.57 | 2.52 | 1.27 | 1.04 | 0.87 | 1.08 | 1.27 | 14.68 | 0.77 | 0.64 | 0.85 | 0.77 | 1.86 | 20.5 | 1.07 | 0.82 | 1.37 | 0.76 | 1.13 | 18.07 | 0.9 | 0.17 | 0 | 0
INTERRUPT GAS | 0.04 | 0.01 | 0 | 0.24 | 0.1 | 0 | 0.09 | 0.29 | 0 | 0.04 | 0.01 | 0.27 | 0.66 | 0.6 | 0.81 | 1.53 | 0.43 | 0.98 | 0.47 | 1.45 | 1.44 | 2.71 | 2.07 | 1.35 | 2.86 | 0.92 | 0.47 | 3.67 | 0.23 | 0.11 | 0 | 0
Polk 5
FIRM GAS_FGT | 3.83 | 1.26 | 1.3 | 0.06 | 0.24 | 0.06 | 0.93 | 2.83 | 0.29 | 1.36 | 0.92 | 0.53 | 0.48 | 0.56 | 0.81 | 7.44 | 0.27 | 0.25 | 0.59 | 0.27 | 1.34 | 14.44 | 0.52 | 0.66 | 0.95 | 0.57 | 0.7 | 11.71 | 0.56 | 0.2 | 0 | 0
INTERRUPT GAS | 0 | 0.07 | 0.1 | 0.23 | 0 | 0 | 0.14 | 0.43 | 0 | 0.12 | 0.05 | 0.35 | 0.84 | 0.78 | 0.98 | 1.9 | 0.35 | 1 | 0.62 | 1.24 | 1.37 | 2.88 | 1.69 | 1 | 2.29 | 0.77 | 0.31 | 3.85 | 0.16 | 0.13 | 0 | 0
Polk 2 CC
FIRM GAS_FGT | 6225.04 | 6599.58 | 6004.01 | 6584.66 | 6645.03 | 3714.93 | 3895.09 | 3613.79 | 3773.63 | 3743.9 | 3950.69 | 4192.44 | 4283.24 | 4248.13 | 4302.8 | 4104.16 | 4697.16 | 4739.3 | 4944.27 | 5411.08 | 5413.6 | 4952.09 | 5320.56 | 5574.64 | 5801.46 | 5388.91 | 2482.46 | 2290.4 | 2425.48 | 2411.66 | 0 | 0
INTERRUPT GAS | 0 | 0.02 | 0 | 0.02 | 0 | 4.49 | 13.56 | 8.49 | 7.83 | 11.79 | 15.37 | 40.64 | 52.3 | 42.51 | 52.62 | 67.3 | 102.44 | 134.62 | 131.16 | 192.42 | 198.11 | 225.67 | 176.1 | 314.81 | 341.19 | 237.05 | 323.58 | 279.08 | 304.98 | 290.54 | 0 | 0
Polk 2 CC DF
FIRM GAS_FGT | 38.91 | 41.15 | 29.41 | 31.8 | 32.21 | 23.55 | 36.48 | 33.01 | 27.86 | 34.26 | 35.41 | 52.83 | 60.1 | 53.55 | 58.54 | 74.98 | 87.86 | 97.25 | 109.69 | 162.56 | 168.42 | 158.99 | 146.84 | 172.31 | 175.22 | 196.57 | 106.16 | 97.28 | 98.81 | 95.15 | 0 | 0
INTERRUPT GAS | 3.13 | 4.62 | 3.59 | 0.98 | 0.82 | 0.99 | 3.34 | 3.41 | 1.83 | 3.49 | 4.36 | 9.22 | 12.57 | 10.72 | 11.24 | 15.49 | 21.09 | 28 | 26.01 | 39.22 | 39.44 | 47.23 | 35.7 | 71.3 | 75.74 | 29.9 | 64.07 | 52.14 | 55.11 | 53.49 | 0 | 0
FutAeroCT 1
FIRM GAS_GS | 0 | 0 | 0 | 0 | 0 | 0 | 0 | 0 | 0 | 0 | 0 | 0 | 0 | 0 | 0 | 0 | 0 | 0 | 0 | 0 | 0 | 0 | 0 | 0 | 0 | 0 | 0 | 0 | 0 | 0 | 0 | 0
FIRM GAS_FGT | 0 | 0 | 0 | 0 | 0 | 0 | 0 | 0 | 0 | 0 | 0 | 0 | 0 | 0 | 0 | 0 | 0 | 0 | 0 | 0 | 0 | 0 | 0 | 0 | 0 | 0 | 15.16 | 17.06 | 14.82 | 13.52 | 0 | 0
INTERRUPT GAS | 0 | 0 | 0 | 0 | 0 | 0 | 0 | 0 | 0 | 0 | 0 | 0 | 0 | 0 | 0 | 0 | 0 | 0 | 0 | 0 | 0 | 0 | 0 | 0 | 0 | 0 | 10.15 | 7.72 | 7.7 | 7.62 | 0 | 0
FutAeroCT 2
FIRM GAS_GS | 0 | 0 | 0 | 0 | 0 | 0 | 0 | 0 | 0 | 0 | 0 | 0 | 0 | 0 | 0 | 0 | 0 | 0 | 0 | 0 | 0 | 0 | 0 | 0 | 0 | 0 | 0 | 0 | 0 | 0 | 0 | 0
FIRM GAS_FGT | 0 | 0 | 0 | 0 | 0 | 0 | 0 | 0 | 0 | 0 | 0 | 0 | 0 | 0 | 0 | 0 | 0 | 0 | 0 | 0 | 0 | 0 | 0 | 0 | 0 | 0 | 0 | 0 | 0 | 0 | 0 | 0
INTERRUPT GAS | 0 | 0 | 0 | 0 | 0 | 0 | 0 | 0 | 0 | 0 | 0 | 0 | 0 | 0 | 0 | 0 | 0 | 0 | 0 | 0 | 0 | 0 | 0 | 0 | 0 | 0 | 0 | 0 | 0 | 0 | 0 | 0
FutAeroCT 3
FIRM GAS_GS | 0 | 0 | 0 | 0 | 0 | 0 | 0 | 0 | 0 | 0 | 0 | 0 | 0 | 0 | 0 | 0 | 0 | 0 | 0 | 0 | 0 | 0 | 0 | 0 | 0 | 0 | 0 | 0 | 0 | 0 | 0 | 0
FIRM GAS_FGT | 0 | 0 | 0 | 0 | 0 | 0 | 0 | 0 | 0 | 0 | 0 | 0 | 0 | 0 | 0 | 0 | 0 | 0 | 0 | 0 | 0 | 0 | 0 | 0 | 0 | 0 | 0 | 0 | 0 | 0 | 0 | 0
INTERRUPT GAS | 0 | 0 | 0 | 0 | 0 | 0 | 0 | 0 | 0 | 0 | 0 | 0 | 0 | 0 | 0 | 0 | 0 | 0 | 0 | 0 | 0 | 0 | 0 | 0 | 0 | 0 | 0 | 0 | 0 | 0 | 0 | 0
FutAeroCT 4
FIRM GAS_GS | 0 | 0 | 0 | 0 | 0 | 0 | 0 | 0 | 0 | 0 | 0 | 0 | 0 | 0 | 0 | 0 | 0 | 0 | 0 | 0 | 0 | 0 | 0 | 0 | 0 | 0 | 0 | 0 | 0 | 0 | 0 | 0
FIRM GAS_FGT | 0 | 0 | 0 | 0 | 0 | 0 | 0 | 0 | 0 | 0 | 0 | 0 | 0 | 0 | 0 | 0 | 0 | 0 | 0 | 0 | 0 | 0 | 0 | 0 | 0 | 0 | 0 | 0 | 0 | 0 | 0 | 0
INTERRUPT GAS | 0 | 0 | 0 | 0 | 0 | 0 | 0 | 0 | 0 | 0 | 0 | 0 | 0 | 0 | 0 | 0 | 0 | 0 | 0 | 0 | 0 | 0 | 0 | 0 | 0 | 0 | 0 | 0 | 0 | 0 | 0 | 0
FutAeroCT 5
FIRM GAS_GS | 0 | 0 | 0 | 0 | 0 | 0 | 0 | 0 | 0 | 0 | 0 | 0 | 0 | 0 | 0 | 0 | 0 | 0 | 0 | 0 | 0 | 0 | 0 | 0 | 0 | 0 | 0 | 0 | 0 | 0 | 0 | 0
FIRM GAS_FGT | 0 | 0 | 0 | 0 | 0 | 0 | 0 | 0 | 0 | 0 | 0 | 0 | 0 | 0 | 0 | 0 | 0 | 0 | 0 | 0 | 0 | 0 | 0 | 0 | 0 | 0 | 0 | 0 | 0 | 0 | 0 | 0
INTERRUPT GAS | 0 | 0 | 0 | 0 | 0 | 0 | 0 | 0 | 0 | 0 | 0 | 0 | 0 | 0 | 0 | 0 | 0 | 0 | 0 | 0 | 0 | 0 | 0 | 0 | 0 | 0 | 0 | 0 | 0 | 0 | 0 | 0
FutAeroCT 6
FIRM GAS_GS | 0 | 0 | 0 | 0 | 0 | 0 | 0 | 0 | 0 | 0 | 0 | 0 | 0 | 0 | 0 | 0 | 0 | 0 | 0 | 0 | 0 | 0 | 0 | 0 | 0 | 0 | 0 | 0 | 0 | 0 | 0 | 0
FIRM GAS_FGT | 0 | 0 | 0 | 0 | 0 | 0 | 0 | 0 | 0 | 0 | 0 | 0 | 0 | 0 | 0 | 0 | 0 | 0 | 0 | 0 | 0 | 0 | 0 | 0 | 0 | 0 | 0 | 0 | 0 | 0 | 0 | 0
INTERRUPT GAS | 0 | 0 | 0 | 0 | 0 | 0 | 0 | 0 | 0 | 0 | 0 | 0 | 0 | 0 | 0 | 0 | 0 | 0 | 0 | 0 | 0 | 0 | 0 | 0 | 0 | 0 | 0 | 0 | 0 | 0 | 0 | 0
FutAeroCT 7
FIRM GAS_GS | 0 | 0 | 0 | 0 | 0 | 0 | 0 | 0 | 0 | 0 | 0 | 0 | 0 | 0 | 0 | 0 | 0 | 0 | 0 | 0 | 0 | 0 | 0 | 0 | 0 | 0 | 0 | 0 | 0 | 0 | 0 | 0
FIRM GAS_FGT | 0 | 0 | 0 | 0 | 0 | 0 | 0 | 0 | 0 | 0 | 0 | 0 | 0 | 0 | 0 | 0 | 0 | 0 | 0 | 0 | 0 | 0 | 0 | 0 | 0 | 0 | 0 | 0 | 0 | 0 | 0 | 0
INTERRUPT GAS | 0 | 0 | 0 | 0 | 0 | 0 | 0 | 0 | 0 | 0 | 0 | 0 | 0 | 0 | 0 | 0 | 0 | 0 | 0 | 0 | 0 | 0 | 0 | 0 | 0 | 0 | 0 | 0 | 0 | 0 | 0 | 0
FutAeroCT 8
FIRM GAS_GS | 0 | 0 | 0 | 0 | 0 | 0 | 0 | 0 | 0 | 0 | 0 | 0 | 0 | 0 | 0 | 0 | 0 | 0 | 0 | 0 | 0 | 0 | 0 | 0 | 0 | 0 | 0 | 0 | 0 | 0 | 0 | 0
FIRM GAS_FGT | 0 | 0 | 0 | 0 | 0 | 0 | 0 | 0 | 0 | 0 | 0 | 0 | 0 | 0 | 0 | 0 | 0 | 0 | 0 | 0 | 0 | 0 | 0 | 0 | 0 | 0 | 0 | 0 | 0 | 0 | 0 | 0
INTERRUPT GAS | 0 | 0 | 0 | 0 | 0 | 0 | 0 | 0 | 0 | 0 | 0 | 0 | 0 | 0 | 0 | 0 | 0 | 0 | 0 | 0 | 0 | 0 | 0 | 0 | 0 | 0 | 0 | 0 | 0 | 0 | 0 | 0
FutAeroCT 9
FIRM GAS_GS | 0 | 0 | 0 | 0 | 0 | 0 | 0 | 0 | 0 | 0 | 0 | 0 | 0 | 0 | 0 | 0 | 0 | 0 | 0 | 0 | 0 | 0 | 0 | 0 | 0 | 0 | 0 | 0 | 0 | 0 | 0 | 0
FIRM GAS_FGT | 0 | 0 | 0 | 0 | 0 | 0 | 0 | 0 | 0 | 0 | 0 | 0 | 0 | 0 | 0 | 0 | 0 | 0 | 0 | 0 | 0 | 0 | 0 | 0 | 0 | 0 | 0 | 0 | 0 | 0 | 0 | 0
INTERRUPT GAS | 0 | 0 | 0 | 0 | 0 | 0 | 0 | 0 | 0 | 0 | 0 | 0 | 0 | 0 | 0 | 0 | 0 | 0 | 0 | 0 | 0 | 0 | 0 | 0 | 0 | 0 | 0 | 0 | 0 | 0 | 0 | 0
FutAeroCT 10
FIRM GAS_GS | 0 | 0 | 0 | 0 | 0 | 0 | 0 | 0 | 0 | 0 | 0 | 0 | 0 | 0 | 0 | 0 | 0 | 0 | 0 | 0 | 0 | 0 | 0 | 0 | 0 | 0 | 0 | 0 | 0 | 0 | 0 | 0
FIRM GAS_FGT | 0 | 0 | 0 | 0 | 0 | 0 | 0 | 0 | 0 | 0 | 0 | 0 | 0 | 0 | 0 | 0 | 0 | 0 | 0 | 0 | 0 | 0 | 0 | 0 | 0 | 0 | 0 | 0 | 0 | 0 | 0 | 0
INTERRUPT GAS | 0 | 0 | 0 | 0 | 0 | 0 | 0 | 0 | 0 | 0 | 0 | 0 | 0 | 0 | 0 | 0 | 0 | 0 | 0 | 0 | 0 | 0 | 0 | 0 | 0 | 0 | 0 | 0 | 0 | 0 | 0 | 0
GE 7FA CT1
FIRM GAS_GS | 0 | 0 | 0 | 0 | 0 | 0 | 0 | 0 | 0 | 0 | 0 | 0 | 0 | 0 | 0 | 0 | 0 | 0 | 0 | 0 | 0 | 0 | 0 | 0 | 0 | 0 | 0 | 0 | 0 | 0 | 0 | 0
FIRM GAS_FGT | 0 | 0 | 0 | 0 | 0 | 0 | 0 | 0 | 0 | 0 | 0 | 0 | 0 | 0 | 0 | 0 | 0 | 0 | 0 | 0 | 0 | 0 | 0 | 0 | 0 | 0 | 0 | 0 | 0 | 0 | 0 | 0
INTERRUPT GAS | 0 | 0 | 0 | 0 | 0 | 0 | 0 | 0 | 0 | 0 | 0 | 0 | 0 | 0 | 0 | 0 | 0 | 0 | 0 | 0 | 0 | 0 | 0 | 0 | 0 | 0 | 0 | 0 | 0 | 0 | 0 | 0
GE 7FA CT2
FIRM GAS_GS | 0 | 0 | 0 | 0 | 0 | 0 | 0 | 0 | 0 | 0 | 0 | 0 | 0 | 0 | 0 | 0 | 0 | 0 | 0 | 0 | 0 | 0 | 0 | 0 | 0 | 0 | 0 | 0 | 0 | 0 | 0 | 0
FIRM GAS_FGT | 0 | 0 | 0 | 0 | 0 | 0 | 0 | 0 | 19.76 | 28.8 | 29.76 | 52.58 | 60.65 | 51.53 | 59.27 | 84.42 | 97.34 | 104.69 | 122.6 | 200.06 | 207.45 | 205.5 | 181.69 | 207.97 | 216.31 | 243.07 | 93.47 | 100.49 | 85.62 | 82.81 | 0 | 0
INTERRUPT GAS | 0 | 0 | 0 | 0 | 0 | 0 | 0 | 0 | 2.63 | 5.05 | 6.7 | 14.76 | 19.1 | 14.77 | 17.09 | 26.01 | 33.02 | 41.98 | 40.84 | 62.81 | 63 | 76.23 | 55.9 | 112.73 | 119.49 | 51.32 | 116.34 | 85.1 | 95.29 | 88.72 | 0 | 0
GE 7FA CT3
FIRM GAS_GS | 0 | 0 | 0 | 0 | 0 | 0 | 0 | 0 | 0 | 0 | 0 | 0 | 0 | 0 | 0 | 0 | 0 | 0 | 0 | 0 | 0 | 0 | 0 | 0 | 0 | 0 | 0 | 0 | 0 | 0 | 0 | 0
FIRM GAS_FGT | 0 | 0 | 0 | 0 | 0 | 0 | 0 | 0 | 0 | 0 | 0 | 25.32 | 29.53 | 26.03 | 29.68 | 40.57 | 44.66 | 47.87 | 58.46 | 106.22 | 110.43 | 109.73 | 97.59 | 91.45 | 99.64 | 146.13 | 51.86 | 59.97 | 48.34 | 43.92 | 0 | 0
INTERRUPT GAS | 0 | 0 | 0 | 0 | 0 | 0 | 0 | 0 | 0 | 0 | 0 | 21.37 | 27.6 | 21.21 | 24.18 | 34.99 | 47.16 | 54.21 | 57.53 | 86.35 | 92.56 | 105.41 | 82.08 | 142.33 | 148.36 | 67.19 | 67.61 | 49.63 | 53.46 | 49.86 | 0 | 0
GE 7FA CT4
FIRM GAS_GS | 0 | 0 | 0 | 0 | 0 | 0 | 0 | 0 | 0 | 0 | 0 | 0 | 0 | 0 | 0 | 0 | 0 | 0 | 0 | 0 | 0 | 0 | 0 | 0 | 0 | 0 | 0 | 0 | 0 | 0 | 0 | 0
FIRM GAS_FGT | 0 | 0 | 0 | 0 | 0 | 0 | 0 | 0 | 0 | 0 | 0 | 0 | 0 | 0 | 8.36 | 11.86 | 12.26 | 12.22 | 17.38 | 42.06 | 39.62 | 37.62 | 34.21 | 25.18 | 32.09 | 78.08 | 24.39 | 31.96 | 25.02 | 18.64 | 0 | 0
INTERRUPT GAS | 0 | 0 | 0 | 0 | 0 | 0 | 0 | 0 | 0 | 0 | 0 | 0 | 0 | 0 | 28.8 | 37.31 | 48.65 | 55.7 | 58.09 | 88.87 | 100.3 | 107.69 | 83.98 | 129.96 | 138.87 | 77.21 | 37.34 | 30.6 | 30.49 | 31.75 | 0 | 0
GE 7FA CT5
FIRM GAS_GS | 0 | 0 | 0 | 0 | 0 | 0 | 0 | 0 | 0 | 0 | 0 | 0 | 0 | 0 | 0 | 0 | 0 | 0 | 0 | 0 | 0 | 0 | 0 | 0 | 0 | 0 | 0 | 0 | 0 | 0 | 0 | 0
FIRM GAS_FGT | 0 | 0 | 0 | 0 | 0 | 0 | 0 | 0 | 0 | 0 | 0 | 0 | 0 | 0 | 0 | 0 | 0 | 3.35 | 3.8 | 12.16 | 11.16 | 10.4 | 8.08 | 7.68 | 10.04 | 29.3 | 9.73 | 12.78 | 9.29 | 5.78 | 0 | 0
INTERRUPT GAS | 0 | 0 | 0 | 0 | 0 | 0 | 0 | 0 | 0 | 0 | 0 | 0 | 0 | 0 | 0 | 0 | 0 | 39.24 | 42.15 | 68.36 | 73.26 | 77.35 | 63.67 | 87.5 | 101.96 | 75.31 | 27.03 | 23.16 | 20.64 | 20.25 | 0 | 0
GE 7FA CT6
FIRM GAS_GS | 0 | 0 | 0 | 0 | 0 | 0 | 0 | 0 | 0 | 0 | 0 | 0 | 0 | 0 | 0 | 0 | 0 | 0 | 0 | 0 | 0 | 0 | 0 | 0 | 0 | 0 | 0 | 0 | 0 | 0 | 0 | 0
FIRM GAS_FGT | 0 | 0 | 0 | 0 | 0 | 0 | 0 | 0 | 0 | 0 | 0 | 0 | 0 | 0 | 0 | 0 | 0 | 0 | 0 | 2.86 | 3.27 | 2.73 | 2.31 | 2.41 | 3.1 | 7.48 | 3.78 | 4.98 | 3.82 | 1.93 | 0 | 0
INTERRUPT GAS | 0 | 0 | 0 | 0 | 0 | 0 | 0 | 0 | 0 | 0 | 0 | 0 | 0 | 0 | 0 | 0 | 0 | 0 | 0 | 43.19 | 43.45 | 48.28 | 40.35 | 50.13 | 61.01 | 54.1 | 17.91 | 15.32 | 12.92 | 12.17 | 0 | 0
GE 7FA CT7
FIRM GAS_GS | 0 | 0 | 0 | 0 | 0 | 0 | 0 | 0 | 0 | 0 | 0 | 0 | 0 | 0 | 0 | 0 | 0 | 0 | 0 | 0 | 0 | 0 | 0 | 0 | 0 | 0 | 0 | 0 | 0 | 0 | 0 | 0
FIRM GAS_FGT | 0 | 0 | 0 | 0 | 0 | 0 | 0 | 0 | 0 | 0 | 0 | 0 | 0 | 0 | 0 | 0 | 0 | 0 | 0 | 0 | 0 | 0 | 0 | 0 | 0 | 1.25 | 0.72 | 1.13 | 0.68 | 0.59 | 0 | 0
INTERRUPT GAS | 0 | 0 | 0 | 0 | 0 | 0 | 0 | 0 | 0 | 0 | 0 | 0 | 0 | 0 | 0 | 0 | 0 | 0 | 0 | 0 | 0 | 0 | 0 | 0 | 0 | 21.87 | 9.85 | 11.52 | 7.35 | 6.76 | 0 | 0
GE 7FA CT8
FIRM GAS_GS | 0 | 0 | 0 | 0 | 0 | 0 | 0 | 0 | 0 | 0 | 0 | 0 | 0 | 0 | 0 | 0 | 0 | 0 | 0 | 0 | 0 | 0 | 0 | 0 | 0 | 0 | 0 | 0 | 0 | 0 | 0 | 0
FIRM GAS_FGT | 0 | 0 | 0 | 56.61 | 108.1 | 0 | 0 | 0 | 0 | 0 | 0 | 0 | 0 | 0 | 0 | 0 | 0 | 0 | 0 | 0 | 0 | 0 | 0 | 0 | 0 | 0 | 0 | 0 | 0 | 0 | 0 | 0
INTERRUPT GAS | 0 | 0 | 0 | 4.65 | 4.8 | 0 | 0 | 0 | 0 | 0 | 0 | 0 | 0 | 0 | 0 | 0 | 0 | 0 | 0 | 0 | 0 | 0 | 0 | 0 | 0 | 0 | 0 | 0 | 0 | 0 | 0 | 0
GE 7FA CT9
FIRM GAS_GS | 0 | 0 | 0 | 0 | 0 | 0 | 0 | 0 | 0 | 0 | 0 | 0 | 0 | 0 | 0 | 0 | 0 | 0 | 0 | 0 | 0 | 0 | 0 | 0 | 0 | 0 | 0 | 0 | 0 | 0 | 0 | 0
FIRM GAS_FGT | 0 | 0 | 0 | 19.98 | 42.08 | 0 | 0 | 0 | 0 | 0 | 0 | 0 | 0 | 0 | 0 | 0 | 0 | 0 | 0 | 0 | 0 | 0 | 0 | 0 | 0 | 0 | 0 | 0 | 0 | 0 | 0 | 0
INTERRUPT GAS | 0 | 0 | 0 | 3.04 | 6.62 | 0 | 0 | 0 | 0 | 0 | 0 | 0 | 0 | 0 | 0 | 0 | 0 | 0 | 0 | 0 | 0 | 0 | 0 | 0 | 0 | 0 | 0 | 0 | 0 | 0 | 0 | 0
GE 7FA CT10
FIRM GAS_GS | 0 | 0 | 0 | 0 | 0 | 0 | 0 | 0 | 0 | 0 | 0 | 0 | 0 | 0 | 0 | 0 | 0 | 0 | 0 | 0 | 0 | 0 | 0 | 0 | 0 | 0 | 0 | 0 | 0 | 0 | 0 | 0
FIRM GAS_FGT | 0 | 0 | 0 | 0 | 0 | 0 | 0 | 0 | 0 | 0 | 0 | 0 | 0 | 0 | 0 | 0 | 0 | 0 | 0 | 0 | 0 | 0 | 0 | 0 | 0 | 0 | 0 | 0 | 0 | 0 | 0 | 0
INTERRUPT GAS | 0 | 0 | 0 | 0 | 0 | 0 | 0 | 0 | 0 | 0 | 0 | 0 | 0 | 0 | 0 | 0 | 0 | 0 | 0 | 0 | 0 | 0 | 0 | 0 | 0 | 0 | 0 | 0 | 0 | 0 | 0 | 0
CC 2x1 7FAwDF 1
FIRM GAS_GS | 0 | 0 | 0 | 0 | 0 | 0 | 0 | 0 | 0 | 0 | 0 | 0 | 0 | 0 | 0 | 0 | 0 | 0 | 0 | 0 | 0 | 0 | 0 | 0 | 0 | 0 | 0 | 0 | 0 | 0 | 0 | 0
FIRM GAS_FGT | 0 | 0 | 0 | 0 | 0 | 8427.97 | 8124.86 | 8007.17 | 7738.07 | 7753.86 | 7715.22 | 7737.91 | 7884.78 | 7837.8 | 7791.61 | 7773.33 | 7955 | 7946.68 | 7973.61 | 8102.06 | 8120.74 | 8144.03 | 8121.48 | 8424.9 | 8649.63 | 8565.76 | 7654.36 | 7591.56 | 7670.76 | 7684.33 | 0 | 0
INTERRUPT GAS | 0 | 0 | 0 | 0 | 0 | 0 | 0 | 0.03 | 0.03 | 0 | 0.03 | 0.18 | 0.14 | 0.17 | 0.28 | 0.53 | 0.46 | 0.42 | 0.21 | 0.5 | 0.31 | 1.08 | 0.33 | 0.48 | 0.57 | 0 | 70.44 | 67.82 | 66.73 | 71.36 | 0 | 0
CC 2x1 7FAwDF 2
FIRM GAS_GS | 0 | 0 | 0 | 0 | 0 | 0 | 0 | 0 | 0 | 0 | 0 | 0 | 0 | 0 | 0 | 0 | 0 | 0 | 0 | 0 | 0 | 0 | 0 | 0 | 0 | 0 | 0 | 0 | 0 | 0 | 0 | 0
FIRM GAS_FGT | 0 | 0 | 0 | 0 | 0 | 0 | 0 | 0 | 0 | 0 | 0 | 0 | 0 | 0 | 0 | 0 | 0 | 0 | 0 | 0 | 0 | 0 | 0 | 0 | 0 | 0 | 7784.42 | 7771.62 | 7755.94 | 7791.91 | 0 | 0
INTERRUPT GAS | 0 | 0 | 0 | 0 | 0 | 0 | 0 | 0 | 0 | 0 | 0 | 0 | 0 | 0 | 0 | 0 | 0 | 0 | 0 | 0 | 0 | 0 | 0 | 0 | 0 | 0 | 0.04 | 0 | 0 | 0 | 0 | 0
CC 2x1 7FAwDF 3
FIRM GAS_GS | 0 | 0 | 0 | 0 | 0 | 0 | 0 | 0 | 0 | 0 | 0 | 0 | 0 | 0 | 0 | 0 | 0 | 0 | 0 | 0 | 0 | 0 | 0 | 0 | 0 | 0 | 0 | 0 | 0 | 0 | 0 | 0
FIRM GAS_FGT | 0 | 0 | 0 | 0 | 0 | 0 | 0 | 0 | 0 | 0 | 0 | 0 | 0 | 0 | 0 | 0 | 0 | 0 | 0 | 0 | 0 | 0 | 0 | 0 | 0 | 2518 | 2134.99 | 2140.84 | 2106.78 | 2119.15 | 0 | 0
INTERRUPT GAS | 0 | 0 | 0 | 0 | 0 | 0 | 0 | 0 | 0 | 0 | 0 | 0 | 0 | 0 | 0 | 0 | 0 | 0 | 0 | 0 | 0 | 0 | 0 | 0 | 0 | 1.76 | 281.95 | 217.72 | 236.41 | 226.03 | 0 | 0
CC 2x1 7FAwDF 4
FIRM GAS_GS | 0 | 0 | 0 | 0 | 0 | 0 | 0 | 0 | 0 | 0 | 0 | 0 | 0 | 0 | 0 | 0 | 0 | 0 | 0 | 0 | 0 | 0 | 0 | 0 | 0 | 0 | 0 | 0 | 0 | 0 | 0 | 0
FIRM GAS_FGT | 0 | 0 | 0 | 0 | 0 | 0 | 0 | 0 | 0 | 0 | 0 | 0 | 0 | 0 | 0 | 0 | 0 | 0 | 0 | 0 | 0 | 0 | 0 | 0 | 0 | 0 | 0 | 0 | 0 | 0 | 0 | 0
INTERRUPT GAS | 0 | 0 | 0 | 0 | 0 | 0 | 0 | 0 | 0 | 0 | 0 | 0 | 0 | 0 | 0 | 0 | 0 | 0 | 0 | 0 | 0 | 0 | 0 | 0 | 0 | 0 | 0 | 0 | 0 | 0 | 0 | 0
CC 2x1 7FAwDF 5
FIRM GAS_GS | 0 | 0 | 0 | 0 | 0 | 0 | 0 | 0 | 0 | 0 | 0 | 0 | 0 | 0 | 0 | 0 | 0 | 0 | 0 | 0 | 0 | 0 | 0 | 0 | 0 | 0 | 0 | 0 | 0 | 0 | 0 | 0
FIRM GAS_FGT | 0 | 0 | 0 | 0 | 0 | 0 | 0 | 0 | 0 | 0 | 0 | 0 | 0 | 0 | 0 | 0 | 0 | 0 | 0 | 0 | 0 | 0 | 0 | 0 | 0 | 0 | 0 | 0 | 0 | 0 | 0 | 0
INTERRUPT GAS | 0 | 0 | 0 | 0 | 0 | 0 | 0 | 0 | 0 | 0 | 0 | 0 | 0 | 0 | 0 | 0 | 0 | 0 | 0 | 0 | 0 | 0 | 0 | 0 | 0 | 0 | 0 | 0 | 0 | 0 | 0 | 0
CC 2x1 7FAwDF 6
FIRM GAS_GS | 0 | 0 | 0 | 0 | 0 | 0 | 0 | 0 | 0 | 0 | 0 | 0 | 0 | 0 | 0 | 0 | 0 | 0 | 0 | 0 | 0 | 0 | 0 | 0 | 0 | 0 | 0 | 0 | 0 | 0 | 0 | 0
FIRM GAS_FGT | 0 | 0 | 0 | 0 | 0 | 0 | 0 | 0 | 0 | 0 | 0 | 0 | 0 | 0 | 0 | 0 | 0 | 0 | 0 | 0 | 0 | 0 | 0 | 0 | 0 | 0 | 0 | 0 | 0 | 0 | 0 | 0
INTERRUPT GAS | 0 | 0 | 0 | 0 | 0 | 0 | 0 | 0 | 0 | 0 | 0 | 0 | 0 | 0 | 0 | 0 | 0 | 0 | 0 | 0 | 0 | 0 | 0 | 0 | 0 | 0 | 0 | 0 | 0 | 0 | 0 | 0
CC_Fut_Proxy_07
FIRM GAS_GS | 0 | 0 | 0 | 0 | 0 | 0 | 0 | 0 | 0 | 0 | 0 | 0 | 0 | 0 | 0 | 0 | 0 | 0 | 0 | 0 | 0 | 0 | 0 | 0 | 0 | 0 | 0 | 0 | 0 | 0 | 0 | 0
FIRM GAS_FGT | 0 | 0 | 0 | 0 | 0 | 0 | 0 | 0 | 0 | 0 | 0 | 0 | 0 | 0 | 0 | 0 | 0 | 0 | 0 | 0 | 0 | 0 | 0 | 0 | 0 | 0 | 0 | 0 | 0 | 0 | 0 | 0
INTERRUPT GAS | 0 | 0 | 0 | 0 | 0 | 0 | 0 | 0 | 0 | 0 | 0 | 0 | 0 | 0 | 0 | 0 | 0 | 0 | 0 | 0 | 0 | 0 | 0 | 0 | 0 | 0 | 0 | 0 | 0 | 0 | 0 | 0
CC_Fut_Proxy_08
FIRM GAS_GS | 0 | 0 | 0 | 0 | 0 | 0 | 0 | 0 | 0 | 0 | 0 | 0 | 0 | 0 | 0 | 0 | 0 | 0 | 0 | 0 | 0 | 0 | 0 | 0 | 0 | 0 | 0 | 0 | 0 | 0 | 0 | 0
FIRM GAS_FGT | 0 | 0 | 0 | 0 | 0 | 0 | 0 | 0 | 0 | 0 | 0 | 0 | 0 | 0 | 0 | 0 | 0 | 0 | 0 | 0 | 0 | 0 | 0 | 0 | 0 | 0 | 0 | 0 | 0 | 0 | 0 | 0
INTERRUPT GAS | 0 | 0 | 0 | 0 | 0 | 0 | 0 | 0 | 0 | 0 | 0 | 0 | 0 | 0 | 0 | 0 | 0 | 0 | 0 | 0 | 0 | 0 | 0 | 0 | 0 | 0 | 0 | 0 | 0 | 0 | 0 | 0
CC_Fut_Proxy_09
FIRM GAS_GS | 0 | 0 | 0 | 0 | 0 | 0 | 0 | 0 | 0 | 0 | 0 | 0 | 0 | 0 | 0 | 0 | 0 | 0 | 0 | 0 | 0 | 0 | 0 | 0 | 0 | 0 | 0 | 0 | 0 | 0 | 0 | 0
FIRM GAS_FGT | 0 | 0 | 0 | 0 | 0 | 0 | 0 | 0 | 0 | 0 | 0 | 0 | 0 | 0 | 0 | 0 | 0 | 0 | 0 | 0 | 0 | 0 | 0 | 0 | 0 | 0 | 0 | 0 | 0 | 0 | 0 | 0
INTERRUPT GAS | 0 | 0 | 0 | 0 | 0 | 0 | 0 | 0 | 0 | 0 | 0 | 0 | 0 | 0 | 0 | 0 | 0 | 0 | 0 | 0 | 0 | 0 | 0 | 0 | 0 | 0 | 0 | 0 | 0 | 0 | 0 | 0
CC_Fut_Proxy_10
FIRM GAS_GS | 0 | 0 | 0 | 0 | 0 | 0 | 0 | 0 | 0 | 0 | 0 | 0 | 0 | 0 | 0 | 0 | 0 | 0 | 0 | 0 | 0 | 0 | 0 | 0 | 0 | 0 | 0 | 0 | 0 | 0 | 0 | 0
FIRM GAS_FGT | 0 | 0 | 0 | 0 | 0 | 0 | 0 | 0 | 0 | 0 | 0 | 0 | 0 | 0 | 0 | 0 | 0 | 0 | 0 | 0 | 0 | 0 | 0 | 0 | 0 | 0 | 0 | 0 | 0 | 0 | 0 | 0
INTERRUPT GAS | 0 | 0 | 0 | 0 | 0 | 0 | 0 | 0 | 0 | 0 | 0 | 0 | 0 | 0 | 0 | 0 | 0 | 0 | 0 | 0 | 0 | 0 | 0 | 0 | 0 | 0 | 0 | 0 | 0 | 0 | 0 | 0
Generation and Interchange Power (GWH)
Total Coal | 6317.44 | 5833.84 | 6606.65 | 5733.29 | 5969.93 | 4738.22 | 4886.46 | 5187.01 | 5799.18 | 5735.33 | 5983.05 | 5598.18 | 5584.15 | 5915.13 | 6131.44 | 6041.86 | 5560.57 | 5568.43 | 5600.24 | 4477.23 | 4453.63 | 4044.69 | 4581.42 | 3093.31 | 2309.69 | 2188.72 | 1927.63 | 2284.5 | 2256.81 | 2270.24 | 0 | 0
Total Natural Gas | 12840.08 | 13347.88 | 12512.26 | 13398.87 | 13274.67 | 6504.9 | 6922.61 | 7030.96 | 6836.05 | 7176.37 | 7277.02 | 7887.28 | 8015.1 | 8045.46 | 8117.46 | 8448.67 | 8984.26 | 9232.6 | 9433.63 | 10122.98 | 10106.25 | 10449.43 | 10073.95 | 11056.87 | 11539.45 | 9329.72 | 3126.88 | 2948.32 | 3011.71 | 2973.6 | 0 | 0
TIA Solar | 0 | 0 | 0 | 0 | 0 | 0 | 0 | 0 | 0 | 0 | 0 | 0 | 0 | 0 | 0 | 0 | 0 | 0 | 0 | 0 | 0 | 0 | 0 | 0 | 0 | 0 | 0 | 0 | 0 | 0 | 0 | 0
Big Bend Solar | 0 | 0 | 0 | 0 | 0 | 0 | 0 | 0 | 0 | 0 | 0 | 0 | 0 | 0 | 0 | 0 | 0 | 0 | 0 | 0 | 0 | 0 | 0 | 0 | 0 | 0 | 0 | 0 | 0 | 0 | 0 | 0
LegoLand Solar | 0 | 0 | 0 | 0 | 0 | 0 | 0 | 0 | 0 | 0 | 0 | 0 | 0 | 0 | 0 | 0 | 0 | 0 | 0 | 0 | 0 | 0 | 0 | 0 | 0 | 0 | 0 | 0 | 0 | 0 | 0 | 0
Future Solar - Proxy1 | 0 | 0 | 0 | 0 | 0 | 0 | 0 | 0 | 0 | 0 | 0 | 0 | 0 | 0 | 0 | 0 | 0 | 0 | 0 | 0 | 0 | 0 | 0 | 0 | 0 | 0 | 0 | 0 | 0 | 0 | 0 | 0
Future Solar - Proxy2 | 0 | 0 | 0 | 0 | 0 | 0 | 0 | 0 | 0 | 0 | 0 | 0 | 0 | 0 | 0 | 0 | 0 | 0 | 0 | 0 | 0 | 0 | 0 | 0 | 0 | 0 | 0 | 0 | 0 | 0 | 0 | 0
Future Solar - Proxy3 | 0 | 0 | 0 | 0 | 0 | 0 | 0 | 0 | 0 | 0 | 0 | 0 | 0 | 0 | 0 | 0 | 0 | 0 | 0 | 0 | 0 | 0 | 0 | 0 | 0 | 0 | 0 | 0 | 0 | 0 | 0 | 0
Future Solar - Proxy4 | 0 | 0 | 0 | 0 | 0 | 0 | 0 | 0 | 0 | 0 | 0 | 0 | 0 | 0 | 0 | 0 | 0 | 0 | 0 | 0 | 0 | 0 | 0 | 0 | 0 | 0 | 0 | 0 | 0 | 0 | 0 | 0
Future Solar - Proxy5 | 0 | 0 | 0 | 0 | 0 | 0 | 0 | 0 | 0 | 0 | 0 | 0 | 0 | 0 | 0 | 0 | 0 | 0 | 0 | 0 | 0 | 0 | 0 | 0 | 0 | 0 | 0 | 0 | 0 | 0 | 0 | 0
Future Solar - Proxy6 | 0 | 0 | 0 | 0 | 0 | 0 | 0 | 0 | 0 | 0 | 0 | 0 | 0 | 0 | 0 | 0 | 0 | 0 | 0 | 0 | 0 | 0 | 0 | 0 | 0 | 0 | 0 | 0 | 0 | 0 | 0 | 0
Future Solar - Proxy7 | 0 | 0 | 0 | 0 | 0 | 0 | 0 | 0 | 0 | 0 | 0 | 0 | 0 | 0 | 0 | 0 | 0 | 0 | 0 | 0 | 0 | 0 | 0 | 0 | 0 | 0 | 0 | 0 | 0 | 0 | 0 | 0
Future Solar - Proxy8 | 0 | 0 | 0 | 0 | 0 | 0 | 0 | 0 | 0 | 0 | 0 | 0 | 0 | 0 | 0 | 0 | 0 | 0 | 0 | 0 | 0 | 0 | 0 | 0 | 0 | 0 | 0 | 0 | 0 | 0 | 0 | 0
Future Solar - Proxy9 | 0 | 0 | 0 | 0 | 0 | 0 | 0 | 0 | 0 | 0 | 0 | 0 | 0 | 0 | 0 | 0 | 0 | 0 | 0 | 0 | 0 | 0 | 0 | 0 | 0 | 0 | 0 | 0 | 0 | 0 | 0 | 0
Future Solar - Proxy10 | 0 | 0 | 0 | 0 | 0 | 0 | 0 | 0 | 0 | 0 | 0 | 0 | 0 | 0 | 0 | 0 | 0 | 0 | 0 | 0 | 0 | 0 | 0 | 0 | 0 | 0 | 0 | 0 | 0 | 0 | 0 | 0
Future Solar - Proxy11 | 0 | 0 | 0 | 0 | 0 | 0 | 0 | 0 | 0 | 0 | 0 | 0 | 0 | 0 | 0 | 0 | 0 | 0 | 0 | 0 | 0 | 0 | 0 | 0 | 0 | 0 | 0 | 0 | 0 | 0 | 0 | 0
Total No. 6 Oil | 0 | 0 | 0 | 0 | 0 | 0 | 0 | 0 | 0 | 0 | 0 | 0 | 0 | 0 | 0 | 0 | 0 | 0 | 0 | 0 | 0 | 0 | 0 | 0 | 0 | 0 | 0 | 0 | 0 | 0 | 0 | 0
Total TEC Generation (GWH) | 19157.52 | 19181.72 | 19118.91 | 19132.16 | 19244.6 | 11243.12 | 11809.07 | 12217.97 | 12635.23 | 12911.7 | 13260.07 | 13485.46 | 13599.25 | 13960.59 | 14248.9 | 14490.53 | 14544.83 | 14801.03 | 15033.87 | 14600.21 | 14559.88 | 14494.12 | 14655.37 | 14150.18 | 13849.14 | 11518.44 | 5054.51 | 5232.82 | 5268.52 | 5243.84 | 0 | 0
Econ/Market Purchase | 0 | 0 | 0 | 0 | 0 | 0 | 0 | 0 | 0 | 0 | 0 | 0 | 0 | 0 | 0 | 0 | 0 | 0 | 0 | 0 | 0 | 0 | 0 | 0 | 0 | 0 | 0 | 0 | 0 | 0 | 0 | 0
Emergency Purchase | 11.92 | 17.81 | 12.77 | 3 | 2.17 | 15.74 | 41.28 | 40.69 | 13.95 | 20.97 | 30.64 | 32.25 | 42.53 | 33.1 | 19.99 | 24.91 | 36.62 | 14.16 | 16.85 | 18.8 | 14.53 | 25.33 | 20.25 | 23.25 | 31.36 | 10.64 | 2.75 | 6.16 | 0.74 | 1.42 | 0 | 0
FirmCog_COTWTE | 0 | 0 | 0 | 0 | 0 | 0 | 0 | 0 | 0 | 0 | 0 | 0 | 0 | 0 | 0 | 0 | 0 | 0 | 0 | 0 | 0 | 0 | 0 | 0 | 0 | 0 | 0 | 0 | 0 | 0 | 0 | 0
FirmCog_HCWTE | 0 | 0 | 0 | 0 | 0 | 0 | 0 | 0 | 0 | 0 | 0 | 0 | 0 | 0 | 0 | 0 | 0 | 0 | 0 | 0 | 0 | 0 | 0 | 0 | 0 | 0 | 0 | 0 | 0 | 0 | 0 | 0
FirmCog_Orange | 0 | 0 | 0 | 0 | 0 | 0 | 0 | 0 | 0 | 0 | 0 | 0 | 0 | 0 | 0 | 0 | 0 | 0 | 0 | 0 | 0 | 0 | 0 | 0 | 0 | 0 | 0 | 0 | 0 | 0 | 0 | 0
AsAvailCog_CF_Industries | 0 | 0 | 0 | 0 | 0 | 0 | 0 | 0 | 0 | 0 | 0 | 0 | 0 | 0 | 0 | 0 | 0 | 0 | 0 | 0 | 0 | 0 | 0 | 0 | 0 | 0 | 0 | 0 | 0 | 0 | 0 | 0
AsAvailCog_Millpoint_Mosaic | 0 | 0 | 0 | 0 | 0 | 0 | 0 | 0 | 0 | 0 | 0 | 0 | 0 | 0 | 0 | 0 | 0 | 0 | 0 | 0 | 0 | 0 | 0 | 0 | 0 | 0 | 0 | 0 | 0 | 0 | 0 | 0
AsAvailCog_NewWales_Mosaic | 0 | 0 | 0 | 0 | 0 | 0 | 0 | 0 | 0 | 0 | 0 | 0 | 0 | 0 | 0 | 0 | 0 | 0 | 0 | 0 | 0 | 0 | 0 | 0 | 0 | 0 | 0 | 0 | 0 | 0 | 0 | 0
AsAvailCog_SPierce_Mosaic | 0 | 0 | 0 | 0 | 0 | 0 | 0 | 0 | 0 | 0 | 0 | 0 | 0 | 0 | 0 | 0 | 0 | 0 | 0 | 0 | 0 | 0 | 0 | 0 | 0 | 0 | 0 | 0 | 0 | 0 | 0 | 0
AsAvailCog_Ridgewood_Mosaic | 0 | 0 | 0 | 0 | 0 | 0 | 0 | 0 | 0 | 0 | 0 | 0 | 0 | 0 | 0 | 0 | 0 | 0 | 0 | 0 | 0 | 0 | 0 | 0 | 0 | 0 | 0 | 0 | 0 | 0 | 0 | 0
AsAvailCog_COTWTE | 0 | 0 | 0 | 0 | 0 | 0 | 0 | 0 | 0 | 0 | 0 | 0 | 0 | 0 | 0 | 0 | 0 | 0 | 0 | 0 | 0 | 0 | 0 | 0 | 0 | 0 | 0 | 0 | 0 | 0 | 0 | 0
AsAvailCog_HCWTE | 0 | 0 | 0 | 0 | 0 | 0 | 0 | 0 | 0 | 0 | 0 | 0 | 0 | 0 | 0 | 0 | 0 | 0 | 0 | 0 | 0 | 0 | 0 | 0 | 0 | 0 | 0 | 0 | 0 | 0 | 0 | 0
PASCO_Cogen | 0 | 0 | 0 | 0 | 0 | 0 | 0 | 0 | 0 | 0 | 0 | 0 | 0 | 0 | 0 | 0 | 0 | 0 | 0 | 0 | 0 | 0 | 0 | 0 | 0 | 0 | 0 | 0 | 0 | 0 | 0 | 0
Calpine_Osprey | 0 | 0 | 0 | 0 | 0 | 0 | 0 | 0 | 0 | 0 | 0 | 0 | 0 | 0 | 0 | 0 | 0 | 0 | 0 | 0 | 0 | 0 | 0 | 0 | 0 | 0 | 0 | 0 | 0 | 0 | 0 | 0
Duke_Osprey | 0 | 0 | 0 | 0 | 0 | 0 | 0 | 0 | 0 | 0 | 0 | 0 | 0 | 0 | 0 | 0 | 0 | 0 | 0 | 0 | 0 | 0 | 0 | 0 | 0 | 0 | 0 | 0 | 0 | 0 | 0 | 0
Constellation (Exelon) | 0 | 0 | 0 | 0 | 0 | 0 | 0 | 0 | 0 | 0 | 0 | 0 | 0 | 0 | 0 | 0 | 0 | 0 | 0 | 0 | 0 | 0 | 0 | 0 | 0 | 0 | 0 | 0 | 0 | 0 | 0 | 0
FPL_System_Lambda | 0 | 0 | 0 | 0 | 0 | 0 | 0 | 0 | 0 | 0 | 0 | 0 | 0 | 0 | 0 | 0 | 0 | 0 | 0 | 0 | 0 | 0 | 0 | 0 | 0 | 0 | 0 | 0 | 0 | 0 | 0 | 0
Duke_System | 0 | 0 | 0 | 0 | 0 | 0 | 0 | 0 | 0 | 0 | 0 | 0 | 0 | 0 | 0 | 0 | 0 | 0 | 0 | 0 | 0 | 0 | 0 | 0 | 0 | 0 | 0 | 0 | 0 | 0 | 0 | 0
PPA_Proxy1 | 0 | 0 | 0 | 0 | 0 | 0 | 0 | 0 | 0 | 0 | 0 | 0 | 0 | 0 | 0 | 0 | 0 | 0 | 0 | 0 | 0 | 0 | 0 | 0 | 0 | 0 | 0 | 0 | 0 | 0 | 0 | 0
PPA_Proxy2 | 0 | 0 | 0 | 0 | 0 | 0 | 0 | 0 | 0 | 0 | 0 | 0 | 0 | 0 | 0 | 0 | 0 | 0 | 0 | 0 | 0 | 0 | 0 | 0 | 0 | 0 | 0 | 0 | 0 | 0 | 0 | 0
PPA_Proxy3 | 0 | 0 | 0 | 0 | 0 | 0 | 0 | 0 | 0 | 0 | 0 | 0 | 0 | 0 | 0 | 0 | 0 | 0 | 0 | 0 | 0 | 0 | 0 | 0 | 0 | 0 | 0 | 0 | 0 | 0 | 0 | 0
PPA_Proxy4 | 0 | 0 | 0 | 0 | 0 | 0 | 0 | 0 | 0 | 0 | 0 | 0 | 0 | 0 | 0 | 0 | 0 | 0 | 0 | 0 | 0 | 0 | 0 | 0 | 0 | 0 | 0 | 0 | 0 | 0 | 0 | 0
Total Purchase Generation (GWH) | 11.92 | 17.81 | 12.77 | 3 | 2.17 | 15.74 | 41.28 | 40.69 | 13.95 | 20.97 | 30.64 | 32.25 | 42.53 | 33.1 | 19.99 | 24.91 | 36.62 | 14.16 | 16.85 | 18.8 | 14.53 | 25.33 | 20.25 | 23.25 | 31.36 | 10.64 | 2.75 | 6.16 | 0.74 | 1.42 | 0 | 0
Econ/Market Sales | 0 | 0 | 0 | 0 | 0 | 0 | 0 | 0 | 0 | 0 | 0 | 0 | 0 | 0 | 0 | 0 | 0 | 0 | 0 | 0 | 0 | 0 | 0 | 0 | 0 | 0 | 0 | 0 | 0 | 0 | 0 | 0
SecD Sales | 0 | 0 | 0 | 0 | 0 | 0 | 0 | 0 | 0 | 0 | 0 | 0 | 0 | 0 | 0 | 0 | 0 | 0 | 0 | 0 | 0 | 0 | 0 | 0 | 0 | 0 | 0 | 0 | 0 | 0 | 0 | 0
PPA Proxy 1 Sale | 0 | 0 | 0 | 0 | 0 | 0 | 0 | 0 | 0 | 0 | 0 | 0 | 0 | 0 | 0 | 0 | 0 | 0 | 0 | 0 | 0 | 0 | 0 | 0 | 0 | 0 | 0 | 0 | 0 | 0 | 0 | 0
PPA Proxy 2 Sale | 0 | 0 | 0 | 0 | 0 | 0 | 0 | 0 | 0 | 0 | 0 | 0 | 0 | 0 | 0 | 0 | 0 | 0 | 0 | 0 | 0 | 0 | 0 | 0 | 0 | 0 | 0 | 0 | 0 | 0 | 0 | 0
Total Sales (GWH) | 0 | 0 | 0 | 0 | 0 | 0 | 0 | 0 | 0 | 0 | 0 | 0 | 0 | 0 | 0 | 0 | 0 | 0 | 0 | 0 | 0 | 0 | 0 | 0 | 0 | 0 | 0 | 0 | 0 | 0 | 0 | 0
System Generation | 19169.44 | 19199.53 | 19131.68 | 19135.16 | 19246.77 | 11258.86 | 11850.35 | 12258.66 | 12649.18 | 12932.67 | 13290.71 | 13517.71 | 13641.78 | 13993.69 | 14268.89 | 14515.44 | 14581.45 | 14815.19 | 15050.72 | 14619.01 | 14574.41 | 14519.45 | 14675.62 | 14173.43 | 13880.5 | 11529.08 | 5057.26 | 5238.98 | 5269.26 | 5245.26 | 0 | 0
Dump Energy | 0 | -0.02 | 0 | 0 | -0.03 | 0 | -0.02 | 0 | 0 | 0 | 0 | 0 | 0 | 0 | 0 | 0 | -0.01 | 0 | 0 | 0 | -0.02 | -0.01 | 0 | -0.01 | 0 | -0.02 | 0 | 0 | 0 | 0 | 0 | 0
Net Energy For Load Approx. (GWH) | 19169.44 | 19199.51 | 19131.68 | 19135.16 | 19246.74 | 11258.86 | 11850.33 | 12258.66 | 12649.18 | 12932.67 | 13290.71 | 13517.71 | 13641.78 | 13993.69 | 14268.89 | 14515.44 | 14581.44 | 14815.19 | 15050.72 | 14619.01 | 14574.39 | 14519.44 | 14675.62 | 14173.42 | 13880.5 | 11529.06 | 5057.26 | 5238.98 | 5269.26 | 5245.26 | 0 | 0
Power Customers (GWH)
Retail Load | 20498.36 | 20675.33 | 20903.98 | 21141.29 | 21324.42 | 21597.05 | 21883.5 | 22164.51 | 22302.59 | 22607.63 | 22927.79 | 23245.74 | 23533.77 | 23809.81 | 24090.96 | 24377.93 | 24667.96 | 24963.96 | 25266.05 | 25266.02 | 25265.97 | 25266.08 | 25266.08 | 25266.01 | 25266 | 25266.02 | 25266.12 | 25266.02 | 25266.01 | 25266.01 | 0 | 0
PRSale_RCID | 0 | 0 | 0 | 0 | 0 | 0 | 0 | 0 | 0 | 0 | 0 | 0 | 0 | 0 | 0 | 0 | 0 | 0 | 0 | 0 | 0 | 0 | 0 | 0 | 0 | 0 | 0 | 0 | 0 | 0 | 0 | 0
PRSale_StCloud | 0 | 0 | 0 | 0 | 0 | 0 | 0 | 0 | 0 | 0 | 0 | 0 | 0 | 0 | 0 | 0 | 0 | 0 | 0 | 0 | 0 | 0 | 0 | 0 | 0 | 0 | 0 | 0 | 0 | 0 | 0 | 0
PRSale_Wauchula | 0 | 0 | 0 | 0 | 0 | 0 | 0 | 0 | 0 | 0 | 0 | 0 | 0 | 0 | 0 | 0 | 0 | 0 | 0 | 0 | 0 | 0 | 0 | 0 | 0 | 0 | 0 | 0 | 0 | 0 | 0 | 0
Net Energy For Load (GWH) | 20498.36 | 20675.33 | 20903.98 | 21141.29 | 21324.42 | 21597.05 | 21883.5 | 22164.51 | 22302.59 | 22607.63 | 22927.79 | 23245.74 | 23533.77 | 23809.81 | 24090.96 | 24377.93 | 24667.96 | 24963.96 | 25266.05 | 25266.02 | 25265.97 | 25266.08 | 25266.08 | 25266.01 | 25266 | 25266.02 | 25266.12 | 25266.02 | 25266.01 | 25266.01 | 0 | 0
NEL Delta (GWH) | 1328.92 | 1475.82 | 1772.3 | 2006.13 | 2077.68 | 10338.19 | 10033.17 | 9905.85 | 9653.41 | 9674.96 | 9637.08 | 9728.03 | 9891.99 | 9816.12 | 9822.07 | 9862.49 | 10086.52 | 10148.77 | 10215.33 | 10647.01 | 10691.58 | 10746.64 | 10590.46 | 11092.59 | 11385.5 | 13736.96 | 20208.86 | 20027.04 | 19996.75 | 20020.75 | 0 | 0
Unit Fuel Energy (MMBtu x 1000) - "Includes Start Fuel"
Big Bend 1 | 0 | 0 | 0 | 0 | 0 | 0 | 0 | 0 | 0 | 0 | 0 | 0 | 0 | 0 | 0 | 0 | 0 | 0 | 0 | 0 | 0 | 0 | 0 | 0 | 0 | 0 | 0 | 0 | 0 | 0 | 0 | 0
Big Bend 2 | 0 | 0 | 0 | 0 | 0 | 0 | 0 | 0 | 0 | 0 | 0 | 0 | 0 | 0 | 0 | 0 | 0 | 0 | 0 | 0 | 0 | 0 | 0 | 0 | 0 | 0 | 0 | 0 | 0 | 0 | 0 | 0
Big Bend 3 | 0 | 0 | 0 | 0 | 0 | 0 | 0 | 0 | 0 | 0 | 0 | 0 | 0 | 0 | 0 | 0 | 0 | 0 | 0 | 0 | 0 | 0 | 0 | 0 | 0 | 0 | 0 | 0 | 0 | 0 | 0 | 0
Big Bend 4 | 0 | 0 | 0 | 0 | 0 | 0 | 0 | 0 | 0 | 0 | 0 | 0 | 0 | 0 | 0 | 0 | 0 | 0 | 0 | 0 | 0 | 0 | 0 | 0 | 0 | 0 | 0 | 0 | 0 | 0 | 0 | 0
TOTAL Big Bend (MMBtu x 1000) | 0 | 0 | 0 | 0 | 0 | 0 | 0 | 0 | 0 | 0 | 0 | 0 | 0 | 0 | 0 | 0 | 0 | 0 | 0 | 0 | 0 | 0 | 0 | 0 | 0 | 0 | 0 | 0 | 0 | 0 | 0 | 0
Big Bend CT4 | 0 | 0 | 0 | 0 | 0 | 0 | 0 | 0 | 0 | 0 | 0 | 0 | 0 | 0 | 0 | 0 | 0 | 0 | 0 | 0 | 0 | 0 | 0 | 0 | 0 | 0 | 0 | 0 | 0 | 0 | 0 | 0
Big Bend CT4o | 0 | 0 | 0 | 0 | 0 | 0 | 0 | 0 | 0 | 0 | 0 | 0 | 0 | 0 | 0 | 0 | 0 | 0 | 0 | 0 | 0 | 0 | 0 | 0 | 0 | 0 | 0 | 0 | 0 | 0 | 0 | 0
Bayside 1 | 0 | 0 | 0 | 0 | 0 | 0 | 0 | 0 | 0 | 0 | 0 | 0 | 0 | 0 | 0 | 0 | 0 | 0 | 0 | 0 | 0 | 0 | 0 | 0 | 0 | 0 | 0 | 0 | 0 | 0 | 0 | 0
Bayside 2 | 0 | 0 | 0 | 0 | 0 | 0 | 0 | 0 | 0 | 0 | 0 | 0 | 0 | 0 | 0 | 0 | 0 | 0 | 0 | 0 | 0 | 0 | 0 | 0 | 0 | 0 | 0 | 0 | 0 | 0 | 0 | 0
TOTAL Bayside CC (MMBtu x 1000) | 0 | 0 | 0 | 0 | 0 | 0 | 0 | 0 | 0 | 0 | 0 | 0 | 0 | 0 | 0 | 0 | 0 | 0 | 0 | 0 | 0 | 0 | 0 | 0 | 0 | 0 | 0 | 0 | 0 | 0 | 0 | 0
Bayside 3 | 0 | 0 | 0 | 0 | 0 | 0 | 0 | 0 | 0 | 0 | 0 | 0 | 0 | 0 | 0 | 0 | 0 | 0 | 0 | 0 | 0 | 0 | 0 | 0 | 0 | 0 | 0 | 0 | 0 | 0 | 0 | 0
Bayside 4 | 0 | 0 | 0 | 0 | 0 | 0 | 0 | 0 | 0 | 0 | 0 | 0 | 0 | 0 | 0 | 0 | 0 | 0 | 0 | 0 | 0 | 0 | 0 | 0 | 0 | 0 | 0 | 0 | 0 | 0 | 0 | 0
Bayside 5 | 0 | 0 | 0 | 0 | 0 | 0 | 0 | 0 | 0 | 0 | 0 | 0 | 0 | 0 | 0 | 0 | 0 | 0 | 0 | 0 | 0 | 0 | 0 | 0 | 0 | 0 | 0 | 0 | 0 | 0 | 0 | 0
Bayside 6 | 0 | 0 | 0 | 0 | 0 | 0 | 0 | 0 | 0 | 0 | 0 | 0 | 0 | 0 | 0 | 0 | 0 | 0 | 0 | 0 | 0 | 0 | 0 | 0 | 0 | 0 | 0 | 0 | 0 | 0 | 0 | 0
Polk 1 | 0 | 0 | 0 | 0 | 0 | 0 | 0 | 0 | 0 | 0 | 0 | 0 | 0 | 0 | 0 | 0 | 0 | 0 | 0 | 0 | 0 | 0 | 0 | 0 | 0 | 0 | 0 | 0 | 0 | 0 | 0 | 0
Polk 1g | 0 | 0 | 0 | 0 | 0 | 0 | 0 | 0 | 0 | 0 | 0 | 0 | 0 | 0 | 0 | 0 | 0 | 0 | 0 | 0 | 0 | 0 | 0 | 0 | 0 | 0 | 0 | 0 | 0 | 0 | 0 | 0
Polk 2 | 0 | 0 | 0 | 0 | 0 | 0 | 0 | 0 | 0 | 0 | 0 | 0 | 0 | 0 | 0 | 0 | 0 | 0 | 0 | 0 | 0 | 0 | 0 | 0 | 0 | 0 | 0 | 0 | 0 | 0 | 0 | 0
Polk 2o | 0 | 0 | 0 | 0 | 0 | 0 | 0 | 0 | 0 | 0 | 0 | 0 | 0 | 0 | 0 | 0 | 0 | 0 | 0 | 0 | 0 | 0 | 0 | 0 | 0 | 0 | 0 | 0 | 0 | 0 | 0 | 0
Polk 3 | 0 | 0 | 0 | 0 | 0 | 0 | 0 | 0 | 0 | 0 | 0 | 0 | 0 | 0 | 0 | 0 | 0 | 0 | 0 | 0 | 0 | 0 | 0 | 0 | 0 | 0 | 0 | 0 | 0 | 0 | 0 | 0
Polk 3o | 0 | 0 | 0 | 0 | 0 | 0 | 0 | 0 | 0 | 0 | 0 | 0 | 0 | 0 | 0 | 0 | 0 | 0 | 0 | 0 | 0 | 0 | 0 | 0 | 0 | 0 | 0 | 0 | 0 | 0 | 0 | 0
Polk 4 | 0 | 0 | 0 | 0 | 0 | 0 | 0 | 0 | 0 | 0 | 0 | 0 | 0 | 0 | 0 | 0 | 0 | 0 | 0 | 0 | 0 | 0 | 0 | 0 | 0 | 0 | 0 | 0 | 0 | 0 | 0 | 0
Polk 5 | 0 | 0 | 0 | 0 | 0 | 0 | 0 | 0 | 0 | 0 | 0 | 0 | 0 | 0 | 0 | 0 | 0 | 0 | 0 | 0 | 0 | 0 | 0 | 0 | 0 | 0 | 0 | 0 | 0 | 0 | 0 | 0
Polk 2 CC | 0 | 0 | 0 | 0 | 0 | 0 | 0 | 0 | 0 | 0 | 0 | 0 | 0 | 0 | 0 | 0 | 0 | 0 | 0 | 0 | 0 | 0 | 0 | 0 | 0 | 0 | 0 | 0 | 0 | 0 | 0 | 0
Polk 2 CC DF | 0 | 0 | 0 | 0 | 0 | 0 | 0 | 0 | 0 | 0 | 0 | 0 | 0 | 0 | 0 | 0 | 0 | 0 | 0 | 0 | 0 | 0 | 0 | 0 | 0 | 0 | 0 | 0 | 0 | 0 | 0 | 0
TOTAL Polk (MMBtu x 1000) | 0 | 0 | 0 | 0 | 0 | 0 | 0 | 0 | 0 | 0 | 0 | 0 | 0 | 0 | 0 | 0 | 0 | 0 | 0 | 0 | 0 | 0 | 0 | 0 | 0 | 0 | 0 | 0 | 0 | 0 | 0 | 0
Phillips 1 (No.2 Oil Excluded) | 0 | 0 | 0 | 0 | 0 | 0 | 0 | 0 | 0 | 0 | 0 | 0 | 0 | 0 | 0 | 0 | 0 | 0 | 0 | 0 | 0 | 0 | 0 | 0 | 0 | 0 | 0 | 0 | 0 | 0 | 0 | 0
Phillips 2 (No.2 Oil Excluded) | 0 | 0 | 0 | 0 | 0 | 0 | 0 | 0 | 0 | 0 | 0 | 0 | 0 | 0 | 0 | 0 | 0 | 0 | 0 | 0 | 0 | 0 | 0 | 0 | 0 | 0 | 0 | 0 | 0 | 0 | 0 | 0
TOTAL Phillips (MMBtu x 1000) | 0 | 0 | 0 | 0 | 0 | 0 | 0 | 0 | 0 | 0 | 0 | 0 | 0 | 0 | 0 | 0 | 0 | 0 | 0 | 0 | 0 | 0 | 0 | 0 | 0 | 0 | 0 | 0 | 0 | 0 | 0 | 0
City of Tampa | 0 | 0 | 0 | 0 | 0 | 0 | 0 | 0 | 0 | 0 | 0 | 0 | 0 | 0 | 0 | 0 | 0 | 0 | 0 | 0 | 0 | 0 | 0 | 0 | 0 | 0 | 0 | 0 | 0 | 0 | 0 | 0
FutAeroCT1 | 0 | 0 | 0 | 0 | 0 | 0 | 0 | 0 | 0 | 0 | 0 | 0 | 0 | 0 | 0 | 0 | 0 | 0 | 0 | 0 | 0 | 0 | 0 | 0 | 0 | 0 | 0 | 0 | 0 | 0 | 0 | 0
FutAeroCT2 | 0 | 0 | 0 | 0 | 0 | 0 | 0 | 0 | 0 | 0 | 0 | 0 | 0 | 0 | 0 | 0 | 0 | 0 | 0 | 0 | 0 | 0 | 0 | 0 | 0 | 0 | 0 | 0 | 0 | 0 | 0 | 0
FutAeroCT3 | 0 | 0 | 0 | 0 | 0 | 0 | 0 | 0 | 0 | 0 | 0 | 0 | 0 | 0 | 0 | 0 | 0 | 0 | 0 | 0 | 0 | 0 | 0 | 0 | 0 | 0 | 0 | 0 | 0 | 0 | 0 | 0
FutAeroCT4 | 0 | 0 | 0 | 0 | 0 | 0 | 0 | 0 | 0 | 0 | 0 | 0 | 0 | 0 | 0 | 0 | 0 | 0 | 0 | 0 | 0 | 0 | 0 | 0 | 0 | 0 | 0 | 0 | 0 | 0 | 0 | 0
FutAeroCT5 | 0 | 0 | 0 | 0 | 0 | 0 | 0 | 0 | 0 | 0 | 0 | 0 | 0 | 0 | 0 | 0 | 0 | 0 | 0 | 0 | 0 | 0 | 0 | 0 | 0 | 0 | 0 | 0 | 0 | 0 | 0 | 0
FutAeroCT6 | 0 | 0 | 0 | 0 | 0 | 0 | 0 | 0 | 0 | 0 | 0 | 0 | 0 | 0 | 0 | 0 | 0 | 0 | 0 | 0 | 0 | 0 | 0 | 0 | 0 | 0 | 0 | 0 | 0 | 0 | 0 | 0
FutAeroCT7 | 0 | 0 | 0 | 0 | 0 | 0 | 0 | 0 | 0 | 0 | 0 | 0 | 0 | 0 | 0 | 0 | 0 | 0 | 0 | 0 | 0 | 0 | 0 | 0 | 0 | 0 | 0 | 0 | 0 | 0 | 0 | 0
FutAeroCT8 | 0 | 0 | 0 | 0 | 0 | 0 | 0 | 0 | 0 | 0 | 0 | 0 | 0 | 0 | 0 | 0 | 0 | 0 | 0 | 0 | 0 | 0 | 0 | 0 | 0 | 0 | 0 | 0 | 0 | 0 | 0 | 0
FutAeroCT9 | 0 | 0 | 0 | 0 | 0 | 0 | 0 | 0 | 0 | 0 | 0 | 0 | 0 | 0 | 0 | 0 | 0 | 0 | 0 | 0 | 0 | 0 | 0 | 0 | 0 | 0 | 0 | 0 | 0 | 0 | 0 | 0
FutAeroCT10 | 0 | 0 | 0 | 0 | 0 | 0 | 0 | 0 | 0 | 0 | 0 | 0 | 0 | 0 | 0 | 0 | 0 | 0 | 0 | 0 | 0 | 0 | 0 | 0 | 0 | 0 | 0 | 0 | 0 | 0 | 0 | 0
Total Expansion Aero CT | 0 | 0 | 0 | 0 | 0 | 0 | 0 | 0 | 0 | 0 | 0 | 0 | 0 | 0 | 0 | 0 | 0 | 0 | 0 | 0 | 0 | 0 | 0 | 0 | 0 | 0 | 0 | 0 | 0 | 0 | 0 | 0
GE_7FA_CT1 | 0 | 0 | 0 | 0 | 0 | 0 | 0 | 0 | 0 | 0 | 0 | 0 | 0 | 0 | 0 | 0 | 0 | 0 | 0 | 0 | 0 | 0 | 0 | 0 | 0 | 0 | 0 | 0 | 0 | 0 | 0 | 0
GE_7FA_CT2 | 0 | 0 | 0 | 0 | 0 | 0 | 0 | 0 | 0 | 0 | 0 | 0 | 0 | 0 | 0 | 0 | 0 | 0 | 0 | 0 | 0 | 0 | 0 | 0 | 0 | 0 | 0 | 0 | 0 | 0 | 0 | 0
GE_7FA_CT3 | 0 | 0 | 0 | 0 | 0 | 0 | 0 | 0 | 0 | 0 | 0 | 0 | 0 | 0 | 0 | 0 | 0 | 0 | 0 | 0 | 0 | 0 | 0 | 0 | 0 | 0 | 0 | 0 | 0 | 0 | 0 | 0
GE_7FA_CT4 | 0 | 0 | 0 | 0 | 0 | 0 | 0 | 0 | 0 | 0 | 0 | 0 | 0 | 0 | 0 | 0 | 0 | 0 | 0 | 0 | 0 | 0 | 0 | 0 | 0 | 0 | 0 | 0 | 0 | 0 | 0 | 0
GE_7FA_CT5 | 0 | 0 | 0 | 0 | 0 | 0 | 0 | 0 | 0 | 0 | 0 | 0 | 0 | 0 | 0 | 0 | 0 | 0 | 0 | 0 | 0 | 0 | 0 | 0 | 0 | 0 | 0 | 0 | 0 | 0 | 0 | 0
GE_7FA_CT6 | 0 | 0 | 0 | 0 | 0 | 0 | 0 | 0 | 0 | 0 | 0 | 0 | 0 | 0 | 0 | 0 | 0 | 0 | 0 | 0 | 0 | 0 | 0 | 0 | 0 | 0 | 0 | 0 | 0 | 0 | 0 | 0
GE_7FA_CT7 | 0 | 0 | 0 | 0 | 0 | 0 | 0 | 0 | 0 | 0 | 0 | 0 | 0 | 0 | 0 | 0 | 0 | 0 | 0 | 0 | 0 | 0 | 0 | 0 | 0 | 0 | 0 | 0 | 0 | 0 | 0 | 0
GE_7FA_CT8 | 0 | 0 | 0 | 0 | 0 | 0 | 0 | 0 | 0 | 0 | 0 | 0 | 0 | 0 | 0 | 0 | 0 | 0 | 0 | 0 | 0 | 0 | 0 | 0 | 0 | 0 | 0 | 0 | 0 | 0 | 0 | 0
GE_7FA_CT9 | 0 | 0 | 0 | 0 | 0 | 0 | 0 | 0 | 0 | 0 | 0 | 0 | 0 | 0 | 0 | 0 | 0 | 0 | 0 | 0 | 0 | 0 | 0 | 0 | 0 | 0 | 0 | 0 | 0 | 0 | 0 | 0
GE_7FA_CT10 | 0 | 0 | 0 | 0 | 0 | 0 | 0 | 0 | 0 | 0 | 0 | 0 | 0 | 0 | 0 | 0 | 0 | 0 | 0 | 0 | 0 | 0 | 0 | 0 | 0 | 0 | 0 | 0 | 0 | 0 | 0 | 0
Total Expansion 7FA CT | 0 | 0 | 0 | 0 | 0 | 0 | 0 | 0 | 0 | 0 | 0 | 0 | 0 | 0 | 0 | 0 | 0 | 0 | 0 | 0 | 0 | 0 | 0 | 0 | 0 | 0 | 0 | 0 | 0 | 0 | 0 | 0
CC 2x1 7FAwDF 1 | 0 | 0 | 0 | 0 | 0 | 0 | 0 | 0 | 0 | 0 | 0 | 0 | 0 | 0 | 0 | 0 | 0 | 0 | 0 | 0 | 0 | 0 | 0 | 0 | 0 | 0 | 0 | 0 | 0 | 0 | 0 | 0
CC 2x1 7FAwDF 2 | 0 | 0 | 0 | 0 | 0 | 0 | 0 | 0 | 0 | 0 | 0 | 0 | 0 | 0 | 0 | 0 | 0 | 0 | 0 | 0 | 0 | 0 | 0 | 0 | 0 | 0 | 0 | 0 | 0 | 0 | 0 | 0
CC 2x1 7FAwDF 3 | 0 | 0 | 0 | 0 | 0 | 0 | 0 | 0 | 0 | 0 | 0 | 0 | 0 | 0 | 0 | 0 | 0 | 0 | 0 | 0 | 0 | 0 | 0 | 0 | 0 | 0 | 0 | 0 | 0 | 0 | 0 | 0
CC 2x1 7FAwDF 4 | 0 | 0 | 0 | 0 | 0 | 0 | 0 | 0 | 0 | 0 | 0 | 0 | 0 | 0 | 0 | 0 | 0 | 0 | 0 | 0 | 0 | 0 | 0 | 0 | 0 | 0 | 0 | 0 | 0 | 0 | 0 | 0
CC 2x1 7FAwDF 5 | 0 | 0 | 0 | 0 | 0 | 0 | 0 | 0 | 0 | 0 | 0 | 0 | 0 | 0 | 0 | 0 | 0 | 0 | 0 | 0 | 0 | 0 | 0 | 0 | 0 | 0 | 0 | 0 | 0 | 0 | 0 | 0
CC 2x1 7FAwDF 6 | 0 | 0 | 0 | 0 | 0 | 0 | 0 | 0 | 0 | 0 | 0 | 0 | 0 | 0 | 0 | 0 | 0 | 0 | 0 | 0 | 0 | 0 | 0 | 0 | 0 | 0 | 0 | 0 | 0 | 0 | 0 | 0
CC_Fut_Proxy_07 | 0 | 0 | 0 | 0 | 0 | 0 | 0 | 0 | 0 | 0 | 0 | 0 | 0 | 0 | 0 | 0 | 0 | 0 | 0 | 0 | 0 | 0 | 0 | 0 | 0 | 0 | 0 | 0 | 0 | 0 | 0 | 0
CC_Fut_Proxy_08 | 0 | 0 | 0 | 0 | 0 | 0 | 0 | 0 | 0 | 0 | 0 | 0 | 0 | 0 | 0 | 0 | 0 | 0 | 0 | 0 | 0 | 0 | 0 | 0 | 0 | 0 | 0 | 0 | 0 | 0 | 0 | 0
CC_Fut_Proxy_09 | 0 | 0 | 0 | 0 | 0 | 0 | 0 | 0 | 0 | 0 | 0 | 0 | 0 | 0 | 0 | 0 | 0 | 0 | 0 | 0 | 0 | 0 | 0 | 0 | 0 | 0 | 0 | 0 | 0 | 0 | 0 | 0
CC_Fut_Proxy_10 | 0 | 0 | 0 | 0 | 0 | 0 | 0 | 0 | 0 | 0 | 0 | 0 | 0 | 0 | 0 | 0 | 0 | 0 | 0 | 0 | 0 | 0 | 0 | 0 | 0 | 0 | 0 | 0 | 0 | 0 | 0 | 0
Total Expansion CC | 0 | 0 | 0 | 0 | 0 | 0 | 0 | 0 | 0 | 0 | 0 | 0 | 0 | 0 | 0 | 0 | 0 | 0 | 0 | 0 | 0 | 0 | 0 | 0 | 0 | 0 | 0 | 0 | 0 | 0 | 0 | 0
Future Unit Proxy | 0 | 0 | 0 | 0 | 0 | 0 | 0 | 0 | 0 | 0 | 0 | 0 | 0 | 0 | 0 | 0 | 0 | 0 | 0 | 0 | 0 | 0 | 0 | 0 | 0 | 0 | 0 | 0 | 0 | 0 | 0 | 0
Detailed Unit Fuel Energy (MMBTU x 1000) - "Start Fuels Included"
Big Bend 1
BB_#2OIL | 0 | 0 | 0 | 0 | 0 | 0 | 0 | 0 | 0 | 0 | 0 | 0 | 0 | 0 | 0 | 0 | 0 | 0 | 0 | 0 | 0 | 0 | 0 | 0 | 0 | 0 | 0 | 0 | 0 | 0 | 0 | 0
BB1_COAL_BLEND | 4712.11 | 2706.36 | 2252.25 | 162.29 | 0 | 0 | 0 | 0 | 0 | 0 | 0 | 0 | 0 | 0 | 0 | 0 | 0 | 0 | 0 | 0 | 0 | 0 | 0 | 0 | 0 | 0 | 0 | 0 | 0 | 0 | 0 | 0
BB_COAL_STDLOW | 0 | 0 | 0 | 0 | 0 | 0 | 0 | 0 | 0 | 0 | 0 | 0 | 0 | 0 | 0 | 0 | 0 | 0 | 0 | 0 | 0 | 0 | 0 | 0 | 0 | 0 | 0 | 0 | 0 | 0 | 0 | 0
BB_COAL_PREMIUM | 0 | 0 | 0 | 0 | 0 | 0 | 0 | 0 | 0 | 0 | 0 | 0 | 0 | 0 | 0 | 0 | 0 | 0 | 0 | 0 | 0 | 0 | 0 | 0 | 0 | 0 | 0 | 0 | 0 | 0 | 0 | 0
BB_COAL_STDHIGH | 0 | 0 | 0 | 0 | 0 | 0 | 0 | 0 | 0 | 0 | 0 | 0 | 0 | 0 | 0 | 0 | 0 | 0 | 0 | 0 | 0 | 0 | 0 | 0 | 0 | 0 | 0 | 0 | 0 | 0 | 0 | 0
BB_COAL_LOWSULFUR | 0 | 0 | 0 | 0 | 0 | 0 | 0 | 0 | 0 | 0 | 0 | 0 | 0 | 0 | 0 | 0 | 0 | 0 | 0 | 0 | 0 | 0 | 0 | 0 | 0 | 0 | 0 | 0 | 0 | 0 | 0 | 0
BB_COAL_1 | 0 | 0 | 0 | 0 | 0 | 0 | 0 | 0 | 0 | 0 | 0 | 0 | 0 | 0 | 0 | 0 | 0 | 0 | 0 | 0 | 0 | 0 | 0 | 0 | 0 | 0 | 0 | 0 | 0 | 0 | 0 | 0
BB_COAL_2 | 0 | 0 | 0 | 0 | 0 | 0 | 0 | 0 | 0 | 0 | 0 | 0 | 0 | 0 | 0 | 0 | 0 | 0 | 0 | 0 | 0 | 0 | 0 | 0 | 0 | 0 | 0 | 0 | 0 | 0 | 0 | 0
BB_PETCOKE | 0 | 0 | 0 | 0 | 0 | 0 | 0 | 0 | 0 | 0 | 0 | 0 | 0 | 0 | 0 | 0 | 0 | 0 | 0 | 0 | 0 | 0 | 0 | 0 | 0 | 0 | 0 | 0 | 0 | 0 | 0 | 0
FIRM GAS_GS | 0 | 0 | 0 | 0 | 0 | 0 | 0 | 0 | 0 | 0 | 0 | 0 | 0 | 0 | 0 | 0 | 0 | 0 | 0 | 0 | 0 | 0 | 0 | 0 | 0 | 0 | 0 | 0 | 0 | 0 | 0 | 0
INTERRUPT GAS | 0 | 0 | 0 | 0 | 0 | 0 | 0 | 0 | 0 | 0 | 0 | 0 | 0 | 0 | 0 | 0 | 0 | 0 | 0 | 0 | 0 | 0 | 0 | 0 | 0 | 0 | 0 | 0 | 0 | 0 | 0 | 0
FIRM GAS_GS (Start Up) | 12.16 | 5.87 | 3.46 | 1.27 | 0 | 0 | 0 | 0 | 0 | 0 | 0 | 0 | 0 | 0 | 0 | 0 | 0 | 0 | 0 | 0 | 0 | 0 | 0 | 0 | 0 | 0 | 0 | 0 | 0 | 0 | 0 | 0
INTERRUPT GAS (Start Up) | 148.49 | 115.65 | 106.74 | 5.94 | 0 | 0 | 0 | 0 | 0 | 0 | 0 | 0 | 0 | 0 | 0 | 0 | 0 | 0 | 0 | 0 | 0 | 0 | 0 | 0 | 0 | 0 | 0 | 0 | 0 | 0 | 0 | 0
Big Bend 2
BB_#2OIL | 0 | 0 | 0 | 0 | 0 | 0 | 0 | 0 | 0 | 0 | 0 | 0 | 0 | 0 | 0 | 0 | 0 | 0 | 0 | 0 | 0 | 0 | 0 | 0 | 0 | 0 | 0 | 0 | 0 | 0 | 0 | 0
BB2_COAL_BLEND | 10946.05 | 8371.37 | 8809.89 | 3377.42 | 0 | 0 | 0 | 0 | 0 | 0 | 0 | 0 | 0 | 0 | 0 | 0 | 0 | 0 | 0 | 0 | 0 | 0 | 0 | 0 | 0 | 0 | 0 | 0 | 0 | 0 | 0 | 0
BB_COAL_STDLOW | 0 | 0 | 0 | 0 | 0 | 0 | 0 | 0 | 0 | 0 | 0 | 0 | 0 | 0 | 0 | 0 | 0 | 0 | 0 | 0 | 0 | 0 | 0 | 0 | 0 | 0 | 0 | 0 | 0 | 0 | 0 | 0
BB_COAL_PREMIUM | 0 | 0 | 0 | 0 | 0 | 0 | 0 | 0 | 0 | 0 | 0 | 0 | 0 | 0 | 0 | 0 | 0 | 0 | 0 | 0 | 0 | 0 | 0 | 0 | 0 | 0 | 0 | 0 | 0 | 0 | 0 | 0
BB_COAL_STDHIGH | 0 | 0 | 0 | 0 | 0 | 0 | 0 | 0 | 0 | 0 | 0 | 0 | 0 | 0 | 0 | 0 | 0 | 0 | 0 | 0 | 0 | 0 | 0 | 0 | 0 | 0 | 0 | 0 | 0 | 0 | 0 | 0
BB_COAL_LOWSULFUR | 0 | 0 | 0 | 0 | 0 | 0 | 0 | 0 | 0 | 0 | 0 | 0 | 0 | 0 | 0 | 0 | 0 | 0 | 0 | 0 | 0 | 0 | 0 | 0 | 0 | 0 | 0 | 0 | 0 | 0 | 0 | 0
BB_COAL_1 | 0 | 0 | 0 | 0 | 0 | 0 | 0 | 0 | 0 | 0 | 0 | 0 | 0 | 0 | 0 | 0 | 0 | 0 | 0 | 0 | 0 | 0 | 0 | 0 | 0 | 0 | 0 | 0 | 0 | 0 | 0 | 0
BB_COAL_2 | 0 | 0 | 0 | 0 | 0 | 0 | 0 | 0 | 0 | 0 | 0 | 0 | 0 | 0 | 0 | 0 | 0 | 0 | 0 | 0 | 0 | 0 | 0 | 0 | 0 | 0 | 0 | 0 | 0 | 0 | 0 | 0
BB_PETCOKE | 0 | 0 | 0 | 0 | 0 | 0 | 0 | 0 | 0 | 0 | 0 | 0 | 0 | 0 | 0 | 0 | 0 | 0 | 0 | 0 | 0 | 0 | 0 | 0 | 0 | 0 | 0 | 0 | 0 | 0 | 0 | 0
FIRM GAS_GS | 0 | 0 | 0 | 0 | 0 | 0 | 0 | 0 | 0 | 0 | 0 | 0 | 0 | 0 | 0 | 0 | 0 | 0 | 0 | 0 | 0 | 0 | 0 | 0 | 0 | 0 | 0 | 0 | 0 | 0 | 0 | 0
INTERRUPT GAS | 0 | 0 | 0 | 0 | 0 | 0 | 0 | 0 | 0 | 0 | 0 | 0 | 0 | 0 | 0 | 0 | 0 | 0 | 0 | 0 | 0 | 0 | 0 | 0 | 0 | 0 | 0 | 0 | 0 | 0 | 0 | 0
FIRM GAS_GS (Start Up) | 9.33 | 9.06 | 8.75 | 8.87 | 0 | 0 | 0 | 0 | 0 | 0 | 0 | 0 | 0 | 0 | 0 | 0 | 0 | 0 | 0 | 0 | 0 | 0 | 0 | 0 | 0 | 0 | 0 | 0 | 0 | 0 | 0 | 0
INTERRUPT GAS (Start Up) | 176.56 | 178.89 | 163.24 | 61.16 | 0 | 0 | 0 | 0 | 0 | 0 | 0 | 0 | 0 | 0 | 0 | 0 | 0 | 0 | 0 | 0 | 0 | 0 | 0 | 0 | 0 | 0 | 0 | 0 | 0 | 0 | 0 | 0
Big Bend 3
BB_#2OIL | 0 | 0 | 0 | 0 | 0 | 0 | 0 | 0 | 0 | 0 | 0 | 0 | 0 | 0 | 0 | 0 | 0 | 0 | 0 | 0 | 0 | 0 | 0 | 0 | 0 | 0 | 0 | 0 | 0 | 0 | 0 | 0
BB3_COAL_BLEND | 12501.31 | 12162.24 | 14598.7 | 14709.82 | 18483.61 | 15016.69 | 18966.91 | 15742.37 | 21748.21 | 22330.35 | 22447.51 | 22542.72 | 18425.1 | 23468.34 | 23324.87 | 23027.13 | 22513.82 | 19151.72 | 22862.73 | 21984.45 | 22248.29 | 22906.51 | 22934.84 | 8039.21 | 0 | 0 | 0 | 0 | 0 | 0 | 0 | 0
BB_COAL_STDLOW | 0 | 0 | 0 | 0 | 0 | 0 | 0 | 0 | 0 | 0 | 0 | 0 | 0 | 0 | 0 | 0 | 0 | 0 | 0 | 0 | 0 | 0 | 0 | 0 | 0 | 0 | 0 | 0 | 0 | 0 | 0 | 0
BB_COAL_PREMIUM | 0 | 0 | 0 | 0 | 0 | 0 | 0 | 0 | 0 | 0 | 0 | 0 | 0 | 0 | 0 | 0 | 0 | 0 | 0 | 0 | 0 | 0 | 0 | 0 | 0 | 0 | 0 | 0 | 0 | 0 | 0 | 0
BB_COAL_STDHIGH | 0 | 0 | 0 | 0 | 0 | 0 | 0 | 0 | 0 | 0 | 0 | 0 | 0 | 0 | 0 | 0 | 0 | 0 | 0 | 0 | 0 | 0 | 0 | 0 | 0 | 0 | 0 | 0 | 0 | 0 | 0 | 0
BB_COAL_LOWSULFUR | 0 | 0 | 0 | 0 | 0 | 0 | 0 | 0 | 0 | 0 | 0 | 0 | 0 | 0 | 0 | 0 | 0 | 0 | 0 | 0 | 0 | 0 | 0 | 0 | 0 | 0 | 0 | 0 | 0 | 0 | 0 | 0
BB_COAL_1 | 0 | 0 | 0 | 0 | 0 | 0 | 0 | 0 | 0 | 0 | 0 | 0 | 0 | 0 | 0 | 0 | 0 | 0 | 0 | 0 | 0 | 0 | 0 | 0 | 0 | 0 | 0 | 0 | 0 | 0 | 0 | 0
BB_COAL_2 | 0 | 0 | 0 | 0 | 0 | 0 | 0 | 0 | 0 | 0 | 0 | 0 | 0 | 0 | 0 | 0 | 0 | 0 | 0 | 0 | 0 | 0 | 0 | 0 | 0 | 0 | 0 | 0 | 0 | 0 | 0 | 0
BB_PETCOKE | 0 | 0 | 0 | 0 | 0 | 0 | 0 | 0 | 0 | 0 | 0 | 0 | 0 | 0 | 0 | 0 | 0 | 0 | 0 | 0 | 0 | 0 | 0 | 0 | 0 | 0 | 0 | 0 | 0 | 0 | 0 | 0
FIRM GAS_GS | 0 | 0 | 0 | 0 | 0 | 0 | 0 | 0 | 0 | 0 | 0 | 0 | 0 | 0 | 0 | 0 | 0 | 0 | 0 | 0 | 0 | 0 | 0 | 0 | 0 | 0 | 0 | 0 | 0 | 0 | 0 | 0
INTERRUPT GAS | 0 | 0 | 0 | 0 | 0 | 0 | 0 | 0 | 0 | 0 | 0 | 0 | 0 | 0 | 0 | 0 | 0 | 0 | 0 | 0 | 0 | 0 | 0 | 0 | 0 | 0 | 0 | 0 | 0 | 0 | 0 | 0
FIRM GAS_GS (Start Up) | 8.39 | 6.44 | 6.85 | 6.64 | 4.77 | 41.33 | 39.85 | 27.18 | 43.85 | 45.12 | 58.22 | 59.15 | 59.51 | 46.65 | 53.57 | 44.18 | 46.31 | 40.85 | 43.23 | 40.95 | 35.34 | 23.32 | 36.45 | 17.07 | 0 | 0 | 0 | 0 | 0 | 0 | 0 | 0
INTERRUPT GAS (Start Up) | 210.45 | 148.55 | 178.53 | 194.7 | 197.6 | 168.77 | 178.48 | 167.47 | 186.84 | 208.74 | 224.99 | 235.9 | 195.9 | 220.6 | 228.61 | 239.55 | 261.62 | 202.19 | 248.73 | 272.13 | 284.44 | 274.31 | 262.21 | 81.28 | 0 | 0 | 0 | 0 | 0 | 0 | 0 | 0
Big Bend 4
BB_#2OIL | 0 | 0 | 0 | 0 | 0 | 0 | 0 | 0 | 0 | 0 | 0 | 0 | 0 | 0 | 0 | 0 | 0 | 0 | 0 | 0 | 0 | 0 | 0 | 0 | 0 | 0 | 0 | 0 | 0 | 0 | 0 | 0
BB4_COAL_BLEND | 24675.19 | 21988.13 | 27371.64 | 26981.75 | 27300.63 | 19258.67 | 17138.46 | 22227.09 | 22406.89 | 22657.13 | 24731.3 | 19616.47 | 23803.6 | 23010.76 | 24540.86 | 24102.81 | 20267.26 | 23009.03 | 24724.04 | 24452.75 | 23941.97 | 18991.02 | 24510.23 | 24108.45 | 24070.03 | 22839.28 | 20085.1 | 23805.81 | 23562.9 | 23670.3 | 0 | 0
BB_COAL_STDLOW | 0 | 0 | 0 | 0 | 0 | 0 | 0 | 0 | 0 | 0 | 0 | 0 | 0 | 0 | 0 | 0 | 0 | 0 | 0 | 0 | 0 | 0 | 0 | 0 | 0 | 0 | 0 | 0 | 0 | 0 | 0 | 0
BB_COAL_PREMIUM | 0 | 0 | 0 | 0 | 0 | 0 | 0 | 0 | 0 | 0 | 0 | 0 | 0 | 0 | 0 | 0 | 0 | 0 | 0 | 0 | 0 | 0 | 0 | 0 | 0 | 0 | 0 | 0 | 0 | 0 | 0 | 0
BB_COAL_STDHIGH | 0 | 0 | 0 | 0 | 0 | 0 | 0 | 0 | 0 | 0 | 0 | 0 | 0 | 0 | 0 | 0 | 0 | 0 | 0 | 0 | 0 | 0 | 0 | 0 | 0 | 0 | 0 | 0 | 0 | 0 | 0 | 0
BB_COAL_LOWSULFUR | 0 | 0 | 0 | 0 | 0 | 0 | 0 | 0 | 0 | 0 | 0 | 0 | 0 | 0 | 0 | 0 | 0 | 0 | 0 | 0 | 0 | 0 | 0 | 0 | 0 | 0 | 0 | 0 | 0 | 0 | 0 | 0
BB_COAL_1 | 0 | 0 | 0 | 0 | 0 | 0 | 0 | 0 | 0 | 0 | 0 | 0 | 0 | 0 | 0 | 0 | 0 | 0 | 0 | 0 | 0 | 0 | 0 | 0 | 0 | 0 | 0 | 0 | 0 | 0 | 0 | 0
BB_COAL_2 | 0 | 0 | 0 | 0 | 0 | 0 | 0 | 0 | 0 | 0 | 0 | 0 | 0 | 0 | 0 | 0 | 0 | 0 | 0 | 0 | 0 | 0 | 0 | 0 | 0 | 0 | 0 | 0 | 0 | 0 | 0 | 0
BB_PETCOKE | 0 | 0 | 0 | 0 | 0 | 0 | 0 | 0 | 0 | 0 | 0 | 0 | 0 | 0 | 0 | 0 | 0 | 0 | 0 | 0 | 0 | 0 | 0 | 0 | 0 | 0 | 0 | 0 | 0 | 0 | 0 | 0
FIRM GAS_GS | 0 | 0 | 0 | 0 | 0 | 0 | 0 | 0 | 0 | 0 | 0 | 0 | 0 | 0 | 0 | 0 | 0 | 0 | 0 | 0 | 0 | 0 | 0 | 0 | 0 | 0 | 0 | 0 | 0 | 0 | 0 | 0
INTERRUPT GAS | 0 | 0 | 0 | 0 | 0 | 0 | 0 | 0 | 0 | 0 | 0 | 0 | 0 | 0 | 0 | 0 | 0 | 0 | 0 | 0 | 0 | 0 | 0 | 0 | 0 | 0 | 0 | 0 | 0 | 0 | 0 | 0
FIRM GAS_GS (Start Up) | 5.93 | 3.33 | 4.09 | 3.3 | 2.85 | 35.49 | 36.7 | 30.29 | 31.21 | 28.51 | 30.64 | 45.17 | 55.16 | 51.06 | 49.27 | 42.06 | 40.54 | 46.07 | 35.29 | 35.12 | 36.74 | 24.46 | 33.81 | 26.49 | 22.6 | 49.27 | 151.82 | 187.02 | 186.08 | 181.83 | 0 | 0
INTERRUPT GAS (Start Up) | 263.38 | 174.84 | 211.15 | 223.79 | 222.69 | 143.7 | 127.57 | 170.54 | 147.98 | 163.05 | 180.48 | 196.85 | 237.83 | 260.47 | 239.1 | 245.79 | 208.17 | 279.88 | 249.98 | 257.87 | 267.07 | 253.09 | 273.09 | 278.35 | 289.97 | 276.68 | 104.1 | 130.69 | 129.05 | 124.04 | 0 | 0
BigBend CT4
FIRM GAS_GS | 14.49 | 2.71 | 1.14 | 2.59 | 3.35 | 3.14 | 8.27 | 5.5 | 3.01 | 7.86 | 13.92 | 8.72 | 16.53 | 7.88 | 17.58 | 37.08 | 31.85 | 40.03 | 33.53 | 63.13 | 84.41 | 65.74 | 54.84 | 85.33 | 87.07 | 301.81 | 701.62 | 620.52 | 589.65 | 569.08 | 0 | 0
INTERRUPT GAS | 76.47 | 87.7 | 54.99 | 18.87 | 22.83 | 34.56 | 84.77 | 89.03 | 39.79 | 60.87 | 62.99 | 118.87 | 135.79 | 113.29 | 101.25 | 141.22 | 177.09 | 177.72 | 164.58 | 294.87 | 298.84 | 392.99 | 254.32 | 567.34 | 593.47 | 470.34 | 5.69 | 7.17 | 5.14 | 5.91 | 0 | 0
BigBend CT4
BB_#2OIL | 0 | 0 | 0 | 0 | 0 | 0 | 0 | 0 | 0 | 0 | 0 | 0 | 0 | 0 | 0 | 0 | 0 | 0 | 0 | 0 | 0 | 0 | 0 | 0 | 0 | 0 | 0 | 0 | 0 | 0 | 0 | 0
Bayside 1
FIRM GAS_GS | 14250.79 | 15837.01 | 16025.64 | 16005.71 | 14186.95 | 11200.22 | 9426 | 11784.1 | 10607.94 | 10296.18 | 11086.35 | 11234.69 | 10792.94 | 11314.32 | 9970.62 | 12041.95 | 11114.21 | 11143.72 | 11240 | 9802.26 | 11440.03 | 11865.99 | 11436.92 | 11599.32 | 12049.5 | 2813.24 | 0 | 0 | 0 | 0 | 0 | 0
FIRM GAS_FGT | 10030.69 | 11018.52 | 10248.84 | 10707.39 | 9509.38 | 3001.19 | 2961.26 | 3536.27 | 3109 | 3252.11 | 3236.91 | 3593.58 | 3487.76 | 3671.43 | 3366.36 | 4330.31 | 4114.55 | 4288.04 | 4507.7 | 4802.11 | 5313.77 | 6099.19 | 5235.73 | 5908.63 | 6390.08 | 1096.39 | 0 | 0 | 0 | 0 | 0 | 0
INTERRUPT GAS | 4.96 | 2.95 | 1.93 | 2.97 | 4.01 | 8.37 | 28.6 | 31.13 | 10.25 | 22.63 | 24.17 | 67.08 | 92.17 | 80.41 | 96.01 | 129.37 | 195.73 | 294.67 | 290.56 | 560.7 | 542.18 | 730.53 | 507.1 | 1182.3 | 1228.8 | 56.84 | 0 | 0 | 0 | 0 | 0 | 0
Bayside 2
FIRM GAS_GS | 3655.97 | 2364.17 | 2157.88 | 2246.61 | 4499.96 | 2401.43 | 4075.04 | 3015.53 | 3422.03 | 4483.15 | 3422.84 | 3561.07 | 3724.52 | 3840.24 | 4943.45 | 3331.66 | 4000.68 | 4181.7 | 4235.08 | 5652.46 | 3849.55 | 4815.24 | 4313.6 | 4731.04 | 4591.48 | 11060.47 | 0 | 0 | 0 | 0 | 0 | 0
FIRM GAS_FGT | 19153.43 | 19240.81 | 18671.96 | 20360.78 | 19590.6 | 3756.04 | 5171.3 | 5724.8 | 5169.81 | 6214.88 | 6142.7 | 7167.74 | 7283.4 | 7353.86 | 7559.78 | 8438.21 | 8361.25 | 8334.8 | 8698.05 | 8994.42 | 8258.99 | 10355.7 | 9030.05 | 8636.82 | 9041.18 | 9273.14 | 0 | 0 | 0 | 0 | 0 | 0
INTERRUPT GAS | 148.56 | 201.72 | 165.1 | 52.91 | 46.11 | 32.05 | 75.19 | 76.16 | 47.84 | 73.01 | 82.15 | 171.2 | 207.17 | 212.18 | 218.72 | 292.35 | 567.5 | 777.4 | 770.57 | 1429.8 | 1458.99 | 1940.11 | 1388.43 | 3140.83 | 3349.96 | 781.16 | 0 | 0 | 0 | 0 | 0 | 0
Bayside 3
FIRM GAS_GS | 13.22 | 3.63 | 2 | 2.22 | 2.39 | 37.9 | 69.32 | 69.88 | 47.61 | 67.39 | 68.24 | 107.85 | 143.47 | 111.12 | 120.35 | 146.98 | 166.6 | 152.12 | 157.45 | 176.5 | 172.38 | 163.5 | 166.85 | 145.37 | 174.38 | 192.35 | 164.62 | 149.5 | 133.31 | 143.68 | 0 | 0
FIRM GAS_FGT | 37.75 | 79.16 | 46.92 | 13.17 | 12.89 | 13.49 | 30.16 | 30.44 | 10.88 | 22.37 | 14.34 | 18.43 | 16.26 | 18.05 | 12.38 | 20.99 | 24.09 | 19.62 | 26.22 | 34.61 | 34.9 | 39.78 | 33.13 | 24.2 | 21.99 | 20.34 | 2.09 | 2.77 | 2.2 | 2.46 | 0 | 0
INTERRUPT GAS | 5.49 | 7.7 | 4.05 | 3.57 | 6.42 | 1.89 | 13.34 | 15.54 | 5.55 | 13.09 | 16.78 | 35.18 | 46.56 | 38.12 | 37.52 | 53.75 | 84.44 | 105.55 | 108.97 | 181.5 | 184.48 | 237.04 | 173.03 | 288.55 | 285.45 | 27.53 | 7.18 | 5.86 | 5.73 | 5.99 | 0 | 0
Bayside 4
FIRM GAS_GS | 11.59 | 1.82 | 1.87 | 1.62 | 1.63 | 26.93 | 48.4 | 49.17 | 30.93 | 48.09 | 44.95 | 70.13 | 90.57 | 69.76 | 69.18 | 83.22 | 96.1 | 78.47 | 81.42 | 83.69 | 79.08 | 80.76 | 82.21 | 67.23 | 91.11 | 81.49 | 82.76 | 76.94 | 67.12 | 66.49 | 0 | 0
FIRM GAS_FGT | 25.5 | 67.24 | 37.73 | 9.06 | 6.84 | 17.16 | 34.64 | 37.57 | 14.26 | 20.04 | 18.07 | 13.58 | 13.11 | 13.76 | 6.58 | 12.34 | 12.14 | 7.38 | 11.21 | 16.7 | 15.63 | 18.34 | 15.52 | 13.61 | 11.19 | 10.73 | 1.26 | 1.69 | 1.43 | 1.35 | 0 | 0
INTERRUPT GAS | 5.31 | 8.19 | 4.36 | 3.87 | 6.61 | 2.64 | 15.19 | 16.4 | 6.3 | 14.46 | 18.55 | 40.91 | 53.5 | 40.24 | 42.34 | 54.87 | 84.66 | 87.48 | 85.66 | 136.51 | 134.19 | 163.73 | 125.41 | 199.49 | 202.15 | 42.22 | 4.73 | 3.68 | 3.55 | 3.4 | 0 | 0
Bayside 5
FIRM GAS_GS | 19.21 | 4.94 | 2.85 | 3.21 | 3.7 | 43.8 | 82.73 | 86.74 | 62.87 | 86.75 | 92.6 | 140.84 | 178.46 | 141.15 | 164.27 | 223.26 | 233.39 | 242.32 | 237.2 | 285.53 | 299.69 | 260.38 | 269.26 | 234.69 | 271.36 | 377.91 | 417.29 | 396.84 | 371.24 | 366.49 | 0 | 0
FIRM GAS_FGT | 80.43 | 112.66 | 72.9 | 31.08 | 32.6 | 21.76 | 49.93 | 56.4 | 23.5 | 45.39 | 36.51 | 43.63 | 43.68 | 44.11 | 40.99 | 65.74 | 69.99 | 68.32 | 85.29 | 107.76 | 114.31 | 119.27 | 106.03 | 86.4 | 74.38 | 84.66 | 4.33 | 5.73 | 4.25 | 4.5 | 0 | 0
INTERRUPT GAS | 4.22 | 9.02 | 6.69 | 4.38 | 7.03 | 1.89 | 9.78 | 12.52 | 5.3 | 14.05 | 18.25 | 45.52 | 61.31 | 53.86 | 51.3 | 79.17 | 114.98 | 165.72 | 174.97 | 308.13 | 311.08 | 391.24 | 292.07 | 488.64 | 489.07 | 61.77 | 13.07 | 11.91 | 11.75 | 11.1 | 0 | 0
Bayside 6
FIRM GAS_GS | 16.03 | 4.23 | 2.6 | 2.62 | 2.79 | 40.96 | 76.91 | 78.14 | 55.8 | 76.44 | 80.6 | 128.17 | 167.09 | 125.56 | 145.68 | 186.64 | 208.82 | 206.62 | 207.64 | 241.38 | 248.96 | 221.35 | 229.58 | 193.38 | 232.17 | 295.45 | 272.21 | 253.79 | 239.41 | 240.19 | 0 | 0
FIRM GAS_FGT | 56.43 | 95.99 | 59.77 | 21.67 | 19.74 | 16.75 | 40.29 | 41.71 | 16.44 | 32.94 | 23.68 | 28.79 | 27.3 | 27.09 | 24.37 | 42.16 | 43.35 | 39.92 | 52.64 | 64.93 | 67.7 | 77.11 | 62.61 | 51.36 | 42.84 | 41.88 | 2.88 | 3.96 | 3.15 | 3.34 | 0 | 0
INTERRUPT GAS | 4.34 | 7.71 | 4.97 | 4.1 | 7.1 | 1.94 | 11.74 | 13.78 | 5.63 | 14.3 | 19.22 | 43.03 | 58.1 | 49.03 | 48.38 | 70.18 | 106.54 | 148.25 | 150.52 | 256.66 | 258.8 | 329.66 | 239.22 | 398.21 | 401.41 | 39.06 | 10.07 | 8.42 | 8.43 | 8.13 | 0 | 0
Polk 1
POLK_COALLOW | 2710.65 | 3187.04 | 3186.82 | 2884.16 | 3213.3 | 3095.93 | 2936.76 | 3183.09 | 3192.59 | 2893.69 | 2950.53 | 3173.05 | 3141.64 | 2971.36 | 3136.48 | 3109.07 | 2973.18 | 3126.87 | 2099.19 | 0 | 0 | 0 | 0 | 0 | 0 | 0 | 0 | 0 | 0 | 0 | 0 | 0
POLK_COAL_1 | 0 | 0 | 0 | 0 | 0 | 0 | 0 | 0 | 0 | 0 | 0 | 0 | 0 | 0 | 0 | 0 | 0 | 0 | 0 | 0 | 0 | 0 | 0 | 0 | 0 | 0 | 0 | 0 | 0 | 0 | 0 | 0
POLK_COAL_2 | 0 | 0 | 0 | 0 | 0 | 0 | 0 | 0 | 0 | 0 | 0 | 0 | 0 | 0 | 0 | 0 | 0 | 0 | 0 | 0 | 0 | 0 | 0 | 0 | 0 | 0 | 0 | 0 | 0 | 0 | 0 | 0
POLK PETCOKE | 10576.88 | 12435.7 | 12434.84 | 11253.88 | 12538.18 | 12080.2 | 11459.11 | 12420.32 | 12457.36 | 11291.08 | 11512.88 | 12381.13 | 12258.56 | 11594.13 | 12238.45 | 12131.47 | 11601.24 | 12200.95 | 8190.97 | 0 | 0 | 0 | 0 | 0 | 0 | 0 | 0 | 0 | 0 | 0 | 0 | 0
PROPANE | 0 | 0 | 0 | 0 | 0 | 0 | 0 | 0 | 0 | 0 | 0 | 0 | 0 | 0 | 0 | 0 | 0 | 0 | 0 | 0 | 0 | 0 | 0 | 0 | 0 | 0 | 0 | 0 | 0 | 0 | 0 | 0
POLK #2OIL | 0 | 0 | 0 | 0 | 0 | 0 | 0 | 0 | 0 | 0 | 0 | 0 | 0 | 0 | 0 | 0 | 0 | 0 | 0 | 0 | 0 | 0 | 0 | 0 | 0 | 0 | 0 | 0 | 0 | 0 | 0 | 0
POLK 1 FIRM Gas_FGT | 150.84 | 133.56 | 135.72 | 140.76 | 122.4 | 136.44 | 133.92 | 133.92 | 130.32 | 133.92 | 123.12 | 136.44 | 141.48 | 137.16 | 147.6 | 152.64 | 133.2 | 149.04 | 86.04 | 0 | 0 | 0 | 0 | 0 | 0 | 0 | 0 | 0 | 0 | 0 | 0 | 0
POLK 1 INTERRUPT Gas | 0 | 0 | 0 | 0 | 0 | 0 | 0 | 0 | 0 | 0 | 0 | 0 | 0 | 0 | 0 | 0 | 0 | 0 | 0 | 0 | 0 | 0 | 0 | 0 | 0 | 0 | 0 | 0 | 0 | 0 | 0 | 0
Polk 1g
POLK 1g FIRM Gas_FGT | 1300.3 | 1147.06 | 1218.3 | 1548.12 | 1866.06 | 865.42 | 997.29 | 1472.07 | 969.56 | 1549.55 | 1126.77 | 1443.37 | 1561.61 | 1472.15 | 1750.1 | 2298.39 | 1825.86 | 2112.57 | 1389.51 | 0 | 0 | 0 | 0 | 0 | 0 | 0 | 0 | 0 | 0 | 0 | 0 | 0
POLK 1g INTERRUPT Gas | 46.99 | 89.77 | 76.73 | 26.13 | 20.54 | 23.79 | 24.58 | 52.19 | 30.71 | 66.11 | 74.01 | 139.77 | 201.14 | 165.68 | 194.43 | 242.68 | 348.94 | 452.59 | 260.52 | 0 | 0 | 0 | 0 | 0 | 0 | 0 | 0 | 0 | 0 | 0 | 0 | 0
Polk 2
FIRM GAS_FGT | 256.98 | 43.75 | 20.64 | 14.37 | 16.96 | 7.3 | 26.26 | 47.65 | 14.93 | 77.63 | 23.55 | 21.61 | 25.04 | 29.67 | 32.06 | 237.96 | 24.27 | 21.79 | 29.05 | 23.15 | 34.42 | 355.89 | 38.1 | 24.18 | 38.42 | 19.95 | 28.35 | 342.84 | 17.44 | 8.52 | 0 | 0
INTERRUPT GAS | 0.17 | 0.89 | 0.01 | 1.1 | 0.81 | 0 | 0.19 | 1.34 | 0.01 | 0.17 | 0.31 | 2.3 | 3.47 | 2.16 | 6.27 | 9.19 | 8.59 | 7.72 | 2.97 | 15.46 | 17.69 | 28.97 | 21.8 | 15.82 | 34.09 | 20.04 | 7.26 | 28.93 | 5.34 | 1.88 | 0 | 0
Polk 2o
POLK #2OIL | 0 | 0 | 0 | 0 | 0 | 0 | 0 | 0 | 0 | 0 | 0 | 0 | 0 | 0 | 0 | 0 | 0 | 0 | 0 | 0 | 0 | 0 | 0 | 0 | 0 | 0 | 0 | 0 | 0 | 0 | 0 | 0
Polk 3
FIRM GAS_FGT | 152.32 | 32.31 | 41.01 | 6.9 | 8.69 | 4.63 | 18.08 | 82.65 | 9.96 | 47.6 | 20.22 | 12.75 | 17.85 | 19.97 | 22.56 | 207.53 | 14.24 | 13.91 | 18.54 | 15.89 | 32.09 | 321.83 | 21 | 11.16 | 28.76 | 11.94 | 21.45 | 280.24 | 12.78 | 5.34 | 0 | 0
INTERRUPT GAS | 0.26 | 0.25 | 0.03 | 2.07 | 0.69 | 0 | 0.95 | 3.78 | 0.01 | 0.62 | 0.44 | 2.94 | 5.22 | 2.54 | 5.81 | 10.17 | 3.86 | 8.39 | 4.93 | 16.63 | 16.82 | 32.57 | 20.33 | 15.96 | 30.55 | 16.25 | 4.29 | 33.64 | 4.39 | 1.32 | 0 | 0
Polk 3o
POLK #2OIL | 0 | 0 | 0 | 0 | 0 | 0 | 0 | 0 | 0 | 0 | 0 | 0 | 0 | 0 | 0 | 0 | 0 | 0 | 0 | 0 | 0 | 0 | 0 | 0 | 0 | 0 | 0 | 0 | 0 | 0 | 0 | 0
Polk 4
FIRM GAS_FGT | 83.99 | 20.05 | 23.51 | 2.26 | 3.36 | 3.5 | 13.9 | 55.04 | 6.45 | 28.48 | 14.12 | 11.65 | 9.67 | 12.1 | 14.14 | 164.65 | 8.65 | 7.14 | 9.44 | 8.59 | 20.7 | 228.72 | 11.7 | 9.04 | 15.04 | 8.32 | 12.35 | 198.48 | 9.81 | 1.93 | 0 | 0
INTERRUPT GAS | 0.41 | 0.13 | 0.05 | 2.73 | 1.18 | 0 | 1.04 | 3.36 | 0.01 | 0.5 | 0.1 | 2.97 | 7.43 | 6.83 | 9.14 | 17.34 | 4.93 | 11.08 | 5.35 | 16.41 | 16.3 | 30.9 | 23.28 | 15.3 | 32.27 | 10.41 | 5.2 | 40.95 | 2.59 | 1.3 | 0 | 0
Polk 5
FIRM GAS_FGT | 42.89 | 14.14 | 14.53 | 0.71 | 2.69 | 0.65 | 10.4 | 31.68 | 3.26 | 15.12 | 10.19 | 5.91 | 5.31 | 6.2 | 8.98 | 82.8 | 3.06 | 2.89 | 6.47 | 3.05 | 14.83 | 159.89 | 5.75 | 7.21 | 10.34 | 6.27 | 7.61 | 127.79 | 6.07 | 2.15 | 0 | 0
INTERRUPT GAS | 0.03 | 0.79 | 1.16 | 2.64 | 0 | 0 | 1.57 | 4.82 | 0.02 | 1.43 | 0.55 | 3.95 | 9.4 | 8.78 | 11.03 | 21.34 | 3.97 | 11.25 | 6.92 | 13.99 | 15.45 | 32.3 | 19.04 | 11.38 | 25.74 | 8.59 | 3.37 | 42.61 | 1.82 | 1.46 | 0 | 0
Polk 2 CC
FIRM GAS_FGT | 41961.66 | 44478.04 | 40451.58 | 44369.76 | 44781.26 | 25099.95 | 26312.79 | 24403.31 | 25494.02 | 25284.57 | 26685.97 | 28309.8 | 28923.59 | 28687.54 | 29059.53 | 27710.98 | 31715.49 | 32004.15 | 33383.27 | 36537.81 | 36556.38 | 33432.67 | 35922.18 | 37643.14 | 39169.8 | 36399.08 | 16843.44 | 15536.7 | 16461.98 | 16367.76 | 0 | 0
INTERRUPT GAS | 0.03 | 0.17 | 0 | 0.16 | 0.08 | 30.28 | 91.39 | 57.3 | 52.82 | 79.44 | 103.64 | 273.97 | 352.64 | 286.54 | 354.72 | 453.63 | 690.72 | 907.2 | 883.9 | 1296.88 | 1335.46 | 1520.31 | 1187.1 | 2121.33 | 2299.57 | 1597.88 | 2236.44 | 1928.29 | 2107.83 | 2010.69 | 0 | 0
Polk 2 CC DF
FIRM GAS_FGT | 320.8 | 339.77 | 242.85 | 262.25 | 265.79 | 194.27 | 301.24 | 272.7 | 230.08 | 282.97 | 292.1 | 436.35 | 496.5 | 442.21 | 483.39 | 619.03 | 726 | 803.44 | 906.12 | 1342.72 | 1390.51 | 1314.21 | 1213.13 | 1423.65 | 1447.46 | 1624.06 | 876.6 | 803.52 | 815.41 | 785.62 | 0 | 0
INTERRUPT GAS | 25.86 | 38.16 | 29.69 | 8.08 | 6.74 | 8.17 | 27.62 | 28.2 | 15.07 | 28.88 | 35.93 | 76.15 | 103.76 | 88.47 | 92.73 | 127.78 | 174.12 | 231.23 | 214.69 | 323.82 | 325.71 | 390.2 | 294.69 | 589.18 | 625.56 | 246.99 | 529.63 | 431.02 | 455.49 | 442.14 | 0 | 0
FutAeroCT 1
FIRM GAS_GS | 0 | 0 | 0 | 0 | 0 | 0 | 0 | 0 | 0 | 0 | 0 | 0 | 0 | 0 | 0 | 0 | 0 | 0 | 0 | 0 | 0 | 0 | 0 | 0 | 0 | 0 | 0 | 0 | 0 | 0 | 0 | 0
FIRM GAS_FGT | 0 | 0 | 0 | 0 | 0 | 0 | 0 | 0 | 0 | 0 | 0 | 0 | 0 | 0 | 0 | 0 | 0 | 0 | 0 | 0 | 0 | 0 | 0 | 0 | 0 | 0 | 163.76 | 184.27 | 160.11 | 145.97 | 0 | 0
INTERRUPT GAS | 0 | 0 | 0 | 0 | 0 | 0 | 0 | 0 | 0 | 0 | 0 | 0 | 0 | 0 | 0 | 0 | 0 | 0 | 0 | 0 | 0 | 0 | 0 | 0 | 0 | 0 | 109.61 | 83.4 | 83.11 | 82.34 | 0 | 0
FutAeroCT 2
FIRM GAS_GS | 0 | 0 | 0 | 0 | 0 | 0 | 0 | 0 | 0 | 0 | 0 | 0 | 0 | 0 | 0 | 0 | 0 | 0 | 0 | 0 | 0 | 0 | 0 | 0 | 0 | 0 | 0 | 0 | 0 | 0 | 0 | 0
FIRM GAS_FGT | 0 | 0 | 0 | 0 | 0 | 0 | 0 | 0 | 0 | 0 | 0 | 0 | 0 | 0 | 0 | 0 | 0 | 0 | 0 | 0 | 0 | 0 | 0 | 0 | 0 | 0 | 0 | 0 | 0 | 0 | 0 | 0
INTERRUPT GAS | 0 | 0 | 0 | 0 | 0 | 0 | 0 | 0 | 0 | 0 | 0 | 0 | 0 | 0 | 0 | 0 | 0 | 0 | 0 | 0 | 0 | 0 | 0 | 0 | 0 | 0 | 0 | 0 | 0 | 0 | 0 | 0
FutAeroCT 3
FIRM GAS_GS | 0 | 0 | 0 | 0 | 0 | 0 | 0 | 0 | 0 | 0 | 0 | 0 | 0 | 0 | 0 | 0 | 0 | 0 | 0 | 0 | 0 | 0 | 0 | 0 | 0 | 0 | 0 | 0 | 0 | 0 | 0 | 0
FIRM GAS_FGT | 0 | 0 | 0 | 0 | 0 | 0 | 0 | 0 | 0 | 0 | 0 | 0 | 0 | 0 | 0 | 0 | 0 | 0 | 0 | 0 | 0 | 0 | 0 | 0 | 0 | 0 | 0 | 0 | 0 | 0 | 0 | 0
INTERRUPT GAS | 0 | 0 | 0 | 0 | 0 | 0 | 0 | 0 | 0 | 0 | 0 | 0 | 0 | 0 | 0 | 0 | 0 | 0 | 0 | 0 | 0 | 0 | 0 | 0 | 0 | 0 | 0 | 0 | 0 | 0 | 0 | 0
FutAeroCT 4
FIRM GAS_GS | 0 | 0 | 0 | 0 | 0 | 0 | 0 | 0 | 0 | 0 | 0 | 0 | 0 | 0 | 0 | 0 | 0 | 0 | 0 | 0 | 0 | 0 | 0 | 0 | 0 | 0 | 0 | 0 | 0 | 0 | 0 | 0
FIRM GAS_FGT | 0 | 0 | 0 | 0 | 0 | 0 | 0 | 0 | 0 | 0 | 0 | 0 | 0 | 0 | 0 | 0 | 0 | 0 | 0 | 0 | 0 | 0 | 0 | 0 | 0 | 0 | 0 | 0 | 0 | 0 | 0 | 0
INTERRUPT GAS | 0 | 0 | 0 | 0 | 0 | 0 | 0 | 0 | 0 | 0 | 0 | 0 | 0 | 0 | 0 | 0 | 0 | 0 | 0 | 0 | 0 | 0 | 0 | 0 | 0 | 0 | 0 | 0 | 0 | 0 | 0 | 0
FutAeroCT 5
FIRM GAS_GS | 0 | 0 | 0 | 0 | 0 | 0 | 0 | 0 | 0 | 0 | 0 | 0 | 0 | 0 | 0 | 0 | 0 | 0 | 0 | 0 | 0 | 0 | 0 | 0 | 0 | 0 | 0 | 0 | 0 | 0 | 0 | 0
FIRM GAS_FGT | 0 | 0 | 0 | 0 | 0 | 0 | 0 | 0 | 0 | 0 | 0 | 0 | 0 | 0 | 0 | 0 | 0 | 0 | 0 | 0 | 0 | 0 | 0 | 0 | 0 | 0 | 0 | 0 | 0 | 0 | 0 | 0
INTERRUPT GAS | 0 | 0 | 0 | 0 | 0 | 0 | 0 | 0 | 0 | 0 | 0 | 0 | 0 | 0 | 0 | 0 | 0 | 0 | 0 | 0 | 0 | 0 | 0 | 0 | 0 | 0 | 0 | 0 | 0 | 0 | 0 | 0
FutAeroCT 6
FIRM GAS_GS | 0 | 0 | 0 | 0 | 0 | 0 | 0 | 0 | 0 | 0 | 0 | 0 | 0 | 0 | 0 | 0 | 0 | 0 | 0 | 0 | 0 | 0 | 0 | 0 | 0 | 0 | 0 | 0 | 0 | 0 | 0 | 0
FIRM GAS_FGT | 0 | 0 | 0 | 0 | 0 | 0 | 0 | 0 | 0 | 0 | 0 | 0 | 0 | 0 | 0 | 0 | 0 | 0 | 0 | 0 | 0 | 0 | 0 | 0 | 0 | 0 | 0 | 0 | 0 | 0 | 0 | 0
INTERRUPT GAS | 0 | 0 | 0 | 0 | 0 | 0 | 0 | 0 | 0 | 0 | 0 | 0 | 0 | 0 | 0 | 0 | 0 | 0 | 0 | 0 | 0 | 0 | 0 | 0 | 0 | 0 | 0 | 0 | 0 | 0 | 0 | 0
FutAeroCT 7
FIRM GAS_GS | 0 | 0 | 0 | 0 | 0 | 0 | 0 | 0 | 0 | 0 | 0 | 0 | 0 | 0 | 0 | 0 | 0 | 0 | 0 | 0 | 0 | 0 | 0 | 0 | 0 | 0 | 0 | 0 | 0 | 0 | 0 | 0
FIRM GAS_FGT | 0 | 0 | 0 | 0 | 0 | 0 | 0 | 0 | 0 | 0 | 0 | 0 | 0 | 0 | 0 | 0 | 0 | 0 | 0 | 0 | 0 | 0 | 0 | 0 | 0 | 0 | 0 | 0 | 0 | 0 | 0 | 0
INTERRUPT GAS | 0 | 0 | 0 | 0 | 0 | 0 | 0 | 0 | 0 | 0 | 0 | 0 | 0 | 0 | 0 | 0 | 0 | 0 | 0 | 0 | 0 | 0 | 0 | 0 | 0 | 0 | 0 | 0 | 0 | 0 | 0 | 0
FutAeroCT 8
FIRM GAS_GS | 0 | 0 | 0 | 0 | 0 | 0 | 0 | 0 | 0 | 0 | 0 | 0 | 0 | 0 | 0 | 0 | 0 | 0 | 0 | 0 | 0 | 0 | 0 | 0 | 0 | 0 | 0 | 0 | 0 | 0 | 0 | 0
FIRM GAS_FGT | 0 | 0 | 0 | 0 | 0 | 0 | 0 | 0 | 0 | 0 | 0 | 0 | 0 | 0 | 0 | 0 | 0 | 0 | 0 | 0 | 0 | 0 | 0 | 0 | 0 | 0 | 0 | 0 | 0 | 0 | 0 | 0
INTERRUPT GAS | 0 | 0 | 0 | 0 | 0 | 0 | 0 | 0 | 0 | 0 | 0 | 0 | 0 | 0 | 0 | 0 | 0 | 0 | 0 | 0 | 0 | 0 | 0 | 0 | 0 | 0 | 0 | 0 | 0 | 0 | 0 | 0
FutAeroCT 9
FIRM GAS_GS | 0 | 0 | 0 | 0 | 0 | 0 | 0 | 0 | 0 | 0 | 0 | 0 | 0 | 0 | 0 | 0 | 0 | 0 | 0 | 0 | 0 | 0 | 0 | 0 | 0 | 0 | 0 | 0 | 0 | 0 | 0 | 0
FIRM GAS_FGT | 0 | 0 | 0 | 0 | 0 | 0 | 0 | 0 | 0 | 0 | 0 | 0 | 0 | 0 | 0 | 0 | 0 | 0 | 0 | 0 | 0 | 0 | 0 | 0 | 0 | 0 | 0 | 0 | 0 | 0 | 0 | 0
INTERRUPT GAS | 0 | 0 | 0 | 0 | 0 | 0 | 0 | 0 | 0 | 0 | 0 | 0 | 0 | 0 | 0 | 0 | 0 | 0 | 0 | 0 | 0 | 0 | 0 | 0 | 0 | 0 | 0 | 0 | 0 | 0 | 0 | 0
FutAeroCT 10
FIRM GAS_GS | 0 | 0 | 0 | 0 | 0 | 0 | 0 | 0 | 0 | 0 | 0 | 0 | 0 | 0 | 0 | 0 | 0 | 0 | 0 | 0 | 0 | 0 | 0 | 0 | 0 | 0 | 0 | 0 | 0 | 0 | 0 | 0
FIRM GAS_FGT | 0 | 0 | 0 | 0 | 0 | 0 | 0 | 0 | 0 | 0 | 0 | 0 | 0 | 0 | 0 | 0 | 0 | 0 | 0 | 0 | 0 | 0 | 0 | 0 | 0 | 0 | 0 | 0 | 0 | 0 | 0 | 0
INTERRUPT GAS | 0 | 0 | 0 | 0 | 0 | 0 | 0 | 0 | 0 | 0 | 0 | 0 | 0 | 0 | 0 | 0 | 0 | 0 | 0 | 0 | 0 | 0 | 0 | 0 | 0 | 0 | 0 | 0 | 0 | 0 | 0 | 0
GE 7FA CT1
FIRM GAS_GS | 0 | 0 | 0 | 0 | 0 | 0 | 0 | 0 | 0 | 0 | 0 | 0 | 0 | 0 | 0 | 0 | 0 | 0 | 0 | 0 | 0 | 0 | 0 | 0 | 0 | 0 | 0 | 0 | 0 | 0 | 0 | 0
FIRM GAS_FGT | 0 | 0 | 0 | 0 | 0 | 0 | 0 | 0 | 0 | 0 | 0 | 0 | 0 | 0 | 0 | 0 | 0 | 0 | 0 | 0 | 0 | 0 | 0 | 0 | 0 | 0 | 0 | 0 | 0 | 0 | 0 | 0
INTERRUPT GAS | 0 | 0 | 0 | 0 | 0 | 0 | 0 | 0 | 0 | 0 | 0 | 0 | 0 | 0 | 0 | 0 | 0 | 0 | 0 | 0 | 0 | 0 | 0 | 0 | 0 | 0 | 0 | 0 | 0 | 0 | 0 | 0
GE 7FA CT2
FIRM GAS_GS | 0 | 0 | 0 | 0 | 0 | 0 | 0 | 0 | 0 | 0 | 0 | 0 | 0 | 0 | 0 | 0 | 0 | 0 | 0 | 0 | 0 | 0 | 0 | 0 | 0 | 0 | 0 | 0 | 0 | 0 | 0 | 0
FIRM GAS_FGT | 0 | 0 | 0 | 0 | 0 | 0 | 0 | 0 | 223.96 | 325.03 | 336.35 | 588.83 | 678.22 | 577.36 | 662.67 | 943.77 | 1084.71 | 1163.66 | 1363.84 | 2223.29 | 2304.48 | 2279.16 | 2017.96 | 2304.05 | 2395.66 | 2709.89 | 1037.98 | 1115.82 | 952.58 | 921.21 | 0 | 0
INTERRUPT GAS | 0 | 0 | 0 | 0 | 0 | 0 | 0 | 0 | 31.93 | 60.66 | 79.21 | 176.25 | 227.33 | 176.31 | 204.27 | 308.26 | 391.89 | 496.67 | 487.69 | 749.3 | 750.74 | 902.27 | 667.52 | 1318.78 | 1396.6 | 620.23 | 1342.32 | 989.23 | 1103.11 | 1027.98 | 0 | 0
GE 7FA CT3
FIRM GAS_GS | 0 | 0 | 0 | 0 | 0 | 0 | 0 | 0 | 0 | 0 | 0 | 0 | 0 | 0 | 0 | 0 | 0 | 0 | 0 | 0 | 0 | 0 | 0 | 0 | 0 | 0 | 0 | 0 | 0 | 0 | 0 | 0
FIRM GAS_FGT | 0 | 0 | 0 | 0 | 0 | 0 | 0 | 0 | 0 | 0 | 0 | 284.7 | 331.05 | 292.46 | 331.79 | 453.82 | 498.68 | 532.5 | 651.21 | 1180.17 | 1225.8 | 1218.84 | 1084.49 | 1014.93 | 1105.62 | 1625.66 | 575.78 | 666.31 | 536.38 | 487.88 | 0 | 0
INTERRUPT GAS | 0 | 0 | 0 | 0 | 0 | 0 | 0 | 0 | 0 | 0 | 0 | 247.09 | 319.23 | 245.98 | 279.61 | 404.28 | 543.58 | 624.22 | 664.3 | 1001.34 | 1072.22 | 1216.33 | 949.92 | 1630.98 | 1698.76 | 785.69 | 777.93 | 575.38 | 618.05 | 576.34 | 0 | 0
GE 7FA CT4
FIRM GAS_GS | 0 | 0 | 0 | 0 | 0 | 0 | 0 | 0 | 0 | 0 | 0 | 0 | 0 | 0 | 0 | 0 | 0 | 0 | 0 | 0 | 0 | 0 | 0 | 0 | 0 | 0 | 0 | 0 | 0 | 0 | 0 | 0
FIRM GAS_FGT | 0 | 0 | 0 | 0 | 0 | 0 | 0 | 0 | 0 | 0 | 0 | 0 | 0 | 0 | 93.39 | 132.86 | 136.95 | 136.17 | 193.97 | 468.28 | 440.57 | 419.28 | 380.7 | 280.07 | 356.63 | 867.55 | 270.09 | 355.08 | 277.63 | 207.2 | 0 | 0
INTERRUPT GAS | 0 | 0 | 0 | 0 | 0 | 0 | 0 | 0 | 0 | 0 | 0 | 0 | 0 | 0 | 330.53 | 428.14 | 557.96 | 635.28 | 664.77 | 1017.46 | 1147.27 | 1231.07 | 960.96 | 1480.81 | 1581.3 | 889.19 | 428.2 | 353.35 | 351.78 | 363.97 | 0 | 0
GE 7FA CT5
FIRM GAS_GS | 0 | 0 | 0 | 0 | 0 | 0 | 0 | 0 | 0 | 0 | 0 | 0 | 0 | 0 | 0 | 0 | 0 | 0 | 0 | 0 | 0 | 0 | 0 | 0 | 0 | 0 | 0 | 0 | 0 | 0 | 0 | 0
FIRM GAS_FGT | 0 | 0 | 0 | 0 | 0 | 0 | 0 | 0 | 0 | 0 | 0 | 0 | 0 | 0 | 0 | 0 | 0 | 37.37 | 42.55 | 135.59 | 124.49 | 116.29 | 89.91 | 85.44 | 111.78 | 326.58 | 108.16 | 141.87 | 103 | 64.52 | 0 | 0
INTERRUPT GAS | 0 | 0 | 0 | 0 | 0 | 0 | 0 | 0 | 0 | 0 | 0 | 0 | 0 | 0 | 0 | 0 | 0 | 449.68 | 482.85 | 781.64 | 836.98 | 883.71 | 726.64 | 997.95 | 1162.72 | 861.69 | 308.92 | 265.26 | 236.59 | 230.96 | 0 | 0
GE 7FA CT6
FIRM GAS_GS | 0 | 0 | 0 | 0 | 0 | 0 | 0 | 0 | 0 | 0 | 0 | 0 | 0 | 0 | 0 | 0 | 0 | 0 | 0 | 0 | 0 | 0 | 0 | 0 | 0 | 0 | 0 | 0 | 0 | 0 | 0 | 0
FIRM GAS_FGT | 0 | 0 | 0 | 0 | 0 | 0 | 0 | 0 | 0 | 0 | 0 | 0 | 0 | 0 | 0 | 0 | 0 | 0 | 0 | 31.91 | 36.44 | 30.47 | 25.73 | 26.8 | 34.57 | 83.26 | 42.02 | 55.43 | 42.63 | 21.49 | 0 | 0
INTERRUPT GAS | 0 | 0 | 0 | 0 | 0 | 0 | 0 | 0 | 0 | 0 | 0 | 0 | 0 | 0 | 0 | 0 | 0 | 0 | 0 | 495.64 | 499.05 | 553.63 | 463.18 | 574.47 | 698.97 | 619.89 | 204.49 | 175.02 | 147.84 | 138.84 | 0 | 0
GE 7FA CT7
FIRM GAS_GS | 0 | 0 | 0 | 0 | 0 | 0 | 0 | 0 | 0 | 0 | 0 | 0 | 0 | 0 | 0 | 0 | 0 | 0 | 0 | 0 | 0 | 0 | 0 | 0 | 0 | 0 | 0 | 0 | 0 | 0 | 0 | 0
FIRM GAS_FGT | 0 | 0 | 0 | 0 | 0 | 0 | 0 | 0 | 0 | 0 | 0 | 0 | 0 | 0 | 0 | 0 | 0 | 0 | 0 | 0 | 0 | 0 | 0 | 0 | 0 | 13.85 | 8.01 | 12.67 | 7.49 | 6.67 | 0 | 0
INTERRUPT GAS | 0 | 0 | 0 | 0 | 0 | 0 | 0 | 0 | 0 | 0 | 0 | 0 | 0 | 0 | 0 | 0 | 0 | 0 | 0 | 0 | 0 | 0 | 0 | 0 | 0 | 251.85 | 112.44 | 131.17 | 84.53 | 77.38 | 0 | 0
GE 7FA CT8
FIRM GAS_GS | 0 | 0 | 0 | 0 | 0 | 0 | 0 | 0 | 0 | 0 | 0 | 0 | 0 | 0 | 0 | 0 | 0 | 0 | 0 | 0 | 0 | 0 | 0 | 0 | 0 | 0 | 0 | 0 | 0 | 0 | 0 | 0
FIRM GAS_FGT | 0 | 0 | 0 | 552.87 | 1055.01 | 0 | 0 | 0 | 0 | 0 | 0 | 0 | 0 | 0 | 0 | 0 | 0 | 0 | 0 | 0 | 0 | 0 | 0 | 0 | 0 | 0 | 0 | 0 | 0 | 0 | 0 | 0
INTERRUPT GAS | 0 | 0 | 0 | 47.16 | 49.99 | 0 | 0 | 0 | 0 | 0 | 0 | 0 | 0 | 0 | 0 | 0 | 0 | 0 | 0 | 0 | 0 | 0 | 0 | 0 | 0 | 0 | 0 | 0 | 0 | 0 | 0 | 0
GE 7FA CT9
FIRM GAS_GS | 0 | 0 | 0 | 0 | 0 | 0 | 0 | 0 | 0 | 0 | 0 | 0 | 0 | 0 | 0 | 0 | 0 | 0 | 0 | 0 | 0 | 0 | 0 | 0 | 0 | 0 | 0 | 0 | 0 | 0 | 0 | 0
FIRM GAS_FGT | 0 | 0 | 0 | 191.82 | 402.93 | 0 | 0 | 0 | 0 | 0 | 0 | 0 | 0 | 0 | 0 | 0 | 0 | 0 | 0 | 0 | 0 | 0 | 0 | 0 | 0 | 0 | 0 | 0 | 0 | 0 | 0 | 0
INTERRUPT GAS | 0 | 0 | 0 | 30.3 | 65.74 | 0 | 0 | 0 | 0 | 0 | 0 | 0 | 0 | 0 | 0 | 0 | 0 | 0 | 0 | 0 | 0 | 0 | 0 | 0 | 0 | 0 | 0 | 0 | 0 | 0 | 0 | 0
GE 7FA CT10
FIRM GAS_GS | 0 | 0 | 0 | 0 | 0 | 0 | 0 | 0 | 0 | 0 | 0 | 0 | 0 | 0 | 0 | 0 | 0 | 0 | 0 | 0 | 0 | 0 | 0 | 0 | 0 | 0 | 0 | 0 | 0 | 0 | 0 | 0
FIRM GAS_FGT | 0 | 0 | 0 | 0 | 0 | 0 | 0 | 0 | 0 | 0 | 0 | 0 | 0 | 0 | 0 | 0 | 0 | 0 | 0 | 0 | 0 | 0 | 0 | 0 | 0 | 0 | 0 | 0 | 0 | 0 | 0 | 0
INTERRUPT GAS | 0 | 0 | 0 | 0 | 0 | 0 | 0 | 0 | 0 | 0 | 0 | 0 | 0 | 0 | 0 | 0 | 0 | 0 | 0 | 0 | 0 | 0 | 0 | 0 | 0 | 0 | 0 | 0 | 0 | 0 | 0 | 0
CC 2x1 7FAwDF 1
FIRM GAS_GS | 0 | 0 | 0 | 0 | 0 | 0 | 0 | 0 | 0 | 0 | 0 | 0 | 0 | 0 | 0 | 0 | 0 | 0 | 0 | 0 | 0 | 0 | 0 | 0 | 0 | 0 | 0 | 0 | 0 | 0 | 0 | 0
FIRM GAS_FGT | 0 | 0 | 0 | 0 | 0 | 52849.79 | 51081.93 | 50395.54 | 48816.9 | 48917.47 | 48661.77 | 48744.81 | 49647.19 | 49385.56 | 49122.91 | 48978.8 | 50067.67 | 49993.02 | 50190.22 | 50916.18 | 51036.7 | 51146.96 | 51058.37 | 52808.3 | 54113.8 | 53630.99 | 48283.4 | 47884.18 | 48381.86 | 48461.45 | 0 | 0
INTERRUPT GAS | 0 | 0 | 0 | 0 | 0 | 0.08 | 0.12 | 0.55 | 0.53 | 0.33 | 0.33 | 1.3 | 1.42 | 1.62 | 2.35 | 4.04 | 3.61 | 3.93 | 2.3 | 5.07 | 4.05 | 8.57 | 3.69 | 5.38 | 6.41 | 1.57 | 444.33 | 428.24 | 421.1 | 449.72 | 0 | 0
CC 2x1 7FAwDF 2
FIRM GAS_GS | 0 | 0 | 0 | 0 | 0 | 0 | 0 | 0 | 0 | 0 | 0 | 0 | 0 | 0 | 0 | 0 | 0 | 0 | 0 | 0 | 0 | 0 | 0 | 0 | 0 | 0 | 0 | 0 | 0 | 0 | 0 | 0
FIRM GAS_FGT | 0 | 0 | 0 | 0 | 0 | 0 | 0 | 0 | 0 | 0 | 0 | 0 | 0 | 0 | 0 | 0 | 0 | 0 | 0 | 0 | 0 | 0 | 0 | 0 | 0 | 0 | 48844.26 | 48756.47 | 48665.05 | 48884.59 | 0 | 0
INTERRUPT GAS | 0 | 0 | 0 | 0 | 0 | 0 | 0 | 0 | 0 | 0 | 0 | 0 | 0 | 0 | 0 | 0 | 0 | 0 | 0 | 0 | 0 | 0 | 0 | 0 | 0 | 0 | 2.77 | 2.08 | 2.12 | 1.96 | 0 | 0
CC 2x1 7FAwDF 3
FIRM GAS_GS | 0 | 0 | 0 | 0 | 0 | 0 | 0 | 0 | 0 | 0 | 0 | 0 | 0 | 0 | 0 | 0 | 0 | 0 | 0 | 0 | 0 | 0 | 0 | 0 | 0 | 0 | 0 | 0 | 0 | 0 | 0 | 0
FIRM GAS_FGT | 0 | 0 | 0 | 0 | 0 | 0 | 0 | 0 | 0 | 0 | 0 | 0 | 0 | 0 | 0 | 0 | 0 | 0 | 0 | 0 | 0 | 0 | 0 | 0 | 0 | 16036.27 | 13644.38 | 13687.14 | 13468.16 | 13545.84 | 0 | 0
INTERRUPT GAS | 0 | 0 | 0 | 0 | 0 | 0 | 0 | 0 | 0 | 0 | 0 | 0 | 0 | 0 | 0 | 0 | 0 | 0 | 0 | 0 | 0 | 0 | 0 | 0 | 0 | 13.22 | 1818.1 | 1411.37 | 1532.22 | 1467.89 | 0 | 0
CC 2x1 7FAwDF 4
FIRM GAS_GS | 0 | 0 | 0 | 0 | 0 | 0 | 0 | 0 | 0 | 0 | 0 | 0 | 0 | 0 | 0 | 0 | 0 | 0 | 0 | 0 | 0 | 0 | 0 | 0 | 0 | 0 | 0 | 0 | 0 | 0 | 0 | 0
FIRM GAS_FGT | 0 | 0 | 0 | 0 | 0 | 0 | 0 | 0 | 0 | 0 | 0 | 0 | 0 | 0 | 0 | 0 | 0 | 0 | 0 | 0 | 0 | 0 | 0 | 0 | 0 | 0 | 0 | 0 | 0 | 0 | 0 | 0
INTERRUPT GAS | 0 | 0 | 0 | 0 | 0 | 0 | 0 | 0 | 0 | 0 | 0 | 0 | 0 | 0 | 0 | 0 | 0 | 0 | 0 | 0 | 0 | 0 | 0 | 0 | 0 | 0 | 0 | 0 | 0 | 0 | 0 | 0
CC 2x1 7FAwDF 5
FIRM GAS_GS | 0 | 0 | 0 | 0 | 0 | 0 | 0 | 0 | 0 | 0 | 0 | 0 | 0 | 0 | 0 | 0 | 0 | 0 | 0 | 0 | 0 | 0 | 0 | 0 | 0 | 0 | 0 | 0 | 0 | 0 | 0 | 0
FIRM GAS_FGT | 0 | 0 | 0 | 0 | 0 | 0 | 0 | 0 | 0 | 0 | 0 | 0 | 0 | 0 | 0 | 0 | 0 | 0 | 0 | 0 | 0 | 0 | 0 | 0 | 0 | 0 | 0 | 0 | 0 | 0 | 0 | 0
INTERRUPT GAS | 0 | 0 | 0 | 0 | 0 | 0 | 0 | 0 | 0 | 0 | 0 | 0 | 0 | 0 | 0 | 0 | 0 | 0 | 0 | 0 | 0 | 0 | 0 | 0 | 0 | 0 | 0 | 0 | 0 | 0 | 0 | 0
CC 2x1 7FAwDF 6
FIRM GAS_GS | 0 | 0 | 0 | 0 | 0 | 0 | 0 | 0 | 0 | 0 | 0 | 0 | 0 | 0 | 0 | 0 | 0 | 0 | 0 | 0 | 0 | 0 | 0 | 0 | 0 | 0 | 0 | 0 | 0 | 0 | 0 | 0
FIRM GAS_FGT | 0 | 0 | 0 | 0 | 0 | 0 | 0 | 0 | 0 | 0 | 0 | 0 | 0 | 0 | 0 | 0 | 0 | 0 | 0 | 0 | 0 | 0 | 0 | 0 | 0 | 0 | 0 | 0 | 0 | 0 | 0 | 0
INTERRUPT GAS | 0 | 0 | 0 | 0 | 0 | 0 | 0 | 0 | 0 | 0 | 0 | 0 | 0 | 0 | 0 | 0 | 0 | 0 | 0 | 0 | 0 | 0 | 0 | 0 | 0 | 0 | 0 | 0 | 0 | 0 | 0 | 0
CC_Fut_Proxy_07
FIRM GAS_GS | 0 | 0 | 0 | 0 | 0 | 0 | 0 | 0 | 0 | 0 | 0 | 0 | 0 | 0 | 0 | 0 | 0 | 0 | 0 | 0 | 0 | 0 | 0 | 0 | 0 | 0 | 0 | 0 | 0 | 0 | 0 | 0
FIRM GAS_FGT | 0 | 0 | 0 | 0 | 0 | 0 | 0 | 0 | 0 | 0 | 0 | 0 | 0 | 0 | 0 | 0 | 0 | 0 | 0 | 0 | 0 | 0 | 0 | 0 | 0 | 0 | 0 | 0 | 0 | 0 | 0 | 0
INTERRUPT GAS | 0 | 0 | 0 | 0 | 0 | 0 | 0 | 0 | 0 | 0 | 0 | 0 | 0 | 0 | 0 | 0 | 0 | 0 | 0 | 0 | 0 | 0 | 0 | 0 | 0 | 0 | 0 | 0 | 0 | 0 | 0 | 0
CC_Fut_Proxy_08
FIRM GAS_GS | 0 | 0 | 0 | 0 | 0 | 0 | 0 | 0 | 0 | 0 | 0 | 0 | 0 | 0 | 0 | 0 | 0 | 0 | 0 | 0 | 0 | 0 | 0 | 0 | 0 | 0 | 0 | 0 | 0 | 0 | 0 | 0
FIRM GAS_FGT | 0 | 0 | 0 | 0 | 0 | 0 | 0 | 0 | 0 | 0 | 0 | 0 | 0 | 0 | 0 | 0 | 0 | 0 | 0 | 0 | 0 | 0 | 0 | 0 | 0 | 0 | 0 | 0 | 0 | 0 | 0 | 0
INTERRUPT GAS | 0 | 0 | 0 | 0 | 0 | 0 | 0 | 0 | 0 | 0 | 0 | 0 | 0 | 0 | 0 | 0 | 0 | 0 | 0 | 0 | 0 | 0 | 0 | 0 | 0 | 0 | 0 | 0 | 0 | 0 | 0 | 0
CC_Fut_Proxy_09
FIRM GAS_GS | 0 | 0 | 0 | 0 | 0 | 0 | 0 | 0 | 0 | 0 | 0 | 0 | 0 | 0 | 0 | 0 | 0 | 0 | 0 | 0 | 0 | 0 | 0 | 0 | 0 | 0 | 0 | 0 | 0 | 0 | 0 | 0
FIRM GAS_FGT | 0 | 0 | 0 | 0 | 0 | 0 | 0 | 0 | 0 | 0 | 0 | 0 | 0 | 0 | 0 | 0 | 0 | 0 | 0 | 0 | 0 | 0 | 0 | 0 | 0 | 0 | 0 | 0 | 0 | 0 | 0 | 0
INTERRUPT GAS | 0 | 0 | 0 | 0 | 0 | 0 | 0 | 0 | 0 | 0 | 0 | 0 | 0 | 0 | 0 | 0 | 0 | 0 | 0 | 0 | 0 | 0 | 0 | 0 | 0 | 0 | 0 | 0 | 0 | 0 | 0 | 0
CC_Fut_Proxy_10
FIRM GAS_GS | 0 | 0 | 0 | 0 | 0 | 0 | 0 | 0 | 0 | 0 | 0 | 0 | 0 | 0 | 0 | 0 | 0 | 0 | 0 | 0 | 0 | 0 | 0 | 0 | 0 | 0 | 0 | 0 | 0 | 0 | 0 | 0
FIRM GAS_FGT | 0 | 0 | 0 | 0 | 0 | 0 | 0 | 0 | 0 | 0 | 0 | 0 | 0 | 0 | 0 | 0 | 0 | 0 | 0 | 0 | 0 | 0 | 0 | 0 | 0 | 0 | 0 | 0 | 0 | 0 | 0 | 0
INTERRUPT GAS | 0 | 0 | 0 | 0 | 0 | 0 | 0 | 0 | 0 | 0 | 0 | 0 | 0 | 0 | 0 | 0 | 0 | 0 | 0 | 0 | 0 | 0 | 0 | 0 | 0 | 0 | 0 | 0 | 0 | 0 | 0 | 0
TEC Fuel Energy (MMBTU x 1000) - "Includes No.2 Oil, Propane Start Fuel, and Other Start Fuels"
Total Solid Fuel (MMBTU x 1000) | 66122.19 | 60850.84 | 68654.14 | 59369.32 | 61535.72 | 49451.49 | 50501.24 | 53572.87 | 59805.05 | 59172.25 | 61642.22 | 57713.37 | 57628.9 | 61044.59 | 63240.66 | 62370.48 | 57355.5 | 57488.57 | 57876.93 | 46437.2 | 46190.26 | 41897.53 | 47445.07 | 32147.66 | 24070.03 | 22839.28 | 20085.1 | 23805.81 | 23562.9 | 23670.3 | 0 | 0
Total Natural Gas (MMBTU x 1000) | 92793.07 | 96139.36 | 90512.83 | 97214.24 | 97072.64 | 100277.67 | 101738.75 | 102212.37 | 99135.17 | 102211.92 | 102606.83 | 108099.04 | 110256.67 | 109951.56 | 110827.67 | 114363.1 | 119335.53 | 121945.75 | 123847.93 | 132720.01 | 133046.74 | 136797.83 | 131828.68 | 142861.28 | 148362.05 | 146761.85 | 141048.62 | 138935.22 | 138837.75 | 138532.29 | 0 | 0
Total #2 Oil (MMBTU x 1000) | 0 | 0 | 0 | 0 | 0 | 0 | 0 | 0 | 0 | 0 | 0 | 0 | 0 | 0 | 0 | 0 | 0 | 0 | 0 | 0 | 0 | 0 | 0 | 0 | 0 | 0 | 0 | 0 | 0 | 0 | 0 | 0
Total #6 Oil (MMBTU x 1000) | 0 | 0 | 0 | 0 | 0 | 0 | 0 | 0 | 0 | 0 | 0 | 0 | 0 | 0 | 0 | 0 | 0 | 0 | 0 | 0 | 0 | 0 | 0 | 0 | 0 | 0 | 0 | 0 | 0 | 0 | 0 | 0
Total Propane (MMBTU x 1000) | 0 | 0 | 0 | 0 | 0 | 0 | 0 | 0 | 0 | 0 | 0 | 0 | 0 | 0 | 0 | 0 | 0 | 0 | 0 | 0 | 0 | 0 | 0 | 0 | 0 | 0 | 0 | 0 | 0 | 0 | 0 | 0
CO2 Emissions (Tons x 1000)
Big Bend 1 | 492.55 | 284.63 | 237.42 | 17.06 | 0 | 0 | 0 | 0 | 0 | 0 | 0 | 0 | 0 | 0 | 0 | 0 | 0 | 0 | 0 | 0 | 0 | 0 | 0 | 0 | 0 | 0 | 0 | 0 | 0 | 0 | 0 | 0
Big Bend 2 | 1133.03 | 869.25 | 913.24 | 350.36 | 0 | 0 | 0 | 0 | 0 | 0 | 0 | 0 | 0 | 0 | 0 | 0 | 0 | 0 | 0 | 0 | 0 | 0 | 0 | 0 | 0 | 0 | 0 | 0 | 0 | 0 | 0 | 0
Big Bend 3 | 1294.4 | 1255.85 | 1507.4 | 1519.74 | 1906.61 | 1551.71 | 1957.1 | 1625.17 | 2242.92 | 2303.96 | 2317.72 | 2328.19 | 1903.77 | 2421.42 | 2407.59 | 2377.16 | 2326 | 1977.51 | 2360.8 | 2272.04 | 2299.47 | 2365.63 | 2368.59 | 829.88 | 0 | 0 | 0 | 0 | 0 | 0 | 0 | 0
Big Bend 4 | 2545.23 | 2264.38 | 2818.39 | 2779.15 | 2811.74 | 1984.67 | 1766.46 | 2290.23 | 2307.37 | 2333.76 | 2547.52 | 2025.09 | 2457.3 | 2377.14 | 2532.6 | 2487.66 | 2092.2 | 2377.82 | 2551.19 | 2523.84 | 2472.13 | 1963.1 | 2530.56 | 2489.26 | 2485.77 | 2360.42 | 2073.94 | 2459.01 | 2433.95 | 2444.41 | 0 | 0
TOTAL Big Bend CO2 | 5465.21 | 4674.11 | 5476.45 | 4666.31 | 4718.35 | 3536.38 | 3723.56 | 3915.4 | 4550.29 | 4637.72 | 4865.24 | 4353.28 | 4361.07 | 4798.56 | 4940.19 | 4864.82 | 4418.2 | 4355.33 | 4911.99 | 4795.88 | 4771.6 | 4328.73 | 4899.15 | 3319.14 | 2485.77 | 2360.42 | 2073.94 | 2459.01 | 2433.95 | 2444.41 | 0 | 0
Bayside 1 | 1445.05 | 1598.08 | 1563.46 | 1589.61 | 1410.17 | 845.48 | 738.75 | 913.41 | 816.77 | 807.47 | 853.68 | 886.27 | 855.18 | 896.43 | 799.26 | 981.85 | 917.77 | 935.72 | 954.28 | 902.32 | 1029.11 | 1112.4 | 1022.2 | 1112.07 | 1170.27 | 236.01 | 0 | 0 | 0 | 0 | 0 | 0
Bayside 2 | 1366 | 1297.5 | 1249.19 | 1348.29 | 1436.13 | 368.28 | 554.62 | 524.58 | 514.06 | 640.88 | 574.04 | 648.55 | 667.3 | 678.66 | 756.96 | 717.69 | 769.3 | 790.99 | 815.37 | 956.56 | 807.27 | 1018.11 | 876.56 | 982.27 | 1010.46 | 1256.33 | 0 | 0 | 0 | 0 | 0 | 0
TOTAL Bayside CC CO2 | 2811.05 | 2895.58 | 2812.65 | 2937.9 | 2846.3 | 1213.76 | 1293.37 | 1437.99 | 1330.83 | 1448.35 | 1427.72 | 1534.82 | 1522.48 | 1575.09 | 1556.22 | 1699.54 | 1687.07 | 1726.71 | 1769.65 | 1858.88 | 1836.38 | 2130.51 | 1898.76 | 2094.34 | 2180.73 | 1492.34 | 0 | 0 | 0 | 0 | 0 | 0
Bayside 3 | 3.37 | 5.39 | 3.15 | 1.12 | 1.29 | 3.17 | 6.7 | 6.89 | 3.81 | 6.12 | 5.91 | 9.61 | 12.28 | 9.95 | 10.13 | 13.19 | 16.36 | 16.5 | 17.41 | 23.36 | 23.32 | 26.2 | 22.2 | 27.26 | 28.67 | 14.29 | 10.35 | 9.41 | 8.4 | 9.06 | 0 | 0
Bayside 4 | 2.53 | 4.6 | 2.61 | 0.87 | 0.9 | 2.78 | 5.84 | 6.15 | 3.07 | 4.91 | 4.85 | 7.41 | 9.35 | 7.36 | 7.03 | 8.94 | 11.48 | 10.31 | 10.61 | 14.09 | 13.62 | 15.64 | 13.27 | 16.68 | 18.12 | 8 | 5.28 | 4.9 | 4.29 | 4.24 | 0 | 0
Bayside 5 | 6.18 | 7.53 | 4.91 | 2.3 | 2.58 | 4.02 | 8.47 | 9.26 | 5.46 | 8.7 | 8.77 | 13.69 | 16.87 | 14.22 | 15.26 | 21.9 | 24.89 | 28.35 | 29.59 | 41.73 | 43.14 | 45.87 | 39.71 | 48.17 | 49.68 | 31.21 | 25.87 | 24.66 | 23.04 | 22.74 | 0 | 0
Bayside 6 | 4.57 | 6.42 | 4.01 | 1.69 | 1.76 | 3.56 | 7.68 | 7.95 | 4.64 | 7.36 | 7.35 | 11.9 | 15.02 | 12 | 13 | 17.8 | 21.34 | 23.49 | 24.44 | 33.49 | 34.24 | 37.37 | 31.62 | 38.26 | 40.24 | 22.39 | 16.97 | 15.84 | 14.93 | 14.97 | 0 | 0
Big Bend CT4 | 5.41 | 5.38 | 3.34 | 1.27 | 1.56 | 2.25 | 5.53 | 5.63 | 2.55 | 4.09 | 4.58 | 7.59 | 9.06 | 7.21 | 7.07 | 10.61 | 12.44 | 12.95 | 11.79 | 21.31 | 22.8 | 27.29 | 18.39 | 38.84 | 40.49 | 45.94 | 42.09 | 37.35 | 35.39 | 34.21 | 0 | 0
Big Bend CT4o | 0 | 0 | 0 | 0 | 0 | 0 | 0 | 0 | 0 | 0 | 0 | 0 | 0 | 0 | 0 | 0 | 0 | 0 | 0 | 0 | 0 | 0 | 0 | 0 | 0 | 0 | 0 | 0 | 0 | 0 | 0 | 0
Polk 1 | 1736.36 | 2038.9 | 2038.9 | 1846.32 | 2054.97 | 1981.02 | 1879.43 | 2036.41 | 2042.25 | 1851.99 | 1887.57 | 2030.17 | 2010.44 | 1901.68 | 2007.52 | 1990.35 | 1902.6 | 2001.48 | 1342.85 | 0 | 0 | 0 | 0 | 0 | 0 | 0 | 0 | 0 | 0 | 0 | 0 | 0
Polk 1g | 80.17 | 73.59 | 77.06 | 93.66 | 112.25 | 52.91 | 60.8 | 90.7 | 59.52 | 96.13 | 71.44 | 94.2 | 104.89 | 97.45 | 115.7 | 151.19 | 129.4 | 152.63 | 98.18 | 0 | 0 | 0 | 0 | 0 | 0 | 0 | 0 | 0 | 0 | 0 | 0 | 0
Polk 2 | 15.3 | 2.65 | 1.23 | 0.92 | 1.06 | 0.43 | 1.57 | 2.92 | 0.89 | 4.63 | 1.42 | 1.43 | 1.7 | 1.9 | 2.28 | 14.71 | 1.95 | 1.76 | 1.91 | 2.3 | 3.1 | 22.9 | 3.57 | 2.38 | 4.32 | 2.38 | 2.12 | 22.12 | 1.36 | 0.62 | 0 | 0
Polk 2o | 0 | 0 | 0 | 0 | 0 | 0 | 0 | 0 | 0 | 0 | 0 | 0 | 0 | 0 | 0 | 0 | 0 | 0 | 0 | 0 | 0 | 0 | 0 | 0 | 0 | 0 | 0 | 0 | 0 | 0 | 0 | 0
Polk 3 | 9.08 | 1.93 | 2.44 | 0.53 | 0.56 | 0.28 | 1.14 | 5.15 | 0.59 | 2.87 | 1.23 | 0.94 | 1.37 | 1.34 | 1.69 | 12.96 | 1.08 | 1.33 | 1.39 | 1.94 | 2.91 | 21.09 | 2.46 | 1.61 | 3.53 | 1.68 | 1.54 | 18.67 | 1.02 | 0.4 | 0 | 0
Polk 3o | 0 | 0 | 0 | 0 | 0 | 0 | 0 | 0 | 0 | 0 | 0 | 0 | 0 | 0 | 0 | 0 | 0 | 0 | 0 | 0 | 0 | 0 | 0 | 0 | 0 | 0 | 0 | 0 | 0 | 0 | 0 | 0
Polk 4 | 5.02 | 1.2 | 1.4 | 0.29 | 0.27 | 0.21 | 0.89 | 3.47 | 0.38 | 1.72 | 0.85 | 0.87 | 1.02 | 1.13 | 1.38 | 10.83 | 0.8 | 1.08 | 0.88 | 1.49 | 2.2 | 15.45 | 2.09 | 1.45 | 2.81 | 1.11 | 1.04 | 14.25 | 0.73 | 0.19 | 0 | 0
Polk 5 | 2.55 | 0.89 | 0.93 | 0.2 | 0.16 | 0.04 | 0.71 | 2.17 | 0.19 | 0.99 | 0.64 | 0.59 | 0.88 | 0.89 | 1.19 | 6.2 | 0.42 | 0.84 | 0.8 | 1.01 | 1.8 | 11.43 | 1.47 | 1.11 | 2.15 | 0.88 | 0.65 | 10.14 | 0.47 | 0.22 | 0 | 0
Polk 2 CC | 2496.72 | 2646.45 | 2406.87 | 2640.01 | 2664.49 | 1495.25 | 1571.05 | 1455.41 | 1520.03 | 1509.16 | 1593.99 | 1700.73 | 1741.93 | 1723.96 | 1750.15 | 1675.79 | 1928.17 | 1958.23 | 2038.9 | 2251.16 | 2254.57 | 2079.71 | 2208 | 2365.99 | 2467.42 | 2260.82 | 1135.25 | 1039.16 | 1104.91 | 1093.52 | 0 | 0
Polk 2 CC DF | 20.63 | 22.49 | 16.22 | 16.08 | 16.21 | 12.05 | 19.56 | 17.91 | 14.59 | 18.56 | 19.52 | 30.49 | 35.71 | 31.57 | 34.28 | 44.43 | 53.56 | 61.56 | 66.68 | 99.16 | 102.12 | 101.42 | 89.71 | 119.77 | 123.34 | 111.33 | 83.67 | 73.46 | 75.62 | 73.05 | 0 | 0
Phillips 1 | 0 | 0 | 0 | 0 | 0 | 0 | 0 | 0 | 0 | 0 | 0 | 0 | 0 | 0 | 0 | 0 | 0 | 0 | 0 | 0 | 0 | 0 | 0 | 0 | 0 | 0 | 0 | 0 | 0 | 0 | 0 | 0
Phillips 2 | 0 | 0 | 0 | 0 | 0 | 0 | 0 | 0 | 0 | 0 | 0 | 0 | 0 | 0 | 0 | 0 | 0 | 0 | 0 | 0 | 0 | 0 | 0 | 0 | 0 | 0 | 0 | 0 | 0 | 0 | 0 | 0
TOTAL Phillips CO2 | 0 | 0 | 0 | 0 | 0 | 0 | 0 | 0 | 0 | 0 | 0 | 0 | 0 | 0 | 0 | 0 | 0 | 0 | 0 | 0 | 0 | 0 | 0 | 0 | 0 | 0 | 0 | 0 | 0 | 0 | 0 | 0
City of Tampa | 0 | 0 | 0 | 0 | 0 | 0 | 0 | 0 | 0 | 0 | 0 | 0 | 0 | 0 | 0 | 0 | 0 | 0 | 0 | 0 | 0 | 0 | 0 | 0 | 0 | 0 | 0 | 0 | 0 | 0 | 0 | 0
FutAeroCT1 | 0 | 0 | 0 | 0 | 0 | 0 | 0 | 0 | 0 | 0 | 0 | 0 | 0 | 0 | 0 | 0 | 0 | 0 | 0 | 0 | 0 | 0 | 0 | 0 | 0 | 0 | 16.26 | 15.92 | 14.48 | 13.58 | 0 | 0
FutAeroCT2 | 0 | 0 | 0 | 0 | 0 | 0 | 0 | 0 | 0 | 0 | 0 | 0 | 0 | 0 | 0 | 0 | 0 | 0 | 0 | 0 | 0 | 0 | 0 | 0 | 0 | 0 | 0 | 0 | 0 | 0 | 0 | 0
FutAeroCT3 | 0 | 0 | 0 | 0 | 0 | 0 | 0 | 0 | 0 | 0 | 0 | 0 | 0 | 0 | 0 | 0 | 0 | 0 | 0 | 0 | 0 | 0 | 0 | 0 | 0 | 0 | 0 | 0 | 0 | 0 | 0 | 0
FutAeroCT4 | 0 | 0 | 0 | 0 | 0 | 0 | 0 | 0 | 0 | 0 | 0 | 0 | 0 | 0 | 0 | 0 | 0 | 0 | 0 | 0 | 0 | 0 | 0 | 0 | 0 | 0 | 0 | 0 | 0 | 0 | 0 | 0
FutAeroCT5 | 0 | 0 | 0 | 0 | 0 | 0 | 0 | 0 | 0 | 0 | 0 | 0 | 0 | 0 | 0 | 0 | 0 | 0 | 0 | 0 | 0 | 0 | 0 | 0 | 0 | 0 | 0 | 0 | 0 | 0 | 0 | 0
FutAeroCT6 | 0 | 0 | 0 | 0 | 0 | 0 | 0 | 0 | 0 | 0 | 0 | 0 | 0 | 0 | 0 | 0 | 0 | 0 | 0 | 0 | 0 | 0 | 0 | 0 | 0 | 0 | 0 | 0 | 0 | 0 | 0 | 0
FutAeroCT7 | 0 | 0 | 0 | 0 | 0 | 0 | 0 | 0 | 0 | 0 | 0 | 0 | 0 | 0 | 0 | 0 | 0 | 0 | 0 | 0 | 0 | 0 | 0 | 0 | 0 | 0 | 0 | 0 | 0 | 0 | 0 | 0
FutAeroCT8 | 0 | 0 | 0 | 0 | 0 | 0 | 0 | 0 | 0 | 0 | 0 | 0 | 0 | 0 | 0 | 0 | 0 | 0 | 0 | 0 | 0 | 0 | 0 | 0 | 0 | 0 | 0 | 0 | 0 | 0 | 0 | 0
FutAeroCT9 | 0 | 0 | 0 | 0 | 0 | 0 | 0 | 0 | 0 | 0 | 0 | 0 | 0 | 0 | 0 | 0 | 0 | 0 | 0 | 0 | 0 | 0 | 0 | 0 | 0 | 0 | 0 | 0 | 0 | 0 | 0 | 0
FutAeroCT10 | 0 | 0 | 0 | 0 | 0 | 0 | 0 | 0 | 0 | 0 | 0 | 0 | 0 | 0 | 0 | 0 | 0 | 0 | 0 | 0 | 0 | 0 | 0 | 0 | 0 | 0 | 0 | 0 | 0 | 0 | 0 | 0
Total Expansion Aero CT CO2 | 0 | 0 | 0 | 0 | 0 | 0 | 0 | 0 | 0 | 0 | 0 | 0 | 0 | 0 | 0 | 0 | 0 | 0 | 0 | 0 | 0 | 0 | 0 | 0 | 0 | 0 | 16.26 | 15.92 | 14.48 | 13.58 | 0 | 0
GE_7FA_CT1 | 0 | 0 | 0 | 0 | 0 | 0 | 0 | 0 | 0 | 0 | 0 | 0 | 0 | 0 | 0 | 0 | 0 | 0 | 0 | 0 | 0 | 0 | 0 | 0 | 0 | 0 | 0 | 0 | 0 | 0 | 0 | 0
GE_7FA_CT2 | 0 | 0 | 0 | 0 | 0 | 0 | 0 | 0 | 15.23 | 22.95 | 24.72 | 45.53 | 53.88 | 44.84 | 51.58 | 74.49 | 87.86 | 98.79 | 110.17 | 176.87 | 181.79 | 189.29 | 159.79 | 215.56 | 225.64 | 198.14 | 141.63 | 125.25 | 122.32 | 115.97 | 0 | 0
GE_7FA_CT3 | 0 | 0 | 0 | 0 | 0 | 0 | 0 | 0 | 0 | 0 | 0 | 31.64 | 38.69 | 32.04 | 36.38 | 51.05 | 62.01 | 68.82 | 78.28 | 129.8 | 136.74 | 144.89 | 121.05 | 157.43 | 166.86 | 143.48 | 80.55 | 73.89 | 68.68 | 63.32 | 0 | 0
GE_7FA_CT4 | 0 | 0 | 0 | 0 | 0 | 0 | 0 | 0 | 0 | 0 | 0 | 0 | 0 | 0 | 25.23 | 33.38 | 41.35 | 45.9 | 51.09 | 88.4 | 94.47 | 98.2 | 79.83 | 104.77 | 115.31 | 104.53 | 41.55 | 42.15 | 37.45 | 33.99 | 0 | 0
GE_7FA_CT5 | 0 | 0 | 0 | 0 | 0 | 0 | 0 | 0 | 0 | 0 | 0 | 0 | 0 | 0 | 0 | 0 | 0 | 28.98 | 31.26 | 54.58 | 57.21 | 59.5 | 48.59 | 64.46 | 75.83 | 70.7 | 24.82 | 24.22 | 20.21 | 17.58 | 0 | 0
GE_7FA_CT6 | 0 | 0 | 0 | 0 | 0 | 0 | 0 | 0 | 0 | 0 | 0 | 0 | 0 | 0 | 0 | 0 | 0 | 0 | 0 | 31.39 | 31.86 | 34.75 | 29.09 | 35.77 | 43.65 | 41.83 | 14.67 | 13.71 | 11.34 | 9.54 | 0 | 0
GE_7FA_CT7 | 0 | 0 | 0 | 0 | 0 | 0 | 0 | 0 | 0 | 0 | 0 | 0 | 0 | 0 | 0 | 0 | 0 | 0 | 0 | 0 | 0 | 0 | 0 | 0 | 0 | 15.8 | 7.17 | 8.56 | 5.48 | 5 | 0 | 0
GE_7FA_CT8 | 0 | 0 | 0 | 35.71 | 65.74 | 0 | 0 | 0 | 0 | 0 | 0 | 0 | 0 | 0 | 0 | 0 | 0 | 0 | 0 | 0 | 0 | 0 | 0 | 0 | 0 | 0 | 0 | 0 | 0 | 0 | 0 | 0
GE_7FA_CT9 | 0 | 0 | 0 | 13.21 | 27.88 | 0 | 0 | 0 | 0 | 0 | 0 | 0 | 0 | 0 | 0 | 0 | 0 | 0 | 0 | 0 | 0 | 0 | 0 | 0 | 0 | 0 | 0 | 0 | 0 | 0 | 0 | 0
GE_7FA_CT10 | 0 | 0 | 0 | 0 | 0 | 0 | 0 | 0 | 0 | 0 | 0 | 0 | 0 | 0 | 0 | 0 | 0 | 0 | 0 | 0 | 0 | 0 | 0 | 0 | 0 | 0 | 0 | 0 | 0 | 0 | 0 | 0
Total Expansion CT CO2 | 0 | 0 | 0 | 48.92 | 93.62 | 0 | 0 | 0 | 15.23 | 22.95 | 24.72 | 77.17 | 92.57 | 76.88 | 113.19 | 158.92 | 191.22 | 242.49 | 270.8 | 481.04 | 502.07 | 526.63 | 438.35 | 577.99 | 627.29 | 574.48 | 310.39 | 287.78 | 265.48 | 245.4 | 0 | 0
CC 2x1 7FAwDF 1 | 0 | 0 | 0 | 0 | 0 | 3144.56 | 3039.38 | 2998.56 | 2904.63 | 2910.61 | 2895.39 | 2900.39 | 2954.08 | 2938.54 | 2922.95 | 2914.48 | 2979.23 | 2974.81 | 2986.46 | 3029.81 | 3036.92 | 3043.75 | 3038.19 | 3142.41 | 3220.14 | 3191.13 | 2899.3 | 2874.59 | 2903.78 | 2910.21 | 0 | 0
CC 2x1 7FAwDF 2 | 0 | 0 | 0 | 0 | 0 | 0 | 0 | 0 | 0 | 0 | 0 | 0 | 0 | 0 | 0 | 0 | 0 | 0 | 0 | 0 | 0 | 0 | 0 | 0 | 0 | 0 | 2906.39 | 2901.13 | 2895.7 | 2908.75 | 0 | 0
CC 2x1 7FAwDF 3 | 0 | 0 | 0 | 0 | 0 | 0 | 0 | 0 | 0 | 0 | 0 | 0 | 0 | 0 | 0 | 0 | 0 | 0 | 0 | 0 | 0 | 0 | 0 | 0 | 0 | 954.95 | 920.02 | 898.37 | 892.53 | 893.32 | 0 | 0
CC 2x1 7FAwDF 4 | 0 | 0 | 0 | 0 | 0 | 0 | 0 | 0 | 0 | 0 | 0 | 0 | 0 | 0 | 0 | 0 | 0 | 0 | 0 | 0 | 0 | 0 | 0 | 0 | 0 | 0 | 0 | 0 | 0 | 0 | 0 | 0
CC 2x1 7FAwDF 5 | 0 | 0 | 0 | 0 | 0 | 0 | 0 | 0 | 0 | 0 | 0 | 0 | 0 | 0 | 0 | 0 | 0 | 0 | 0 | 0 | 0 | 0 | 0 | 0 | 0 | 0 | 0 | 0 | 0 | 0 | 0 | 0
CC 2x1 7FAwDF 6 | 0 | 0 | 0 | 0 | 0 | 0 | 0 | 0 | 0 | 0 | 0 | 0 | 0 | 0 | 0 | 0 | 0 | 0 | 0 | 0 | 0 | 0 | 0 | 0 | 0 | 0 | 0 | 0 | 0 | 0 | 0 | 0
CC_Fut_Proxy_07 | 0 | 0 | 0 | 0 | 0 | 0 | 0 | 0 | 0 | 0 | 0 | 0 | 0 | 0 | 0 | 0 | 0 | 0 | 0 | 0 | 0 | 0 | 0 | 0 | 0 | 0 | 0 | 0 | 0 | 0 | 0 | 0
CC_Fut_Proxy_08 | 0 | 0 | 0 | 0 | 0 | 0 | 0 | 0 | 0 | 0 | 0 | 0 | 0 | 0 | 0 | 0 | 0 | 0 | 0 | 0 | 0 | 0 | 0 | 0 | 0 | 0 | 0 | 0 | 0 | 0 | 0 | 0
CC_Fut_Proxy_09 | 0 | 0 | 0 | 0 | 0 | 0 | 0 | 0 | 0 | 0 | 0 | 0 | 0 | 0 | 0 | 0 | 0 | 0 | 0 | 0 | 0 | 0 | 0 | 0 | 0 | 0 | 0 | 0 | 0 | 0 | 0 | 0
CC_Fut_Proxy_10 | 0 | 0 | 0 | 0 | 0 | 0 | 0 | 0 | 0 | 0 | 0 | 0 | 0 | 0 | 0 | 0 | 0 | 0 | 0 | 0 | 0 | 0 | 0 | 0 | 0 | 0 | 0 | 0 | 0 | 0 | 0 | 0
Total Expansion CC CO2 | 0 | 0 | 0 | 0 | 0 | 3144.56 | 3039.38 | 2998.56 | 2904.63 | 2910.61 | 2895.39 | 2900.39 | 2954.08 | 2938.54 | 2922.95 | 2914.48 | 2979.23 | 2974.81 | 2986.46 | 3029.81 | 3036.92 | 3043.75 | 3038.19 | 3142.41 | 3220.14 | 4146.08 | 6725.71 | 6674.09 | 6692.01 | 6712.28 | 0 | 0
FutureUnit_Proxy | 0 | 0 | 0 | 0 | 0 | 0 | 0 | 0 | 0 | 0 | 0 | 0 | 0 | 0 | 0 | 0 | 0 | 0 | 0 | 0 | 0 | 0 | 0 | 0 | 0 | 0 | 0 | 0 | 0 | 0 | 0 | 0
Total System CO2 | 12664.15 | 12387.11 | 12852.17 | 12258.39 | 12516.33 | 11452.67 | 11625.68 | 12001.97 | 12458.95 | 12536.86 | 12821.19 | 12775.28 | 12890.72 | 13199.73 | 13499.23 | 13616.66 | 13380.21 | 13569.85 | 13584.33 | 12656.65 | 12650.79 | 12433.99 | 12706.94 | 11795.4 | 11294.7 | 11073.35 | 10451.13 | 10706.76 | 10676.08 | 10668.89 | 0 | 0
SO2 Emissions (Tons)
Big Bend 1 | 480 | 280 | 240 | 20 | 0 | 0 | 0 | 0 | 0 | 0 | 0 | 0 | 0 | 0 | 0 | 0 | 0 | 0 | 0 | 0 | 0 | 0 | 0 | 0 | 0 | 0 | 0 | 0 | 0 | 0 | 0 | 0
Big Bend 2 | 890 | 680 | 720 | 270 | 0 | 0 | 0 | 0 | 0 | 0 | 0 | 0 | 0 | 0 | 0 | 0 | 0 | 0 | 0 | 0 | 0 | 0 | 0 | 0 | 0 | 0 | 0 | 0 | 0 | 0 | 0 | 0
Big Bend 3 | 1030 | 990 | 1190 | 1200 | 1510 | 1220 | 1540 | 1280 | 1770 | 1820 | 1830 | 1830 | 1500 | 1910 | 1900 | 1870 | 1830 | 1560 | 1860 | 1790 | 1810 | 1860 | 1870 | 660 | 0 | 0 | 0 | 0 | 0 | 0 | 0 | 0
Big Bend 4 | 3790 | 3370 | 4190 | 4130 | 4180 | 2960 | 2630 | 3410 | 3430 | 3460 | 3790 | 3020 | 3670 | 3550 | 3780 | 3710 | 3120 | 3550 | 3810 | 3770 | 3690 | 2930 | 3780 | 3700 | 3700 | 3520 | 3090 | 3670 | 3630 | 3650 | 0 | 0
TOTAL Big Bend SO2 | 6190 | 5320 | 6340 | 5620 | 5690 | 4180 | 4170 | 4690 | 5200 | 5280 | 5620 | 4850 | 5170 | 5460 | 5680 | 5580 | 4950 | 5110 | 5670 | 5560 | 5500 | 4790 | 5650 | 4360 | 3700 | 3520 | 3090 | 3670 | 3630 | 3650 | 0 | 0
Bayside 1 | 0 | 0 | 0 | 0 | 0 | 0 | 0 | 0 | 0 | 0 | 0 | 0 | 0 | 0 | 0 | 0 | 0 | 0 | 0 | 0 | 0 | 0 | 0 | 0 | 0 | 0 | 0 | 0 | 0 | 0 | 0 | 0
Bayside 2 | 10 | 10 | 10 | 10 | 10 | 0 | 0 | 0 | 0 | 0 | 0 | 0 | 0 | 0 | 0 | 0 | 0 | 0 | 0 | 0 | 0 | 0 | 0 | 0 | 0 | 0 | 0 | 0 | 0 | 0 | 0 | 0
TOTAL Bayside CC SO2 | 10 | 10 | 10 | 10 | 10 | 0 | 0 | 0 | 0 | 0 | 0 | 0 | 0 | 0 | 0 | 0 | 0 | 0 | 0 | 0 | 0 | 0 | 0 | 0 | 0 | 0 | 0 | 0 | 0 | 0 | 0 | 0
Bayside 3 | 0 | 0 | 0 | 0 | 0 | 0 | 0 | 0 | 0 | 0 | 0 | 0 | 0 | 0 | 0 | 0 | 0 | 0 | 0 | 0 | 0 | 0 | 0 | 0 | 0 | 0 | 0 | 0 | 0 | 0 | 0 | 0
Bayside 4 | 0 | 0 | 0 | 0 | 0 | 0 | 0 | 0 | 0 | 0 | 0 | 0 | 0 | 0 | 0 | 0 | 0 | 0 | 0 | 0 | 0 | 0 | 0 | 0 | 0 | 0 | 0 | 0 | 0 | 0 | 0 | 0
Bayside 5 | 0 | 0 | 0 | 0 | 0 | 0 | 0 | 0 | 0 | 0 | 0 | 0 | 0 | 0 | 0 | 0 | 0 | 0 | 0 | 0 | 0 | 0 | 0 | 0 | 0 | 0 | 0 | 0 | 0 | 0 | 0 | 0
Bayside 6 | 0 | 0 | 0 | 0 | 0 | 0 | 0 | 0 | 0 | 0 | 0 | 0 | 0 | 0 | 0 | 0 | 0 | 0 | 0 | 0 | 0 | 0 | 0 | 0 | 0 | 0 | 0 | 0 | 0 | 0 | 0 | 0
Big Bend CT4 | 0 | 0 | 0 | 0 | 0 | 0 | 0 | 0 | 0 | 0 | 0 | 0 | 0 | 0 | 0 | 0 | 0 | 0 | 0 | 0 | 0 | 0 | 0 | 0 | 0 | 0 | 0 | 0 | 0 | 0 | 0 | 0
Big Bend CT4o | 0 | 0 | 0 | 0 | 0 | 0 | 0 | 0 | 0 | 0 | 0 | 0 | 0 | 0 | 0 | 0 | 0 | 0 | 0 | 0 | 0 | 0 | 0 | 0 | 0 | 0 | 0 | 0 | 0 | 0 | 0 | 0
Polk 1 | 1260 | 1480 | 1480 | 1340 | 1500 | 1440 | 1370 | 1480 | 1480 | 1340 | 1370 | 1480 | 1460 | 1380 | 1460 | 1450 | 1380 | 1460 | 980 | 0 | 0 | 0 | 0 | 0 | 0 | 0 | 0 | 0 | 0 | 0 | 0 | 0
Polk 1g | 120 | 120 | 130 | 150 | 180 | 80 | 90 | 140 | 90 | 160 | 120 | 150 | 170 | 160 | 190 | 240 | 200 | 240 | 150 | 0 | 0 | 0 | 0 | 0 | 0 | 0 | 0 | 0 | 0 | 0 | 0 | 0
Polk 2 | 0 | 0 | 0 | 0 | 0 | 0 | 0 | 0 | 0 | 0 | 0 | 0 | 0 | 0 | 0 | 0 | 0 | 0 | 0 | 0 | 0 | 0 | 0 | 0 | 0 | 0 | 0 | 0 | 0 | 0 | 0 | 0
Polk 2o | 0 | 0 | 0 | 0 | 0 | 0 | 0 | 0 | 0 | 0 | 0 | 0 | 0 | 0 | 0 | 0 | 0 | 0 | 0 | 0 | 0 | 0 | 0 | 0 | 0 | 0 | 0 | 0 | 0 | 0 | 0 | 0
Polk 3 | 0 | 0 | 0 | 0 | 0 | 0 | 0 | 0 | 0 | 0 | 0 | 0 | 0 | 0 | 0 | 0 | 0 | 0 | 0 | 0 | 0 | 0 | 0 | 0 | 0 | 0 | 0 | 0 | 0 | 0 | 0 | 0
Polk 3o | 0 | 0 | 0 | 0 | 0 | 0 | 0 | 0 | 0 | 0 | 0 | 0 | 0 | 0 | 0 | 0 | 0 | 0 | 0 | 0 | 0 | 0 | 0 | 0 | 0 | 0 | 0 | 0 | 0 | 0 | 0 | 0
Polk 4 | 0 | 0 | 0 | 0 | 0 | 0 | 0 | 0 | 0 | 0 | 0 | 0 | 0 | 0 | 0 | 0 | 0 | 0 | 0 | 0 | 0 | 0 | 0 | 0 | 0 | 0 | 0 | 0 | 0 | 0 | 0 | 0
Polk 5 | 0 | 0 | 0 | 0 | 0 | 0 | 0 | 0 | 0 | 0 | 0 | 0 | 0 | 0 | 0 | 0 | 0 | 0 | 0 | 0 | 0 | 0 | 0 | 0 | 0 | 0 | 0 | 0 | 0 | 0 | 0 | 0
Polk 2 CC | 0.01 | 0.01 | 0.01 | 0.01 | 0.01 | 0.01 | 0.01 | 0.01 | 0.01 | 0.01 | 0.01 | 0.01 | 0.01 | 0.01 | 0.01 | 0.01 | 0.01 | 0.01 | 0.01 | 0.01 | 0.01 | 0.01 | 0.01 | 0.01 | 0.01 | 0.01 | 0.01 | 0 | 0 | 0 | 0 | 0
Polk 2 CC DF | 0 | 0 | 0 | 0 | 0 | 0 | 0 | 0 | 0 | 0 | 0 | 0 | 0 | 0 | 0 | 0 | 0 | 0 | 0 | 0 | 0 | 0 | 0 | 0 | 0 | 0 | 0 | 0 | 0 | 0 | 0 | 0
Phillips 1 | 0 | 0 | 0 | 0 | 0 | 0 | 0 | 0 | 0 | 0 | 0 | 0 | 0 | 0 | 0 | 0 | 0 | 0 | 0 | 0 | 0 | 0 | 0 | 0 | 0 | 0 | 0 | 0 | 0 | 0 | 0 | 0
Phillips 2 | 0 | 0 | 0 | 0 | 0 | 0 | 0 | 0 | 0 | 0 | 0 | 0 | 0 | 0 | 0 | 0 | 0 | 0 | 0 | 0 | 0 | 0 | 0 | 0 | 0 | 0 | 0 | 0 | 0 | 0 | 0 | 0
TOTAL Phillips SO2 | 0 | 0 | 0 | 0 | 0 | 0 | 0 | 0 | 0 | 0 | 0 | 0 | 0 | 0 | 0 | 0 | 0 | 0 | 0 | 0 | 0 | 0 | 0 | 0 | 0 | 0 | 0 | 0 | 0 | 0 | 0 | 0
City of Tampa | 0 | 0 | 0 | 0 | 0 | 0 | 0 | 0 | 0 | 0 | 0 | 0 | 0 | 0 | 0 | 0 | 0 | 0 | 0 | 0 | 0 | 0 | 0 | 0 | 0 | 0 | 0 | 0 | 0 | 0 | 0 | 0
FutAeroCT1 | 0 | 0 | 0 | 0 | 0 | 0 | 0 | 0 | 0 | 0 | 0 | 0 | 0 | 0 | 0 | 0 | 0 | 0 | 0 | 0 | 0 | 0 | 0 | 0 | 0 | 0 | 0 | 0 | 0 | 0 | 0 | 0
FutAeroCT2 | 0 | 0 | 0 | 0 | 0 | 0 | 0 | 0 | 0 | 0 | 0 | 0 | 0 | 0 | 0 | 0 | 0 | 0 | 0 | 0 | 0 | 0 | 0 | 0 | 0 | 0 | 0 | 0 | 0 | 0 | 0 | 0
FutAeroCT3 | 0 | 0 | 0 | 0 | 0 | 0 | 0 | 0 | 0 | 0 | 0 | 0 | 0 | 0 | 0 | 0 | 0 | 0 | 0 | 0 | 0 | 0 | 0 | 0 | 0 | 0 | 0 | 0 | 0 | 0 | 0 | 0
FutAeroCT4 | 0 | 0 | 0 | 0 | 0 | 0 | 0 | 0 | 0 | 0 | 0 | 0 | 0 | 0 | 0 | 0 | 0 | 0 | 0 | 0 | 0 | 0 | 0 | 0 | 0 | 0 | 0 | 0 | 0 | 0 | 0 | 0
FutAeroCT5 | 0 | 0 | 0 | 0 | 0 | 0 | 0 | 0 | 0 | 0 | 0 | 0 | 0 | 0 | 0 | 0 | 0 | 0 | 0 | 0 | 0 | 0 | 0 | 0 | 0 | 0 | 0 | 0 | 0 | 0 | 0 | 0
FutAeroCT6 | 0 | 0 | 0 | 0 | 0 | 0 | 0 | 0 | 0 | 0 | 0 | 0 | 0 | 0 | 0 | 0 | 0 | 0 | 0 | 0 | 0 | 0 | 0 | 0 | 0 | 0 | 0 | 0 | 0 | 0 | 0 | 0
FutAeroCT7 | 0 | 0 | 0 | 0 | 0 | 0 | 0 | 0 | 0 | 0 | 0 | 0 | 0 | 0 | 0 | 0 | 0 | 0 | 0 | 0 | 0 | 0 | 0 | 0 | 0 | 0 | 0 | 0 | 0 | 0 | 0 | 0
FutAeroCT8 | 0 | 0 | 0 | 0 | 0 | 0 | 0 | 0 | 0 | 0 | 0 | 0 | 0 | 0 | 0 | 0 | 0 | 0 | 0 | 0 | 0 | 0 | 0 | 0 | 0 | 0 | 0 | 0 | 0 | 0 | 0 | 0
FutAeroCT9 | 0 | 0 | 0 | 0 | 0 | 0 | 0 | 0 | 0 | 0 | 0 | 0 | 0 | 0 | 0 | 0 | 0 | 0 | 0 | 0 | 0 | 0 | 0 | 0 | 0 | 0 | 0 | 0 | 0 | 0 | 0 | 0
FutAeroCT10 | 0 | 0 | 0 | 0 | 0 | 0 | 0 | 0 | 0 | 0 | 0 | 0 | 0 | 0 | 0 | 0 | 0 | 0 | 0 | 0 | 0 | 0 | 0 | 0 | 0 | 0 | 0 | 0 | 0 | 0 | 0 | 0
Total Expansion Aero CT SO2 | 0 | 0 | 0 | 0 | 0 | 0 | 0 | 0 | 0 | 0 | 0 | 0 | 0 | 0 | 0 | 0 | 0 | 0 | 0 | 0 | 0 | 0 | 0 | 0 | 0 | 0 | 0 | 0 | 0 | 0 | 0 | 0
GE_7FA_CT1 | 0 | 0 | 0 | 0 | 0 | 0 | 0 | 0 | 0 | 0 | 0 | 0 | 0 | 0 | 0 | 0 | 0 | 0 | 0 | 0 | 0 | 0 | 0 | 0 | 0 | 0 | 0 | 0 | 0 | 0 | 0 | 0
GE_7FA_CT2 | 0 | 0 | 0 | 0 | 0 | 0 | 0 | 0 | 0 | 0 | 0 | 0 | 0 | 0 | 0 | 0 | 0 | 0 | 0 | 0 | 0 | 0 | 0 | 0 | 0 | 0 | 0 | 0 | 0 | 0 | 0 | 0
GE_7FA_CT3 | 0 | 0 | 0 | 0 | 0 | 0 | 0 | 0 | 0 | 0 | 0 | 0 | 0 | 0 | 0 | 0 | 0 | 0 | 0 | 0 | 0 | 0 | 0 | 0 | 0 | 0 | 0 | 0 | 0 | 0 | 0 | 0
GE_7FA_CT4 | 0 | 0 | 0 | 0 | 0 | 0 | 0 | 0 | 0 | 0 | 0 | 0 | 0 | 0 | 0 | 0 | 0 | 0 | 0 | 0 | 0 | 0 | 0 | 0 | 0 | 0 | 0 | 0 | 0 | 0 | 0 | 0
GE_7FA_CT5 | 0 | 0 | 0 | 0 | 0 | 0 | 0 | 0 | 0 | 0 | 0 | 0 | 0 | 0 | 0 | 0 | 0 | 0 | 0 | 0 | 0 | 0 | 0 | 0 | 0 | 0 | 0 | 0 | 0 | 0 | 0 | 0
GE_7FA_CT6 | 0 | 0 | 0 | 0 | 0 | 0 | 0 | 0 | 0 | 0 | 0 | 0 | 0 | 0 | 0 | 0 | 0 | 0 | 0 | 0 | 0 | 0 | 0 | 0 | 0 | 0 | 0 | 0 | 0 | 0 | 0 | 0
GE_7FA_CT7 | 0 | 0 | 0 | 0 | 0 | 0 | 0 | 0 | 0 | 0 | 0 | 0 | 0 | 0 | 0 | 0 | 0 | 0 | 0 | 0 | 0 | 0 | 0 | 0 | 0 | 0 | 0 | 0 | 0 | 0 | 0 | 0
GE_7FA_CT8 | 0 | 0 | 0 | 0 | 0 | 0 | 0 | 0 | 0 | 0 | 0 | 0 | 0 | 0 | 0 | 0 | 0 | 0 | 0 | 0 | 0 | 0 | 0 | 0 | 0 | 0 | 0 | 0 | 0 | 0 | 0 | 0
GE_7FA_CT9 | 0 | 0 | 0 | 0 | 0 | 0 | 0 | 0 | 0 | 0 | 0 | 0 | 0 | 0 | 0 | 0 | 0 | 0 | 0 | 0 | 0 | 0 | 0 | 0 | 0 | 0 | 0 | 0 | 0 | 0 | 0 | 0
GE_7FA_CT10 | 0 | 0 | 0 | 0 | 0 | 0 | 0 | 0 | 0 | 0 | 0 | 0 | 0 | 0 | 0 | 0 | 0 | 0 | 0 | 0 | 0 | 0 | 0 | 0 | 0 | 0 | 0 | 0 | 0 | 0 | 0 | 0
Total Expansion CT SO2 | 0 | 0 | 0 | 0 | 0 | 0 | 0 | 0 | 0 | 0 | 0 | 0 | 0 | 0 | 0 | 0 | 0 | 0 | 0 | 0 | 0 | 0 | 0 | 0 | 0 | 0 | 0 | 0 | 0 | 0 | 0 | 0
CC 2x1 7FAwDF 1 | 0 | 0 | 0 | 0 | 0 | 10 | 10 | 10 | 10 | 10 | 10 | 10 | 10 | 10 | 10 | 10 | 10 | 10 | 10 | 10 | 10 | 10 | 10 | 10 | 10 | 10 | 10 | 10 | 10 | 10 | 0 | 0
CC 2x1 7FAwDF 2 | 0 | 0 | 0 | 0 | 0 | 0 | 0 | 0 | 0 | 0 | 0 | 0 | 0 | 0 | 0 | 0 | 0 | 0 | 0 | 0 | 0 | 0 | 0 | 0 | 0 | 0 | 10 | 10 | 10 | 10 | 0 | 0
CC 2x1 7FAwDF 3 | 0 | 0 | 0 | 0 | 0 | 0 | 0 | 0 | 0 | 0 | 0 | 0 | 0 | 0 | 0 | 0 | 0 | 0 | 0 | 0 | 0 | 0 | 0 | 0 | 0 | 0 | 0 | 0 | 0 | 0 | 0 | 0
CC 2x1 7FAwDF 4 | 0 | 0 | 0 | 0 | 0 | 0 | 0 | 0 | 0 | 0 | 0 | 0 | 0 | 0 | 0 | 0 | 0 | 0 | 0 | 0 | 0 | 0 | 0 | 0 | 0 | 0 | 0 | 0 | 0 | 0 | 0 | 0
CC 2x1 7FAwDF 5 | 0 | 0 | 0 | 0 | 0 | 0 | 0 | 0 | 0 | 0 | 0 | 0 | 0 | 0 | 0 | 0 | 0 | 0 | 0 | 0 | 0 | 0 | 0 | 0 | 0 | 0 | 0 | 0 | 0 | 0 | 0 | 0
CC 2x1 7FAwDF 6 | 0 | 0 | 0 | 0 | 0 | 0 | 0 | 0 | 0 | 0 | 0 | 0 | 0 | 0 | 0 | 0 | 0 | 0 | 0 | 0 | 0 | 0 | 0 | 0 | 0 | 0 | 0 | 0 | 0 | 0 | 0 | 0
CC_Fut_Proxy_07 | 0 | 0 | 0 | 0 | 0 | 0 | 0 | 0 | 0 | 0 | 0 | 0 | 0 | 0 | 0 | 0 | 0 | 0 | 0 | 0 | 0 | 0 | 0 | 0 | 0 | 0 | 0 | 0 | 0 | 0 | 0 | 0
CC_Fut_Proxy_08 | 0 | 0 | 0 | 0 | 0 | 0 | 0 | 0 | 0 | 0 | 0 | 0 | 0 | 0 | 0 | 0 | 0 | 0 | 0 | 0 | 0 | 0 | 0 | 0 | 0 | 0 | 0 | 0 | 0 | 0 | 0 | 0
CC_Fut_Proxy_09 | 0 | 0 | 0 | 0 | 0 | 0 | 0 | 0 | 0 | 0 | 0 | 0 | 0 | 0 | 0 | 0 | 0 | 0 | 0 | 0 | 0 | 0 | 0 | 0 | 0 | 0 | 0 | 0 | 0 | 0 | 0 | 0
CC_Fut_Proxy_10 | 0 | 0 | 0 | 0 | 0 | 0 | 0 | 0 | 0 | 0 | 0 | 0 | 0 | 0 | 0 | 0 | 0 | 0 | 0 | 0 | 0 | 0 | 0 | 0 | 0 | 0 | 0 | 0 | 0 | 0 | 0 | 0
Total Expansion CC SO2 | 0 | 0 | 0 | 0 | 0 | 10 | 10 | 10 | 10 | 10 | 10 | 10 | 10 | 10 | 10 | 10 | 10 | 10 | 10 | 10 | 10 | 10 | 10 | 10 | 10 | 10 | 20 | 20 | 20 | 20 | 0 | 0
FutureUnit_Proxy | 0 | 0 | 0 | 0 | 0 | 0 | 0 | 0 | 0 | 0 | 0 | 0 | 0 | 0 | 0 | 0 | 0 | 0 | 0 | 0 | 0 | 0 | 0 | 0 | 0 | 0 | 0 | 0 | 0 | 0 | 0 | 0
Total System SO2 | 7580.01 | 6930.01 | 7960.01 | 7120.01 | 7380.01 | 5710.01 | 5640.01 | 6320.01 | 6780.01 | 6790.01 | 7120.01 | 6490.01 | 6810.01 | 7010.01 | 7340.01 | 7280.01 | 6540.01 | 6820.01 | 6810.01 | 5570.01 | 5510.01 | 4800.01 | 5660.01 | 4370.01 | 3710.01 | 3530.01 | 3110.01 | 3690 | 3650 | 3670 | 0 | 0
Unit Heat Rate (Btu/kWh)
Big Bend 1 | 0 | 0 | 0 | 0 | 0 | 0 | 0 | 0 | 0 | 0 | 0 | 0 | 0 | 0 | 0 | 0 | 0 | 0 | 0 | 0 | 0 | 0 | 0 | 0 | 0 | 0 | 0 | 0 | 0 | 0 | 0 | 0
Big Bend 2 | 0 | 0 | 0 | 0 | 0 | 0 | 0 | 0 | 0 | 0 | 0 | 0 | 0 | 0 | 0 | 0 | 0 | 0 | 0 | 0 | 0 | 0 | 0 | 0 | 0 | 0 | 0 | 0 | 0 | 0 | 0 | 0
Big Bend 3 | 0 | 0 | 0 | 0 | 0 | 0 | 0 | 0 | 0 | 0 | 0 | 0 | 0 | 0 | 0 | 0 | 0 | 0 | 0 | 0 | 0 | 0 | 0 | 0 | 0 | 0 | 0 | 0 | 0 | 0 | 0 | 0
Big Bend 4 | 0 | 0 | 0 | 0 | 0 | 0 | 0 | 0 | 0 | 0 | 0 | 0 | 0 | 0 | 0 | 0 | 0 | 0 | 0 | 0 | 0 | 0 | 0 | 0 | 0 | 0 | 0 | 0 | 0 | 0 | 0 | 0
TOTAL Big Bend HR | 0 | 0 | 0 | 0 | 0 | 0 | 0 | 0 | 0 | 0 | 0 | 0 | 0 | 0 | 0 | 0 | 0 | 0 | 0 | 0 | 0 | 0 | 0 | 0 | 0 | 0 | 0 | 0 | 0 | 0 | 0 | 0
Bayside 1 | 0 | 0 | 0 | 0 | 0 | 0 | 0 | 0 | 0 | 0 | 0 | 0 | 0 | 0 | 0 | 0 | 0 | 0 | 0 | 0 | 0 | 0 | 0 | 0 | 0 | 0 | 0 | 0 | 0 | 0 | 0 | 0
Bayside 2 | 0 | 0 | 0 | 0 | 0 | 0 | 0 | 0 | 0 | 0 | 0 | 0 | 0 | 0 | 0 | 0 | 0 | 0 | 0 | 0 | 0 | 0 | 0 | 0 | 0 | 0 | 0 | 0 | 0 | 0 | 0 | 0
TOTAL Bayside CC HR | 0 | 0 | 0 | 0 | 0 | 0 | 0 | 0 | 0 | 0 | 0 | 0 | 0 | 0 | 0 | 0 | 0 | 0 | 0 | 0 | 0 | 0 | 0 | 0 | 0 | 0 | 0 | 0 | 0 | 0 | 0 | 0
Bayside 3 | 0 | 0 | 0 | 0 | 0 | 0 | 0 | 0 | 0 | 0 | 0 | 0 | 0 | 0 | 0 | 0 | 0 | 0 | 0 | 0 | 0 | 0 | 0 | 0 | 0 | 0 | 0 | 0 | 0 | 0 | 0 | 0
Bayside 4 | 0 | 0 | 0 | 0 | 0 | 0 | 0 | 0 | 0 | 0 | 0 | 0 | 0 | 0 | 0 | 0 | 0 | 0 | 0 | 0 | 0 | 0 | 0 | 0 | 0 | 0 | 0 | 0 | 0 | 0 | 0 | 0
Bayside 5 | 0 | 0 | 0 | 0 | 0 | 0 | 0 | 0 | 0 | 0 | 0 | 0 | 0 | 0 | 0 | 0 | 0 | 0 | 0 | 0 | 0 | 0 | 0 | 0 | 0 | 0 | 0 | 0 | 0 | 0 | 0 | 0
Bayside 6 | 0 | 0 | 0 | 0 | 0 | 0 | 0 | 0 | 0 | 0 | 0 | 0 | 0 | 0 | 0 | 0 | 0 | 0 | 0 | 0 | 0 | 0 | 0 | 0 | 0 | 0 | 0 | 0 | 0 | 0 | 0 | 0
Big Bend CT4 | 0 | 0 | 0 | 0 | 0 | 0 | 0 | 0 | 0 | 0 | 0 | 0 | 0 | 0 | 0 | 0 | 0 | 0 | 0 | 0 | 0 | 0 | 0 | 0 | 0 | 0 | 0 | 0 | 0 | 0 | 0 | 0
Big Bend CT4o | 0 | 0 | 0 | 0 | 0 | 0 | 0 | 0 | 0 | 0 | 0 | 0 | 0 | 0 | 0 | 0 | 0 | 0 | 0 | 0 | 0 | 0 | 0 | 0 | 0 | 0 | 0 | 0 | 0 | 0 | 0 | 0
Polk 1 | 0 | 0 | 0 | 0 | 0 | 0 | 0 | 0 | 0 | 0 | 0 | 0 | 0 | 0 | 0 | 0 | 0 | 0 | 0 | 0 | 0 | 0 | 0 | 0 | 0 | 0 | 0 | 0 | 0 | 0 | 0 | 0
Polk 1g | 0 | 0 | 0 | 0 | 0 | 0 | 0 | 0 | 0 | 0 | 0 | 0 | 0 | 0 | 0 | 0 | 0 | 0 | 0 | 0 | 0 | 0 | 0 | 0 | 0 | 0 | 0 | 0 | 0 | 0 | 0 | 0
Polk 2 | 0 | 0 | 0 | 0 | 0 | 0 | 0 | 0 | 0 | 0 | 0 | 0 | 0 | 0 | 0 | 0 | 0 | 0 | 0 | 0 | 0 | 0 | 0 | 0 | 0 | 0 | 0 | 0 | 0 | 0 | 0 | 0
Polk 2o | 0 | 0 | 0 | 0 | 0 | 0 | 0 | 0 | 0 | 0 | 0 | 0 | 0 | 0 | 0 | 0 | 0 | 0 | 0 | 0 | 0 | 0 | 0 | 0 | 0 | 0 | 0 | 0 | 0 | 0 | 0 | 0
Polk 3 | 0 | 0 | 0 | 0 | 0 | 0 | 0 | 0 | 0 | 0 | 0 | 0 | 0 | 0 | 0 | 0 | 0 | 0 | 0 | 0 | 0 | 0 | 0 | 0 | 0 | 0 | 0 | 0 | 0 | 0 | 0 | 0
Polk 3o | 0 | 0 | 0 | 0 | 0 | 0 | 0 | 0 | 0 | 0 | 0 | 0 | 0 | 0 | 0 | 0 | 0 | 0 | 0 | 0 | 0 | 0 | 0 | 0 | 0 | 0 | 0 | 0 | 0 | 0 | 0 | 0
Polk 4 | 0 | 0 | 0 | 0 | 0 | 0 | 0 | 0 | 0 | 0 | 0 | 0 | 0 | 0 | 0 | 0 | 0 | 0 | 0 | 0 | 0 | 0 | 0 | 0 | 0 | 0 | 0 | 0 | 0 | 0 | 0 | 0
Polk 5 | 0 | 0 | 0 | 0 | 0 | 0 | 0 | 0 | 0 | 0 | 0 | 0 | 0 | 0 | 0 | 0 | 0 | 0 | 0 | 0 | 0 | 0 | 0 | 0 | 0 | 0 | 0 | 0 | 0 | 0 | 0 | 0
Polk 2 CC | 0 | 0 | 0 | 0 | 0 | 0 | 0 | 0 | 0 | 0 | 0 | 0 | 0 | 0 | 0 | 0 | 0 | 0 | 0 | 0 | 0 | 0 | 0 | 0 | 0 | 0 | 0 | 0 | 0 | 0 | 0 | 0
Polk 2 CC DF | 0 | 0 | 0 | 0 | 0 | 0 | 0 | 0 | 0 | 0 | 0 | 0 | 0 | 0 | 0 | 0 | 0 | 0 | 0 | 0 | 0 | 0 | 0 | 0 | 0 | 0 | 0 | 0 | 0 | 0 | 0 | 0
Phillips 1 | 0 | 0 | 0 | 0 | 0 | 0 | 0 | 0 | 0 | 0 | 0 | 0 | 0 | 0 | 0 | 0 | 0 | 0 | 0 | 0 | 0 | 0 | 0 | 0 | 0 | 0 | 0 | 0 | 0 | 0 | 0 | 0
Phillips 2 | 0 | 0 | 0 | 0 | 0 | 0 | 0 | 0 | 0 | 0 | 0 | 0 | 0 | 0 | 0 | 0 | 0 | 0 | 0 | 0 | 0 | 0 | 0 | 0 | 0 | 0 | 0 | 0 | 0 | 0 | 0 | 0
TOTAL Phillips HR | 0 | 0 | 0 | 0 | 0 | 0 | 0 | 0 | 0 | 0 | 0 | 0 | 0 | 0 | 0 | 0 | 0 | 0 | 0 | 0 | 0 | 0 | 0 | 0 | 0 | 0 | 0 | 0 | 0 | 0 | 0 | 0
City of Tampa | 0 | 0 | 0 | 0 | 0 | 0 | 0 | 0 | 0 | 0 | 0 | 0 | 0 | 0 | 0 | 0 | 0 | 0 | 0 | 0 | 0 | 0 | 0 | 0 | 0 | 0 | 0 | 0 | 0 | 0 | 0 | 0
FutAeroCT1 | 0 | 0 | 0 | 0 | 0 | 0 | 0 | 0 | 0 | 0 | 0 | 0 | 0 | 0 | 0 | 0 | 0 | 0 | 0 | 0 | 0 | 0 | 0 | 0 | 0 | 0 | 0 | 0 | 0 | 0 | 0 | 0
FutAeroCT2 | 0 | 0 | 0 | 0 | 0 | 0 | 0 | 0 | 0 | 0 | 0 | 0 | 0 | 0 | 0 | 0 | 0 | 0 | 0 | 0 | 0 | 0 | 0 | 0 | 0 | 0 | 0 | 0 | 0 | 0 | 0 | 0
FutAeroCT3 | 0 | 0 | 0 | 0 | 0 | 0 | 0 | 0 | 0 | 0 | 0 | 0 | 0 | 0 | 0 | 0 | 0 | 0 | 0 | 0 | 0 | 0 | 0 | 0 | 0 | 0 | 0 | 0 | 0 | 0 | 0 | 0
FutAeroCT4 | 0 | 0 | 0 | 0 | 0 | 0 | 0 | 0 | 0 | 0 | 0 | 0 | 0 | 0 | 0 | 0 | 0 | 0 | 0 | 0 | 0 | 0 | 0 | 0 | 0 | 0 | 0 | 0 | 0 | 0 | 0 | 0
FutAeroCT5 | 0 | 0 | 0 | 0 | 0 | 0 | 0 | 0 | 0 | 0 | 0 | 0 | 0 | 0 | 0 | 0 | 0 | 0 | 0 | 0 | 0 | 0 | 0 | 0 | 0 | 0 | 0 | 0 | 0 | 0 | 0 | 0
FutAeroCT6 | 0 | 0 | 0 | 0 | 0 | 0 | 0 | 0 | 0 | 0 | 0 | 0 | 0 | 0 | 0 | 0 | 0 | 0 | 0 | 0 | 0 | 0 | 0 | 0 | 0 | 0 | 0 | 0 | 0 | 0 | 0 | 0
FutAeroCT7 | 0 | 0 | 0 | 0 | 0 | 0 | 0 | 0 | 0 | 0 | 0 | 0 | 0 | 0 | 0 | 0 | 0 | 0 | 0 | 0 | 0 | 0 | 0 | 0 | 0 | 0 | 0 | 0 | 0 | 0 | 0 | 0
FutAeroCT8 | 0 | 0 | 0 | 0 | 0 | 0 | 0 | 0 | 0 | 0 | 0 | 0 | 0 | 0 | 0 | 0 | 0 | 0 | 0 | 0 | 0 | 0 | 0 | 0 | 0 | 0 | 0 | 0 | 0 | 0 | 0 | 0
FutAeroCT9 | 0 | 0 | 0 | 0 | 0 | 0 | 0 | 0 | 0 | 0 | 0 | 0 | 0 | 0 | 0 | 0 | 0 | 0 | 0 | 0 | 0 | 0 | 0 | 0 | 0 | 0 | 0 | 0 | 0 | 0 | 0 | 0
FutAeroCT10 | 0 | 0 | 0 | 0 | 0 | 0 | 0 | 0 | 0 | 0 | 0 | 0 | 0 | 0 | 0 | 0 | 0 | 0 | 0 | 0 | 0 | 0 | 0 | 0 | 0 | 0 | 0 | 0 | 0 | 0 | 0 | 0
Total Expansion Aero CT HR | 0 | 0 | 0 | 0 | 0 | 0 | 0 | 0 | 0 | 0 | 0 | 0 | 0 | 0 | 0 | 0 | 0 | 0 | 0 | 0 | 0 | 0 | 0 | 0 | 0 | 0 | 0 | 0 | 0 | 0 | 0 | 0
GE_7FA_CT1 | 0 | 0 | 0 | 0 | 0 | 0 | 0 | 0 | 0 | 0 | 0 | 0 | 0 | 0 | 0 | 0 | 0 | 0 | 0 | 0 | 0 | 0 | 0 | 0 | 0 | 0 | 0 | 0 | 0 | 0 | 0 | 0
GE_7FA_CT2 | 0 | 0 | 0 | 0 | 0 | 0 | 0 | 0 | 0 | 0 | 0 | 0 | 0 | 0 | 0 | 0 | 0 | 0 | 0 | 0 | 0 | 0 | 0 | 0 | 0 | 0 | 0 | 0 | 0 | 0 | 0 | 0
GE_7FA_CT3 | 0 | 0 | 0 | 0 | 0 | 0 | 0 | 0 | 0 | 0 | 0 | 0 | 0 | 0 | 0 | 0 | 0 | 0 | 0 | 0 | 0 | 0 | 0 | 0 | 0 | 0 | 0 | 0 | 0 | 0 | 0 | 0
GE_7FA_CT4 | 0 | 0 | 0 | 0 | 0 | 0 | 0 | 0 | 0 | 0 | 0 | 0 | 0 | 0 | 0 | 0 | 0 | 0 | 0 | 0 | 0 | 0 | 0 | 0 | 0 | 0 | 0 | 0 | 0 | 0 | 0 | 0
GE_7FA_CT5 | 0 | 0 | 0 | 0 | 0 | 0 | 0 | 0 | 0 | 0 | 0 | 0 | 0 | 0 | 0 | 0 | 0 | 0 | 0 | 0 | 0 | 0 | 0 | 0 | 0 | 0 | 0 | 0 | 0 | 0 | 0 | 0
GE_7FA_CT6 | 0 | 0 | 0 | 0 | 0 | 0 | 0 | 0 | 0 | 0 | 0 | 0 | 0 | 0 | 0 | 0 | 0 | 0 | 0 | 0 | 0 | 0 | 0 | 0 | 0 | 0 | 0 | 0 | 0 | 0 | 0 | 0
GE_7FA_CT7 | 0 | 0 | 0 | 0 | 0 | 0 | 0 | 0 | 0 | 0 | 0 | 0 | 0 | 0 | 0 | 0 | 0 | 0 | 0 | 0 | 0 | 0 | 0 | 0 | 0 | 0 | 0 | 0 | 0 | 0 | 0 | 0
GE_7FA_CT8 | 0 | 0 | 0 | 0 | 0 | 0 | 0 | 0 | 0 | 0 | 0 | 0 | 0 | 0 | 0 | 0 | 0 | 0 | 0 | 0 | 0 | 0 | 0 | 0 | 0 | 0 | 0 | 0 | 0 | 0 | 0 | 0
GE_7FA_CT9 | 0 | 0 | 0 | 0 | 0 | 0 | 0 | 0 | 0 | 0 | 0 | 0 | 0 | 0 | 0 | 0 | 0 | 0 | 0 | 0 | 0 | 0 | 0 | 0 | 0 | 0 | 0 | 0 | 0 | 0 | 0 | 0
GE_7FA_CT10 | 0 | 0 | 0 | 0 | 0 | 0 | 0 | 0 | 0 | 0 | 0 | 0 | 0 | 0 | 0 | 0 | 0 | 0 | 0 | 0 | 0 | 0 | 0 | 0 | 0 | 0 | 0 | 0 | 0 | 0 | 0 | 0
Total Expansion CT HR | 0 | 0 | 0 | 0 | 0 | 0 | 0 | 0 | 0 | 0 | 0 | 0 | 0 | 0 | 0 | 0 | 0 | 0 | 0 | 0 | 0 | 0 | 0 | 0 | 0 | 0 | 0 | 0 | 0 | 0 | 0 | 0
CC 2x1 7FAwDF 1 | 0 | 0 | 0 | 0 | 0 | 0 | 0 | 0 | 0 | 0 | 0 | 0 | 0 | 0 | 0 | 0 | 0 | 0 | 0 | 0 | 0 | 0 | 0 | 0 | 0 | 0 | 0 | 0 | 0 | 0 | 0 | 0
CC 2x1 7FAwDF 2 | 0 | 0 | 0 | 0 | 0 | 0 | 0 | 0 | 0 | 0 | 0 | 0 | 0 | 0 | 0 | 0 | 0 | 0 | 0 | 0 | 0 | 0 | 0 | 0 | 0 | 0 | 0 | 0 | 0 | 0 | 0 | 0
CC 2x1 7FAwDF 3 | 0 | 0 | 0 | 0 | 0 | 0 | 0 | 0 | 0 | 0 | 0 | 0 | 0 | 0 | 0 | 0 | 0 | 0 | 0 | 0 | 0 | 0 | 0 | 0 | 0 | 0 | 0 | 0 | 0 | 0 | 0 | 0
CC 2x1 7FAwDF 4 | 0 | 0 | 0 | 0 | 0 | 0 | 0 | 0 | 0 | 0 | 0 | 0 | 0 | 0 | 0 | 0 | 0 | 0 | 0 | 0 | 0 | 0 | 0 | 0 | 0 | 0 | 0 | 0 | 0 | 0 | 0 | 0
CC 2x1 7FAwDF 5 | 0 | 0 | 0 | 0 | 0 | 0 | 0 | 0 | 0 | 0 | 0 | 0 | 0 | 0 | 0 | 0 | 0 | 0 | 0 | 0 | 0 | 0 | 0 | 0 | 0 | 0 | 0 | 0 | 0 | 0 | 0 | 0
CC 2x1 7FAwDF 6 | 0 | 0 | 0 | 0 | 0 | 0 | 0 | 0 | 0 | 0 | 0 | 0 | 0 | 0 | 0 | 0 | 0 | 0 | 0 | 0 | 0 | 0 | 0 | 0 | 0 | 0 | 0 | 0 | 0 | 0 | 0 | 0
CC_Fut_Proxy_07 | 0 | 0 | 0 | 0 | 0 | 0 | 0 | 0 | 0 | 0 | 0 | 0 | 0 | 0 | 0 | 0 | 0 | 0 | 0 | 0 | 0 | 0 | 0 | 0 | 0 | 0 | 0 | 0 | 0 | 0 | 0 | 0
CC_Fut_Proxy_08 | 0 | 0 | 0 | 0 | 0 | 0 | 0 | 0 | 0 | 0 | 0 | 0 | 0 | 0 | 0 | 0 | 0 | 0 | 0 | 0 | 0 | 0 | 0 | 0 | 0 | 0 | 0 | 0 | 0 | 0 | 0 | 0
CC_Fut_Proxy_09 | 0 | 0 | 0 | 0 | 0 | 0 | 0 | 0 | 0 | 0 | 0 | 0 | 0 | 0 | 0 | 0 | 0 | 0 | 0 | 0 | 0 | 0 | 0 | 0 | 0 | 0 | 0 | 0 | 0 | 0 | 0 | 0
CC_Fut_Proxy_10 | 0 | 0 | 0 | 0 | 0 | 0 | 0 | 0 | 0 | 0 | 0 | 0 | 0 | 0 | 0 | 0 | 0 | 0 | 0 | 0 | 0 | 0 | 0 | 0 | 0 | 0 | 0 | 0 | 0 | 0 | 0 | 0
Total Expansion CC HR | 0 | 0 | 0 | 0 | 0 | 0 | 0 | 0 | 0 | 0 | 0 | 0 | 0 | 0 | 0 | 0 | 0 | 0 | 0 | 0 | 0 | 0 | 0 | 0 | 0 | 0 | 0 | 0 | 0 | 0 | 0 | 0
Future Proxy Unit | 0 | 0 | 0 | 0 | 0 | 0 | 0 | 0 | 0 | 0 | 0 | 0 | 0 | 0 | 0 | 0 | 0 | 0 | 0 | 0 | 0 | 0 | 0 | 0 | 0 | 0 | 0 | 0 | 0 | 0 | 0 | 0
Total System Heat Rate HR | 8181.069 | 7746.9551 | 7762.8292 | 7551.8587 | 7585.5668 | 7073.0557 | 7103.931 | 7174.6357 | 7264.7334 | 7274.8219 | 7300.34 | 7263.5553 | 7264.6844 | 7308.6514 | 7346.5917 | 7368.968 | 7283.5038 | 7297.818 | 7304.8796 | 7201.4444 | 7202.1081 | 7184.5995 | 7207.5085 | 7041.2331 | 6942.5296 | 6823.5657 | 6479.7635 | 6543.3534 | 6528.501 | 6521.4797 | 0 | 0
Dispatch Fuel Cost ($/MWh)
Big Bend 1 | 0 | 0 | 0 | 0 | 0 | 0 | 0 | 0 | 0 | 0 | 0 | 0 | 0 | 0 | 0 | 0 | 0 | 0 | 0 | 0 | 0 | 0 | 0 | 0 | 0 | 0 | 0 | 0 | 0 | 0 | 0 | 0
Big Bend 2 | 0 | 0 | 0 | 0 | 0 | 0 | 0 | 0 | 0 | 0 | 0 | 0 | 0 | 0 | 0 | 0 | 0 | 0 | 0 | 0 | 0 | 0 | 0 | 0 | 0 | 0 | 0 | 0 | 0 | 0 | 0 | 0
Big Bend 3 | 0 | 0 | 0 | 0 | 0 | 0 | 0 | 0 | 0 | 0 | 0 | 0 | 0 | 0 | 0 | 0 | 0 | 0 | 0 | 0 | 0 | 0 | 0 | 0 | 0 | 0 | 0 | 0 | 0 | 0 | 0 | 0
Big Bend 4 | 0 | 0 | 0 | 0 | 0 | 0 | 0 | 0 | 0 | 0 | 0 | 0 | 0 | 0 | 0 | 0 | 0 | 0 | 0 | 0 | 0 | 0 | 0 | 0 | 0 | 0 | 0 | 0 | 0 | 0 | 0 | 0
TOTAL Big Bend ($/MWh) | 0 | 0 | 0 | 0 | 0 | 0 | 0 | 0 | 0 | 0 | 0 | 0 | 0 | 0 | 0 | 0 | 0 | 0 | 0 | 0 | 0 | 0 | 0 | 0 | 0 | 0 | 0 | 0 | 0 | 0 | 0 | 0
Bayside 1 | 0 | 0 | 0 | 0 | 0 | 0 | 0 | 0 | 0 | 0 | 0 | 0 | 0 | 0 | 0 | 0 | 0 | 0 | 0 | 0 | 0 | 0 | 0 | 0 | 0 | 0 | 0 | 0 | 0 | 0 | 0 | 0
Bayside 2 | 0 | 0 | 0 | 0 | 0 | 0 | 0 | 0 | 0 | 0 | 0 | 0 | 0 | 0 | 0 | 0 | 0 | 0 | 0 | 0 | 0 | 0 | 0 | 0 | 0 | 0 | 0 | 0 | 0 | 0 | 0 | 0
TOTAL Bayside CC ($/MWh) | 0 | 0 | 0 | 0 | 0 | 0 | 0 | 0 | 0 | 0 | 0 | 0 | 0 | 0 | 0 | 0 | 0 | 0 | 0 | 0 | 0 | 0 | 0 | 0 | 0 | 0 | 0 | 0 | 0 | 0 | 0 | 0
Bayside 3 | 0 | 0 | 0 | 0 | 0 | 0 | 0 | 0 | 0 | 0 | 0 | 0 | 0 | 0 | 0 | 0 | 0 | 0 | 0 | 0 | 0 | 0 | 0 | 0 | 0 | 0 | 0 | 0 | 0 | 0 | 0 | 0
Bayside 4 | 0 | 0 | 0 | 0 | 0 | 0 | 0 | 0 | 0 | 0 | 0 | 0 | 0 | 0 | 0 | 0 | 0 | 0 | 0 | 0 | 0 | 0 | 0 | 0 | 0 | 0 | 0 | 0 | 0 | 0 | 0 | 0
Bayside 5 | 0 | 0 | 0 | 0 | 0 | 0 | 0 | 0 | 0 | 0 | 0 | 0 | 0 | 0 | 0 | 0 | 0 | 0 | 0 | 0 | 0 | 0 | 0 | 0 | 0 | 0 | 0 | 0 | 0 | 0 | 0 | 0
Bayside 6 | 0 | 0 | 0 | 0 | 0 | 0 | 0 | 0 | 0 | 0 | 0 | 0 | 0 | 0 | 0 | 0 | 0 | 0 | 0 | 0 | 0 | 0 | 0 | 0 | 0 | 0 | 0 | 0 | 0 | 0 | 0 | 0
Big Bend CT4 | 0 | 0 | 0 | 0 | 0 | 0 | 0 | 0 | 0 | 0 | 0 | 0 | 0 | 0 | 0 | 0 | 0 | 0 | 0 | 0 | 0 | 0 | 0 | 0 | 0 | 0 | 0 | 0 | 0 | 0 | 0 | 0
Big Bend CT4o | 0 | 0 | 0 | 0 | 0 | 0 | 0 | 0 | 0 | 0 | 0 | 0 | 0 | 0 | 0 | 0 | 0 | 0 | 0 | 0 | 0 | 0 | 0 | 0 | 0 | 0 | 0 | 0 | 0 | 0 | 0 | 0
Polk 1 | 0 | 0 | 0 | 0 | 0 | 0 | 0 | 0 | 0 | 0 | 0 | 0 | 0 | 0 | 0 | 0 | 0 | 0 | 0 | 0 | 0 | 0 | 0 | 0 | 0 | 0 | 0 | 0 | 0 | 0 | 0 | 0
Polk 1g | 0 | 0 | 0 | 0 | 0 | 0 | 0 | 0 | 0 | 0 | 0 | 0 | 0 | 0 | 0 | 0 | 0 | 0 | 0 | 0 | 0 | 0 | 0 | 0 | 0 | 0 | 0 | 0 | 0 | 0 | 0 | 0
Polk 2 | 0 | 0 | 0 | 0 | 0 | 0 | 0 | 0 | 0 | 0 | 0 | 0 | 0 | 0 | 0 | 0 | 0 | 0 | 0 | 0 | 0 | 0 | 0 | 0 | 0 | 0 | 0 | 0 | 0 | 0 | 0 | 0
Polk 2o | 0 | 0 | 0 | 0 | 0 | 0 | 0 | 0 | 0 | 0 | 0 | 0 | 0 | 0 | 0 | 0 | 0 | 0 | 0 | 0 | 0 | 0 | 0 | 0 | 0 | 0 | 0 | 0 | 0 | 0 | 0 | 0
Polk 3 | 0 | 0 | 0 | 0 | 0 | 0 | 0 | 0 | 0 | 0 | 0 | 0 | 0 | 0 | 0 | 0 | 0 | 0 | 0 | 0 | 0 | 0 | 0 | 0 | 0 | 0 | 0 | 0 | 0 | 0 | 0 | 0
Polk 3o | 0 | 0 | 0 | 0 | 0 | 0 | 0 | 0 | 0 | 0 | 0 | 0 | 0 | 0 | 0 | 0 | 0 | 0 | 0 | 0 | 0 | 0 | 0 | 0 | 0 | 0 | 0 | 0 | 0 | 0 | 0 | 0
Polk 4 | 0 | 0 | 0 | 0 | 0 | 0 | 0 | 0 | 0 | 0 | 0 | 0 | 0 | 0 | 0 | 0 | 0 | 0 | 0 | 0 | 0 | 0 | 0 | 0 | 0 | 0 | 0 | 0 | 0 | 0 | 0 | 0
Polk 5 | 0 | 0 | 0 | 0 | 0 | 0 | 0 | 0 | 0 | 0 | 0 | 0 | 0 | 0 | 0 | 0 | 0 | 0 | 0 | 0 | 0 | 0 | 0 | 0 | 0 | 0 | 0 | 0 | 0 | 0 | 0 | 0
Polk 2 CC | 0 | 0 | 0 | 0 | 0 | 0 | 0 | 0 | 0 | 0 | 0 | 0 | 0 | 0 | 0 | 0 | 0 | 0 | 0 | 0 | 0 | 0 | 0 | 0 | 0 | 0 | 0 | 0 | 0 | 0 | 0 | 0
Polk2 CC DF | 0 | 0 | 0 | 0 | 0 | 0 | 0 | 0 | 0 | 0 | 0 | 0 | 0 | 0 | 0 | 0 | 0 | 0 | 0 | 0 | 0 | 0 | 0 | 0 | 0 | 0 | 0 | 0 | 0 | 0 | 0 | 0
Phillips 1 | 0 | 0 | 0 | 0 | 0 | 0 | 0 | 0 | 0 | 0 | 0 | 0 | 0 | 0 | 0 | 0 | 0 | 0 | 0 | 0 | 0 | 0 | 0 | 0 | 0 | 0 | 0 | 0 | 0 | 0 | 0 | 0
Phillips 2 | 0 | 0 | 0 | 0 | 0 | 0 | 0 | 0 | 0 | 0 | 0 | 0 | 0 | 0 | 0 | 0 | 0 | 0 | 0 | 0 | 0 | 0 | 0 | 0 | 0 | 0 | 0 | 0 | 0 | 0 | 0 | 0
TOTAL Phillips ($/MWh) | 0 | 0 | 0 | 0 | 0 | 0 | 0 | 0 | 0 | 0 | 0 | 0 | 0 | 0 | 0 | 0 | 0 | 0 | 0 | 0 | 0 | 0 | 0 | 0 | 0 | 0 | 0 | 0 | 0 | 0 | 1 | 2
City of Tampa | 0 | 0 | 0 | 0 | 0 | 0 | 0 | 0 | 0 | 0 | 0 | 0 | 0 | 0 | 0 | 0 | 0 | 0 | 0 | 0 | 0 | 0 | 0 | 0 | 0 | 0 | 0 | 0 | 0 | 0 | 0 | 0
FutAeroCT1 | 0 | 0 | 0 | 0 | 0 | 0 | 0 | 0 | 0 | 0 | 0 | 0 | 0 | 0 | 0 | 0 | 0 | 0 | 0 | 0 | 0 | 0 | 0 | 0 | 0 | 0 | 0 | 0 | 0 | 0 | 0 | 0
FutAeroCT2 | 0 | 0 | 0 | 0 | 0 | 0 | 0 | 0 | 0 | 0 | 0 | 0 | 0 | 0 | 0 | 0 | 0 | 0 | 0 | 0 | 0 | 0 | 0 | 0 | 0 | 0 | 0 | 0 | 0 | 0 | 0 | 0
FutAeroCT3 | 0 | 0 | 0 | 0 | 0 | 0 | 0 | 0 | 0 | 0 | 0 | 0 | 0 | 0 | 0 | 0 | 0 | 0 | 0 | 0 | 0 | 0 | 0 | 0 | 0 | 0 | 0 | 0 | 0 | 0 | 0 | 0
FutAeroCT4 | 0 | 0 | 0 | 0 | 0 | 0 | 0 | 0 | 0 | 0 | 0 | 0 | 0 | 0 | 0 | 0 | 0 | 0 | 0 | 0 | 0 | 0 | 0 | 0 | 0 | 0 | 0 | 0 | 0 | 0 | 0 | 0
FutAeroCT5 | 0 | 0 | 0 | 0 | 0 | 0 | 0 | 0 | 0 | 0 | 0 | 0 | 0 | 0 | 0 | 0 | 0 | 0 | 0 | 0 | 0 | 0 | 0 | 0 | 0 | 0 | 0 | 0 | 0 | 0 | 0 | 0
FutAeroCT6 | 0 | 0 | 0 | 0 | 0 | 0 | 0 | 0 | 0 | 0 | 0 | 0 | 0 | 0 | 0 | 0 | 0 | 0 | 0 | 0 | 0 | 0 | 0 | 0 | 0 | 0 | 0 | 0 | 0 | 0 | 0 | 0
FutAeroCT7 | 0 | 0 | 0 | 0 | 0 | 0 | 0 | 0 | 0 | 0 | 0 | 0 | 0 | 0 | 0 | 0 | 0 | 0 | 0 | 0 | 0 | 0 | 0 | 0 | 0 | 0 | 0 | 0 | 0 | 0 | 0 | 0
FutAeroCT8 | 0 | 0 | 0 | 0 | 0 | 0 | 0 | 0 | 0 | 0 | 0 | 0 | 0 | 0 | 0 | 0 | 0 | 0 | 0 | 0 | 0 | 0 | 0 | 0 | 0 | 0 | 0 | 0 | 0 | 0 | 0 | 0
FutAeroCT9 | 0 | 0 | 0 | 0 | 0 | 0 | 0 | 0 | 0 | 0 | 0 | 0 | 0 | 0 | 0 | 0 | 0 | 0 | 0 | 0 | 0 | 0 | 0 | 0 | 0 | 0 | 0 | 0 | 0 | 0 | 0 | 0
FutAeroCT10 | 0 | 0 | 0 | 0 | 0 | 0 | 0 | 0 | 0 | 0 | 0 | 0 | 0 | 0 | 0 | 0 | 0 | 0 | 0 | 0 | 0 | 0 | 0 | 0 | 0 | 0 | 0 | 0 | 0 | 0 | 0 | 0
Total Expansion Aero CT ($/MWh) | 0 | 0 | 0 | 0 | 0 | 0 | 0 | 0 | 0 | 0 | 0 | 0 | 0 | 0 | 0 | 0 | 0 | 0 | 0 | 0 | 0 | 0 | 0 | 0 | 0 | 0 | 0 | 0 | 0 | 0 | 0 | 0
GE_7FA_CT1 | 0 | 0 | 0 | 0 | 0 | 0 | 0 | 0 | 0 | 0 | 0 | 0 | 0 | 0 | 0 | 0 | 0 | 0 | 0 | 0 | 0 | 0 | 0 | 0 | 0 | 0 | 0 | 0 | 0 | 0 | 0 | 0
GE_7FA_CT2 | 0 | 0 | 0 | 0 | 0 | 0 | 0 | 0 | 0 | 0 | 0 | 0 | 0 | 0 | 0 | 0 | 0 | 0 | 0 | 0 | 0 | 0 | 0 | 0 | 0 | 0 | 0 | 0 | 0 | 0 | 0 | 0
GE_7FA_CT3 | 0 | 0 | 0 | 0 | 0 | 0 | 0 | 0 | 0 | 0 | 0 | 0 | 0 | 0 | 0 | 0 | 0 | 0 | 0 | 0 | 0 | 0 | 0 | 0 | 0 | 0 | 0 | 0 | 0 | 0 | 0 | 0
GE_7FA_CT4 | 0 | 0 | 0 | 0 | 0 | 0 | 0 | 0 | 0 | 0 | 0 | 0 | 0 | 0 | 0 | 0 | 0 | 0 | 0 | 0 | 0 | 0 | 0 | 0 | 0 | 0 | 0 | 0 | 0 | 0 | 0 | 0
GE_7FA_CT5 | 0 | 0 | 0 | 0 | 0 | 0 | 0 | 0 | 0 | 0 | 0 | 0 | 0 | 0 | 0 | 0 | 0 | 0 | 0 | 0 | 0 | 0 | 0 | 0 | 0 | 0 | 0 | 0 | 0 | 0 | 0 | 0
GE_7FA_CT6 | 0 | 0 | 0 | 0 | 0 | 0 | 0 | 0 | 0 | 0 | 0 | 0 | 0 | 0 | 0 | 0 | 0 | 0 | 0 | 0 | 0 | 0 | 0 | 0 | 0 | 0 | 0 | 0 | 0 | 0 | 0 | 0
GE_7FA_CT7 | 0 | 0 | 0 | 0 | 0 | 0 | 0 | 0 | 0 | 0 | 0 | 0 | 0 | 0 | 0 | 0 | 0 | 0 | 0 | 0 | 0 | 0 | 0 | 0 | 0 | 0 | 0 | 0 | 0 | 0 | 0 | 0
GE_7FA_CT8 | 0 | 0 | 0 | 0 | 0 | 0 | 0 | 0 | 0 | 0 | 0 | 0 | 0 | 0 | 0 | 0 | 0 | 0 | 0 | 0 | 0 | 0 | 0 | 0 | 0 | 0 | 0 | 0 | 0 | 0 | 0 | 0
GE_7FA_CT9 | 0 | 0 | 0 | 0 | 0 | 0 | 0 | 0 | 0 | 0 | 0 | 0 | 0 | 0 | 0 | 0 | 0 | 0 | 0 | 0 | 0 | 0 | 0 | 0 | 0 | 0 | 0 | 0 | 0 | 0 | 0 | 0
GE_7FA_CT10 | 0 | 0 | 0 | 0 | 0 | 0 | 0 | 0 | 0 | 0 | 0 | 0 | 0 | 0 | 0 | 0 | 0 | 0 | 0 | 0 | 0 | 0 | 0 | 0 | 0 | 0 | 0 | 0 | 0 | 0 | 0 | 0
Total Expansion CT ($/MWh) | 0 | 0 | 0 | 0 | 0 | 0 | 0 | 0 | 0 | 0 | 0 | 0 | 0 | 0 | 0 | 0 | 0 | 0 | 0 | 0 | 0 | 0 | 0 | 0 | 0 | 0 | 0 | 0 | 0 | 0 | 0 | 0
CC 2x1 7FAwDF 1 | 0 | 0 | 0 | 0 | 0 | 0 | 0 | 0 | 0 | 0 | 0 | 0 | 0 | 0 | 0 | 0 | 0 | 0 | 0 | 0 | 0 | 0 | 0 | 0 | 0 | 0 | 0 | 0 | 0 | 0 | 0 | 0
CC 2x1 7FAwDF 2 | 0 | 0 | 0 | 0 | 0 | 0 | 0 | 0 | 0 | 0 | 0 | 0 | 0 | 0 | 0 | 0 | 0 | 0 | 0 | 0 | 0 | 0 | 0 | 0 | 0 | 0 | 0 | 0 | 0 | 0 | 0 | 0
CC 2x1 7FAwDF 3 | 0 | 0 | 0 | 0 | 0 | 0 | 0 | 0 | 0 | 0 | 0 | 0 | 0 | 0 | 0 | 0 | 0 | 0 | 0 | 0 | 0 | 0 | 0 | 0 | 0 | 0 | 0 | 0 | 0 | 0 | 0 | 0
CC 2x1 7FAwDF 4 | 0 | 0 | 0 | 0 | 0 | 0 | 0 | 0 | 0 | 0 | 0 | 0 | 0 | 0 | 0 | 0 | 0 | 0 | 0 | 0 | 0 | 0 | 0 | 0 | 0 | 0 | 0 | 0 | 0 | 0 | 0 | 0
CC 2x1 7FAwDF 5 | 0 | 0 | 0 | 0 | 0 | 0 | 0 | 0 | 0 | 0 | 0 | 0 | 0 | 0 | 0 | 0 | 0 | 0 | 0 | 0 | 0 | 0 | 0 | 0 | 0 | 0 | 0 | 0 | 0 | 0 | 0 | 0
CC 2x1 7FAwDF 6 | 0 | 0 | 0 | 0 | 0 | 0 | 0 | 0 | 0 | 0 | 0 | 0 | 0 | 0 | 0 | 0 | 0 | 0 | 0 | 0 | 0 | 0 | 0 | 0 | 0 | 0 | 0 | 0 | 0 | 0 | 0 | 0
CC_Fut_Proxy_07 | 0 | 0 | 0 | 0 | 0 | 0 | 0 | 0 | 0 | 0 | 0 | 0 | 0 | 0 | 0 | 0 | 0 | 0 | 0 | 0 | 0 | 0 | 0 | 0 | 0 | 0 | 0 | 0 | 0 | 0 | 0 | 0
CC_Fut_Proxy_08 | 0 | 0 | 0 | 0 | 0 | 0 | 0 | 0 | 0 | 0 | 0 | 0 | 0 | 0 | 0 | 0 | 0 | 0 | 0 | 0 | 0 | 0 | 0 | 0 | 0 | 0 | 0 | 0 | 0 | 0 | 0 | 0
CC_Fut_Proxy_09 | 0 | 0 | 0 | 0 | 0 | 0 | 0 | 0 | 0 | 0 | 0 | 0 | 0 | 0 | 0 | 0 | 0 | 0 | 0 | 0 | 0 | 0 | 0 | 0 | 0 | 0 | 0 | 0 | 0 | 0 | 0 | 0
CC_Fut_Proxy_10 | 0 | 0 | 0 | 0 | 0 | 0 | 0 | 0 | 0 | 0 | 0 | 0 | 0 | 0 | 0 | 0 | 0 | 0 | 0 | 0 | 0 | 0 | 0 | 0 | 0 | 0 | 0 | 0 | 0 | 0 | 0 | 0
Total Expansion CC ($/MWh) | 0 | 0 | 0 | 0 | 0 | 0 | 0 | 0 | 0 | 0 | 0 | 0 | 0 | 0 | 0 | 0 | 0 | 0 | 0 | 0 | 0 | 0 | 0 | 0 | 0 | 0 | 0 | 0 | 0 | 0 | 0 | 0
Future Proxy Unit | 0 | 0 | 0 | 0 | 0 | 0 | 0 | 0 | 0 | 0 | 0 | 0 | 0 | 0 | 0 | 0 | 0 | 0 | 0 | 0 | 0 | 0 | 0 | 0 | 0 | 0 | 0 | 0 | 0 | 0 | 0 | 0
Unit Service Hours (HRS)
Big Bend 1 | 0 | 0 | 0 | 0 | 0 | 0 | 0 | 0 | 0 | 0 | 0 | 0 | 0 | 0 | 0 | 0 | 0 | 0 | 0 | 0 | 0 | 0 | 0 | 0 | 0 | 0 | 0 | 0 | 0 | 0 | 0 | 0
Big Bend 2 | 0 | 0 | 0 | 0 | 0 | 0 | 0 | 0 | 0 | 0 | 0 | 0 | 0 | 0 | 0 | 0 | 0 | 0 | 0 | 0 | 0 | 0 | 0 | 0 | 0 | 0 | 0 | 0 | 0 | 0 | 0 | 0
Big Bend 3 | 0 | 0 | 0 | 0 | 0 | 0 | 0 | 0 | 0 | 0 | 0 | 0 | 0 | 0 | 0 | 0 | 0 | 0 | 0 | 0 | 0 | 0 | 0 | 0 | 0 | 0 | 0 | 0 | 0 | 0 | 0 | 0
Big Bend 4 | 0 | 0 | 0 | 0 | 0 | 0 | 0 | 0 | 0 | 0 | 0 | 0 | 0 | 0 | 0 | 0 | 0 | 0 | 0 | 0 | 0 | 0 | 0 | 0 | 0 | 0 | 0 | 0 | 0 | 0 | 0 | 0
TOTAL Big Bend | 0 | 0 | 0 | 0 | 0 | 0 | 0 | 0 | 0 | 0 | 0 | 0 | 0 | 0 | 0 | 0 | 0 | 0 | 0 | 0 | 0 | 0 | 0 | 0 | 0 | 0 | 0 | 0 | 0 | 0 | 0 | 0
Bayside 1 (Steam Turbine) | 0 | 0 | 0 | 0 | 0 | 0 | 0 | 0 | 0 | 0 | 0 | 0 | 0 | 0 | 0 | 0 | 0 | 0 | 0 | 0 | 0 | 0 | 0 | 0 | 0 | 0 | 0 | 0 | 0 | 0 | 0 | 0
Bayside 2 (Steam Turbine) | 0 | 0 | 0 | 0 | 0 | 0 | 0 | 0 | 0 | 0 | 0 | 0 | 0 | 0 | 0 | 0 | 0 | 0 | 0 | 0 | 0 | 0 | 0 | 0 | 0 | 0 | 0 | 0 | 0 | 0 | 0 | 0
TOTAL Bayside CC | 0 | 0 | 0 | 0 | 0 | 0 | 0 | 0 | 0 | 0 | 0 | 0 | 0 | 0 | 0 | 0 | 0 | 0 | 0 | 0 | 0 | 0 | 0 | 0 | 0 | 0 | 0 | 0 | 0 | 0 | 0 | 0
Bayside 3 | 0 | 0 | 0 | 0 | 0 | 0 | 0 | 0 | 0 | 0 | 0 | 0 | 0 | 0 | 0 | 0 | 0 | 0 | 0 | 0 | 0 | 0 | 0 | 0 | 0 | 0 | 0 | 0 | 0 | 0 | 0 | 0
Bayside 4 | 0 | 0 | 0 | 0 | 0 | 0 | 0 | 0 | 0 | 0 | 0 | 0 | 0 | 0 | 0 | 0 | 0 | 0 | 0 | 0 | 0 | 0 | 0 | 0 | 0 | 0 | 0 | 0 | 0 | 0 | 0 | 0
Bayside 5 | 0 | 0 | 0 | 0 | 0 | 0 | 0 | 0 | 0 | 0 | 0 | 0 | 0 | 0 | 0 | 0 | 0 | 0 | 0 | 0 | 0 | 0 | 0 | 0 | 0 | 0 | 0 | 0 | 0 | 0 | 0 | 0
Bayside 6 | 0 | 0 | 0 | 0 | 0 | 0 | 0 | 0 | 0 | 0 | 0 | 0 | 0 | 0 | 0 | 0 | 0 | 0 | 0 | 0 | 0 | 0 | 0 | 0 | 0 | 0 | 0 | 0 | 0 | 0 | 0 | 0
Big Bend CT4 | 0 | 0 | 0 | 0 | 0 | 0 | 0 | 0 | 0 | 0 | 0 | 0 | 0 | 0 | 0 | 0 | 0 | 0 | 0 | 0 | 0 | 0 | 0 | 0 | 0 | 0 | 0 | 0 | 0 | 0 | 0 | 0
Big Bend CT4o | 0 | 0 | 0 | 0 | 0 | 0 | 0 | 0 | 0 | 0 | 0 | 0 | 0 | 0 | 0 | 0 | 0 | 0 | 0 | 0 | 0 | 0 | 0 | 0 | 0 | 0 | 0 | 0 | 0 | 0 | 0 | 0
Polk 1 | 0 | 0 | 0 | 0 | 0 | 0 | 0 | 0 | 0 | 0 | 0 | 0 | 0 | 0 | 0 | 0 | 0 | 0 | 0 | 0 | 0 | 0 | 0 | 0 | 0 | 0 | 0 | 0 | 0 | 0 | 0 | 0
Polk 1g | 0 | 0 | 0 | 0 | 0 | 0 | 0 | 0 | 0 | 0 | 0 | 0 | 0 | 0 | 0 | 0 | 0 | 0 | 0 | 0 | 0 | 0 | 0 | 0 | 0 | 0 | 0 | 0 | 0 | 0 | 0 | 0
Polk 2 | 0 | 0 | 0 | 0 | 0 | 0 | 0 | 0 | 0 | 0 | 0 | 0 | 0 | 0 | 0 | 0 | 0 | 0 | 0 | 0 | 0 | 0 | 0 | 0 | 0 | 0 | 0 | 0 | 0 | 0 | 0 | 0
Polk 2o | 0 | 0 | 0 | 0 | 0 | 0 | 0 | 0 | 0 | 0 | 0 | 0 | 0 | 0 | 0 | 0 | 0 | 0 | 0 | 0 | 0 | 0 | 0 | 0 | 0 | 0 | 0 | 0 | 0 | 0 | 0 | 0
Polk 3 | 0 | 0 | 0 | 0 | 0 | 0 | 0 | 0 | 0 | 0 | 0 | 0 | 0 | 0 | 0 | 0 | 0 | 0 | 0 | 0 | 0 | 0 | 0 | 0 | 0 | 0 | 0 | 0 | 0 | 0 | 0 | 0
Polk 3o | 0 | 0 | 0 | 0 | 0 | 0 | 0 | 0 | 0 | 0 | 0 | 0 | 0 | 0 | 0 | 0 | 0 | 0 | 0 | 0 | 0 | 0 | 0 | 0 | 0 | 0 | 0 | 0 | 0 | 0 | 0 | 0
Polk 4 | 0 | 0 | 0 | 0 | 0 | 0 | 0 | 0 | 0 | 0 | 0 | 0 | 0 | 0 | 0 | 0 | 0 | 0 | 0 | 0 | 0 | 0 | 0 | 0 | 0 | 0 | 0 | 0 | 0 | 0 | 0 | 0
Polk 5 | 0 | 0 | 0 | 0 | 0 | 0 | 0 | 0 | 0 | 0 | 0 | 0 | 0 | 0 | 0 | 0 | 0 | 0 | 0 | 0 | 0 | 0 | 0 | 0 | 0 | 0 | 0 | 0 | 0 | 0 | 0 | 0
Polk 2 CC (Steam Turbine) | 0 | 0 | 0 | 0 | 0 | 0 | 0 | 0 | 0 | 0 | 0 | 0 | 0 | 0 | 0 | 0 | 0 | 0 | 0 | 0 | 0 | 0 | 0 | 0 | 0 | 0 | 0 | 0 | 0 | 0 | 0 | 0
Polk 2 CC DF | 0 | 0 | 0 | 0 | 0 | 0 | 0 | 0 | 0 | 0 | 0 | 0 | 0 | 0 | 0 | 0 | 0 | 0 | 0 | 0 | 0 | 0 | 0 | 0 | 0 | 0 | 0 | 0 | 0 | 0 | 0 | 0
Phillips 1 | 0 | 0 | 0 | 0 | 0 | 0 | 0 | 0 | 0 | 0 | 0 | 0 | 0 | 0 | 0 | 0 | 0 | 0 | 0 | 0 | 0 | 0 | 0 | 0 | 0 | 0 | 0 | 0 | 0 | 0 | 0 | 0
Phillips 2 | 0 | 0 | 0 | 0 | 0 | 0 | 0 | 0 | 0 | 0 | 0 | 0 | 0 | 0 | 0 | 0 | 0 | 0 | 0 | 0 | 0 | 0 | 0 | 0 | 0 | 0 | 0 | 0 | 0 | 0 | 0 | 0
City of Tampa | 0 | 0 | 0 | 0 | 0 | 0 | 0 | 0 | 0 | 0 | 0 | 0 | 0 | 0 | 0 | 0 | 0 | 0 | 0 | 0 | 0 | 0 | 0 | 0 | 0 | 0 | 0 | 0 | 0 | 0 | 0 | 0
FutAeroCT1 | 0 | 0 | 0 | 0 | 0 | 0 | 0 | 0 | 0 | 0 | 0 | 0 | 0 | 0 | 0 | 0 | 0 | 0 | 0 | 0 | 0 | 0 | 0 | 0 | 0 | 0 | 0 | 0 | 0 | 0 | 0 | 0
FutAeroCT2 | 0 | 0 | 0 | 0 | 0 | 0 | 0 | 0 | 0 | 0 | 0 | 0 | 0 | 0 | 0 | 0 | 0 | 0 | 0 | 0 | 0 | 0 | 0 | 0 | 0 | 0 | 0 | 0 | 0 | 0 | 0 | 0
FutAeroCT3 | 0 | 0 | 0 | 0 | 0 | 0 | 0 | 0 | 0 | 0 | 0 | 0 | 0 | 0 | 0 | 0 | 0 | 0 | 0 | 0 | 0 | 0 | 0 | 0 | 0 | 0 | 0 | 0 | 0 | 0 | 0 | 0
FutAeroCT4 | 0 | 0 | 0 | 0 | 0 | 0 | 0 | 0 | 0 | 0 | 0 | 0 | 0 | 0 | 0 | 0 | 0 | 0 | 0 | 0 | 0 | 0 | 0 | 0 | 0 | 0 | 0 | 0 | 0 | 0 | 0 | 0
FutAeroCT5 | 0 | 0 | 0 | 0 | 0 | 0 | 0 | 0 | 0 | 0 | 0 | 0 | 0 | 0 | 0 | 0 | 0 | 0 | 0 | 0 | 0 | 0 | 0 | 0 | 0 | 0 | 0 | 0 | 0 | 0 | 0 | 0
FutAeroCT6 | 0 | 0 | 0 | 0 | 0 | 0 | 0 | 0 | 0 | 0 | 0 | 0 | 0 | 0 | 0 | 0 | 0 | 0 | 0 | 0 | 0 | 0 | 0 | 0 | 0 | 0 | 0 | 0 | 0 | 0 | 0 | 0
FutAeroCT7 | 0 | 0 | 0 | 0 | 0 | 0 | 0 | 0 | 0 | 0 | 0 | 0 | 0 | 0 | 0 | 0 | 0 | 0 | 0 | 0 | 0 | 0 | 0 | 0 | 0 | 0 | 0 | 0 | 0 | 0 | 0 | 0
FutAeroCT8 | 0 | 0 | 0 | 0 | 0 | 0 | 0 | 0 | 0 | 0 | 0 | 0 | 0 | 0 | 0 | 0 | 0 | 0 | 0 | 0 | 0 | 0 | 0 | 0 | 0 | 0 | 0 | 0 | 0 | 0 | 0 | 0
FutAeroCT9 | 0 | 0 | 0 | 0 | 0 | 0 | 0 | 0 | 0 | 0 | 0 | 0 | 0 | 0 | 0 | 0 | 0 | 0 | 0 | 0 | 0 | 0 | 0 | 0 | 0 | 0 | 0 | 0 | 0 | 0 | 0 | 0
FutAeroCT10 | 0 | 0 | 0 | 0 | 0 | 0 | 0 | 0 | 0 | 0 | 0 | 0 | 0 | 0 | 0 | 0 | 0 | 0 | 0 | 0 | 0 | 0 | 0 | 0 | 0 | 0 | 0 | 0 | 0 | 0 | 0 | 0
Total Expansion Aero CT (HRS) | 0 | 0 | 0 | 0 | 0 | 0 | 0 | 0 | 0 | 0 | 0 | 0 | 0 | 0 | 0 | 0 | 0 | 0 | 0 | 0 | 0 | 0 | 0 | 0 | 0 | 0 | 0 | 0 | 0 | 0 | 0 | 0
GE_7FA_CT1 | 0 | 0 | 0 | 0 | 0 | 0 | 0 | 0 | 0 | 0 | 0 | 0 | 0 | 0 | 0 | 0 | 0 | 0 | 0 | 0 | 0 | 0 | 0 | 0 | 0 | 0 | 0 | 0 | 0 | 0 | 0 | 0
GE_7FA_CT2 | 0 | 0 | 0 | 0 | 0 | 0 | 0 | 0 | 0 | 0 | 0 | 0 | 0 | 0 | 0 | 0 | 0 | 0 | 0 | 0 | 0 | 0 | 0 | 0 | 0 | 0 | 0 | 0 | 0 | 0 | 0 | 0
GE_7FA_CT3 | 0 | 0 | 0 | 0 | 0 | 0 | 0 | 0 | 0 | 0 | 0 | 0 | 0 | 0 | 0 | 0 | 0 | 0 | 0 | 0 | 0 | 0 | 0 | 0 | 0 | 0 | 0 | 0 | 0 | 0 | 0 | 0
GE_7FA_CT4 | 0 | 0 | 0 | 0 | 0 | 0 | 0 | 0 | 0 | 0 | 0 | 0 | 0 | 0 | 0 | 0 | 0 | 0 | 0 | 0 | 0 | 0 | 0 | 0 | 0 | 0 | 0 | 0 | 0 | 0 | 0 | 0
GE_7FA_CT5 | 0 | 0 | 0 | 0 | 0 | 0 | 0 | 0 | 0 | 0 | 0 | 0 | 0 | 0 | 0 | 0 | 0 | 0 | 0 | 0 | 0 | 0 | 0 | 0 | 0 | 0 | 0 | 0 | 0 | 0 | 0 | 0
GE_7FA_CT6 | 0 | 0 | 0 | 0 | 0 | 0 | 0 | 0 | 0 | 0 | 0 | 0 | 0 | 0 | 0 | 0 | 0 | 0 | 0 | 0 | 0 | 0 | 0 | 0 | 0 | 0 | 0 | 0 | 0 | 0 | 0 | 0
GE_7FA_CT7 | 0 | 0 | 0 | 0 | 0 | 0 | 0 | 0 | 0 | 0 | 0 | 0 | 0 | 0 | 0 | 0 | 0 | 0 | 0 | 0 | 0 | 0 | 0 | 0 | 0 | 0 | 0 | 0 | 0 | 0 | 0 | 0
GE_7FA_CT8 | 0 | 0 | 0 | 0 | 0 | 0 | 0 | 0 | 0 | 0 | 0 | 0 | 0 | 0 | 0 | 0 | 0 | 0 | 0 | 0 | 0 | 0 | 0 | 0 | 0 | 0 | 0 | 0 | 0 | 0 | 0 | 0
GE_7FA_CT9 | 0 | 0 | 0 | 0 | 0 | 0 | 0 | 0 | 0 | 0 | 0 | 0 | 0 | 0 | 0 | 0 | 0 | 0 | 0 | 0 | 0 | 0 | 0 | 0 | 0 | 0 | 0 | 0 | 0 | 0 | 0 | 0
GE_7FA_CT10 | 0 | 0 | 0 | 0 | 0 | 0 | 0 | 0 | 0 | 0 | 0 | 0 | 0 | 0 | 0 | 0 | 0 | 0 | 0 | 0 | 0 | 0 | 0 | 0 | 0 | 0 | 0 | 0 | 0 | 0 | 0 | 0
Total Expansion CT (HRS) | 0 | 0 | 0 | 0 | 0 | 0 | 0 | 0 | 0 | 0 | 0 | 0 | 0 | 0 | 0 | 0 | 0 | 0 | 0 | 0 | 0 | 0 | 0 | 0 | 0 | 0 | 0 | 0 | 0 | 0 | 0 | 0
CC 2x1 7FAwDF 1 | 0 | 0 | 0 | 0 | 0 | 0 | 0 | 0 | 0 | 0 | 0 | 0 | 0 | 0 | 0 | 0 | 0 | 0 | 0 | 0 | 0 | 0 | 0 | 0 | 0 | 0 | 0 | 0 | 0 | 0 | 0 | 0
CC 2x1 7FAwDF 2 | 0 | 0 | 0 | 0 | 0 | 0 | 0 | 0 | 0 | 0 | 0 | 0 | 0 | 0 | 0 | 0 | 0 | 0 | 0 | 0 | 0 | 0 | 0 | 0 | 0 | 0 | 0 | 0 | 0 | 0 | 0 | 0
CC 2x1 7FAwDF 3 | 0 | 0 | 0 | 0 | 0 | 0 | 0 | 0 | 0 | 0 | 0 | 0 | 0 | 0 | 0 | 0 | 0 | 0 | 0 | 0 | 0 | 0 | 0 | 0 | 0 | 0 | 0 | 0 | 0 | 0 | 0 | 0
CC 2x1 7FAwDF 4 | 0 | 0 | 0 | 0 | 0 | 0 | 0 | 0 | 0 | 0 | 0 | 0 | 0 | 0 | 0 | 0 | 0 | 0 | 0 | 0 | 0 | 0 | 0 | 0 | 0 | 0 | 0 | 0 | 0 | 0 | 0 | 0
CC 2x1 7FAwDF 5 | 0 | 0 | 0 | 0 | 0 | 0 | 0 | 0 | 0 | 0 | 0 | 0 | 0 | 0 | 0 | 0 | 0 | 0 | 0 | 0 | 0 | 0 | 0 | 0 | 0 | 0 | 0 | 0 | 0 | 0 | 0 | 0
CC 2x1 7FAwDF 6 | 0 | 0 | 0 | 0 | 0 | 0 | 0 | 0 | 0 | 0 | 0 | 0 | 0 | 0 | 0 | 0 | 0 | 0 | 0 | 0 | 0 | 0 | 0 | 0 | 0 | 0 | 0 | 0 | 0 | 0 | 0 | 0
CC_Fut_Proxy_07 | 0 | 0 | 0 | 0 | 0 | 0 | 0 | 0 | 0 | 0 | 0 | 0 | 0 | 0 | 0 | 0 | 0 | 0 | 0 | 0 | 0 | 0 | 0 | 0 | 0 | 0 | 0 | 0 | 0 | 0 | 0 | 0
CC_Fut_Proxy_08 | 0 | 0 | 0 | 0 | 0 | 0 | 0 | 0 | 0 | 0 | 0 | 0 | 0 | 0 | 0 | 0 | 0 | 0 | 0 | 0 | 0 | 0 | 0 | 0 | 0 | 0 | 0 | 0 | 0 | 0 | 0 | 0
CC_Fut_Proxy_09 | 0 | 0 | 0 | 0 | 0 | 0 | 0 | 0 | 0 | 0 | 0 | 0 | 0 | 0 | 0 | 0 | 0 | 0 | 0 | 0 | 0 | 0 | 0 | 0 | 0 | 0 | 0 | 0 | 0 | 0 | 0 | 0
CC_Fut_Proxy_10 | 0 | 0 | 0 | 0 | 0 | 0 | 0 | 0 | 0 | 0 | 0 | 0 | 0 | 0 | 0 | 0 | 0 | 0 | 0 | 0 | 0 | 0 | 0 | 0 | 0 | 0 | 0 | 0 | 0 | 0 | 0 | 0
Total Expansion CC (HRS) | 0 | 0 | 0 | 0 | 0 | 0 | 0 | 0 | 0 | 0 | 0 | 0 | 0 | 0 | 0 | 0 | 0 | 0 | 0 | 0 | 0 | 0 | 0 | 0 | 0 | 0 | 0 | 0 | 0 | 0 | 0 | 0
Unit Starts (No. of STRT)
Big Bend 1 | 0 | 0 | 0 | 0 | 0 | 0 | 0 | 0 | 0 | 0 | 0 | 0 | 0 | 0 | 0 | 0 | 0 | 0 | 0 | 0 | 0 | 0 | 0 | 0 | 0 | 0 | 0 | 0 | 0 | 0 | 0 | 0
Big Bend 2 | 0 | 0 | 0 | 0 | 0 | 0 | 0 | 0 | 0 | 0 | 0 | 0 | 0 | 0 | 0 | 0 | 0 | 0 | 0 | 0 | 0 | 0 | 0 | 0 | 0 | 0 | 0 | 0 | 0 | 0 | 0 | 0
Big Bend 3 | 0 | 0 | 0 | 0 | 0 | 0 | 0 | 0 | 0 | 0 | 0 | 0 | 0 | 0 | 0 | 0 | 0 | 0 | 0 | 0 | 0 | 0 | 0 | 0 | 0 | 0 | 0 | 0 | 0 | 0 | 0 | 0
Big Bend 4 | 0 | 0 | 0 | 0 | 0 | 0 | 0 | 0 | 0 | 0 | 0 | 0 | 0 | 0 | 0 | 0 | 0 | 0 | 0 | 0 | 0 | 0 | 0 | 0 | 0 | 0 | 0 | 0 | 0 | 0 | 0 | 0
Bayside 1 (Steam Turbine) | 0 | 0 | 0 | 0 | 0 | 0 | 0 | 0 | 0 | 0 | 0 | 0 | 0 | 0 | 0 | 0 | 0 | 0 | 0 | 0 | 0 | 0 | 0 | 0 | 0 | 0 | 0 | 0 | 0 | 0 | 0 | 0
Bayside 2 (Steam Turbine) | 0 | 0 | 0 | 0 | 0 | 0 | 0 | 0 | 0 | 0 | 0 | 0 | 0 | 0 | 0 | 0 | 0 | 0 | 0 | 0 | 0 | 0 | 0 | 0 | 0 | 0 | 0 | 0 | 0 | 0 | 0 | 0
Bayside 3 | 0 | 0 | 0 | 0 | 0 | 0 | 0 | 0 | 0 | 0 | 0 | 0 | 0 | 0 | 0 | 0 | 0 | 0 | 0 | 0 | 0 | 0 | 0 | 0 | 0 | 0 | 0 | 0 | 0 | 0 | 0 | 0
Bayside 4 | 0 | 0 | 0 | 0 | 0 | 0 | 0 | 0 | 0 | 0 | 0 | 0 | 0 | 0 | 0 | 0 | 0 | 0 | 0 | 0 | 0 | 0 | 0 | 0 | 0 | 0 | 0 | 0 | 0 | 0 | 0 | 0
Bayside 5 | 0 | 0 | 0 | 0 | 0 | 0 | 0 | 0 | 0 | 0 | 0 | 0 | 0 | 0 | 0 | 0 | 0 | 0 | 0 | 0 | 0 | 0 | 0 | 0 | 0 | 0 | 0 | 0 | 0 | 0 | 0 | 0
Bayside 6 | 0 | 0 | 0 | 0 | 0 | 0 | 0 | 0 | 0 | 0 | 0 | 0 | 0 | 0 | 0 | 0 | 0 | 0 | 0 | 0 | 0 | 0 | 0 | 0 | 0 | 0 | 0 | 0 | 0 | 0 | 0 | 0
Big Bend CT4 | 0 | 0 | 0 | 0 | 0 | 0 | 0 | 0 | 0 | 0 | 0 | 0 | 0 | 0 | 0 | 0 | 0 | 0 | 0 | 0 | 0 | 0 | 0 | 0 | 0 | 0 | 0 | 0 | 0 | 0 | 0 | 0
Big Bend CT4o | 0 | 0 | 0 | 0 | 0 | 0 | 0 | 0 | 0 | 0 | 0 | 0 | 0 | 0 | 0 | 0 | 0 | 0 | 0 | 0 | 0 | 0 | 0 | 0 | 0 | 0 | 0 | 0 | 0 | 0 | 0 | 0
Polk 1 | 0 | 0 | 0 | 0 | 0 | 0 | 0 | 0 | 0 | 0 | 0 | 0 | 0 | 0 | 0 | 0 | 0 | 0 | 0 | 0 | 0 | 0 | 0 | 0 | 0 | 0 | 0 | 0 | 0 | 0 | 0 | 0
Polk 1g | 0 | 0 | 0 | 0 | 0 | 0 | 0 | 0 | 0 | 0 | 0 | 0 | 0 | 0 | 0 | 0 | 0 | 0 | 0 | 0 | 0 | 0 | 0 | 0 | 0 | 0 | 0 | 0 | 0 | 0 | 0 | 0
Polk 2 | 0 | 0 | 0 | 0 | 0 | 0 | 0 | 0 | 0 | 0 | 0 | 0 | 0 | 0 | 0 | 0 | 0 | 0 | 0 | 0 | 0 | 0 | 0 | 0 | 0 | 0 | 0 | 0 | 0 | 0 | 0 | 0
Polk 2o | 0 | 0 | 0 | 0 | 0 | 0 | 0 | 0 | 0 | 0 | 0 | 0 | 0 | 0 | 0 | 0 | 0 | 0 | 0 | 0 | 0 | 0 | 0 | 0 | 0 | 0 | 0 | 0 | 0 | 0 | 0 | 0
Polk 3 | 0 | 0 | 0 | 0 | 0 | 0 | 0 | 0 | 0 | 0 | 0 | 0 | 0 | 0 | 0 | 0 | 0 | 0 | 0 | 0 | 0 | 0 | 0 | 0 | 0 | 0 | 0 | 0 | 0 | 0 | 0 | 0
Polk 3o | 0 | 0 | 0 | 0 | 0 | 0 | 0 | 0 | 0 | 0 | 0 | 0 | 0 | 0 | 0 | 0 | 0 | 0 | 0 | 0 | 0 | 0 | 0 | 0 | 0 | 0 | 0 | 0 | 0 | 0 | 0 | 0
Polk 4 | 0 | 0 | 0 | 0 | 0 | 0 | 0 | 0 | 0 | 0 | 0 | 0 | 0 | 0 | 0 | 0 | 0 | 0 | 0 | 0 | 0 | 0 | 0 | 0 | 0 | 0 | 0 | 0 | 0 | 0 | 0 | 0
Polk 5 | 0 | 0 | 0 | 0 | 0 | 0 | 0 | 0 | 0 | 0 | 0 | 0 | 0 | 0 | 0 | 0 | 0 | 0 | 0 | 0 | 0 | 0 | 0 | 0 | 0 | 0 | 0 | 0 | 0 | 0 | 0 | 0
Polk 2 CC (Steam Turbine) | 0 | 0 | 0 | 0 | 0 | 0 | 0 | 0 | 0 | 0 | 0 | 0 | 0 | 0 | 0 | 0 | 0 | 0 | 0 | 0 | 0 | 0 | 0 | 0 | 0 | 0 | 0 | 0 | 0 | 0 | 0 | 0
Polk 2 CC DF | 0 | 0 | 0 | 0 | 0 | 0 | 0 | 0 | 0 | 0 | 0 | 0 | 0 | 0 | 0 | 0 | 0 | 0 | 0 | 0 | 0 | 0 | 0 | 0 | 0 | 0 | 0 | 0 | 0 | 0 | 0 | 0
Phillips 1 | 0 | 0 | 0 | 0 | 0 | 0 | 0 | 0 | 0 | 0 | 0 | 0 | 0 | 0 | 0 | 0 | 0 | 0 | 0 | 0 | 0 | 0 | 0 | 0 | 0 | 0 | 0 | 0 | 0 | 0 | 0 | 0
Phillips 2 | 0 | 0 | 0 | 0 | 0 | 0 | 0 | 0 | 0 | 0 | 0 | 0 | 0 | 0 | 0 | 0 | 0 | 0 | 0 | 0 | 0 | 0 | 0 | 0 | 0 | 0 | 0 | 0 | 0 | 0 | 0 | 0
City of Tampa | 0 | 0 | 0 | 0 | 0 | 0 | 0 | 0 | 0 | 0 | 0 | 0 | 0 | 0 | 0 | 0 | 0 | 0 | 0 | 0 | 0 | 0 | 0 | 0 | 0 | 0 | 0 | 0 | 0 | 0 | 0 | 0
FutAeroCT1 | 0 | 0 | 0 | 0 | 0 | 0 | 0 | 0 | 0 | 0 | 0 | 0 | 0 | 0 | 0 | 0 | 0 | 0 | 0 | 0 | 0 | 0 | 0 | 0 | 0 | 0 | 0 | 0 | 0 | 0 | 0 | 0
FutAeroCT2 | 0 | 0 | 0 | 0 | 0 | 0 | 0 | 0 | 0 | 0 | 0 | 0 | 0 | 0 | 0 | 0 | 0 | 0 | 0 | 0 | 0 | 0 | 0 | 0 | 0 | 0 | 0 | 0 | 0 | 0 | 0 | 0
FutAeroCT3 | 0 | 0 | 0 | 0 | 0 | 0 | 0 | 0 | 0 | 0 | 0 | 0 | 0 | 0 | 0 | 0 | 0 | 0 | 0 | 0 | 0 | 0 | 0 | 0 | 0 | 0 | 0 | 0 | 0 | 0 | 0 | 0
FutAeroCT4 | 0 | 0 | 0 | 0 | 0 | 0 | 0 | 0 | 0 | 0 | 0 | 0 | 0 | 0 | 0 | 0 | 0 | 0 | 0 | 0 | 0 | 0 | 0 | 0 | 0 | 0 | 0 | 0 | 0 | 0 | 0 | 0
FutAeroCT5 | 0 | 0 | 0 | 0 | 0 | 0 | 0 | 0 | 0 | 0 | 0 | 0 | 0 | 0 | 0 | 0 | 0 | 0 | 0 | 0 | 0 | 0 | 0 | 0 | 0 | 0 | 0 | 0 | 0 | 0 | 0 | 0
FutAeroCT6 | 0 | 0 | 0 | 0 | 0 | 0 | 0 | 0 | 0 | 0 | 0 | 0 | 0 | 0 | 0 | 0 | 0 | 0 | 0 | 0 | 0 | 0 | 0 | 0 | 0 | 0 | 0 | 0 | 0 | 0 | 0 | 0
FutAeroCT7 | 0 | 0 | 0 | 0 | 0 | 0 | 0 | 0 | 0 | 0 | 0 | 0 | 0 | 0 | 0 | 0 | 0 | 0 | 0 | 0 | 0 | 0 | 0 | 0 | 0 | 0 | 0 | 0 | 0 | 0 | 0 | 0
FutAeroCT8 | 0 | 0 | 0 | 0 | 0 | 0 | 0 | 0 | 0 | 0 | 0 | 0 | 0 | 0 | 0 | 0 | 0 | 0 | 0 | 0 | 0 | 0 | 0 | 0 | 0 | 0 | 0 | 0 | 0 | 0 | 0 | 0
FutAeroCT9 | 0 | 0 | 0 | 0 | 0 | 0 | 0 | 0 | 0 | 0 | 0 | 0 | 0 | 0 | 0 | 0 | 0 | 0 | 0 | 0 | 0 | 0 | 0 | 0 | 0 | 0 | 0 | 0 | 0 | 0 | 0 | 0
FutAeroCT10 | 0 | 0 | 0 | 0 | 0 | 0 | 0 | 0 | 0 | 0 | 0 | 0 | 0 | 0 | 0 | 0 | 0 | 0 | 0 | 0 | 0 | 0 | 0 | 0 | 0 | 0 | 0 | 0 | 0 | 0 | 0 | 0
Total Expansion Aero CT (STRT) | 0 | 0 | 0 | 0 | 0 | 0 | 0 | 0 | 0 | 0 | 0 | 0 | 0 | 0 | 0 | 0 | 0 | 0 | 0 | 0 | 0 | 0 | 0 | 0 | 0 | 0 | 0 | 0 | 0 | 0 | 0 | 0
GE_7FA_CT1 | 0 | 0 | 0 | 0 | 0 | 0 | 0 | 0 | 0 | 0 | 0 | 0 | 0 | 0 | 0 | 0 | 0 | 0 | 0 | 0 | 0 | 0 | 0 | 0 | 0 | 0 | 0 | 0 | 0 | 0 | 0 | 0
GE_7FA_CT2 | 0 | 0 | 0 | 0 | 0 | 0 | 0 | 0 | 0 | 0 | 0 | 0 | 0 | 0 | 0 | 0 | 0 | 0 | 0 | 0 | 0 | 0 | 0 | 0 | 0 | 0 | 0 | 0 | 0 | 0 | 0 | 0
GE_7FA_CT3 | 0 | 0 | 0 | 0 | 0 | 0 | 0 | 0 | 0 | 0 | 0 | 0 | 0 | 0 | 0 | 0 | 0 | 0 | 0 | 0 | 0 | 0 | 0 | 0 | 0 | 0 | 0 | 0 | 0 | 0 | 0 | 0
GE_7FA_CT4 | 0 | 0 | 0 | 0 | 0 | 0 | 0 | 0 | 0 | 0 | 0 | 0 | 0 | 0 | 0 | 0 | 0 | 0 | 0 | 0 | 0 | 0 | 0 | 0 | 0 | 0 | 0 | 0 | 0 | 0 | 0 | 0
GE_7FA_CT5 | 0 | 0 | 0 | 0 | 0 | 0 | 0 | 0 | 0 | 0 | 0 | 0 | 0 | 0 | 0 | 0 | 0 | 0 | 0 | 0 | 0 | 0 | 0 | 0 | 0 | 0 | 0 | 0 | 0 | 0 | 0 | 0
GE_7FA_CT6 | 0 | 0 | 0 | 0 | 0 | 0 | 0 | 0 | 0 | 0 | 0 | 0 | 0 | 0 | 0 | 0 | 0 | 0 | 0 | 0 | 0 | 0 | 0 | 0 | 0 | 0 | 0 | 0 | 0 | 0 | 0 | 0
GE_7FA_CT7 | 0 | 0 | 0 | 0 | 0 | 0 | 0 | 0 | 0 | 0 | 0 | 0 | 0 | 0 | 0 | 0 | 0 | 0 | 0 | 0 | 0 | 0 | 0 | 0 | 0 | 0 | 0 | 0 | 0 | 0 | 0 | 0
GE_7FA_CT8 | 0 | 0 | 0 | 0 | 0 | 0 | 0 | 0 | 0 | 0 | 0 | 0 | 0 | 0 | 0 | 0 | 0 | 0 | 0 | 0 | 0 | 0 | 0 | 0 | 0 | 0 | 0 | 0 | 0 | 0 | 0 | 0
GE_7FA_CT9 | 0 | 0 | 0 | 0 | 0 | 0 | 0 | 0 | 0 | 0 | 0 | 0 | 0 | 0 | 0 | 0 | 0 | 0 | 0 | 0 | 0 | 0 | 0 | 0 | 0 | 0 | 0 | 0 | 0 | 0 | 0 | 0
GE_7FA_CT10 | 0 | 0 | 0 | 0 | 0 | 0 | 0 | 0 | 0 | 0 | 0 | 0 | 0 | 0 | 0 | 0 | 0 | 0 | 0 | 0 | 0 | 0 | 0 | 0 | 0 | 0 | 0 | 0 | 0 | 0 | 0 | 0
Total Expansion CT (STRT) | 0 | 0 | 0 | 0 | 0 | 0 | 0 | 0 | 0 | 0 | 0 | 0 | 0 | 0 | 0 | 0 | 0 | 0 | 0 | 0 | 0 | 0 | 0 | 0 | 0 | 0 | 0 | 0 | 0 | 0 | 0 | 0
CC 2x1 7FAwDF 1 | 0 | 0 | 0 | 0 | 0 | 0 | 0 | 0 | 0 | 0 | 0 | 0 | 0 | 0 | 0 | 0 | 0 | 0 | 0 | 0 | 0 | 0 | 0 | 0 | 0 | 0 | 0 | 0 | 0 | 0 | 0 | 0
CC 2x1 7FAwDF 2 | 0 | 0 | 0 | 0 | 0 | 0 | 0 | 0 | 0 | 0 | 0 | 0 | 0 | 0 | 0 | 0 | 0 | 0 | 0 | 0 | 0 | 0 | 0 | 0 | 0 | 0 | 0 | 0 | 0 | 0 | 0 | 0
CC 2x1 7FAwDF 3 | 0 | 0 | 0 | 0 | 0 | 0 | 0 | 0 | 0 | 0 | 0 | 0 | 0 | 0 | 0 | 0 | 0 | 0 | 0 | 0 | 0 | 0 | 0 | 0 | 0 | 0 | 0 | 0 | 0 | 0 | 0 | 0
CC 2x1 7FAwDF 4 | 0 | 0 | 0 | 0 | 0 | 0 | 0 | 0 | 0 | 0 | 0 | 0 | 0 | 0 | 0 | 0 | 0 | 0 | 0 | 0 | 0 | 0 | 0 | 0 | 0 | 0 | 0 | 0 | 0 | 0 | 0 | 0
CC 2x1 7FAwDF 5 | 0 | 0 | 0 | 0 | 0 | 0 | 0 | 0 | 0 | 0 | 0 | 0 | 0 | 0 | 0 | 0 | 0 | 0 | 0 | 0 | 0 | 0 | 0 | 0 | 0 | 0 | 0 | 0 | 0 | 0 | 0 | 0
CC 2x1 7FAwDF 6 | 0 | 0 | 0 | 0 | 0 | 0 | 0 | 0 | 0 | 0 | 0 | 0 | 0 | 0 | 0 | 0 | 0 | 0 | 0 | 0 | 0 | 0 | 0 | 0 | 0 | 0 | 0 | 0 | 0 | 0 | 0 | 0
CC_Fut_Proxy_07 | 0 | 0 | 0 | 0 | 0 | 0 | 0 | 0 | 0 | 0 | 0 | 0 | 0 | 0 | 0 | 0 | 0 | 0 | 0 | 0 | 0 | 0 | 0 | 0 | 0 | 0 | 0 | 0 | 0 | 0 | 0 | 0
CC_Fut_Proxy_08 | 0 | 0 | 0 | 0 | 0 | 0 | 0 | 0 | 0 | 0 | 0 | 0 | 0 | 0 | 0 | 0 | 0 | 0 | 0 | 0 | 0 | 0 | 0 | 0 | 0 | 0 | 0 | 0 | 0 | 0 | 0 | 0
CC_Fut_Proxy_09 | 0 | 0 | 0 | 0 | 0 | 0 | 0 | 0 | 0 | 0 | 0 | 0 | 0 | 0 | 0 | 0 | 0 | 0 | 0 | 0 | 0 | 0 | 0 | 0 | 0 | 0 | 0 | 0 | 0 | 0 | 0 | 0
CC_Fut_Proxy_10 | 0 | 0 | 0 | 0 | 0 | 0 | 0 | 0 | 0 | 0 | 0 | 0 | 0 | 0 | 0 | 0 | 0 | 0 | 0 | 0 | 0 | 0 | 0 | 0 | 0 | 0 | 0 | 0 | 0 | 0 | 0 | 0
Total Expansion CC (STRT) | 0 | 0 | 0 | 0 | 0 | 0 | 0 | 0 | 0 | 0 | 0 | 0 | 0 | 0 | 0 | 0 | 0 | 0 | 0 | 0 | 0 | 0 | 0 | 0 | 0 | 0 | 0 | 0 | 0 | 0 | 0 | 0
Unit Net Operating Factor (NOF%)
Big Bend 1 | 0 | 0 | 0 | 0 | 0 | 0 | 0 | 0 | 0 | 0 | 0 | 0 | 0 | 0 | 0 | 0 | 0 | 0 | 0 | 0 | 0 | 0 | 0 | 0 | 0 | 0 | 0 | 0 | 0 | 0 | 0 | 0
Big Bend 2 | 0 | 0 | 0 | 0 | 0 | 0 | 0 | 0 | 0 | 0 | 0 | 0 | 0 | 0 | 0 | 0 | 0 | 0 | 0 | 0 | 0 | 0 | 0 | 0 | 0 | 0 | 0 | 0 | 0 | 0 | 0 | 0
Big Bend 3 | 0 | 0 | 0 | 0 | 0 | 0 | 0 | 0 | 0 | 0 | 0 | 0 | 0 | 0 | 0 | 0 | 0 | 0 | 0 | 0 | 0 | 0 | 0 | 0 | 0 | 0 | 0 | 0 | 0 | 0 | 0 | 0
Big Bend 4 | 0 | 0 | 0 | 0 | 0 | 0 | 0 | 0 | 0 | 0 | 0 | 0 | 0 | 0 | 0 | 0 | 0 | 0 | 0 | 0 | 0 | 0 | 0 | 0 | 0 | 0 | 0 | 0 | 0 | 0 | 0 | 0
TOTAL Big Bend (NOF) | 0 | 0 | 0 | 0 | 0 | 0 | 0 | 0 | 0 | 0 | 0 | 0 | 0 | 0 | 0 | 0 | 0 | 0 | 0 | 0 | 0 | 0 | 0 | 0 | 0 | 0 | 0 | 0 | 0 | 0 | 0 | 0
Bayside 1 | 0 | 0 | 0 | 0 | 0 | 0 | 0 | 0 | 0 | 0 | 0 | 0 | 0 | 0 | 0 | 0 | 0 | 0 | 0 | 0 | 0 | 0 | 0 | 0 | 0 | 0 | 0 | 0 | 0 | 0 | 0 | 0
Bayside 2 | 0 | 0 | 0 | 0 | 0 | 0 | 0 | 0 | 0 | 0 | 0 | 0 | 0 | 0 | 0 | 0 | 0 | 0 | 0 | 0 | 0 | 0 | 0 | 0 | 0 | 0 | 0 | 0 | 0 | 0 | 0 | 0
TOTAL Bayside CC (NOF) | 0 | 0 | 0 | 0 | 0 | 0 | 0 | 0 | 0 | 0 | 0 | 0 | 0 | 0 | 0 | 0 | 0 | 0 | 0 | 0 | 0 | 0 | 0 | 0 | 0 | 0 | 0 | 0 | 0 | 0 | 0 | 0
Bayside 3 | 0 | 0 | 0 | 0 | 0 | 0 | 0 | 0 | 0 | 0 | 0 | 0 | 0 | 0 | 0 | 0 | 0 | 0 | 0 | 0 | 0 | 0 | 0 | 0 | 0 | 0 | 0 | 0 | 0 | 0 | 0 | 0
Bayside 4 | 0 | 0 | 0 | 0 | 0 | 0 | 0 | 0 | 0 | 0 | 0 | 0 | 0 | 0 | 0 | 0 | 0 | 0 | 0 | 0 | 0 | 0 | 0 | 0 | 0 | 0 | 0 | 0 | 0 | 0 | 0 | 0
Bayside 5 | 0 | 0 | 0 | 0 | 0 | 0 | 0 | 0 | 0 | 0 | 0 | 0 | 0 | 0 | 0 | 0 | 0 | 0 | 0 | 0 | 0 | 0 | 0 | 0 | 0 | 0 | 0 | 0 | 0 | 0 | 0 | 0
Bayside 6 | 0 | 0 | 0 | 0 | 0 | 0 | 0 | 0 | 0 | 0 | 0 | 0 | 0 | 0 | 0 | 0 | 0 | 0 | 0 | 0 | 0 | 0 | 0 | 0 | 0 | 0 | 0 | 0 | 0 | 0 | 0 | 0
Big Bend CT4 | 0 | 0 | 0 | 0 | 0 | 0 | 0 | 0 | 0 | 0 | 0 | 0 | 0 | 0 | 0 | 0 | 0 | 0 | 0 | 0 | 0 | 0 | 0 | 0 | 0 | 0 | 0 | 0 | 0 | 0 | 0 | 0
Big Bend CT4o | 0 | 0 | 0 | 0 | 0 | 0 | 0 | 0 | 0 | 0 | 0 | 0 | 0 | 0 | 0 | 0 | 0 | 0 | 0 | 0 | 0 | 0 | 0 | 0 | 0 | 0 | 0 | 0 | 0 | 0 | 0 | 0
Polk 1 | 0 | 0 | 0 | 0 | 0 | 0 | 0 | 0 | 0 | 0 | 0 | 0 | 0 | 0 | 0 | 0 | 0 | 0 | 0 | 0 | 0 | 0 | 0 | 0 | 0 | 0 | 0 | 0 | 0 | 0 | 0 | 0
Polk 1g | 0 | 0 | 0 | 0 | 0 | 0 | 0 | 0 | 0 | 0 | 0 | 0 | 0 | 0 | 0 | 0 | 0 | 0 | 0 | 0 | 0 | 0 | 0 | 0 | 0 | 0 | 0 | 0 | 0 | 0 | 0 | 0
Polk 2 | 0 | 0 | 0 | 0 | 0 | 0 | 0 | 0 | 0 | 0 | 0 | 0 | 0 | 0 | 0 | 0 | 0 | 0 | 0 | 0 | 0 | 0 | 0 | 0 | 0 | 0 | 0 | 0 | 0 | 0 | 0 | 0
Polk 2o | 0 | 0 | 0 | 0 | 0 | 0 | 0 | 0 | 0 | 0 | 0 | 0 | 0 | 0 | 0 | 0 | 0 | 0 | 0 | 0 | 0 | 0 | 0 | 0 | 0 | 0 | 0 | 0 | 0 | 0 | 0 | 0
Polk 3 | 0 | 0 | 0 | 0 | 0 | 0 | 0 | 0 | 0 | 0 | 0 | 0 | 0 | 0 | 0 | 0 | 0 | 0 | 0 | 0 | 0 | 0 | 0 | 0 | 0 | 0 | 0 | 0 | 0 | 0 | 0 | 0
Polk 3o | 0 | 0 | 0 | 0 | 0 | 0 | 0 | 0 | 0 | 0 | 0 | 0 | 0 | 0 | 0 | 0 | 0 | 0 | 0 | 0 | 0 | 0 | 0 | 0 | 0 | 0 | 0 | 0 | 0 | 0 | 0 | 0
Polk 4 | 0 | 0 | 0 | 0 | 0 | 0 | 0 | 0 | 0 | 0 | 0 | 0 | 0 | 0 | 0 | 0 | 0 | 0 | 0 | 0 | 0 | 0 | 0 | 0 | 0 | 0 | 0 | 0 | 0 | 0 | 0 | 0
Polk 5 | 0 | 0 | 0 | 0 | 0 | 0 | 0 | 0 | 0 | 0 | 0 | 0 | 0 | 0 | 0 | 0 | 0 | 0 | 0 | 0 | 0 | 0 | 0 | 0 | 0 | 0 | 0 | 0 | 0 | 0 | 0 | 0
Polk 2 CC | 0 | 0 | 0 | 0 | 0 | 0 | 0 | 0 | 0 | 0 | 0 | 0 | 0 | 0 | 0 | 0 | 0 | 0 | 0 | 0 | 0 | 0 | 0 | 0 | 0 | 0 | 0 | 0 | 0 | 0 | 0 | 0
Polk 2 CC DF | 0 | 0 | 0 | 0 | 0 | 0 | 0 | 0 | 0 | 0 | 0 | 0 | 0 | 0 | 0 | 0 | 0 | 0 | 0 | 0 | 0 | 0 | 0 | 0 | 0 | 0 | 0 | 0 | 0 | 0 | 0 | 0
Phillips 1 | 0 | 0 | 0 | 0 | 0 | 0 | 0 | 0 | 0 | 0 | 0 | 0 | 0 | 0 | 0 | 0 | 0 | 0 | 0 | 0 | 0 | 0 | 0 | 0 | 0 | 0 | 0 | 0 | 0 | 0 | 0 | 0
Phillips 2 | 0 | 0 | 0 | 0 | 0 | 0 | 0 | 0 | 0 | 0 | 0 | 0 | 0 | 0 | 0 | 0 | 0 | 0 | 0 | 0 | 0 | 0 | 0 | 0 | 0 | 0 | 0 | 0 | 0 | 0 | 0 | 0
City of Tampa | 0 | 0 | 0 | 0 | 0 | 0 | 0 | 0 | 0 | 0 | 0 | 0 | 0 | 0 | 0 | 0 | 0 | 0 | 0 | 0 | 0 | 0 | 0 | 0 | 0 | 0 | 0 | 0 | 0 | 0 | 0 | 0
FutAeroCT1 | 0 | 0 | 0 | 0 | 0 | 0 | 0 | 0 | 0 | 0 | 0 | 0 | 0 | 0 | 0 | 0 | 0 | 0 | 0 | 0 | 0 | 0 | 0 | 0 | 0 | 0 | 0 | 0 | 0 | 0 | 0 | 0
FutAeroCT2 | 0 | 0 | 0 | 0 | 0 | 0 | 0 | 0 | 0 | 0 | 0 | 0 | 0 | 0 | 0 | 0 | 0 | 0 | 0 | 0 | 0 | 0 | 0 | 0 | 0 | 0 | 0 | 0 | 0 | 0 | 0 | 0
FutAeroCT3 | 0 | 0 | 0 | 0 | 0 | 0 | 0 | 0 | 0 | 0 | 0 | 0 | 0 | 0 | 0 | 0 | 0 | 0 | 0 | 0 | 0 | 0 | 0 | 0 | 0 | 0 | 0 | 0 | 0 | 0 | 0 | 0
FutAeroCT4 | 0 | 0 | 0 | 0 | 0 | 0 | 0 | 0 | 0 | 0 | 0 | 0 | 0 | 0 | 0 | 0 | 0 | 0 | 0 | 0 | 0 | 0 | 0 | 0 | 0 | 0 | 0 | 0 | 0 | 0 | 0 | 0
FutAeroCT5 | 0 | 0 | 0 | 0 | 0 | 0 | 0 | 0 | 0 | 0 | 0 | 0 | 0 | 0 | 0 | 0 | 0 | 0 | 0 | 0 | 0 | 0 | 0 | 0 | 0 | 0 | 0 | 0 | 0 | 0 | 0 | 0
FutAeroCT6 | 0 | 0 | 0 | 0 | 0 | 0 | 0 | 0 | 0 | 0 | 0 | 0 | 0 | 0 | 0 | 0 | 0 | 0 | 0 | 0 | 0 | 0 | 0 | 0 | 0 | 0 | 0 | 0 | 0 | 0 | 0 | 0
FutAeroCT7 | 0 | 0 | 0 | 0 | 0 | 0 | 0 | 0 | 0 | 0 | 0 | 0 | 0 | 0 | 0 | 0 | 0 | 0 | 0 | 0 | 0 | 0 | 0 | 0 | 0 | 0 | 0 | 0 | 0 | 0 | 0 | 0
FutAeroCT8 | 0 | 0 | 0 | 0 | 0 | 0 | 0 | 0 | 0 | 0 | 0 | 0 | 0 | 0 | 0 | 0 | 0 | 0 | 0 | 0 | 0 | 0 | 0 | 0 | 0 | 0 | 0 | 0 | 0 | 0 | 0 | 0
FutAeroCT9 | 0 | 0 | 0 | 0 | 0 | 0 | 0 | 0 | 0 | 0 | 0 | 0 | 0 | 0 | 0 | 0 | 0 | 0 | 0 | 0 | 0 | 0 | 0 | 0 | 0 | 0 | 0 | 0 | 0 | 0 | 0 | 0
FutAeroCT10 | 0 | 0 | 0 | 0 | 0 | 0 | 0 | 0 | 0 | 0 | 0 | 0 | 0 | 0 | 0 | 0 | 0 | 0 | 0 | 0 | 0 | 0 | 0 | 0 | 0 | 0 | 0 | 0 | 0 | 0 | 0 | 0
Total Expansion Aero CT (NOF) | 0 | 0 | 0 | 0 | 0 | 0 | 0 | 0 | 0 | 0 | 0 | 0 | 0 | 0 | 0 | 0 | 0 | 0 | 0 | 0 | 0 | 0 | 0 | 0 | 0 | 0 | 0 | 0 | 0 | 0 | 0 | 0
GE_7FA_CT1 | 0 | 0 | 0 | 0 | 0 | 0 | 0 | 0 | 0 | 0 | 0 | 0 | 0 | 0 | 0 | 0 | 0 | 0 | 0 | 0 | 0 | 0 | 0 | 0 | 0 | 0 | 0 | 0 | 0 | 0 | 0 | 0
GE_7FA_CT2 | 0 | 0 | 0 | 0 | 0 | 0 | 0 | 0 | 0 | 0 | 0 | 0 | 0 | 0 | 0 | 0 | 0 | 0 | 0 | 0 | 0 | 0 | 0 | 0 | 0 | 0 | 0 | 0 | 0 | 0 | 0 | 0
GE_7FA_CT3 | 0 | 0 | 0 | 0 | 0 | 0 | 0 | 0 | 0 | 0 | 0 | 0 | 0 | 0 | 0 | 0 | 0 | 0 | 0 | 0 | 0 | 0 | 0 | 0 | 0 | 0 | 0 | 0 | 0 | 0 | 0 | 0
GE_7FA_CT4 | 0 | 0 | 0 | 0 | 0 | 0 | 0 | 0 | 0 | 0 | 0 | 0 | 0 | 0 | 0 | 0 | 0 | 0 | 0 | 0 | 0 | 0 | 0 | 0 | 0 | 0 | 0 | 0 | 0 | 0 | 0 | 0
GE_7FA_CT5 | 0 | 0 | 0 | 0 | 0 | 0 | 0 | 0 | 0 | 0 | 0 | 0 | 0 | 0 | 0 | 0 | 0 | 0 | 0 | 0 | 0 | 0 | 0 | 0 | 0 | 0 | 0 | 0 | 0 | 0 | 0 | 0
GE_7FA_CT6 | 0 | 0 | 0 | 0 | 0 | 0 | 0 | 0 | 0 | 0 | 0 | 0 | 0 | 0 | 0 | 0 | 0 | 0 | 0 | 0 | 0 | 0 | 0 | 0 | 0 | 0 | 0 | 0 | 0 | 0 | 0 | 0
GE_7FA_CT7 | 0 | 0 | 0 | 0 | 0 | 0 | 0 | 0 | 0 | 0 | 0 | 0 | 0 | 0 | 0 | 0 | 0 | 0 | 0 | 0 | 0 | 0 | 0 | 0 | 0 | 0 | 0 | 0 | 0 | 0 | 0 | 0
GE_7FA_CT8 | 0 | 0 | 0 | 0 | 0 | 0 | 0 | 0 | 0 | 0 | 0 | 0 | 0 | 0 | 0 | 0 | 0 | 0 | 0 | 0 | 0 | 0 | 0 | 0 | 0 | 0 | 0 | 0 | 0 | 0 | 0 | 0
GE_7FA_CT9 | 0 | 0 | 0 | 0 | 0 | 0 | 0 | 0 | 0 | 0 | 0 | 0 | 0 | 0 | 0 | 0 | 0 | 0 | 0 | 0 | 0 | 0 | 0 | 0 | 0 | 0 | 0 | 0 | 0 | 0 | 0 | 0
GE_7FA_CT10 | 0 | 0 | 0 | 0 | 0 | 0 | 0 | 0 | 0 | 0 | 0 | 0 | 0 | 0 | 0 | 0 | 0 | 0 | 0 | 0 | 0 | 0 | 0 | 0 | 0 | 0 | 0 | 0 | 0 | 0 | 0 | 0
Total Expansion CT (NOF) | 0 | 0 | 0 | 0 | 0 | 0 | 0 | 0 | 0 | 0 | 0 | 0 | 0 | 0 | 0 | 0 | 0 | 0 | 0 | 0 | 0 | 0 | 0 | 0 | 0 | 0 | 0 | 0 | 0 | 0 | 0 | 0
CC 2x1 7FAwDF 1 | 0 | 0 | 0 | 0 | 0 | 0 | 0 | 0 | 0 | 0 | 0 | 0 | 0 | 0 | 0 | 0 | 0 | 0 | 0 | 0 | 0 | 0 | 0 | 0 | 0 | 0 | 0 | 0 | 0 | 0 | 0 | 0
CC 2x1 7FAwDF 2 | 0 | 0 | 0 | 0 | 0 | 0 | 0 | 0 | 0 | 0 | 0 | 0 | 0 | 0 | 0 | 0 | 0 | 0 | 0 | 0 | 0 | 0 | 0 | 0 | 0 | 0 | 0 | 0 | 0 | 0 | 0 | 0
CC 2x1 7FAwDF 3 | 0 | 0 | 0 | 0 | 0 | 0 | 0 | 0 | 0 | 0 | 0 | 0 | 0 | 0 | 0 | 0 | 0 | 0 | 0 | 0 | 0 | 0 | 0 | 0 | 0 | 0 | 0 | 0 | 0 | 0 | 0 | 0
CC 2x1 7FAwDF 4 | 0 | 0 | 0 | 0 | 0 | 0 | 0 | 0 | 0 | 0 | 0 | 0 | 0 | 0 | 0 | 0 | 0 | 0 | 0 | 0 | 0 | 0 | 0 | 0 | 0 | 0 | 0 | 0 | 0 | 0 | 0 | 0
CC 2x1 7FAwDF 5 | 0 | 0 | 0 | 0 | 0 | 0 | 0 | 0 | 0 | 0 | 0 | 0 | 0 | 0 | 0 | 0 | 0 | 0 | 0 | 0 | 0 | 0 | 0 | 0 | 0 | 0 | 0 | 0 | 0 | 0 | 0 | 0
CC 2x1 7FAwDF 6 | 0 | 0 | 0 | 0 | 0 | 0 | 0 | 0 | 0 | 0 | 0 | 0 | 0 | 0 | 0 | 0 | 0 | 0 | 0 | 0 | 0 | 0 | 0 | 0 | 0 | 0 | 0 | 0 | 0 | 0 | 0 | 0
CC_Fut_Proxy_07 | 0 | 0 | 0 | 0 | 0 | 0 | 0 | 0 | 0 | 0 | 0 | 0 | 0 | 0 | 0 | 0 | 0 | 0 | 0 | 0 | 0 | 0 | 0 | 0 | 0 | 0 | 0 | 0 | 0 | 0 | 0 | 0
CC_Fut_Proxy_08 | 0 | 0 | 0 | 0 | 0 | 0 | 0 | 0 | 0 | 0 | 0 | 0 | 0 | 0 | 0 | 0 | 0 | 0 | 0 | 0 | 0 | 0 | 0 | 0 | 0 | 0 | 0 | 0 | 0 | 0 | 0 | 0
CC_Fut_Proxy_09 | 0 | 0 | 0 | 0 | 0 | 0 | 0 | 0 | 0 | 0 | 0 | 0 | 0 | 0 | 0 | 0 | 0 | 0 | 0 | 0 | 0 | 0 | 0 | 0 | 0 | 0 | 0 | 0 | 0 | 0 | 0 | 0
CC_Fut_Proxy_10 | 0 | 0 | 0 | 0 | 0 | 0 | 0 | 0 | 0 | 0 | 0 | 0 | 0 | 0 | 0 | 0 | 0 | 0 | 0 | 0 | 0 | 0 | 0 | 0 | 0 | 0 | 0 | 0 | 0 | 0 | 0 | 0
Total Expansion CC (NOF) | 0 | 0 | 0 | 0 | 0 | 0 | 0 | 0 | 0 | 0 | 0 | 0 | 0 | 0 | 0 | 0 | 0 | 0 | 0 | 0 | 0 | 0 | 0 | 0 | 0 | 0 | 0 | 0 | 0 | 0 | 0 | 0
Future Unit Proxy | 0 | 0 | 0 | 0 | 0 | 0 | 0 | 0 | 0 | 0 | 0 | 0 | 0 | 0 | 0 | 0 | 0 | 0 | 0 | 0 | 0 | 0 | 0 | 0 | 0 | 0 | 0 | 0 | 0 | 0 | 0 | 0
Unit Net Capacity Factor (NCF%)
Big Bend 1 | 0 | 0 | 0 | 0 | 0 | 0 | 0 | 0 | 0 | 0 | 0 | 0 | 0 | 0 | 0 | 0 | 0 | 0 | 0 | 0 | 0 | 0 | 0 | 0 | 0 | 0 | 0 | 0 | 0 | 0 | 0 | 0
Big Bend 2 | 0 | 0 | 0 | 0 | 0 | 0 | 0 | 0 | 0 | 0 | 0 | 0 | 0 | 0 | 0 | 0 | 0 | 0 | 0 | 0 | 0 | 0 | 0 | 0 | 0 | 0 | 0 | 0 | 0 | 0 | 0 | 0
Big Bend 3 | 0 | 0 | 0 | 0 | 0 | 0 | 0 | 0 | 0 | 0 | 0 | 0 | 0 | 0 | 0 | 0 | 0 | 0 | 0 | 0 | 0 | 0 | 0 | 0 | 0 | 0 | 0 | 0 | 0 | 0 | 0 | 0
Big Bend 4 | 0 | 0 | 0 | 0 | 0 | 0 | 0 | 0 | 0 | 0 | 0 | 0 | 0 | 0 | 0 | 0 | 0 | 0 | 0 | 0 | 0 | 0 | 0 | 0 | 0 | 0 | 0 | 0 | 0 | 0 | 0 | 0
TOTAL Big Bend (NCF) | 0 | 0 | 0 | 0 | 0 | 0 | 0 | 0 | 0 | 0 | 0 | 0 | 0 | 0 | 0 | 0 | 0 | 0 | 0 | 0 | 0 | 0 | 0 | 0 | 0 | 0 | 0 | 0 | 0 | 0 | 0 | 0
Bayside 1 | 0 | 0 | 0 | 0 | 0 | 0 | 0 | 0 | 0 | 0 | 0 | 0 | 0 | 0 | 0 | 0 | 0 | 0 | 0 | 0 | 0 | 0 | 0 | 0 | 0 | 0 | 0 | 0 | 0 | 0 | 0 | 0
Bayside 2 | 0 | 0 | 0 | 0 | 0 | 0 | 0 | 0 | 0 | 0 | 0 | 0 | 0 | 0 | 0 | 0 | 0 | 0 | 0 | 0 | 0 | 0 | 0 | 0 | 0 | 0 | 0 | 0 | 0 | 0 | 0 | 0
TOTAL Bayside CC (NCF) | 0 | 0 | 0 | 0 | 0 | 0 | 0 | 0 | 0 | 0 | 0 | 0 | 0 | 0 | 0 | 0 | 0 | 0 | 0 | 0 | 0 | 0 | 0 | 0 | 0 | 0 | 0 | 0 | 0 | 0 | 0 | 0
Bayside 3 | 0 | 0 | 0 | 0 | 0 | 0 | 0 | 0 | 0 | 0 | 0 | 0 | 0 | 0 | 0 | 0 | 0 | 0 | 0 | 0 | 0 | 0 | 0 | 0 | 0 | 0 | 0 | 0 | 0 | 0 | 0 | 0
Bayside 4 | 0 | 0 | 0 | 0 | 0 | 0 | 0 | 0 | 0 | 0 | 0 | 0 | 0 | 0 | 0 | 0 | 0 | 0 | 0 | 0 | 0 | 0 | 0 | 0 | 0 | 0 | 0 | 0 | 0 | 0 | 0 | 0
Bayside 5 | 0 | 0 | 0 | 0 | 0 | 0 | 0 | 0 | 0 | 0 | 0 | 0 | 0 | 0 | 0 | 0 | 0 | 0 | 0 | 0 | 0 | 0 | 0 | 0 | 0 | 0 | 0 | 0 | 0 | 0 | 0 | 0
Bayside 6 | 0 | 0 | 0 | 0 | 0 | 0 | 0 | 0 | 0 | 0 | 0 | 0 | 0 | 0 | 0 | 0 | 0 | 0 | 0 | 0 | 0 | 0 | 0 | 0 | 0 | 0 | 0 | 0 | 0 | 0 | 0 | 0
Big Bend CT4 | 0 | 0 | 0 | 0 | 0 | 0 | 0 | 0 | 0 | 0 | 0 | 0 | 0 | 0 | 0 | 0 | 0 | 0 | 0 | 0 | 0 | 0 | 0 | 0 | 0 | 0 | 0 | 0 | 0 | 0 | 0 | 0
Big Bend CT4o | 0 | 0 | 0 | 0 | 0 | 0 | 0 | 0 | 0 | 0 | 0 | 0 | 0 | 0 | 0 | 0 | 0 | 0 | 0 | 0 | 0 | 0 | 0 | 0 | 0 | 0 | 0 | 0 | 0 | 0 | 0 | 0
Polk 1 | 0 | 0 | 0 | 0 | 0 | 0 | 0 | 0 | 0 | 0 | 0 | 0 | 0 | 0 | 0 | 0 | 0 | 0 | 0 | 0 | 0 | 0 | 0 | 0 | 0 | 0 | 0 | 0 | 0 | 0 | 0 | 0
Polk 1g | 0 | 0 | 0 | 0 | 0 | 0 | 0 | 0 | 0 | 0 | 0 | 0 | 0 | 0 | 0 | 0 | 0 | 0 | 0 | 0 | 0 | 0 | 0 | 0 | 0 | 0 | 0 | 0 | 0 | 0 | 0 | 0
Polk 2 | 0 | 0 | 0 | 0 | 0 | 0 | 0 | 0 | 0 | 0 | 0 | 0 | 0 | 0 | 0 | 0 | 0 | 0 | 0 | 0 | 0 | 0 | 0 | 0 | 0 | 0 | 0 | 0 | 0 | 0 | 0 | 0
Polk 2o | 0 | 0 | 0 | 0 | 0 | 0 | 0 | 0 | 0 | 0 | 0 | 0 | 0 | 0 | 0 | 0 | 0 | 0 | 0 | 0 | 0 | 0 | 0 | 0 | 0 | 0 | 0 | 0 | 0 | 0 | 0 | 0
Polk 3 | 0 | 0 | 0 | 0 | 0 | 0 | 0 | 0 | 0 | 0 | 0 | 0 | 0 | 0 | 0 | 0 | 0 | 0 | 0 | 0 | 0 | 0 | 0 | 0 | 0 | 0 | 0 | 0 | 0 | 0 | 0 | 0
Polk 3o | 0 | 0 | 0 | 0 | 0 | 0 | 0 | 0 | 0 | 0 | 0 | 0 | 0 | 0 | 0 | 0 | 0 | 0 | 0 | 0 | 0 | 0 | 0 | 0 | 0 | 0 | 0 | 0 | 0 | 0 | 0 | 0
Polk 4 | 0 | 0 | 0 | 0 | 0 | 0 | 0 | 0 | 0 | 0 | 0 | 0 | 0 | 0 | 0 | 0 | 0 | 0 | 0 | 0 | 0 | 0 | 0 | 0 | 0 | 0 | 0 | 0 | 0 | 0 | 0 | 0
Polk 5 | 0 | 0 | 0 | 0 | 0 | 0 | 0 | 0 | 0 | 0 | 0 | 0 | 0 | 0 | 0 | 0 | 0 | 0 | 0 | 0 | 0 | 0 | 0 | 0 | 0 | 0 | 0 | 0 | 0 | 0 | 0 | 0
Polk 2 CC | 0 | 0 | 0 | 0 | 0 | 0 | 0 | 0 | 0 | 0 | 0 | 0 | 0 | 0 | 0 | 0 | 0 | 0 | 0 | 0 | 0 | 0 | 0 | 0 | 0 | 0 | 0 | 0 | 0 | 0 | 0 | 0
Polk 2 CC DF | 0 | 0 | 0 | 0 | 0 | 0 | 0 | 0 | 0 | 0 | 0 | 0 | 0 | 0 | 0 | 0 | 0 | 0 | 0 | 0 | 0 | 0 | 0 | 0 | 0 | 0 | 0 | 0 | 0 | 0 | 0 | 0
Phillips 1 | 0 | 0 | 0 | 0 | 0 | 0 | 0 | 0 | 0 | 0 | 0 | 0 | 0 | 0 | 0 | 0 | 0 | 0 | 0 | 0 | 0 | 0 | 0 | 0 | 0 | 0 | 0 | 0 | 0 | 0 | 0 | 0
Phillips 2 | 0 | 0 | 0 | 0 | 0 | 0 | 0 | 0 | 0 | 0 | 0 | 0 | 0 | 0 | 0 | 0 | 0 | 0 | 0 | 0 | 0 | 0 | 0 | 0 | 0 | 0 | 0 | 0 | 0 | 0 | 0 | 0
City of Tampa | 0 | 0 | 0 | 0 | 0 | 0 | 0 | 0 | 0 | 0 | 0 | 0 | 0 | 0 | 0 | 0 | 0 | 0 | 0 | 0 | 0 | 0 | 0 | 0 | 0 | 0 | 0 | 0 | 0 | 0 | 0 | 0
FutAeroCT1 | 0 | 0 | 0 | 0 | 0 | 0 | 0 | 0 | 0 | 0 | 0 | 0 | 0 | 0 | 0 | 0 | 0 | 0 | 0 | 0 | 0 | 0 | 0 | 0 | 0 | 0 | 0 | 0 | 0 | 0 | 0 | 0
FutAeroCT2 | 0 | 0 | 0 | 0 | 0 | 0 | 0 | 0 | 0 | 0 | 0 | 0 | 0 | 0 | 0 | 0 | 0 | 0 | 0 | 0 | 0 | 0 | 0 | 0 | 0 | 0 | 0 | 0 | 0 | 0 | 0 | 0
FutAeroCT3 | 0 | 0 | 0 | 0 | 0 | 0 | 0 | 0 | 0 | 0 | 0 | 0 | 0 | 0 | 0 | 0 | 0 | 0 | 0 | 0 | 0 | 0 | 0 | 0 | 0 | 0 | 0 | 0 | 0 | 0 | 0 | 0
FutAeroCT4 | 0 | 0 | 0 | 0 | 0 | 0 | 0 | 0 | 0 | 0 | 0 | 0 | 0 | 0 | 0 | 0 | 0 | 0 | 0 | 0 | 0 | 0 | 0 | 0 | 0 | 0 | 0 | 0 | 0 | 0 | 0 | 0
FutAeroCT5 | 0 | 0 | 0 | 0 | 0 | 0 | 0 | 0 | 0 | 0 | 0 | 0 | 0 | 0 | 0 | 0 | 0 | 0 | 0 | 0 | 0 | 0 | 0 | 0 | 0 | 0 | 0 | 0 | 0 | 0 | 0 | 0
FutAeroCT6 | 0 | 0 | 0 | 0 | 0 | 0 | 0 | 0 | 0 | 0 | 0 | 0 | 0 | 0 | 0 | 0 | 0 | 0 | 0 | 0 | 0 | 0 | 0 | 0 | 0 | 0 | 0 | 0 | 0 | 0 | 0 | 0
FutAeroCT7 | 0 | 0 | 0 | 0 | 0 | 0 | 0 | 0 | 0 | 0 | 0 | 0 | 0 | 0 | 0 | 0 | 0 | 0 | 0 | 0 | 0 | 0 | 0 | 0 | 0 | 0 | 0 | 0 | 0 | 0 | 0 | 0
FutAeroCT8 | 0 | 0 | 0 | 0 | 0 | 0 | 0 | 0 | 0 | 0 | 0 | 0 | 0 | 0 | 0 | 0 | 0 | 0 | 0 | 0 | 0 | 0 | 0 | 0 | 0 | 0 | 0 | 0 | 0 | 0 | 0 | 0
FutAeroCT9 | 0 | 0 | 0 | 0 | 0 | 0 | 0 | 0 | 0 | 0 | 0 | 0 | 0 | 0 | 0 | 0 | 0 | 0 | 0 | 0 | 0 | 0 | 0 | 0 | 0 | 0 | 0 | 0 | 0 | 0 | 0 | 0
FutAeroCT10 | 0 | 0 | 0 | 0 | 0 | 0 | 0 | 0 | 0 | 0 | 0 | 0 | 0 | 0 | 0 | 0 | 0 | 0 | 0 | 0 | 0 | 0 | 0 | 0 | 0 | 0 | 0 | 0 | 0 | 0 | 0 | 0
Total Expansion Aero CT (NCF) | 0 | 0 | 0 | 0 | 0 | 0 | 0 | 0 | 0 | 0 | 0 | 0 | 0 | 0 | 0 | 0 | 0 | 0 | 0 | 0 | 0 | 0 | 0 | 0 | 0 | 0 | 0 | 0 | 0 | 0 | 0 | 0
GE_7FA_CT1 | 0 | 0 | 0 | 0 | 0 | 0 | 0 | 0 | 0 | 0 | 0 | 0 | 0 | 0 | 0 | 0 | 0 | 0 | 0 | 0 | 0 | 0 | 0 | 0 | 0 | 0 | 0 | 0 | 0 | 0 | 0 | 0
GE_7FA_CT2 | 0 | 0 | 0 | 0 | 0 | 0 | 0 | 0 | 0 | 0 | 0 | 0 | 0 | 0 | 0 | 0 | 0 | 0 | 0 | 0 | 0 | 0 | 0 | 0 | 0 | 0 | 0 | 0 | 0 | 0 | 0 | 0
GE_7FA_CT3 | 0 | 0 | 0 | 0 | 0 | 0 | 0 | 0 | 0 | 0 | 0 | 0 | 0 | 0 | 0 | 0 | 0 | 0 | 0 | 0 | 0 | 0 | 0 | 0 | 0 | 0 | 0 | 0 | 0 | 0 | 0 | 0
GE_7FA_CT4 | 0 | 0 | 0 | 0 | 0 | 0 | 0 | 0 | 0 | 0 | 0 | 0 | 0 | 0 | 0 | 0 | 0 | 0 | 0 | 0 | 0 | 0 | 0 | 0 | 0 | 0 | 0 | 0 | 0 | 0 | 0 | 0
GE_7FA_CT5 | 0 | 0 | 0 | 0 | 0 | 0 | 0 | 0 | 0 | 0 | 0 | 0 | 0 | 0 | 0 | 0 | 0 | 0 | 0 | 0 | 0 | 0 | 0 | 0 | 0 | 0 | 0 | 0 | 0 | 0 | 0 | 0
GE_7FA_CT6 | 0 | 0 | 0 | 0 | 0 | 0 | 0 | 0 | 0 | 0 | 0 | 0 | 0 | 0 | 0 | 0 | 0 | 0 | 0 | 0 | 0 | 0 | 0 | 0 | 0 | 0 | 0 | 0 | 0 | 0 | 0 | 0
GE_7FA_CT7 | 0 | 0 | 0 | 0 | 0 | 0 | 0 | 0 | 0 | 0 | 0 | 0 | 0 | 0 | 0 | 0 | 0 | 0 | 0 | 0 | 0 | 0 | 0 | 0 | 0 | 0 | 0 | 0 | 0 | 0 | 0 | 0
GE_7FA_CT8 | 0 | 0 | 0 | 0 | 0 | 0 | 0 | 0 | 0 | 0 | 0 | 0 | 0 | 0 | 0 | 0 | 0 | 0 | 0 | 0 | 0 | 0 | 0 | 0 | 0 | 0 | 0 | 0 | 0 | 0 | 0 | 0
GE_7FA_CT9 | 0 | 0 | 0 | 0 | 0 | 0 | 0 | 0 | 0 | 0 | 0 | 0 | 0 | 0 | 0 | 0 | 0 | 0 | 0 | 0 | 0 | 0 | 0 | 0 | 0 | 0 | 0 | 0 | 0 | 0 | 0 | 0
GE_7FA_CT10 | 0 | 0 | 0 | 0 | 0 | 0 | 0 | 0 | 0 | 0 | 0 | 0 | 0 | 0 | 0 | 0 | 0 | 0 | 0 | 0 | 0 | 0 | 0 | 0 | 0 | 0 | 0 | 0 | 0 | 0 | 0 | 0
Total Expansion CT (NCF) | 0 | 0 | 0 | 0 | 0 | 0 | 0 | 0 | 0 | 0 | 0 | 0 | 0 | 0 | 0 | 0 | 0 | 0 | 0 | 0 | 0 | 0 | 0 | 0 | 0 | 0 | 0 | 0 | 0 | 0 | 0 | 0
CC 2x1 7FAwDF 1 | 0 | 0 | 0 | 0 | 0 | 0 | 0 | 0 | 0 | 0 | 0 | 0 | 0 | 0 | 0 | 0 | 0 | 0 | 0 | 0 | 0 | 0 | 0 | 0 | 0 | 0 | 0 | 0 | 0 | 0 | 0 | 0
CC 2x1 7FAwDF 2 | 0 | 0 | 0 | 0 | 0 | 0 | 0 | 0 | 0 | 0 | 0 | 0 | 0 | 0 | 0 | 0 | 0 | 0 | 0 | 0 | 0 | 0 | 0 | 0 | 0 | 0 | 0 | 0 | 0 | 0 | 0 | 0
CC 2x1 7FAwDF 3 | 0 | 0 | 0 | 0 | 0 | 0 | 0 | 0 | 0 | 0 | 0 | 0 | 0 | 0 | 0 | 0 | 0 | 0 | 0 | 0 | 0 | 0 | 0 | 0 | 0 | 0 | 0 | 0 | 0 | 0 | 0 | 0
CC 2x1 7FAwDF 4 | 0 | 0 | 0 | 0 | 0 | 0 | 0 | 0 | 0 | 0 | 0 | 0 | 0 | 0 | 0 | 0 | 0 | 0 | 0 | 0 | 0 | 0 | 0 | 0 | 0 | 0 | 0 | 0 | 0 | 0 | 0 | 0
CC 2x1 7FAwDF 5 | 0 | 0 | 0 | 0 | 0 | 0 | 0 | 0 | 0 | 0 | 0 | 0 | 0 | 0 | 0 | 0 | 0 | 0 | 0 | 0 | 0 | 0 | 0 | 0 | 0 | 0 | 0 | 0 | 0 | 0 | 0 | 0
CC 2x1 7FAwDF 6 | 0 | 0 | 0 | 0 | 0 | 0 | 0 | 0 | 0 | 0 | 0 | 0 | 0 | 0 | 0 | 0 | 0 | 0 | 0 | 0 | 0 | 0 | 0 | 0 | 0 | 0 | 0 | 0 | 0 | 0 | 0 | 0
CC_Fut_Proxy_07 | 0 | 0 | 0 | 0 | 0 | 0 | 0 | 0 | 0 | 0 | 0 | 0 | 0 | 0 | 0 | 0 | 0 | 0 | 0 | 0 | 0 | 0 | 0 | 0 | 0 | 0 | 0 | 0 | 0 | 0 | 0 | 0
CC_Fut_Proxy_08 | 0 | 0 | 0 | 0 | 0 | 0 | 0 | 0 | 0 | 0 | 0 | 0 | 0 | 0 | 0 | 0 | 0 | 0 | 0 | 0 | 0 | 0 | 0 | 0 | 0 | 0 | 0 | 0 | 0 | 0 | 0 | 0
CC_Fut_Proxy_09 | 0 | 0 | 0 | 0 | 0 | 0 | 0 | 0 | 0 | 0 | 0 | 0 | 0 | 0 | 0 | 0 | 0 | 0 | 0 | 0 | 0 | 0 | 0 | 0 | 0 | 0 | 0 | 0 | 0 | 0 | 0 | 0
CC_Fut_Proxy_10 | 0 | 0 | 0 | 0 | 0 | 0 | 0 | 0 | 0 | 0 | 0 | 0 | 0 | 0 | 0 | 0 | 0 | 0 | 0 | 0 | 0 | 0 | 0 | 0 | 0 | 0 | 0 | 0 | 0 | 0 | 0 | 0
Total Expansion CC (NCF) | 0 | 0 | 0 | 0 | 0 | 0 | 0 | 0 | 0 | 0 | 0 | 0 | 0 | 0 | 0 | 0 | 0 | 0 | 0 | 0 | 0 | 0 | 0 | 0 | 0 | 0 | 0 | 0 | 0 | 0 | 0 | 0
Future Unit Proxy | 0 | 0 | 0 | 0 | 0 | 0 | 0 | 0 | 0 | 0 | 0 | 0 | 0 | 0 | 0 | 0 | 0 | 0 | 0 | 0 | 0 | 0 | 0 | 0 | 0 | 0 | 0 | 0 | 0 | 0 | 0 | 0

## NoConserv_AC
Planning and Risk OUTPUT | Run Name: | DSM2018_TSJMW .@18-Jun-15 15:24
| Run Start Yr: | 2018
Plant Fuel Expense ($000)
| 2018 | 2019 | 2020 | 2021 | 2022 | 2023 | 2024 | 2025 | 2026 | 2027 | 2028 | 2029 | 2030 | 2031 | 2032 | 2033 | 2034 | 2035 | 2036 | 2037 | 2038 | 2039 | 2040 | 2041 | 2042 | 2043 | 2044 | 2045 | 2046 | 2047 | 2048 | 2049
Big Bend 1 | 7589.53 | 9813.35 | 8634.14 | 0 | 0 | 0 | 0 | 0 | 0 | 0 | 0 | 0 | 0 | 0 | 0 | 0 | 0 | 0 | 0 | 0 | 0 | 0 | 0 | 0 | 0 | 0 | 0 | 0 | 0 | 0 | 0 | 0
Big Bend 2 | 10855.07 | 11256.57 | 9210.2 | 3137.7 | 0 | 0 | 0 | 0 | 0 | 0 | 0 | 0 | 0 | 0 | 0 | 0 | 0 | 0 | 0 | 0 | 0 | 0 | 0 | 0 | 0 | 0 | 0 | 0 | 0 | 0 | 0 | 0
Big Bend 3 | 27948.27 | 18046.83 | 19854.63 | 15906 | 16483.04 | 13640.47 | 27750.63 | 25913.18 | 35847.74 | 54896.23 | 73045.78 | 79917.64 | 67977.77 | 89927.7 | 97718.44 | 99113.7 | 101090.25 | 90762.48 | 110251.72 | 114590.61 | 112584.6 | 122882.81 | 124601.5 | 45213.64 | 0 | 0 | 0 | 0 | 0 | 0 | 0 | 0
Big Bend 4 | 54665.63 | 47791.58 | 62509.26 | 62984.11 | 74878.42 | 24888.36 | 26537.56 | 51692.47 | 61866.59 | 64684.35 | 85703.29 | 68765.1 | 86773.26 | 84080.66 | 98503.27 | 100591.15 | 87814.46 | 101707.42 | 115075.6 | 117948.08 | 120148.03 | 100924.39 | 128656.36 | 135035.65 | 142579.81 | 137891.19 | 125932.95 | 150506.69 | 151313.2 | 152982.65 | 0 | 0
TOTAL Big Bend ($000) | 101058.5 | 86908.33 | 100208.23 | 82027.81 | 91361.46 | 38528.83 | 54288.19 | 77605.65 | 97714.33 | 119580.58 | 158749.07 | 148682.74 | 154751.03 | 174008.36 | 196221.71 | 199704.85 | 188904.71 | 192469.9 | 225327.32 | 232538.69 | 232732.63 | 223807.2 | 253257.86 | 180249.29 | 142579.81 | 137891.19 | 125932.95 | 150506.69 | 151313.2 | 152982.65 | 0 | 0
Big Bend CT4 | 1195.63 | 950.29 | 684.48 | 188.06 | 238.98 | 507.74 | 519.7 | 556.13 | 345.34 | 604.27 | 404.93 | 997.16 | 954.84 | 1380.55 | 1126.84 | 1591.89 | 2214.01 | 2698.84 | 2293.54 | 3088.7 | 4120.82 | 4394.14 | 3502.25 | 7209.9 | 8167.71 | 8394.46 | 7915.42 | 6327.6 | 6778 | 6829.56 | 0 | 0
Big Bend CT4o | 0 | 0 | 0 | 0 | 0 | 0 | 0 | 0 | 0 | 0 | 0 | 0 | 0 | 0 | 0 | 0 | 0 | 0 | 0 | 0 | 0 | 0 | 0 | 0 | 0 | 0 | 0 | 0 | 0 | 0 | 0 | 0
Bayside 1 | 88293.08 | 97221.31 | 107549.61 | 113714.46 | 104356.4 | 64889.3 | 62216.59 | 71226.78 | 65833.45 | 68529.06 | 88530.19 | 82027.48 | 98706.39 | 97699.7 | 100051.69 | 119595.15 | 122791.23 | 134405.65 | 133915.39 | 129803.06 | 155709.44 | 170606.62 | 149766.2 | 173343.29 | 192211.37 | 42616.12 | 0 | 0 | 0 | 0 | 0 | 0
Bayside 2 | 75890.32 | 77706.1 | 91314.17 | 108567.63 | 114286 | 42514.22 | 45409.35 | 52403.41 | 46685.84 | 60247.38 | 52927.02 | 66599.93 | 81312.67 | 80720.79 | 94050.11 | 97819.28 | 110840.98 | 111177.88 | 122617.95 | 150346.07 | 118790.46 | 154647.38 | 142626.01 | 154890.76 | 166577.85 | 223096.87 | 0 | 0 | 0 | 0 | 0 | 0
Bayside 3 | 1123.39 | 989.93 | 739.81 | 272.6 | 422.6 | 689.49 | 755.98 | 755.06 | 542.99 | 737 | 423.48 | 1040.31 | 1072.7 | 1548.39 | 1257.33 | 1849.16 | 2291.1 | 2435.9 | 2345.51 | 2910.19 | 3299.94 | 3996.3 | 3947.25 | 4496.18 | 5175.23 | 2306.16 | 2058.85 | 1776.83 | 1810.17 | 1459.54 | 0 | 0
Bayside 4 | 872.12 | 866.49 | 614.16 | 212.33 | 259.35 | 500.8 | 587.99 | 574.91 | 374.25 | 589.25 | 265.3 | 780.97 | 706.69 | 1188.85 | 798.5 | 1184.29 | 1520.93 | 1504.64 | 1344.63 | 1522.62 | 1945.71 | 2348.52 | 2213.45 | 2597.46 | 3212.85 | 1289.04 | 948.54 | 817.59 | 822.38 | 604.49 | 0 | 0
Bayside 5 | 1702.99 | 1377.84 | 1116.98 | 606.9 | 717.36 | 957.35 | 1085.01 | 1038.86 | 802.47 | 1059.77 | 793.16 | 1699.3 | 1872.23 | 2155.1 | 2167.04 | 3024.04 | 3477.89 | 4384.09 | 4263.92 | 5403.3 | 6199.77 | 7105.14 | 6823.15 | 8619.89 | 9275.77 | 5583.31 | 4964.59 | 4547.21 | 4688.5 | 4095.08 | 0 | 0
Bayside 6 | 1411.25 | 1266.73 | 938.88 | 438.43 | 577.87 | 827.48 | 929.42 | 823.99 | 668.66 | 892.81 | 589.95 | 1414.03 | 1487.32 | 1889.7 | 1727.15 | 2504.38 | 2926.08 | 3537.9 | 3390.98 | 4212.58 | 5090.02 | 5880.29 | 5549.75 | 6698.41 | 7295.04 | 3926.99 | 3251.17 | 3132.54 | 3108.3 | 2689.91 | 0 | 0
TOTAL Bayside ($000) | 169293.15 | 179428.4 | 202273.61 | 223812.35 | 220619.58 | 110378.64 | 110984.34 | 126823.01 | 114907.66 | 132055.27 | 143529.1 | 153562.02 | 185158 | 185202.53 | 200051.82 | 225976.3 | 243848.21 | 257446.06 | 267878.38 | 294197.82 | 291035.34 | 344584.25 | 310925.81 | 350645.99 | 383748.11 | 278818.49 | 11223.15 | 10274.17 | 10429.35 | 8849.02 | 0 | 0
Polk 1 | 29110.74 | 34851.92 | 35532.69 | 33629.35 | 37079.43 | 36667.09 | 34647.27 | 38020.36 | 38793.2 | 36287.87 | 37172.95 | 40939.22 | 41880.8 | 40579.16 | 42899.72 | 43733.06 | 42384.74 | 45764.03 | 31597.46 | 0 | 0 | 0 | 0 | 0 | 0 | 0 | 0 | 0 | 0 | 0 | 0 | 0
Polk 1g | 1874.99 | 1634.93 | 1978 | 1848.05 | 2489.7 | 1189.48 | 1479.3 | 1958.64 | 595.7 | 2525.81 | 1001.61 | 2021.7 | 2555.47 | 3287.02 | 3159.31 | 5755.03 | 2862.43 | 3132.04 | 3425.16 | 0 | 0 | 0 | 0 | 0 | 0 | 0 | 0 | 0 | 0 | 0 | 0 | 0
Polk 2 | 1554.41 | 355.66 | 128.81 | 120.11 | 238.18 | 69.35 | 34.2 | 263.27 | 77.11 | 658.82 | 229.22 | 30.07 | 152.11 | 278.6 | 462.09 | 1582.88 | 411.56 | 442.64 | 406.93 | 636.82 | 563.83 | 2984.94 | 487.69 | 1173.26 | 906.08 | 275.61 | 326.1 | 5477.39 | 639.68 | 404.01 | 0 | 0
Polk 2o | 0 | 0 | 0 | 0 | 0 | 0 | 0 | 0 | 0 | 0 | 0 | 0 | 0 | 0 | 0 | 0 | 0 | 0 | 0 | 0 | 0 | 0 | 0 | 0 | 0 | 0 | 0 | 0 | 0 | 0 | 0 | 0
Polk 3 | 1072.96 | 387.26 | 310.36 | 84.15 | 233.52 | 28.88 | 13.87 | 702.33 | 31.59 | 478.08 | 182.45 | 10.84 | 110.83 | 243.93 | 227.22 | 967.31 | 244.26 | 333.42 | 424.67 | 606.67 | 553.03 | 2873.71 | 326.13 | 1124.24 | 561.48 | 436.64 | 246.46 | 4014.66 | 506.35 | 200.78 | 0 | 0
Polk 3o | 0 | 0 | 0 | 0 | 0 | 0 | 0 | 0 | 0 | 0 | 0 | 0 | 0 | 0 | 0 | 0 | 0 | 0 | 0 | 0 | 0 | 0 | 0 | 0 | 0 | 0 | 0 | 0 | 0 | 0 | 0 | 0
Polk 4 | 610.58 | 270.19 | 213.68 | 48.15 | 172.76 | 55.27 | 13.87 | 544.49 | 0 | 244.18 | 36.17 | 10.84 | 51.1 | 156.8 | 127.76 | 710.74 | 84.29 | 287.53 | 262.87 | 325.68 | 475.85 | 2289.1 | 327.36 | 901.84 | 389.24 | 362 | 99.86 | 3068.49 | 244.51 | 89.39 | 0 | 0
Polk 5 | 392.26 | 224.58 | 133.18 | 40.02 | 107.24 | 49.77 | 0 | 399.38 | 0 | 129.58 | 79.41 | 0 | 83.51 | 134.43 | 131.73 | 164.68 | 46.9 | 161.45 | 130.59 | 197.31 | 345.62 | 1543.97 | 230.77 | 733.24 | 301.04 | 283.2 | 91.43 | 2154.19 | 157.33 | 136.34 | 0 | 0
Polk 2 CC | 143988.3 | 154010.46 | 157857.1 | 181425.78 | 188334 | 138168.66 | 147499.65 | 134845.78 | 149783.76 | 141432.52 | 159496.99 | 181092.12 | 200672.27 | 211529.03 | 229662.82 | 216117.93 | 265399.04 | 278034.64 | 297509.54 | 329825.11 | 341375.48 | 325911.64 | 355668.98 | 393542.57 | 423048.09 | 406751.31 | 212369.03 | 198104.31 | 218422.97 | 217615.83 | 0 | 0
Polk 2 DF | 3578 | 2910.85 | 2344.86 | 1932.37 | 2421.99 | 2017.51 | 2360.33 | 1944.3 | 1951.4 | 2063.33 | 1916.99 | 3858.41 | 4357.49 | 4972.89 | 4883.78 | 6010.96 | 7214.55 | 9814.92 | 10144.34 | 13153.44 | 14638.72 | 15660.78 | 15578.23 | 20793.96 | 22511.06 | 19754.18 | 16343.49 | 13682.66 | 14972.21 | 14440.81 | 0 | 0
TOTAL Polk ($000) | 182182.24 | 194645.85 | 198498.68 | 219127.98 | 231076.82 | 178246.01 | 186048.49 | 178678.55 | 191232.76 | 183820.19 | 200115.79 | 227963.2 | 249863.58 | 261181.86 | 281554.43 | 275042.59 | 318647.77 | 337970.67 | 343901.56 | 344745.03 | 357952.53 | 351264.14 | 372619.16 | 418269.11 | 447716.99 | 427862.94 | 229476.37 | 226501.7 | 234943.05 | 232887.16 | 0 | 0
Phillips 1 | 0 | 0 | 0 | 0 | 0 | 0 | 0 | 0 | 0 | 0 | 0 | 0 | 0 | 0 | 0 | 0 | 0 | 0 | 0 | 0 | 0 | 0 | 0 | 0 | 0 | 0 | 0 | 0 | 0 | 0 | 0 | 0
Phillips 2 | 0 | 0 | 0 | 0 | 0 | 0 | 0 | 0 | 0 | 0 | 0 | 0 | 0 | 0 | 0 | 0 | 0 | 0 | 0 | 0 | 0 | 0 | 0 | 0 | 0 | 0 | 0 | 0 | 0 | 0 | 0 | 0
TOTAL Phillips ($000) | 0 | 0 | 0 | 0 | 0 | 0 | 0 | 0 | 0 | 0 | 0 | 0 | 0 | 0 | 0 | 0 | 0 | 0 | 0 | 0 | 0 | 0 | 0 | 0 | 0 | 0 | 0 | 0 | 0 | 0 | 0 | 0
City of Tampa | 0 | 0 | 0 | 0 | 0 | 0 | 0 | 0 | 0 | 0 | 0 | 0 | 0 | 0 | 0 | 0 | 0 | 0 | 0 | 0 | 0 | 0 | 0 | 0 | 0 | 0 | 0 | 0 | 0 | 0 | 0 | 0
FutAeroCT1 | 0 | 0 | 0 | 0 | 0 | 0 | 0 | 0 | 0 | 0 | 0 | 0 | 0 | 0 | 0 | 0 | 0 | 0 | 0 | 0 | 0 | 0 | 0 | 0 | 0 | 0 | 3163.12 | 2948.49 | 2929.87 | 2722.77 | 0 | 0
FutAeroCT2 | 0 | 0 | 0 | 0 | 0 | 0 | 0 | 0 | 0 | 0 | 0 | 0 | 0 | 0 | 0 | 0 | 0 | 0 | 0 | 0 | 0 | 0 | 0 | 0 | 0 | 0 | 0 | 0 | 0 | 0 | 0 | 0
FutAeroCT3 | 0 | 0 | 0 | 0 | 0 | 0 | 0 | 0 | 0 | 0 | 0 | 0 | 0 | 0 | 0 | 0 | 0 | 0 | 0 | 0 | 0 | 0 | 0 | 0 | 0 | 0 | 0 | 0 | 0 | 0 | 0 | 0
FutAeroCT4 | 0 | 0 | 0 | 0 | 0 | 0 | 0 | 0 | 0 | 0 | 0 | 0 | 0 | 0 | 0 | 0 | 0 | 0 | 0 | 0 | 0 | 0 | 0 | 0 | 0 | 0 | 0 | 0 | 0 | 0 | 0 | 0
FutAeroCT5 | 0 | 0 | 0 | 0 | 0 | 0 | 0 | 0 | 0 | 0 | 0 | 0 | 0 | 0 | 0 | 0 | 0 | 0 | 0 | 0 | 0 | 0 | 0 | 0 | 0 | 0 | 0 | 0 | 0 | 0 | 0 | 0
FutAeroCT6 | 0 | 0 | 0 | 0 | 0 | 0 | 0 | 0 | 0 | 0 | 0 | 0 | 0 | 0 | 0 | 0 | 0 | 0 | 0 | 0 | 0 | 0 | 0 | 0 | 0 | 0 | 0 | 0 | 0 | 0 | 0 | 0
FutAeroCT7 | 0 | 0 | 0 | 0 | 0 | 0 | 0 | 0 | 0 | 0 | 0 | 0 | 0 | 0 | 0 | 0 | 0 | 0 | 0 | 0 | 0 | 0 | 0 | 0 | 0 | 0 | 0 | 0 | 0 | 0 | 0 | 0
FutAeroCT8 | 0 | 0 | 0 | 0 | 0 | 0 | 0 | 0 | 0 | 0 | 0 | 0 | 0 | 0 | 0 | 0 | 0 | 0 | 0 | 0 | 0 | 0 | 0 | 0 | 0 | 0 | 0 | 0 | 0 | 0 | 0 | 0
FutAeroCT9 | 0 | 0 | 0 | 0 | 0 | 0 | 0 | 0 | 0 | 0 | 0 | 0 | 0 | 0 | 0 | 0 | 0 | 0 | 0 | 0 | 0 | 0 | 0 | 0 | 0 | 0 | 0 | 0 | 0 | 0 | 0 | 0
FutAeroCT10 | 0 | 0 | 0 | 0 | 0 | 0 | 0 | 0 | 0 | 0 | 0 | 0 | 0 | 0 | 0 | 0 | 0 | 0 | 0 | 0 | 0 | 0 | 0 | 0 | 0 | 0 | 0 | 0 | 0 | 0 | 0 | 0
Total Expansion Aero CT ($000) | 0 | 0 | 0 | 0 | 0 | 0 | 0 | 0 | 0 | 0 | 0 | 0 | 0 | 0 | 0 | 0 | 0 | 0 | 0 | 0 | 0 | 0 | 0 | 0 | 0 | 0 | 3163.12 | 2948.49 | 2929.87 | 2722.77 | 0 | 0
GE_7FA_CT1 | 0 | 0 | 0 | 0 | 0 | 2472 | 2931.8 | 2484.05 | 2372.16 | 2747.13 | 2310.65 | 5960.26 | 6627.36 | 7602.29 | 7677.16 | 10088.1 | 12732.44 | 17643.04 | 17184.93 | 23510.57 | 26785.32 | 29092.75 | 26824.8 | 37545.34 | 38920.78 | 35731.85 | 25116.93 | 23269.17 | 25634.96 | 23839.6 | 0 | 0
GE_7FA_CT2 | 0 | 0 | 0 | 0 | 0 | 0 | 0 | 0 | 1577.95 | 2333.79 | 1370.36 | 3928.38 | 4384.27 | 5948.04 | 5897.3 | 7552.24 | 10836.52 | 12862.21 | 12710 | 17356.8 | 20885.04 | 21978.5 | 21600.97 | 28224.25 | 31917.92 | 25425.8 | 17434.85 | 12371.31 | 15456.69 | 14058.67 | 0 | 0
GE_7FA_CT3 | 0 | 0 | 0 | 0 | 0 | 0 | 0 | 0 | 0 | 0 | 0 | 3310.3 | 2560.12 | 4956.16 | 4068.15 | 6020.86 | 8515.13 | 9342.79 | 9317.79 | 13431.78 | 14453.64 | 16088.48 | 15136.54 | 19812.72 | 24482.38 | 19607.4 | 9565.45 | 9485.77 | 7988.85 | 9310.95 | 0 | 0
GE_7FA_CT4 | 0 | 0 | 0 | 0 | 0 | 0 | 0 | 0 | 0 | 0 | 0 | 0 | 0 | 0 | 2782.97 | 4396.13 | 5648.48 | 6568.55 | 6383.89 | 9233.15 | 10155.53 | 10901.09 | 10658.7 | 12347.2 | 16064.68 | 14083.2 | 4101.67 | 5792.03 | 3681.59 | 4544.21 | 0 | 0
GE_7FA_CT5 | 0 | 0 | 0 | 0 | 0 | 0 | 0 | 0 | 0 | 0 | 0 | 0 | 0 | 0 | 0 | 0 | 0 | 4165.59 | 3695.72 | 5321.99 | 6873 | 6804.47 | 6259.38 | 7788.37 | 10372.55 | 9647.87 | 2715.05 | 3456.52 | 2038.55 | 2949.72 | 0 | 0
GE_7FA_CT6 | 0 | 0 | 0 | 0 | 0 | 0 | 0 | 0 | 0 | 0 | 0 | 0 | 0 | 0 | 0 | 0 | 0 | 0 | 0 | 2881.14 | 4348.74 | 3364.24 | 3866.6 | 3771.53 | 5484.78 | 5102.57 | 588.99 | 1991.06 | 613.24 | 1541.47 | 0 | 0
GE_7FA_CT7 | 0 | 0 | 0 | 0 | 0 | 0 | 0 | 0 | 0 | 0 | 0 | 0 | 0 | 0 | 0 | 0 | 0 | 0 | 0 | 0 | 0 | 0 | 0 | 0 | 0 | 1203.93 | 782.18 | 629.92 | 441.76 | 1132.98 | 0 | 0
GE_7FA_CT8 | 0 | 0 | 0 | 4035.41 | 8209.51 | 0 | 0 | 0 | 0 | 0 | 0 | 0 | 0 | 0 | 0 | 0 | 0 | 0 | 0 | 0 | 0 | 0 | 0 | 0 | 0 | 0 | 0 | 0 | 0 | 0 | 0 | 0
GE_7FA_CT9 | 0 | 0 | 0 | 1250.55 | 3313.48 | 0 | 0 | 0 | 0 | 0 | 0 | 0 | 0 | 0 | 0 | 0 | 0 | 0 | 0 | 0 | 0 | 0 | 0 | 0 | 0 | 0 | 0 | 0 | 0 | 0 | 0 | 0
GE_7FA_CT10 | 0 | 0 | 0 | 0 | 0 | 0 | 0 | 0 | 0 | 0 | 0 | 0 | 0 | 0 | 0 | 0 | 0 | 0 | 0 | 0 | 0 | 0 | 0 | 0 | 0 | 0 | 0 | 0 | 0 | 0 | 0 | 0
Total Expansion CT ($000) | 0 | 0 | 0 | 5285.96 | 11522.99 | 2472 | 2931.8 | 2484.05 | 3950.11 | 5080.92 | 3681.01 | 13198.94 | 13571.75 | 18506.49 | 20425.58 | 28057.33 | 37732.57 | 50582.18 | 49292.33 | 71735.43 | 83501.27 | 88229.53 | 84346.99 | 109489.41 | 127243.09 | 110802.62 | 60305.12 | 56995.78 | 55855.64 | 57377.6 | 0 | 0
CC 2x1 7FAwDF 1 | 0 | 0 | 0 | 0 | 0 | 228387.06 | 242449.6 | 252778.6 | 265439.63 | 279365.27 | 294355.79 | 309449.64 | 339814.62 | 349950.11 | 371258.59 | 375407.92 | 404265.46 | 423098.32 | 428846.64 | 444653.09 | 456819.51 | 471789.52 | 478833.13 | 512593.11 | 545205.73 | 566573.34 | 531251.97 | 553685.59 | 576713.41 | 575701.01 | 0 | 0
CC 2x1 7FAwDF 2 | 0 | 0 | 0 | 0 | 0 | 0 | 0 | 0 | 0 | 0 | 0 | 0 | 0 | 0 | 0 | 0 | 0 | 0 | 0 | 0 | 0 | 0 | 0 | 0 | 0 | 0 | 536535.4 | 558128.73 | 573790.99 | 573780.34 | 0 | 0
CC 2x1 7FAwDF 3 | 0 | 0 | 0 | 0 | 0 | 0 | 0 | 0 | 0 | 0 | 0 | 0 | 0 | 0 | 0 | 0 | 0 | 0 | 0 | 0 | 0 | 0 | 0 | 0 | 0 | 167336.04 | 171803.33 | 173065.99 | 186505.34 | 187890.06 | 0 | 0
CC 2x1 7FAwDF 4 | 0 | 0 | 0 | 0 | 0 | 0 | 0 | 0 | 0 | 0 | 0 | 0 | 0 | 0 | 0 | 0 | 0 | 0 | 0 | 0 | 0 | 0 | 0 | 0 | 0 | 0 | 0 | 0 | 0 | 0 | 0 | 0
CC 2x1 7FAwDF 5 | 0 | 0 | 0 | 0 | 0 | 0 | 0 | 0 | 0 | 0 | 0 | 0 | 0 | 0 | 0 | 0 | 0 | 0 | 0 | 0 | 0 | 0 | 0 | 0 | 0 | 0 | 0 | 0 | 0 | 0 | 0 | 0
CC 2x1 7FAwDF 6 | 0 | 0 | 0 | 0 | 0 | 0 | 0 | 0 | 0 | 0 | 0 | 0 | 0 | 0 | 0 | 0 | 0 | 0 | 0 | 0 | 0 | 0 | 0 | 0 | 0 | 0 | 0 | 0 | 0 | 0 | 0 | 0
CC_Fut_Proxy_07 | 0 | 0 | 0 | 0 | 0 | 0 | 0 | 0 | 0 | 0 | 0 | 0 | 0 | 0 | 0 | 0 | 0 | 0 | 0 | 0 | 0 | 0 | 0 | 0 | 0 | 0 | 0 | 0 | 0 | 0 | 0 | 0
CC_Fut_Proxy_08 | 0 | 0 | 0 | 0 | 0 | 0 | 0 | 0 | 0 | 0 | 0 | 0 | 0 | 0 | 0 | 0 | 0 | 0 | 0 | 0 | 0 | 0 | 0 | 0 | 0 | 0 | 0 | 0 | 0 | 0 | 0 | 0
CC_Fut_Proxy_09 | 0 | 0 | 0 | 0 | 0 | 0 | 0 | 0 | 0 | 0 | 0 | 0 | 0 | 0 | 0 | 0 | 0 | 0 | 0 | 0 | 0 | 0 | 0 | 0 | 0 | 0 | 0 | 0 | 0 | 0 | 0 | 0
CC_Fut_Proxy_10 | 0 | 0 | 0 | 0 | 0 | 0 | 0 | 0 | 0 | 0 | 0 | 0 | 0 | 0 | 0 | 0 | 0 | 0 | 0 | 0 | 0 | 0 | 0 | 0 | 0 | 0 | 0 | 0 | 0 | 0 | 0 | 0
Total Expansion CC ($000) | 0 | 0 | 0 | 0 | 0 | 228387.06 | 242449.6 | 252778.6 | 265439.63 | 279365.27 | 294355.79 | 309449.64 | 339814.62 | 349950.11 | 371258.59 | 375407.92 | 404265.46 | 423098.32 | 428846.64 | 444653.09 | 456819.51 | 471789.52 | 478833.13 | 512593.11 | 545205.73 | 733909.38 | 1239590.7 | 1284880.31 | 1337009.74 | 1337371.41 | 0 | 0
FutureUnit_Proxy | 0 | 0 | 0 | 0 | 0 | 0 | 0 | 0 | 0 | 0 | 0 | 0 | 0 | 0 | 0 | 0 | 0 | 0 | 0 | 0 | 0 | 0 | 0 | 0 | 0 | 0 | 0 | 0 | 0 | 0 | 0 | 0
Total TEC Existing Fuel ($000) | 453729.52 | 461932.87 | 501665 | 525156.2 | 543296.84 | 327661.22 | 351840.72 | 383663.34 | 404200.09 | 436060.31 | 502798.89 | 531205.12 | 590727.45 | 621773.3 | 678954.8 | 702315.63 | 753614.7 | 790585.47 | 839400.8 | 874570.24 | 885841.32 | 924049.73 | 940305.08 | 956374.29 | 982212.62 | 852967.08 | 374547.89 | 393610.16 | 403463.6 | 401548.39 | 0 | 0
Total TEC Future Fuel ($000) | 0 | 0 | 0 | 5285.96 | 11522.99 | 230859.06 | 245381.4 | 255262.65 | 269389.74 | 284446.19 | 298036.8 | 322648.58 | 353386.37 | 368456.6 | 391684.17 | 403465.25 | 441998.03 | 473680.5 | 478138.97 | 516388.52 | 540320.78 | 560019.05 | 563180.12 | 622082.52 | 672448.82 | 844712 | 1303058.94 | 1344824.58 | 1395795.25 | 1397471.78 | 0 | 0
TEC System Fuel Cost by Fuel
Big Bend Coal ($000) | 74557 | 59893.69 | 75102.02 | 71850.45 | 83300.55 | 34350.59 | 48811.41 | 70154.88 | 88281.52 | 108458.12 | 143891.17 | 134732.27 | 139730.2 | 156924.78 | 176321.2 | 179247.77 | 168798.4 | 172235.78 | 201808.32 | 208556.43 | 209096.77 | 200805.98 | 228142.48 | 162896.7 | 128797.02 | 124817.3 | 114841.56 | 137640.09 | 138427.05 | 139955.08 | 0 | 0
TEC Coal ($000) | 103538.44 | 94636.76 | 110510.95 | 105347.39 | 120235.49 | 70880.84 | 83320.35 | 108012.15 | 126913.24 | 144575.83 | 180899.38 | 175460.76 | 181366.48 | 197264.84 | 218946.38 | 222735.06 | 210886.67 | 217691.47 | 233212.62 | 208556.43 | 209096.77 | 200805.98 | 228142.48 | 162896.7 | 128797.02 | 124817.3 | 114841.56 | 137640.09 | 138427.05 | 139955.08 | 0 | 0
TEC Natural Gas ($000) | 350191.1 | 367296.18 | 391154.07 | 425094.8 | 434620.2 | 487639.58 | 513901.96 | 530913.95 | 546676.63 | 575930.96 | 619936.33 | 678392.9 | 762747.56 | 792965.4 | 851692.59 | 883045.67 | 984725.88 | 1046574.67 | 1084327.34 | 1182402.44 | 1217064.99 | 1283262.81 | 1275342.65 | 1415560.27 | 1525863.77 | 1572861.56 | 1562765.09 | 1600794.48 | 1660830.88 | 1659064.21 | 0 | 0
TEC #2 Oil ($000) | 0 | 0 | 0 | 0 | 0 | 0 | 0 | 0 | 0 | 0 | 0 | 0 | 0 | 0 | 0 | 0 | 0 | 0 | 0 | 0 | 0 | 0 | 0 | 0 | 0 | 0 | 0 | 0 | 0 | 0 | 0 | 0
TEC #6 Oil ($000) | 0 | 0 | 0 | 0 | 0 | 0 | 0 | 0 | 0 | 0 | 0 | 0 | 0 | 0 | 0 | 0 | 0 | 0 | 0 | 0 | 0 | 0 | 0 | 0 | 0 | 0 | 0 | 0 | 0 | 0 | 0 | 0
TEC Propane ($000) | 0 | 0 | 0 | 0 | 0 | 0 | 0 | 0 | 0 | 0 | 0 | 0 | 0 | 0 | 0 | 0 | 0 | 0 | 0 | 0 | 0 | 0 | 0 | 0 | 0 | 0 | 0 | 0 | 0 | 0 | 0 | 0
TEC Fuel ($000) | 453729.52 | 461932.87 | 501665 | 530442.16 | 554819.83 | 558520.28 | 597222.12 | 638925.99 | 673589.83 | 720506.5 | 800835.69 | 853853.7 | 944113.82 | 990229.9 | 1070638.97 | 1105780.88 | 1195612.73 | 1264265.97 | 1317539.77 | 1390958.76 | 1426162.1 | 1484068.78 | 1503485.2 | 1578456.81 | 1654661.44 | 1697679.08 | 1677606.83 | 1738434.74 | 1799258.85 | 1799020.17 | 0 | 0
Fuel Adder ($000) | 150063.5 | 148275.84 | 148309.84 | 156461.34 | 162237.09 | 162237.09 | 162309.34 | 162237.09 | 162237.09 | 162237.09 | 162309.34 | 162237.09 | 162237.09 | 162237.09 | 162309.34 | 162237.09 | 162237.09 | 162237.09 | 162309.34 | 162237.09 | 162237.09 | 162237.09 | 162309.34 | 162237.09 | 162237.09 | 200471.72 | 200651.34 | 200471.7 | 200471.7 | 200471.72 | 0 | 0
TECO Fuel ($000) | 603793.02 | 610208.71 | 649974.84 | 686903.5 | 717056.92 | 720757.37 | 759531.46 | 801163.08 | 835826.92 | 882743.59 | 963145.03 | 1016090.79 | 1106350.91 | 1152466.99 | 1232948.31 | 1268017.97 | 1357849.82 | 1426503.06 | 1479849.11 | 1553195.85 | 1588399.19 | 1646305.87 | 1665794.54 | 1740693.9 | 1816898.53 | 1898150.8 | 1878258.17 | 1938906.44 | 1999730.55 | 1999491.89 | 0 | 0
Net Generation (MWH) (w/o solar) | 19523120 | 20113270 | 20351630 | 20630620 | 20815460 | 21071460 | 21342770 | 21633620 | 21790010 | 22079280 | 22416000 | 22723130 | 23023740 | 23275820 | 23572870 | 23845550 | 24145110 | 24452950 | 24747890 | 24754600 | 24742400 | 24761270 | 24750400 | 24762050 | 24724530 | 24758530 | 24765990 | 24764320 | 24763140 | 24765940 | 0 | 0
TEC Fuel Cost ($/MWH) | 30.9271 | 30.3386 | 31.9372 | 33.2953 | 34.4483 | 34.2054 | 35.5873 | 37.0332 | 38.3583 | 39.9806 | 42.9669 | 44.7161 | 48.0526 | 49.5135 | 52.3037 | 53.1763 | 56.2371 | 58.3366 | 59.797 | 62.7437 | 64.1975 | 66.4871 | 67.3037 | 70.2968 | 73.4857 | 76.6665 | 75.8402 | 78.2944 | 80.7543 | 80.7356 | 0 | 0
Detailed Fuel Expense ($000)
Big Bend 1 | 7589.53 | 9813.35 | 8634.14 | 0 | 0 | 0 | 0 | 0 | 0 | 0 | 0 | 0 | 0 | 0 | 0 | 0 | 0 | 0 | 0 | 0 | 0 | 0 | 0 | 0 | 0 | 0 | 0 | 0 | 0 | 0 | 0 | 0
BB_#2OIL | 0 | 0 | 0 | 0 | 0 | 0 | 0 | 0 | 0 | 0 | 0 | 0 | 0 | 0 | 0 | 0 | 0 | 0 | 0 | 0 | 0 | 0 | 0 | 0 | 0 | 0 | 0 | 0 | 0 | 0 | 0 | 0
BB1_COAL_BLEND | 0 | 0 | 0 | 0 | 0 | 0 | 0 | 0 | 0 | 0 | 0 | 0 | 0 | 0 | 0 | 0 | 0 | 0 | 0 | 0 | 0 | 0 | 0 | 0 | 0 | 0 | 0 | 0 | 0 | 0 | 0 | 0
BB_COAL_STDLOW | 0 | 0 | 0 | 0 | 0 | 0 | 0 | 0 | 0 | 0 | 0 | 0 | 0 | 0 | 0 | 0 | 0 | 0 | 0 | 0 | 0 | 0 | 0 | 0 | 0 | 0 | 0 | 0 | 0 | 0 | 0 | 0
BB_COAL_PREMIUM | 0 | 0 | 0 | 0 | 0 | 0 | 0 | 0 | 0 | 0 | 0 | 0 | 0 | 0 | 0 | 0 | 0 | 0 | 0 | 0 | 0 | 0 | 0 | 0 | 0 | 0 | 0 | 0 | 0 | 0 | 0 | 0
BB_COAL_STDHIGH | 0 | 0 | 0 | 0 | 0 | 0 | 0 | 0 | 0 | 0 | 0 | 0 | 0 | 0 | 0 | 0 | 0 | 0 | 0 | 0 | 0 | 0 | 0 | 0 | 0 | 0 | 0 | 0 | 0 | 0 | 0 | 0
BB_COAL_LOWSULFUR | 0 | 0 | 0 | 0 | 0 | 0 | 0 | 0 | 0 | 0 | 0 | 0 | 0 | 0 | 0 | 0 | 0 | 0 | 0 | 0 | 0 | 0 | 0 | 0 | 0 | 0 | 0 | 0 | 0 | 0 | 0 | 0
BB_COAL_1 | 0 | 0 | 0 | 0 | 0 | 0 | 0 | 0 | 0 | 0 | 0 | 0 | 0 | 0 | 0 | 0 | 0 | 0 | 0 | 0 | 0 | 0 | 0 | 0 | 0 | 0 | 0 | 0 | 0 | 0 | 0 | 0
BB_COAL_2 | 0 | 0 | 0 | 0 | 0 | 0 | 0 | 0 | 0 | 0 | 0 | 0 | 0 | 0 | 0 | 0 | 0 | 0 | 0 | 0 | 0 | 0 | 0 | 0 | 0 | 0 | 0 | 0 | 0 | 0 | 0 | 0
BB_PETCOKE | 0 | 0 | 0 | 0 | 0 | 0 | 0 | 0 | 0 | 0 | 0 | 0 | 0 | 0 | 0 | 0 | 0 | 0 | 0 | 0 | 0 | 0 | 0 | 0 | 0 | 0 | 0 | 0 | 0 | 0 | 0 | 0
FIRM GAS_GS | 229.09 | 20.22 | 79.73 | 0 | 0 | 0 | 0 | 0 | 0 | 0 | 0 | 0 | 0 | 0 | 0 | 0 | 0 | 0 | 0 | 0 | 0 | 0 | 0 | 0 | 0 | 0 | 0 | 0 | 0 | 0 | 0 | 0
INTERRUPT GAS | 6993.68 | 9317.81 | 8136.53 | 0 | 0 | 0 | 0 | 0 | 0 | 0 | 0 | 0 | 0 | 0 | 0 | 0 | 0 | 0 | 0 | 0 | 0 | 0 | 0 | 0 | 0 | 0 | 0 | 0 | 0 | 0 | 0 | 0
FIRM GAS_GS (Start Up) | 0 | 0 | 0 | 0 | 0 | 0 | 0 | 0 | 0 | 0 | 0 | 0 | 0 | 0 | 0 | 0 | 0 | 0 | 0 | 0 | 0 | 0 | 0 | 0 | 0 | 0 | 0 | 0 | 0 | 0 | 0 | 0
INTERRUPT GAS (Start Up) | 366.76 | 475.32 | 417.88 | 0 | 0 | 0 | 0 | 0 | 0 | 0 | 0 | 0 | 0 | 0 | 0 | 0 | 0 | 0 | 0 | 0 | 0 | 0 | 0 | 0 | 0 | 0 | 0 | 0 | 0 | 0 | 0 | 0
Big Bend 2 | 10855.07 | 11256.57 | 9210.2 | 3137.7 | 0 | 0 | 0 | 0 | 0 | 0 | 0 | 0 | 0 | 0 | 0 | 0 | 0 | 0 | 0 | 0 | 0 | 0 | 0 | 0 | 0 | 0 | 0 | 0 | 0 | 0 | 0 | 0
BB_#2OIL | 0 | 0 | 0 | 0 | 0 | 0 | 0 | 0 | 0 | 0 | 0 | 0 | 0 | 0 | 0 | 0 | 0 | 0 | 0 | 0 | 0 | 0 | 0 | 0 | 0 | 0 | 0 | 0 | 0 | 0 | 0 | 0
BB2_COAL_BLEND | 0 | 0 | 0 | 0 | 0 | 0 | 0 | 0 | 0 | 0 | 0 | 0 | 0 | 0 | 0 | 0 | 0 | 0 | 0 | 0 | 0 | 0 | 0 | 0 | 0 | 0 | 0 | 0 | 0 | 0 | 0 | 0
BB_COAL_STDLOW | 0 | 0 | 0 | 0 | 0 | 0 | 0 | 0 | 0 | 0 | 0 | 0 | 0 | 0 | 0 | 0 | 0 | 0 | 0 | 0 | 0 | 0 | 0 | 0 | 0 | 0 | 0 | 0 | 0 | 0 | 0 | 0
BB_COAL_PREMIUM | 0 | 0 | 0 | 0 | 0 | 0 | 0 | 0 | 0 | 0 | 0 | 0 | 0 | 0 | 0 | 0 | 0 | 0 | 0 | 0 | 0 | 0 | 0 | 0 | 0 | 0 | 0 | 0 | 0 | 0 | 0 | 0
BB_COAL_STDHIGH | 0 | 0 | 0 | 0 | 0 | 0 | 0 | 0 | 0 | 0 | 0 | 0 | 0 | 0 | 0 | 0 | 0 | 0 | 0 | 0 | 0 | 0 | 0 | 0 | 0 | 0 | 0 | 0 | 0 | 0 | 0 | 0
BB_COAL_LOWSULFUR | 0 | 0 | 0 | 0 | 0 | 0 | 0 | 0 | 0 | 0 | 0 | 0 | 0 | 0 | 0 | 0 | 0 | 0 | 0 | 0 | 0 | 0 | 0 | 0 | 0 | 0 | 0 | 0 | 0 | 0 | 0 | 0
BB_COAL_1 | 0 | 0 | 0 | 0 | 0 | 0 | 0 | 0 | 0 | 0 | 0 | 0 | 0 | 0 | 0 | 0 | 0 | 0 | 0 | 0 | 0 | 0 | 0 | 0 | 0 | 0 | 0 | 0 | 0 | 0 | 0 | 0
BB_COAL_2 | 0 | 0 | 0 | 0 | 0 | 0 | 0 | 0 | 0 | 0 | 0 | 0 | 0 | 0 | 0 | 0 | 0 | 0 | 0 | 0 | 0 | 0 | 0 | 0 | 0 | 0 | 0 | 0 | 0 | 0 | 0 | 0
BB_PETCOKE | 0 | 0 | 0 | 0 | 0 | 0 | 0 | 0 | 0 | 0 | 0 | 0 | 0 | 0 | 0 | 0 | 0 | 0 | 0 | 0 | 0 | 0 | 0 | 0 | 0 | 0 | 0 | 0 | 0 | 0 | 0 | 0
FIRM GAS_GS | 559.3 | 766.43 | 567.85 | 100.27 | 0 | 0 | 0 | 0 | 0 | 0 | 0 | 0 | 0 | 0 | 0 | 0 | 0 | 0 | 0 | 0 | 0 | 0 | 0 | 0 | 0 | 0 | 0 | 0 | 0 | 0 | 0 | 0
INTERRUPT GAS | 9843.17 | 10051.71 | 8278.92 | 2916.5 | 0 | 0 | 0 | 0 | 0 | 0 | 0 | 0 | 0 | 0 | 0 | 0 | 0 | 0 | 0 | 0 | 0 | 0 | 0 | 0 | 0 | 0 | 0 | 0 | 0 | 0 | 0 | 0
FIRM GAS_GS (Start Up) | 0 | 0 | 0 | 0 | 0 | 0 | 0 | 0 | 0 | 0 | 0 | 0 | 0 | 0 | 0 | 0 | 0 | 0 | 0 | 0 | 0 | 0 | 0 | 0 | 0 | 0 | 0 | 0 | 0 | 0 | 0 | 0
INTERRUPT GAS (Start Up) | 452.6 | 438.43 | 363.43 | 120.93 | 0 | 0 | 0 | 0 | 0 | 0 | 0 | 0 | 0 | 0 | 0 | 0 | 0 | 0 | 0 | 0 | 0 | 0 | 0 | 0 | 0 | 0 | 0 | 0 | 0 | 0 | 0 | 0
Big Bend 3 | 27948.27 | 18046.83 | 19854.63 | 15906 | 16483.04 | 13640.47 | 27750.63 | 25913.18 | 35847.74 | 54896.23 | 73045.78 | 79917.64 | 67977.77 | 89927.7 | 97718.44 | 99113.7 | 101090.25 | 90762.48 | 110251.72 | 114590.61 | 112584.6 | 122882.81 | 124601.5 | 45213.64 | 0 | 0 | 0 | 0 | 0 | 0 | 0 | 0
BB_#2OIL | 0 | 0 | 0 | 0 | 0 | 0 | 0 | 0 | 0 | 0 | 0 | 0 | 0 | 0 | 0 | 0 | 0 | 0 | 0 | 0 | 0 | 0 | 0 | 0 | 0 | 0 | 0 | 0 | 0 | 0 | 0 | 0
BB3_COAL_BLEND | 24830.23 | 16020.96 | 17553.42 | 13838.74 | 14322.14 | 11808.9 | 24822.36 | 23167.11 | 32016.29 | 49770.89 | 66130.12 | 72427.98 | 61442.45 | 81158.55 | 87827.97 | 89043.11 | 90193.84 | 81263.02 | 98806.41 | 102817.45 | 101163.99 | 110367.6 | 112335.19 | 40977.62 | 0 | 0 | 0 | 0 | 0 | 0 | 0 | 0
BB_COAL_STDLOW | 0 | 0 | 0 | 0 | 0 | 0 | 0 | 0 | 0 | 0 | 0 | 0 | 0 | 0 | 0 | 0 | 0 | 0 | 0 | 0 | 0 | 0 | 0 | 0 | 0 | 0 | 0 | 0 | 0 | 0 | 0 | 0
BB_COAL_PREMIUM | 0 | 0 | 0 | 0 | 0 | 0 | 0 | 0 | 0 | 0 | 0 | 0 | 0 | 0 | 0 | 0 | 0 | 0 | 0 | 0 | 0 | 0 | 0 | 0 | 0 | 0 | 0 | 0 | 0 | 0 | 0 | 0
BB_COAL_STDHIGH | 0 | 0 | 0 | 0 | 0 | 0 | 0 | 0 | 0 | 0 | 0 | 0 | 0 | 0 | 0 | 0 | 0 | 0 | 0 | 0 | 0 | 0 | 0 | 0 | 0 | 0 | 0 | 0 | 0 | 0 | 0 | 0
BB_COAL_LOWSULFUR | 0 | 0 | 0 | 0 | 0 | 0 | 0 | 0 | 0 | 0 | 0 | 0 | 0 | 0 | 0 | 0 | 0 | 0 | 0 | 0 | 0 | 0 | 0 | 0 | 0 | 0 | 0 | 0 | 0 | 0 | 0 | 0
BB_COAL_1 | 0 | 0 | 0 | 0 | 0 | 0 | 0 | 0 | 0 | 0 | 0 | 0 | 0 | 0 | 0 | 0 | 0 | 0 | 0 | 0 | 0 | 0 | 0 | 0 | 0 | 0 | 0 | 0 | 0 | 0 | 0 | 0
BB_COAL_2 | 0 | 0 | 0 | 0 | 0 | 0 | 0 | 0 | 0 | 0 | 0 | 0 | 0 | 0 | 0 | 0 | 0 | 0 | 0 | 0 | 0 | 0 | 0 | 0 | 0 | 0 | 0 | 0 | 0 | 0 | 0 | 0
BB_PETCOKE | 0 | 0 | 0 | 0 | 0 | 0 | 0 | 0 | 0 | 0 | 0 | 0 | 0 | 0 | 0 | 0 | 0 | 0 | 0 | 0 | 0 | 0 | 0 | 0 | 0 | 0 | 0 | 0 | 0 | 0 | 0 | 0
FIRM GAS_GS | 336.93 | 216.55 | 182.66 | 50.5 | 107.53 | 382.03 | 821.08 | 964.73 | 1242.38 | 1858.11 | 2807.81 | 3258.22 | 2905.79 | 3522.88 | 3913.04 | 3373.49 | 3965.99 | 3777.23 | 4018.22 | 3909.98 | 4141.07 | 3006.8 | 4407.03 | 2111.85 | 0 | 0 | 0 | 0 | 0 | 0 | 0 | 0
INTERRUPT GAS | 2021.29 | 1144.86 | 1273.12 | 1060.53 | 1055.84 | 565.53 | 1264.47 | 1014.5 | 1602.81 | 2701.24 | 3556.02 | 3686.22 | 3087.32 | 4608.56 | 5343.76 | 6133.47 | 5909.29 | 5128.55 | 6727.86 | 7146.83 | 6551.64 | 8754.38 | 7147.21 | 1904.02 | 0 | 0 | 0 | 0 | 0 | 0 | 0 | 0
FIRM GAS_GS (Start Up) | 0 | 0 | 0 | 10.49 | 43.58 | 74.74 | 63 | 110.84 | 83.79 | 60.62 | 60.66 | 64.2 | 53.59 | 107.12 | 56.82 | 120.89 | 136.49 | 57.97 | 46.5 | 14.48 | 115.34 | 15.44 | 27.55 | 36.82 | 0 | 0 | 0 | 0 | 0 | 0 | 0 | 0
INTERRUPT GAS (Start Up) | 759.82 | 664.46 | 845.43 | 945.74 | 953.95 | 809.27 | 779.72 | 656 | 902.47 | 505.37 | 491.17 | 481.02 | 488.62 | 530.59 | 576.85 | 442.74 | 884.64 | 535.71 | 652.73 | 701.87 | 612.56 | 738.59 | 684.52 | 183.33 | 0 | 0 | 0 | 0 | 0 | 0 | 0 | 0
Big Bend 4 | 54665.63 | 47791.58 | 62509.26 | 62984.11 | 74878.42 | 24888.36 | 26537.56 | 51692.47 | 61866.59 | 64684.35 | 85703.29 | 68765.1 | 86773.26 | 84080.66 | 98503.27 | 100591.15 | 87814.46 | 101707.42 | 115075.6 | 117948.08 | 120148.03 | 100924.39 | 128656.36 | 135035.65 | 142579.81 | 137891.19 | 125932.95 | 150506.69 | 151313.2 | 152982.65 | 0 | 0
BB_#2OIL | 0 | 0 | 0 | 0 | 0 | 0 | 0 | 0 | 0 | 0 | 0 | 0 | 0 | 0 | 0 | 0 | 0 | 0 | 0 | 0 | 0 | 0 | 0 | 0 | 0 | 0 | 0 | 0 | 0 | 0 | 0 | 0
BB4_COAL_BLEND | 49726.77 | 43872.73 | 57548.6 | 58011.71 | 68978.41 | 22541.69 | 23989.05 | 46987.77 | 56265.23 | 58687.23 | 77761.05 | 62304.29 | 78287.75 | 75766.23 | 88493.23 | 90204.66 | 78604.56 | 90972.76 | 103001.91 | 105738.98 | 107932.78 | 90438.38 | 115807.29 | 121919.08 | 128797.02 | 124817.3 | 114841.56 | 137640.09 | 138427.05 | 139955.08 | 0 | 0
BB_COAL_STDLOW | 0 | 0 | 0 | 0 | 0 | 0 | 0 | 0 | 0 | 0 | 0 | 0 | 0 | 0 | 0 | 0 | 0 | 0 | 0 | 0 | 0 | 0 | 0 | 0 | 0 | 0 | 0 | 0 | 0 | 0 | 0 | 0
BB_COAL_PREMIUM | 0 | 0 | 0 | 0 | 0 | 0 | 0 | 0 | 0 | 0 | 0 | 0 | 0 | 0 | 0 | 0 | 0 | 0 | 0 | 0 | 0 | 0 | 0 | 0 | 0 | 0 | 0 | 0 | 0 | 0 | 0 | 0
BB_COAL_STDHIGH | 0 | 0 | 0 | 0 | 0 | 0 | 0 | 0 | 0 | 0 | 0 | 0 | 0 | 0 | 0 | 0 | 0 | 0 | 0 | 0 | 0 | 0 | 0 | 0 | 0 | 0 | 0 | 0 | 0 | 0 | 0 | 0
BB_COAL_LOWSULFUR | 0 | 0 | 0 | 0 | 0 | 0 | 0 | 0 | 0 | 0 | 0 | 0 | 0 | 0 | 0 | 0 | 0 | 0 | 0 | 0 | 0 | 0 | 0 | 0 | 0 | 0 | 0 | 0 | 0 | 0 | 0 | 0
BB_COAL_1 | 0 | 0 | 0 | 0 | 0 | 0 | 0 | 0 | 0 | 0 | 0 | 0 | 0 | 0 | 0 | 0 | 0 | 0 | 0 | 0 | 0 | 0 | 0 | 0 | 0 | 0 | 0 | 0 | 0 | 0 | 0 | 0
BB_COAL_2 | 0 | 0 | 0 | 0 | 0 | 0 | 0 | 0 | 0 | 0 | 0 | 0 | 0 | 0 | 0 | 0 | 0 | 0 | 0 | 0 | 0 | 0 | 0 | 0 | 0 | 0 | 0 | 0 | 0 | 0 | 0 | 0
BB_PETCOKE | 0 | 0 | 0 | 0 | 0 | 0 | 0 | 0 | 0 | 0 | 0 | 0 | 0 | 0 | 0 | 0 | 0 | 0 | 0 | 0 | 0 | 0 | 0 | 0 | 0 | 0 | 0 | 0 | 0 | 0 | 0 | 0
FIRM GAS_GS | 384.59 | 353.55 | 373.66 | 267.33 | 359.57 | 652.56 | 751.82 | 1506.74 | 1883.52 | 1982.85 | 2959.48 | 2892.96 | 2885.14 | 2900.09 | 3535.68 | 2871.69 | 3456.74 | 3637.03 | 3959.97 | 3822.11 | 4253.98 | 2300.34 | 4183.78 | 3925.86 | 4025.09 | 5733.59 | 10205.81 | 12094.98 | 12010.66 | 12143.24 | 0 | 0
INTERRUPT GAS | 4278.14 | 3374.03 | 4369.09 | 4417.8 | 5276.78 | 1171.86 | 1272.03 | 2602.73 | 3178.62 | 3435.37 | 4587.99 | 3064.13 | 4893.84 | 4761.14 | 5861.03 | 6853.79 | 5149.58 | 6429.87 | 7280 | 7581.49 | 7182.05 | 7364.64 | 7788.04 | 8415.81 | 8889.47 | 6368.3 | 0 | 0 | 0 | 0 | 0 | 0
FIRM GAS_GS (Start Up) | 0.02 | 0 | 0 | 0 | 0 | 24.44 | 25.7 | 39.05 | 68.36 | 114.38 | 62.14 | 59.48 | 15.1 | 173.04 | 68.2 | 53.1 | 79.56 | 81.65 | 118.89 | 97.05 | 58.33 | 98.98 | 28.72 | 102.68 | 82.41 | 164.23 | 411.64 | 573.83 | 606.08 | 510.85 | 0 | 0
INTERRUPT GAS (Start Up) | 276.11 | 191.27 | 217.91 | 287.27 | 263.66 | 497.81 | 498.96 | 556.18 | 470.86 | 464.52 | 332.63 | 444.24 | 691.43 | 480.16 | 545.13 | 607.91 | 524.02 | 586.11 | 714.83 | 708.45 | 720.89 | 722.05 | 848.53 | 672.22 | 785.82 | 807.77 | 473.94 | 197.79 | 269.41 | 373.48 | 0 | 0
BigBend CT4 | 1195.63 | 950.29 | 684.48 | 188.06 | 238.98 | 507.74 | 519.7 | 556.13 | 345.34 | 604.27 | 404.93 | 997.16 | 954.84 | 1380.55 | 1126.84 | 1591.89 | 2214.01 | 2698.84 | 2293.54 | 3088.7 | 4120.82 | 4394.14 | 3502.25 | 7209.9 | 8167.71 | 8394.46 | 7915.42 | 6327.6 | 6778 | 6829.56 | 0 | 0
FIRM GAS_GS | 0.81 | 0 | 0 | 0 | 0 | 16.71 | 0 | 2.57 | 33.29 | 7.54 | 53.39 | 150.27 | 104.48 | 167.87 | 107.51 | 362.18 | 333.72 | 581.47 | 290.08 | 358.24 | 654.49 | 657.11 | 696.87 | 969.42 | 1268.02 | 3014.53 | 7788.25 | 6197.48 | 6648.22 | 6744.68 | 0 | 0
INTERRUPT GAS | 1194.82 | 950.29 | 684.48 | 188.06 | 238.98 | 491.03 | 519.7 | 553.56 | 312.05 | 596.73 | 351.54 | 846.89 | 850.36 | 1212.68 | 1019.33 | 1229.71 | 1880.29 | 2117.37 | 2003.46 | 2730.46 | 3466.33 | 3737.03 | 2805.38 | 6240.48 | 6899.69 | 5379.93 | 127.17 | 130.12 | 129.78 | 84.88 | 0 | 0
BigBend CT4o
BB_#2OIL | 0 | 0 | 0 | 0 | 0 | 0 | 0 | 0 | 0 | 0 | 0 | 0 | 0 | 0 | 0 | 0 | 0 | 0 | 0 | 0 | 0 | 0 | 0 | 0 | 0 | 0 | 0 | 0 | 0 | 0 | 0 | 0
Bayside 1 | 88293.08 | 97221.31 | 107549.61 | 113714.46 | 104356.4 | 64889.3 | 62216.59 | 71226.78 | 65833.45 | 68529.06 | 88530.19 | 82027.48 | 98706.39 | 97699.7 | 100051.69 | 119595.15 | 122791.23 | 134405.65 | 133915.39 | 129803.06 | 155709.44 | 170606.62 | 149766.2 | 173343.29 | 192211.37 | 42616.12 | 0 | 0 | 0 | 0 | 0 | 0
FIRM GAS_GS | 47871.93 | 52643.72 | 57492.72 | 61544.08 | 56650.51 | 48729 | 45250.95 | 51546.09 | 49829.94 | 50861.86 | 65981.19 | 59527.57 | 70645.29 | 70292.6 | 71773.86 | 84726.38 | 84556.81 | 92571.83 | 90326.68 | 82817.19 | 99599.75 | 104837.59 | 96595.68 | 103650.88 | 115318.9 | 28819.4 | 0 | 0 | 0 | 0 | 0 | 0
FIRM GAS_FGT | 40407.88 | 44467.27 | 50053.43 | 52120.93 | 47701.72 | 16021.65 | 16601.54 | 19438.32 | 15974.96 | 17605.16 | 22149.99 | 22196.78 | 27181.17 | 26990.4 | 27715.31 | 34030.5 | 37325.73 | 39978.59 | 40819.95 | 42404.79 | 50222.59 | 58169.17 | 49178.49 | 55861.31 | 61292.91 | 12674.63 | 0 | 0 | 0 | 0 | 0 | 0
INTERRUPT GAS | 13.27 | 110.32 | 3.46 | 49.45 | 4.17 | 138.65 | 364.1 | 242.37 | 28.55 | 62.04 | 399.01 | 303.13 | 879.93 | 416.7 | 562.52 | 838.27 | 908.69 | 1855.23 | 2768.76 | 4581.08 | 5887.1 | 7599.86 | 3992.03 | 13831.1 | 15599.56 | 1122.09 | 0 | 0 | 0 | 0 | 0 | 0
Bayside 2 | 75890.32 | 77706.1 | 91314.17 | 108567.63 | 114286 | 42514.22 | 45409.35 | 52403.41 | 46685.84 | 60247.38 | 52927.02 | 66599.93 | 81312.67 | 80720.79 | 94050.11 | 97819.28 | 110840.98 | 111177.88 | 122617.95 | 150346.07 | 118790.46 | 154647.38 | 142626.01 | 154890.76 | 166577.85 | 223096.87 | 0 | 0 | 0 | 0 | 0 | 0
FIRM GAS_GS | 10582.2 | 7049.4 | 8244.75 | 9547.02 | 16336.88 | 11906.3 | 17293.69 | 17792.77 | 16607.85 | 24873.23 | 15036.33 | 22529.46 | 25142.69 | 24493.14 | 33711.68 | 26666.34 | 32275.32 | 33354.47 | 37488.28 | 47938.96 | 27383.36 | 44392.57 | 43246.62 | 43788.45 | 39736.8 | 116007.16 | 0 | 0 | 0 | 0 | 0 | 0
FIRM GAS_FGT | 63936.31 | 67905.99 | 82260.02 | 98374.61 | 97566.22 | 30267.3 | 27019.26 | 34221 | 29970.46 | 34920.8 | 37664.29 | 42854.05 | 52054 | 53780.75 | 58683.71 | 68445.56 | 73587.41 | 70218.03 | 76766.29 | 85699.35 | 77772.45 | 92439.84 | 82415.55 | 79721.02 | 91062.94 | 98002.26 | 0 | 0 | 0 | 0 | 0 | 0
INTERRUPT GAS | 1371.81 | 2750.71 | 809.4 | 646 | 382.9 | 340.62 | 1096.4 | 389.64 | 107.53 | 453.35 | 226.4 | 1216.42 | 4115.98 | 2446.9 | 1654.72 | 2707.38 | 4978.25 | 7605.38 | 8363.38 | 16707.76 | 13634.65 | 17814.97 | 16963.84 | 31381.29 | 35778.11 | 9087.45 | 0 | 0 | 0 | 0 | 0 | 0
Bayside 3 | 1123.39 | 989.93 | 739.81 | 272.6 | 422.6 | 689.49 | 755.98 | 755.06 | 542.99 | 737 | 423.48 | 1040.31 | 1072.7 | 1548.39 | 1257.33 | 1849.16 | 2291.1 | 2435.9 | 2345.51 | 2910.19 | 3299.94 | 3996.3 | 3947.25 | 4496.18 | 5175.23 | 2306.16 | 2058.85 | 1776.83 | 1810.17 | 1459.54 | 0 | 0
FIRM GAS_GS | 38.21 | 0.57 | 29.19 | 11.54 | 40.98 | 546.28 | 414 | 386.77 | 405.03 | 528.06 | 253.24 | 657.99 | 528.73 | 1147.97 | 800.23 | 1316.31 | 1301.55 | 934.38 | 998.12 | 1246.79 | 1622.55 | 1018.83 | 1422.21 | 1324.54 | 2000.67 | 1715.02 | 1950.34 | 1674.65 | 1709.17 | 1371.5 | 0 | 0
FIRM GAS_FGT | 925.95 | 781.95 | 652 | 221.47 | 264.69 | 121.87 | 218.63 | 205.24 | 103.25 | 156.6 | 116.36 | 171.13 | 191.44 | 149.89 | 179.1 | 275.15 | 254.86 | 253.69 | 212.13 | 181.73 | 148.87 | 418.36 | 290.83 | 249.86 | 184.57 | 234.2 | 21.28 | 27.17 | 36.64 | 25.31 | 0 | 0
INTERRUPT GAS | 159.23 | 207.41 | 58.62 | 39.59 | 116.93 | 21.34 | 123.35 | 163.05 | 34.71 | 52.34 | 53.88 | 211.19 | 352.53 | 250.53 | 278 | 257.7 | 734.69 | 1247.83 | 1135.26 | 1481.67 | 1528.52 | 2559.11 | 2234.21 | 2921.78 | 2989.99 | 356.94 | 87.23 | 75.01 | 64.36 | 62.73 | 0 | 0
Bayside 4 | 872.12 | 866.49 | 614.16 | 212.33 | 259.35 | 500.8 | 587.99 | 574.91 | 374.25 | 589.25 | 265.3 | 780.97 | 706.69 | 1188.85 | 798.5 | 1184.29 | 1520.93 | 1504.64 | 1344.63 | 1522.62 | 1945.71 | 2348.52 | 2213.45 | 2597.46 | 3212.85 | 1289.04 | 948.54 | 817.59 | 822.38 | 604.49 | 0 | 0
FIRM GAS_GS | 20.84 | 0 | 18.88 | 8.04 | 19.32 | 182.88 | 178.42 | 146.06 | 103.73 | 199.66 | 101.11 | 306.81 | 223.81 | 520.28 | 218.23 | 465.22 | 511.11 | 295.19 | 315.61 | 302.28 | 448.81 | 308.46 | 400.52 | 528.85 | 862.45 | 604.64 | 876.94 | 760.65 | 763.62 | 556.89 | 0 | 0
FIRM GAS_FGT | 701.89 | 690.88 | 535.5 | 148.61 | 181.35 | 291.83 | 323.36 | 280.85 | 166.89 | 173.54 | 71.79 | 81.04 | 74.29 | 107.54 | 107.86 | 126.23 | 113.02 | 113.38 | 105.38 | 118.41 | 66.91 | 178.92 | 131.92 | 129.24 | 133.82 | 93.72 | 17.04 | 13.04 | 18.26 | 12.47 | 0 | 0
INTERRUPT GAS | 149.39 | 175.61 | 59.78 | 55.68 | 58.68 | 26.09 | 86.21 | 148 | 103.63 | 216.05 | 92.4 | 393.12 | 408.59 | 561.03 | 472.41 | 592.84 | 896.8 | 1096.07 | 923.64 | 1101.93 | 1429.99 | 1861.14 | 1681.01 | 1939.37 | 2216.58 | 590.68 | 54.56 | 43.9 | 40.5 | 35.13 | 0 | 0
Bayside 5 | 1702.99 | 1377.84 | 1116.98 | 606.9 | 717.36 | 957.35 | 1085.01 | 1038.86 | 802.47 | 1059.77 | 793.16 | 1699.3 | 1872.23 | 2155.1 | 2167.04 | 3024.04 | 3477.89 | 4384.09 | 4263.92 | 5403.3 | 6199.77 | 7105.14 | 6823.15 | 8619.89 | 9275.77 | 5583.31 | 4964.59 | 4547.21 | 4688.5 | 4095.08 | 0 | 0
FIRM GAS_GS | 60.51 | 8.61 | 39.37 | 13.52 | 50.56 | 716.24 | 524.13 | 486.21 | 556.01 | 657.36 | 405.25 | 991.89 | 808.21 | 1417.47 | 1240.78 | 1950.12 | 1863.31 | 1808.29 | 1701.2 | 2178.76 | 3046.17 | 1699.32 | 2630.54 | 2495.49 | 3428.17 | 3741.44 | 4760.96 | 4343.77 | 4479.92 | 3901.81 | 0 | 0
FIRM GAS_FGT | 1423.23 | 1037.44 | 977.24 | 545.27 | 565 | 223 | 424.2 | 436.17 | 194.01 | 335.02 | 293.46 | 395.47 | 443.23 | 403.43 | 497.56 | 733.57 | 626.37 | 650.22 | 790.05 | 758.6 | 566.35 | 1214.5 | 939.58 | 787.95 | 687.65 | 907.68 | 42.26 | 56.21 | 63.78 | 44.93 | 0 | 0
INTERRUPT GAS | 219.25 | 331.79 | 100.37 | 48.11 | 101.8 | 18.11 | 136.68 | 116.48 | 52.45 | 67.39 | 94.45 | 311.94 | 620.79 | 334.2 | 428.7 | 340.35 | 988.21 | 1925.58 | 1772.67 | 2465.94 | 2587.25 | 4191.32 | 3253.03 | 5336.45 | 5159.95 | 934.19 | 161.37 | 147.23 | 144.8 | 148.34 | 0 | 0
Bayside 6 | 1411.25 | 1266.73 | 938.88 | 438.43 | 577.87 | 827.48 | 929.42 | 823.99 | 668.66 | 892.81 | 589.95 | 1414.03 | 1487.32 | 1889.7 | 1727.15 | 2504.38 | 2926.08 | 3537.9 | 3390.98 | 4212.58 | 5090.02 | 5880.29 | 5549.75 | 6698.41 | 7295.04 | 3926.99 | 3251.17 | 3132.54 | 3108.3 | 2689.91 | 0 | 0
FIRM GAS_GS | 50.6 | 3.95 | 32.88 | 13.42 | 44.9 | 630.56 | 476.64 | 446.48 | 490.22 | 585.76 | 325.72 | 889.26 | 684.96 | 1301.39 | 1061.59 | 1681.75 | 1652.32 | 1475.82 | 1404.89 | 1750.44 | 2628.6 | 1414.22 | 2173.53 | 1959.63 | 2838.54 | 2924.43 | 3104.58 | 2979.02 | 2958.67 | 2549.76 | 0 | 0
FIRM GAS_FGT | 1171.28 | 938.05 | 830.18 | 385.94 | 403.01 | 173.42 | 300.47 | 253.79 | 137.47 | 236.09 | 167.7 | 253.9 | 292.35 | 286.41 | 298.85 | 508.69 | 458.63 | 425.29 | 477.97 | 442.46 | 314.68 | 836.71 | 537.82 | 452.7 | 352.75 | 471.34 | 30.97 | 39.25 | 44.83 | 38.08 | 0 | 0
INTERRUPT GAS | 189.37 | 324.73 | 75.82 | 39.07 | 129.96 | 23.5 | 152.31 | 123.72 | 40.97 | 70.96 | 96.53 | 270.87 | 510.01 | 301.9 | 366.71 | 313.94 | 815.13 | 1636.79 | 1508.12 | 2019.68 | 2146.74 | 3629.36 | 2838.4 | 4286.08 | 4103.75 | 531.22 | 115.62 | 114.27 | 104.8 | 102.07 | 0 | 0
Polk 1 | 29110.74 | 34851.92 | 35532.69 | 33629.35 | 37079.43 | 36667.09 | 34647.27 | 38020.36 | 38793.2 | 36287.87 | 37172.95 | 40939.22 | 41880.8 | 40579.16 | 42899.72 | 43733.06 | 42384.74 | 45764.03 | 31597.46 | 0 | 0 | 0 | 0 | 0 | 0 | 0 | 0 | 0 | 0 | 0 | 0 | 0
POLK_COAL_LOW | 6436.81 | 7940.24 | 8249.67 | 7770.28 | 8568.81 | 8475.18 | 8011.24 | 8792.22 | 8974.67 | 8392.45 | 8601.69 | 9468.29 | 9681.27 | 9381.64 | 9979.71 | 10182.08 | 9854.7 | 10643.96 | 7349.07 | 0 | 0 | 0 | 0 | 0 | 0 | 0 | 0 | 0 | 0 | 0 | 0 | 0
POLK_COAL_1 | 0 | 0 | 0 | 0 | 0 | 0 | 0 | 0 | 0 | 0 | 0 | 0 | 0 | 0 | 0 | 0 | 0 | 0 | 0 | 0 | 0 | 0 | 0 | 0 | 0 | 0 | 0 | 0 | 0 | 0 | 0 | 0
POLK_COAL_2 | 0 | 0 | 0 | 0 | 0 | 0 | 0 | 0 | 0 | 0 | 0 | 0 | 0 | 0 | 0 | 0 | 0 | 0 | 0 | 0 | 0 | 0 | 0 | 0 | 0 | 0 | 0 | 0 | 0 | 0 | 0 | 0
POLK PETCOKE | 22544.63 | 26802.83 | 27159.26 | 25726.66 | 28366.13 | 28055.07 | 26497.7 | 29065.05 | 29657.05 | 27725.26 | 28406.52 | 31260.2 | 31955.01 | 30958.42 | 32645.47 | 33305.21 | 32233.57 | 34811.73 | 24055.23 | 0 | 0 | 0 | 0 | 0 | 0 | 0 | 0 | 0 | 0 | 0 | 0 | 0
PROPANE | 0 | 0 | 0 | 0 | 0 | 0 | 0 | 0 | 0 | 0 | 0 | 0 | 0 | 0 | 0 | 0 | 0 | 0 | 0 | 0 | 0 | 0 | 0 | 0 | 0 | 0 | 0 | 0 | 0 | 0 | 0 | 0
POLK #2OIL | 0 | 0 | 0 | 0 | 0 | 0 | 0 | 0 | 0 | 0 | 0 | 0 | 0 | 0 | 0 | 0 | 0 | 0 | 0 | 0 | 0 | 0 | 0 | 0 | 0 | 0 | 0 | 0 | 0 | 0 | 0 | 0
POLK 1 FIRM Gas_FGT (Start Up) | 129.3 | 108.85 | 123.76 | 132.41 | 144.49 | 136.84 | 138.33 | 163.09 | 161.48 | 170.16 | 164.74 | 210.73 | 244.52 | 239.1 | 274.54 | 245.77 | 296.47 | 308.34 | 193.16 | 0 | 0 | 0 | 0 | 0 | 0 | 0 | 0 | 0 | 0 | 0 | 0 | 0
POLK 1 INTERRUPT Gas (Start Up) | 0 | 0 | 0 | 0 | 0 | 0 | 0 | 0 | 0 | 0 | 0 | 0 | 0 | 0 | 0 | 0 | 0 | 0 | 0 | 0 | 0 | 0 | 0 | 0 | 0 | 0 | 0 | 0 | 0 | 0 | 0 | 0
Polk 1g
POLK 1g FIRM Gas_FGT | 1788 | 1212.47 | 1762.03 | 1697.27 | 2401.26 | 1071.08 | 1246.66 | 1836.54 | 513.59 | 2353.44 | 967.9 | 1764.52 | 1902.52 | 2784.78 | 2493.2 | 4820.22 | 1966.71 | 2490.3 | 2706.46 | 0 | 0 | 0 | 0 | 0 | 0 | 0 | 0 | 0 | 0 | 0 | 0 | 0
POLK 1g INTERRUPT Gas | 86.99 | 422.46 | 215.97 | 150.78 | 88.44 | 118.4 | 232.64 | 122.1 | 82.11 | 172.37 | 33.71 | 257.18 | 652.95 | 502.24 | 666.11 | 934.81 | 895.72 | 641.74 | 718.7 | 0 | 0 | 0 | 0 | 0 | 0 | 0 | 0 | 0 | 0 | 0 | 0 | 0
Polk 2 | 1554.41 | 355.66 | 128.81 | 120.11 | 238.18 | 69.35 | 34.2 | 263.27 | 77.11 | 658.82 | 229.22 | 30.07 | 152.11 | 278.6 | 462.09 | 1582.88 | 411.56 | 442.64 | 406.93 | 636.82 | 563.83 | 2984.94 | 487.69 | 1173.26 | 906.08 | 275.61 | 326.1 | 5477.39 | 639.68 | 404.01 | 0 | 0
FIRM GAS_FGT | 1554.03 | 354.89 | 128.81 | 120.11 | 229.99 | 69.35 | 34.2 | 262.71 | 77.11 | 658.82 | 229.22 | 30.07 | 152.11 | 277.8 | 458.65 | 1581.05 | 347.15 | 424.81 | 341.73 | 501.19 | 245.56 | 2890.57 | 369.93 | 573.72 | 386.5 | 41.34 | 167.74 | 4870.36 | 611.3 | 149.84 | 0 | 0
INTERRUPT GAS | 0.38 | 0.77 | 0 | 0 | 8.19 | 0 | 0 | 0.56 | 0 | 0 | 0 | 0 | 0 | 0.8 | 3.44 | 1.83 | 64.41 | 17.83 | 65.2 | 135.63 | 318.27 | 94.37 | 117.76 | 599.54 | 519.58 | 234.27 | 158.36 | 607.03 | 28.38 | 254.17 | 0 | 0
Polk 2o
Polk2o #2OIL | 0 | 0 | 0 | 0 | 0 | 0 | 0 | 0 | 0 | 0 | 0 | 0 | 0 | 0 | 0 | 0 | 0 | 0 | 0 | 0 | 0 | 0 | 0 | 0 | 0 | 0 | 0 | 0 | 0 | 0 | 0 | 0
Polk 3 | 1072.96 | 387.26 | 310.36 | 84.15 | 233.52 | 28.88 | 13.87 | 702.33 | 31.59 | 478.08 | 182.45 | 10.84 | 110.83 | 243.93 | 227.22 | 967.31 | 244.26 | 333.42 | 424.67 | 606.67 | 553.03 | 2873.71 | 326.13 | 1124.24 | 561.48 | 436.64 | 246.46 | 4014.66 | 506.35 | 200.78 | 0 | 0
FIRM GAS_FGT | 1067.01 | 364.07 | 309.92 | 84.15 | 221.39 | 28.38 | 13.87 | 682.28 | 31.59 | 478.08 | 182.45 | 10.84 | 110.83 | 238.49 | 212.73 | 967.31 | 110.93 | 317.05 | 210.86 | 455.27 | 191.32 | 2629.11 | 160.19 | 526.43 | 264.89 | 42.36 | 141 | 3528.29 | 401.55 | 0 | 0 | 0
INTERRUPT GAS | 5.95 | 23.19 | 0.44 | 0 | 12.13 | 0.5 | 0 | 20.05 | 0 | 0 | 0 | 0 | 0 | 5.44 | 14.49 | 0 | 133.33 | 16.37 | 213.81 | 151.4 | 361.71 | 244.6 | 165.94 | 597.81 | 296.59 | 394.28 | 105.46 | 486.37 | 104.8 | 200.78 | 0 | 0
Polk 3o
Polk 3o #2OIL | 0 | 0 | 0 | 0 | 0 | 0 | 0 | 0 | 0 | 0 | 0 | 0 | 0 | 0 | 0 | 0 | 0 | 0 | 0 | 0 | 0 | 0 | 0 | 0 | 0 | 0 | 0 | 0 | 0 | 0 | 0 | 0
Polk 4 | 610.58 | 270.19 | 213.68 | 48.15 | 172.76 | 55.27 | 13.87 | 544.49 | 0 | 244.18 | 36.17 | 10.84 | 51.1 | 156.8 | 127.76 | 710.74 | 84.29 | 287.53 | 262.87 | 325.68 | 475.85 | 2289.1 | 327.36 | 901.84 | 389.24 | 362 | 99.86 | 3068.49 | 244.51 | 89.39 | 0 | 0
FIRM GAS_FGT | 610.2 | 256.56 | 212.82 | 48.15 | 133 | 55.27 | 13.87 | 541.77 | 0 | 244.18 | 36.17 | 10.84 | 51.1 | 126.83 | 110.8 | 710.74 | 67.94 | 207.64 | 67.98 | 170.15 | 132.29 | 2013.67 | 123.15 | 280.65 | 64.62 | 0 | 94.67 | 2489.02 | 244.51 | 0 | 0 | 0
INTERRUPT GAS | 0.38 | 13.63 | 0.86 | 0 | 39.76 | 0 | 0 | 2.72 | 0 | 0 | 0 | 0 | 0 | 29.97 | 16.96 | 0 | 16.35 | 79.89 | 194.89 | 155.53 | 343.56 | 275.43 | 204.21 | 621.19 | 324.62 | 362 | 5.19 | 579.47 | 0 | 89.39 | 0 | 0
Polk 5 | 392.26 | 224.58 | 133.18 | 40.02 | 107.24 | 49.77 | 0 | 399.38 | 0 | 129.58 | 79.41 | 0 | 83.51 | 134.43 | 131.73 | 164.68 | 46.9 | 161.45 | 130.59 | 197.31 | 345.62 | 1543.97 | 230.77 | 733.24 | 301.04 | 283.2 | 91.43 | 2154.19 | 157.33 | 136.34 | 0 | 0
FIRM GAS_FGT | 390.65 | 220.44 | 133.18 | 40.02 | 29.95 | 44.68 | 0 | 367.3 | 0 | 129.58 | 79.41 | 0 | 83.51 | 88.34 | 88.52 | 164.68 | 2.27 | 60.78 | 21.41 | 97.07 | 86.9 | 1193.4 | 34.72 | 272.55 | 1.59 | 0 | 18.83 | 1646.04 | 157.33 | 136.34 | 0 | 0
INTERRUPT GAS | 1.61 | 4.14 | 0 | 0 | 77.29 | 5.09 | 0 | 32.08 | 0 | 0 | 0 | 0 | 0 | 46.09 | 43.21 | 0 | 44.63 | 100.67 | 109.18 | 100.24 | 258.72 | 350.57 | 196.05 | 460.69 | 299.45 | 283.2 | 72.6 | 508.15 | 0 | 0 | 0 | 0
Polk 2 CC | 143988.3 | 154010.46 | 157857.1 | 181425.78 | 188334 | 138168.66 | 147499.65 | 134845.78 | 149783.76 | 141432.52 | 159496.99 | 181092.12 | 200672.27 | 211529.03 | 229662.82 | 216117.93 | 265399.04 | 278034.64 | 297509.54 | 329825.11 | 341375.48 | 325911.64 | 355668.98 | 393542.57 | 423048.09 | 406751.31 | 212369.03 | 198104.31 | 218422.97 | 217615.83 | 0 | 0
FIRM GAS_FGT | 143988.17 | 154009.43 | 157856.95 | 181425.78 | 188333.84 | 137509.92 | 146750.68 | 134368.92 | 149274.26 | 140613.54 | 158802.78 | 179219.39 | 197243.37 | 207994.07 | 226634.4 | 211641.53 | 260077.95 | 269883.91 | 288777.03 | 316633.64 | 327726.49 | 310211.44 | 340963.95 | 369927.49 | 395886.85 | 385968.72 | 183851.99 | 172561.43 | 193675.69 | 189416.04 | 0 | 0
INTERRUPT GAS | 0.13 | 1.03 | 0.15 | 0 | 0.16 | 658.74 | 748.97 | 476.86 | 509.5 | 818.98 | 694.21 | 1872.73 | 3428.9 | 3534.96 | 3028.42 | 4476.4 | 5321.09 | 8150.73 | 8732.51 | 13191.47 | 13648.99 | 15700.2 | 14705.03 | 23615.08 | 27161.24 | 20782.59 | 28517.04 | 25542.88 | 24747.28 | 28199.79 | 0 | 0
Polk 2 DF | 3578 | 2910.85 | 2344.86 | 1932.37 | 2421.99 | 2017.51 | 2360.33 | 1944.3 | 1951.4 | 2063.33 | 1916.99 | 3858.41 | 4357.49 | 4972.89 | 4883.78 | 6010.96 | 7214.55 | 9814.92 | 10144.34 | 13153.44 | 14638.72 | 15660.78 | 15578.23 | 20793.96 | 22511.06 | 19754.18 | 16343.49 | 13682.66 | 14972.21 | 14440.81 | 0 | 0
FIRM GAS_FGT | 3227.55 | 2241.23 | 2163.54 | 1806.01 | 2360.46 | 1890.23 | 2167.09 | 1801.68 | 1882.9 | 1827.71 | 1775.38 | 3429.6 | 3400.63 | 4080.25 | 4162.32 | 5041.83 | 6115.75 | 8081.38 | 8139.62 | 10136.92 | 11649.66 | 11983.45 | 12134.86 | 14326.55 | 14953.79 | 16573.5 | 9275.35 | 8359.04 | 9446.75 | 8918.21 | 0 | 0
INTERRUPT GAS | 350.45 | 669.62 | 181.32 | 126.36 | 61.53 | 127.28 | 193.24 | 142.62 | 68.5 | 235.62 | 141.61 | 428.81 | 956.86 | 892.64 | 721.46 | 969.13 | 1098.8 | 1733.54 | 2004.72 | 3016.52 | 2989.06 | 3677.33 | 3443.37 | 6467.41 | 7557.27 | 3180.68 | 7068.14 | 5323.62 | 5525.46 | 5522.6 | 0 | 0
FutAeroCT 1 | 0 | 0 | 0 | 0 | 0 | 0 | 0 | 0 | 0 | 0 | 0 | 0 | 0 | 0 | 0 | 0 | 0 | 0 | 0 | 0 | 0 | 0 | 0 | 0 | 0 | 0 | 3163.12 | 2948.49 | 2929.87 | 2722.77 | 0 | 0
FIRM GAS_GS | 0 | 0 | 0 | 0 | 0 | 0 | 0 | 0 | 0 | 0 | 0 | 0 | 0 | 0 | 0 | 0 | 0 | 0 | 0 | 0 | 0 | 0 | 0 | 0 | 0 | 0 | 0 | 0 | 0 | 0 | 0 | 0
FIRM GAS_FGT | 0 | 0 | 0 | 0 | 0 | 0 | 0 | 0 | 0 | 0 | 0 | 0 | 0 | 0 | 0 | 0 | 0 | 0 | 0 | 0 | 0 | 0 | 0 | 0 | 0 | 0 | 1803.17 | 2041.63 | 1827.77 | 1788.59 | 0 | 0
INTERRUPT GAS | 0 | 0 | 0 | 0 | 0 | 0 | 0 | 0 | 0 | 0 | 0 | 0 | 0 | 0 | 0 | 0 | 0 | 0 | 0 | 0 | 0 | 0 | 0 | 0 | 0 | 0 | 1359.95 | 906.86 | 1102.1 | 934.18 | 0 | 0
FutAeroCT 2 | 0 | 0 | 0 | 0 | 0 | 0 | 0 | 0 | 0 | 0 | 0 | 0 | 0 | 0 | 0 | 0 | 0 | 0 | 0 | 0 | 0 | 0 | 0 | 0 | 0 | 0 | 0 | 0 | 0 | 0 | 0 | 0
FIRM GAS_GS | 0 | 0 | 0 | 0 | 0 | 0 | 0 | 0 | 0 | 0 | 0 | 0 | 0 | 0 | 0 | 0 | 0 | 0 | 0 | 0 | 0 | 0 | 0 | 0 | 0 | 0 | 0 | 0 | 0 | 0 | 0 | 0
FIRM GAS_FGT | 0 | 0 | 0 | 0 | 0 | 0 | 0 | 0 | 0 | 0 | 0 | 0 | 0 | 0 | 0 | 0 | 0 | 0 | 0 | 0 | 0 | 0 | 0 | 0 | 0 | 0 | 0 | 0 | 0 | 0 | 0 | 0
INTERRUPT GAS | 0 | 0 | 0 | 0 | 0 | 0 | 0 | 0 | 0 | 0 | 0 | 0 | 0 | 0 | 0 | 0 | 0 | 0 | 0 | 0 | 0 | 0 | 0 | 0 | 0 | 0 | 0 | 0 | 0 | 0 | 0 | 0
FutAeroCT 3 | 0 | 0 | 0 | 0 | 0 | 0 | 0 | 0 | 0 | 0 | 0 | 0 | 0 | 0 | 0 | 0 | 0 | 0 | 0 | 0 | 0 | 0 | 0 | 0 | 0 | 0 | 0 | 0 | 0 | 0 | 0 | 0
FIRM GAS_GS | 0 | 0 | 0 | 0 | 0 | 0 | 0 | 0 | 0 | 0 | 0 | 0 | 0 | 0 | 0 | 0 | 0 | 0 | 0 | 0 | 0 | 0 | 0 | 0 | 0 | 0 | 0 | 0 | 0 | 0 | 0 | 0
FIRM GAS_FGT | 0 | 0 | 0 | 0 | 0 | 0 | 0 | 0 | 0 | 0 | 0 | 0 | 0 | 0 | 0 | 0 | 0 | 0 | 0 | 0 | 0 | 0 | 0 | 0 | 0 | 0 | 0 | 0 | 0 | 0 | 0 | 0
INTERRUPT GAS | 0 | 0 | 0 | 0 | 0 | 0 | 0 | 0 | 0 | 0 | 0 | 0 | 0 | 0 | 0 | 0 | 0 | 0 | 0 | 0 | 0 | 0 | 0 | 0 | 0 | 0 | 0 | 0 | 0 | 0 | 0 | 0
FutAeroCT 4 | 0 | 0 | 0 | 0 | 0 | 0 | 0 | 0 | 0 | 0 | 0 | 0 | 0 | 0 | 0 | 0 | 0 | 0 | 0 | 0 | 0 | 0 | 0 | 0 | 0 | 0 | 0 | 0 | 0 | 0 | 0 | 0
FIRM GAS_GS | 0 | 0 | 0 | 0 | 0 | 0 | 0 | 0 | 0 | 0 | 0 | 0 | 0 | 0 | 0 | 0 | 0 | 0 | 0 | 0 | 0 | 0 | 0 | 0 | 0 | 0 | 0 | 0 | 0 | 0 | 0 | 0
FIRM GAS_FGT | 0 | 0 | 0 | 0 | 0 | 0 | 0 | 0 | 0 | 0 | 0 | 0 | 0 | 0 | 0 | 0 | 0 | 0 | 0 | 0 | 0 | 0 | 0 | 0 | 0 | 0 | 0 | 0 | 0 | 0 | 0 | 0
INTERRUPT GAS | 0 | 0 | 0 | 0 | 0 | 0 | 0 | 0 | 0 | 0 | 0 | 0 | 0 | 0 | 0 | 0 | 0 | 0 | 0 | 0 | 0 | 0 | 0 | 0 | 0 | 0 | 0 | 0 | 0 | 0 | 0 | 0
FutAeroCT 5 | 0 | 0 | 0 | 0 | 0 | 0 | 0 | 0 | 0 | 0 | 0 | 0 | 0 | 0 | 0 | 0 | 0 | 0 | 0 | 0 | 0 | 0 | 0 | 0 | 0 | 0 | 0 | 0 | 0 | 0 | 0 | 0
FIRM GAS_GS | 0 | 0 | 0 | 0 | 0 | 0 | 0 | 0 | 0 | 0 | 0 | 0 | 0 | 0 | 0 | 0 | 0 | 0 | 0 | 0 | 0 | 0 | 0 | 0 | 0 | 0 | 0 | 0 | 0 | 0 | 0 | 0
FIRM GAS_FGT | 0 | 0 | 0 | 0 | 0 | 0 | 0 | 0 | 0 | 0 | 0 | 0 | 0 | 0 | 0 | 0 | 0 | 0 | 0 | 0 | 0 | 0 | 0 | 0 | 0 | 0 | 0 | 0 | 0 | 0 | 0 | 0
INTERRUPT GAS | 0 | 0 | 0 | 0 | 0 | 0 | 0 | 0 | 0 | 0 | 0 | 0 | 0 | 0 | 0 | 0 | 0 | 0 | 0 | 0 | 0 | 0 | 0 | 0 | 0 | 0 | 0 | 0 | 0 | 0 | 0 | 0
FutAeroCT 6 | 0 | 0 | 0 | 0 | 0 | 0 | 0 | 0 | 0 | 0 | 0 | 0 | 0 | 0 | 0 | 0 | 0 | 0 | 0 | 0 | 0 | 0 | 0 | 0 | 0 | 0 | 0 | 0 | 0 | 0 | 0 | 0
FIRM GAS_GS | 0 | 0 | 0 | 0 | 0 | 0 | 0 | 0 | 0 | 0 | 0 | 0 | 0 | 0 | 0 | 0 | 0 | 0 | 0 | 0 | 0 | 0 | 0 | 0 | 0 | 0 | 0 | 0 | 0 | 0 | 0 | 0
FIRM GAS_FGT | 0 | 0 | 0 | 0 | 0 | 0 | 0 | 0 | 0 | 0 | 0 | 0 | 0 | 0 | 0 | 0 | 0 | 0 | 0 | 0 | 0 | 0 | 0 | 0 | 0 | 0 | 0 | 0 | 0 | 0 | 0 | 0
INTERRUPT GAS | 0 | 0 | 0 | 0 | 0 | 0 | 0 | 0 | 0 | 0 | 0 | 0 | 0 | 0 | 0 | 0 | 0 | 0 | 0 | 0 | 0 | 0 | 0 | 0 | 0 | 0 | 0 | 0 | 0 | 0 | 0 | 0
FutAeroCT 7 | 0 | 0 | 0 | 0 | 0 | 0 | 0 | 0 | 0 | 0 | 0 | 0 | 0 | 0 | 0 | 0 | 0 | 0 | 0 | 0 | 0 | 0 | 0 | 0 | 0 | 0 | 0 | 0 | 0 | 0 | 0 | 0
FIRM GAS_GS | 0 | 0 | 0 | 0 | 0 | 0 | 0 | 0 | 0 | 0 | 0 | 0 | 0 | 0 | 0 | 0 | 0 | 0 | 0 | 0 | 0 | 0 | 0 | 0 | 0 | 0 | 0 | 0 | 0 | 0 | 0 | 0
FIRM GAS_FGT | 0 | 0 | 0 | 0 | 0 | 0 | 0 | 0 | 0 | 0 | 0 | 0 | 0 | 0 | 0 | 0 | 0 | 0 | 0 | 0 | 0 | 0 | 0 | 0 | 0 | 0 | 0 | 0 | 0 | 0 | 0 | 0
INTERRUPT GAS | 0 | 0 | 0 | 0 | 0 | 0 | 0 | 0 | 0 | 0 | 0 | 0 | 0 | 0 | 0 | 0 | 0 | 0 | 0 | 0 | 0 | 0 | 0 | 0 | 0 | 0 | 0 | 0 | 0 | 0 | 0 | 0
FutAeroCT 8 | 0 | 0 | 0 | 0 | 0 | 0 | 0 | 0 | 0 | 0 | 0 | 0 | 0 | 0 | 0 | 0 | 0 | 0 | 0 | 0 | 0 | 0 | 0 | 0 | 0 | 0 | 0 | 0 | 0 | 0 | 0 | 0
FIRM GAS_GS | 0 | 0 | 0 | 0 | 0 | 0 | 0 | 0 | 0 | 0 | 0 | 0 | 0 | 0 | 0 | 0 | 0 | 0 | 0 | 0 | 0 | 0 | 0 | 0 | 0 | 0 | 0 | 0 | 0 | 0 | 0 | 0
FIRM GAS_FGT | 0 | 0 | 0 | 0 | 0 | 0 | 0 | 0 | 0 | 0 | 0 | 0 | 0 | 0 | 0 | 0 | 0 | 0 | 0 | 0 | 0 | 0 | 0 | 0 | 0 | 0 | 0 | 0 | 0 | 0 | 0 | 0
INTERRUPT GAS | 0 | 0 | 0 | 0 | 0 | 0 | 0 | 0 | 0 | 0 | 0 | 0 | 0 | 0 | 0 | 0 | 0 | 0 | 0 | 0 | 0 | 0 | 0 | 0 | 0 | 0 | 0 | 0 | 0 | 0 | 0 | 0
FutAeroCT 9 | 0 | 0 | 0 | 0 | 0 | 0 | 0 | 0 | 0 | 0 | 0 | 0 | 0 | 0 | 0 | 0 | 0 | 0 | 0 | 0 | 0 | 0 | 0 | 0 | 0 | 0 | 0 | 0 | 0 | 0 | 0 | 0
FIRM GAS_GS | 0 | 0 | 0 | 0 | 0 | 0 | 0 | 0 | 0 | 0 | 0 | 0 | 0 | 0 | 0 | 0 | 0 | 0 | 0 | 0 | 0 | 0 | 0 | 0 | 0 | 0 | 0 | 0 | 0 | 0 | 0 | 0
FIRM GAS_FGT | 0 | 0 | 0 | 0 | 0 | 0 | 0 | 0 | 0 | 0 | 0 | 0 | 0 | 0 | 0 | 0 | 0 | 0 | 0 | 0 | 0 | 0 | 0 | 0 | 0 | 0 | 0 | 0 | 0 | 0 | 0 | 0
INTERRUPT GAS | 0 | 0 | 0 | 0 | 0 | 0 | 0 | 0 | 0 | 0 | 0 | 0 | 0 | 0 | 0 | 0 | 0 | 0 | 0 | 0 | 0 | 0 | 0 | 0 | 0 | 0 | 0 | 0 | 0 | 0 | 0 | 0
FutAeroCT 10 | 0 | 0 | 0 | 0 | 0 | 0 | 0 | 0 | 0 | 0 | 0 | 0 | 0 | 0 | 0 | 0 | 0 | 0 | 0 | 0 | 0 | 0 | 0 | 0 | 0 | 0 | 0 | 0 | 0 | 0 | 0 | 0
FIRM GAS_GS | 0 | 0 | 0 | 0 | 0 | 0 | 0 | 0 | 0 | 0 | 0 | 0 | 0 | 0 | 0 | 0 | 0 | 0 | 0 | 0 | 0 | 0 | 0 | 0 | 0 | 0 | 0 | 0 | 0 | 0 | 0 | 0
FIRM GAS_FGT | 0 | 0 | 0 | 0 | 0 | 0 | 0 | 0 | 0 | 0 | 0 | 0 | 0 | 0 | 0 | 0 | 0 | 0 | 0 | 0 | 0 | 0 | 0 | 0 | 0 | 0 | 0 | 0 | 0 | 0 | 0 | 0
INTERRUPT GAS | 0 | 0 | 0 | 0 | 0 | 0 | 0 | 0 | 0 | 0 | 0 | 0 | 0 | 0 | 0 | 0 | 0 | 0 | 0 | 0 | 0 | 0 | 0 | 0 | 0 | 0 | 0 | 0 | 0 | 0 | 0 | 0
GE 7FA CT1 | 0 | 0 | 0 | 0 | 0 | 2472 | 2931.8 | 2484.05 | 2372.16 | 2747.13 | 2310.65 | 5960.26 | 6627.36 | 7602.29 | 7677.16 | 10088.1 | 12732.44 | 17643.04 | 17184.93 | 23510.57 | 26785.32 | 29092.75 | 26824.8 | 37545.34 | 38920.78 | 35731.85 | 25116.93 | 23269.17 | 25634.96 | 23839.6 | 0 | 0
FIRM GAS_GS | 0 | 0 | 0 | 0 | 0 | 0 | 0 | 0 | 0 | 0 | 0 | 0 | 0 | 0 | 0 | 0 | 0 | 0 | 0 | 0 | 0 | 0 | 0 | 0 | 0 | 0 | 0 | 0 | 0 | 0 | 0 | 0
FIRM GAS_FGT | 0 | 0 | 0 | 0 | 0 | 2313.8 | 2699.02 | 2169 | 2214.64 | 2462.11 | 1857.9 | 5161.3 | 4865.67 | 6164.79 | 6240.25 | 8016.15 | 10646.74 | 13767.6 | 12726.6 | 17362.05 | 19487.14 | 20235.82 | 20004 | 22516.5 | 23877.75 | 27680.86 | 11382.49 | 12117.76 | 11159.42 | 12061.43 | 0 | 0
INTERRUPT GAS | 0 | 0 | 0 | 0 | 0 | 158.2 | 232.78 | 315.05 | 157.52 | 285.02 | 452.75 | 798.96 | 1761.69 | 1437.5 | 1436.91 | 2071.95 | 2085.7 | 3875.44 | 4458.33 | 6148.52 | 7298.18 | 8856.93 | 6820.8 | 15028.84 | 15043.03 | 8050.99 | 13734.44 | 11151.41 | 14475.54 | 11778.17 | 0 | 0
GE 7FA CT2 | 0 | 0 | 0 | 0 | 0 | 0 | 0 | 0 | 1577.95 | 2333.79 | 1370.36 | 3928.38 | 4384.27 | 5948.04 | 5897.3 | 7552.24 | 10836.52 | 12862.21 | 12710 | 17356.8 | 20885.04 | 21978.5 | 21600.97 | 28224.25 | 31917.92 | 25425.8 | 17434.85 | 12371.31 | 15456.69 | 14058.67 | 0 | 0
FIRM GAS_GS | 0 | 0 | 0 | 0 | 0 | 0 | 0 | 0 | 0 | 0 | 0 | 0 | 0 | 0 | 0 | 0 | 0 | 0 | 0 | 0 | 0 | 0 | 0 | 0 | 0 | 0 | 0 | 0 | 0 | 0 | 0 | 0
FIRM GAS_FGT | 0 | 0 | 0 | 0 | 0 | 0 | 0 | 0 | 1181.68 | 1658.32 | 919.54 | 2669.32 | 1759.06 | 3684.84 | 3798.05 | 4585.69 | 7252.99 | 7343.39 | 6708.05 | 9002.87 | 10830.27 | 10809.67 | 11675.22 | 9985.31 | 13132.72 | 16398.99 | 6899.66 | 5699.69 | 5410.86 | 7518.33 | 0 | 0
INTERRUPT GAS | 0 | 0 | 0 | 0 | 0 | 0 | 0 | 0 | 396.27 | 675.47 | 450.82 | 1259.06 | 2625.21 | 2263.2 | 2099.25 | 2966.55 | 3583.53 | 5518.82 | 6001.95 | 8353.93 | 10054.77 | 11168.83 | 9925.75 | 18238.94 | 18785.2 | 9026.81 | 10535.19 | 6671.62 | 10045.83 | 6540.34 | 0 | 0
GE 7FA CT3 | 0 | 0 | 0 | 0 | 0 | 0 | 0 | 0 | 0 | 0 | 0 | 3310.3 | 2560.12 | 4956.16 | 4068.15 | 6020.86 | 8515.13 | 9342.79 | 9317.79 | 13431.78 | 14453.64 | 16088.48 | 15136.54 | 19812.72 | 24482.38 | 19607.4 | 9565.45 | 9485.77 | 7988.85 | 9310.95 | 0 | 0
FIRM GAS_GS | 0 | 0 | 0 | 0 | 0 | 0 | 0 | 0 | 0 | 0 | 0 | 0 | 0 | 0 | 0 | 0 | 0 | 0 | 0 | 0 | 0 | 0 | 0 | 0 | 0 | 0 | 0 | 0 | 0 | 0 | 0 | 0
FIRM GAS_FGT | 0 | 0 | 0 | 0 | 0 | 0 | 0 | 0 | 0 | 0 | 0 | 1058.45 | 259.19 | 1343.47 | 1564.84 | 1569.82 | 2842.75 | 3368.35 | 2527.87 | 4352.61 | 4433 | 4870.48 | 4737.37 | 3275.73 | 5870.49 | 9577.73 | 2900.75 | 3249.81 | 2388.36 | 3681.87 | 0 | 0
INTERRUPT GAS | 0 | 0 | 0 | 0 | 0 | 0 | 0 | 0 | 0 | 0 | 0 | 2251.85 | 2300.93 | 3612.69 | 2503.31 | 4451.04 | 5672.38 | 5974.44 | 6789.92 | 9079.17 | 10020.64 | 11218 | 10399.17 | 16536.99 | 18611.89 | 10029.67 | 6664.7 | 6235.96 | 5600.49 | 5629.08 | 0 | 0
GE 7FA CT4 | 0 | 0 | 0 | 0 | 0 | 0 | 0 | 0 | 0 | 0 | 0 | 0 | 0 | 0 | 2782.97 | 4396.13 | 5648.48 | 6568.55 | 6383.89 | 9233.15 | 10155.53 | 10901.09 | 10658.7 | 12347.2 | 16064.68 | 14083.2 | 4101.67 | 5792.03 | 3681.59 | 4544.21 | 0 | 0
FIRM GAS_GS | 0 | 0 | 0 | 0 | 0 | 0 | 0 | 0 | 0 | 0 | 0 | 0 | 0 | 0 | 0 | 0 | 0 | 0 | 0 | 0 | 0 | 0 | 0 | 0 | 0 | 0 | 0 | 0 | 0 | 0 | 0 | 0
FIRM GAS_FGT | 0 | 0 | 0 | 0 | 0 | 0 | 0 | 0 | 0 | 0 | 0 | 0 | 0 | 0 | 476.68 | 365 | 350.75 | 730.59 | 977.8 | 1521.34 | 2107.78 | 1496.31 | 1535.38 | 1451.1 | 2473.86 | 4504.82 | 578.48 | 1240.63 | 337.3 | 1481.72 | 0 | 0
INTERRUPT GAS | 0 | 0 | 0 | 0 | 0 | 0 | 0 | 0 | 0 | 0 | 0 | 0 | 0 | 0 | 2306.29 | 4031.13 | 5297.73 | 5837.96 | 5406.09 | 7711.81 | 8047.75 | 9404.78 | 9123.32 | 10896.1 | 13590.82 | 9578.38 | 3523.19 | 4551.4 | 3344.29 | 3062.49 | 0 | 0
GE 7FA CT5 | 0 | 0 | 0 | 0 | 0 | 0 | 0 | 0 | 0 | 0 | 0 | 0 | 0 | 0 | 0 | 0 | 0 | 4165.59 | 3695.72 | 5321.99 | 6873 | 6804.47 | 6259.38 | 7788.37 | 10372.55 | 9647.87 | 2715.05 | 3456.52 | 2038.55 | 2949.72 | 0 | 0
FIRM GAS_GS | 0 | 0 | 0 | 0 | 0 | 0 | 0 | 0 | 0 | 0 | 0 | 0 | 0 | 0 | 0 | 0 | 0 | 0 | 0 | 0 | 0 | 0 | 0 | 0 | 0 | 0 | 0 | 0 | 0 | 0 | 0 | 0
FIRM GAS_FGT | 0 | 0 | 0 | 0 | 0 | 0 | 0 | 0 | 0 | 0 | 0 | 0 | 0 | 0 | 0 | 0 | 0 | 83.45 | 408.59 | 725.24 | 936.9 | 443.56 | 189.19 | 365.46 | 985.11 | 1467.71 | 97.03 | 639.79 | 182.48 | 546.95 | 0 | 0
INTERRUPT GAS | 0 | 0 | 0 | 0 | 0 | 0 | 0 | 0 | 0 | 0 | 0 | 0 | 0 | 0 | 0 | 0 | 0 | 4082.14 | 3287.13 | 4596.75 | 5936.1 | 6360.91 | 6070.19 | 7422.91 | 9387.44 | 8180.16 | 2618.02 | 2816.73 | 1856.07 | 2402.77 | 0 | 0
GE 7FA CT6 | 0 | 0 | 0 | 0 | 0 | 0 | 0 | 0 | 0 | 0 | 0 | 0 | 0 | 0 | 0 | 0 | 0 | 0 | 0 | 2881.14 | 4348.74 | 3364.24 | 3866.6 | 3771.53 | 5484.78 | 5102.57 | 588.99 | 1991.06 | 613.24 | 1541.47 | 0 | 0
FIRM GAS_GS | 0 | 0 | 0 | 0 | 0 | 0 | 0 | 0 | 0 | 0 | 0 | 0 | 0 | 0 | 0 | 0 | 0 | 0 | 0 | 0 | 0 | 0 | 0 | 0 | 0 | 0 | 0 | 0 | 0 | 0 | 0 | 0
FIRM GAS_FGT | 0 | 0 | 0 | 0 | 0 | 0 | 0 | 0 | 0 | 0 | 0 | 0 | 0 | 0 | 0 | 0 | 0 | 0 | 0 | 307.16 | 455 | 4.74 | 233.18 | 0 | 311.01 | 425.15 | 0 | 270.17 | 0 | 217.78 | 0 | 0
INTERRUPT GAS | 0 | 0 | 0 | 0 | 0 | 0 | 0 | 0 | 0 | 0 | 0 | 0 | 0 | 0 | 0 | 0 | 0 | 0 | 0 | 2573.98 | 3893.74 | 3359.5 | 3633.42 | 3771.53 | 5173.77 | 4677.42 | 588.99 | 1720.89 | 613.24 | 1323.69 | 0 | 0
GE 7FA CT7 | 0 | 0 | 0 | 0 | 0 | 0 | 0 | 0 | 0 | 0 | 0 | 0 | 0 | 0 | 0 | 0 | 0 | 0 | 0 | 0 | 0 | 0 | 0 | 0 | 0 | 1203.93 | 782.18 | 629.92 | 441.76 | 1132.98 | 0 | 0
FIRM GAS_GS | 0 | 0 | 0 | 0 | 0 | 0 | 0 | 0 | 0 | 0 | 0 | 0 | 0 | 0 | 0 | 0 | 0 | 0 | 0 | 0 | 0 | 0 | 0 | 0 | 0 | 0 | 0 | 0 | 0 | 0 | 0 | 0
FIRM GAS_FGT | 0 | 0 | 0 | 0 | 0 | 0 | 0 | 0 | 0 | 0 | 0 | 0 | 0 | 0 | 0 | 0 | 0 | 0 | 0 | 0 | 0 | 0 | 0 | 0 | 0 | 8.73 | 0 | 0.77 | 0 | 11.19 | 0 | 0
INTERRUPT GAS | 0 | 0 | 0 | 0 | 0 | 0 | 0 | 0 | 0 | 0 | 0 | 0 | 0 | 0 | 0 | 0 | 0 | 0 | 0 | 0 | 0 | 0 | 0 | 0 | 0 | 1195.2 | 782.18 | 629.15 | 441.76 | 1121.79 | 0 | 0
GE 7FA CT8 | 0 | 0 | 0 | 4035.41 | 8209.51 | 0 | 0 | 0 | 0 | 0 | 0 | 0 | 0 | 0 | 0 | 0 | 0 | 0 | 0 | 0 | 0 | 0 | 0 | 0 | 0 | 0 | 0 | 0 | 0 | 0 | 0 | 0
FIRM GAS_GS | 0 | 0 | 0 | 0 | 0 | 0 | 0 | 0 | 0 | 0 | 0 | 0 | 0 | 0 | 0 | 0 | 0 | 0 | 0 | 0 | 0 | 0 | 0 | 0 | 0 | 0 | 0 | 0 | 0 | 0 | 0 | 0
FIRM GAS_FGT | 0 | 0 | 0 | 3736.43 | 7750.81 | 0 | 0 | 0 | 0 | 0 | 0 | 0 | 0 | 0 | 0 | 0 | 0 | 0 | 0 | 0 | 0 | 0 | 0 | 0 | 0 | 0 | 0 | 0 | 0 | 0 | 0 | 0
INTERRUPT GAS | 0 | 0 | 0 | 298.98 | 458.7 | 0 | 0 | 0 | 0 | 0 | 0 | 0 | 0 | 0 | 0 | 0 | 0 | 0 | 0 | 0 | 0 | 0 | 0 | 0 | 0 | 0 | 0 | 0 | 0 | 0 | 0 | 0
GE 7FA CT9 | 0 | 0 | 0 | 1250.55 | 3313.48 | 0 | 0 | 0 | 0 | 0 | 0 | 0 | 0 | 0 | 0 | 0 | 0 | 0 | 0 | 0 | 0 | 0 | 0 | 0 | 0 | 0 | 0 | 0 | 0 | 0 | 0 | 0
FIRM GAS_GS | 0 | 0 | 0 | 0 | 0 | 0 | 0 | 0 | 0 | 0 | 0 | 0 | 0 | 0 | 0 | 0 | 0 | 0 | 0 | 0 | 0 | 0 | 0 | 0 | 0 | 0 | 0 | 0 | 0 | 0 | 0 | 0
FIRM GAS_FGT | 0 | 0 | 0 | 1060.23 | 3031.3 | 0 | 0 | 0 | 0 | 0 | 0 | 0 | 0 | 0 | 0 | 0 | 0 | 0 | 0 | 0 | 0 | 0 | 0 | 0 | 0 | 0 | 0 | 0 | 0 | 0 | 0 | 0
INTERRUPT GAS | 0 | 0 | 0 | 190.32 | 282.18 | 0 | 0 | 0 | 0 | 0 | 0 | 0 | 0 | 0 | 0 | 0 | 0 | 0 | 0 | 0 | 0 | 0 | 0 | 0 | 0 | 0 | 0 | 0 | 0 | 0 | 0 | 0
GE 7FA CT10 | 0 | 0 | 0 | 0 | 0 | 0 | 0 | 0 | 0 | 0 | 0 | 0 | 0 | 0 | 0 | 0 | 0 | 0 | 0 | 0 | 0 | 0 | 0 | 0 | 0 | 0 | 0 | 0 | 0 | 0 | 0 | 0
FIRM GAS_GS | 0 | 0 | 0 | 0 | 0 | 0 | 0 | 0 | 0 | 0 | 0 | 0 | 0 | 0 | 0 | 0 | 0 | 0 | 0 | 0 | 0 | 0 | 0 | 0 | 0 | 0 | 0 | 0 | 0 | 0 | 0 | 0
FIRM GAS_FGT | 0 | 0 | 0 | 0 | 0 | 0 | 0 | 0 | 0 | 0 | 0 | 0 | 0 | 0 | 0 | 0 | 0 | 0 | 0 | 0 | 0 | 0 | 0 | 0 | 0 | 0 | 0 | 0 | 0 | 0 | 0 | 0
INTERRUPT GAS | 0 | 0 | 0 | 0 | 0 | 0 | 0 | 0 | 0 | 0 | 0 | 0 | 0 | 0 | 0 | 0 | 0 | 0 | 0 | 0 | 0 | 0 | 0 | 0 | 0 | 0 | 0 | 0 | 0 | 0 | 0 | 0
CC 2x1 7FAwDF 1 | 0 | 0 | 0 | 0 | 0 | 228387.06 | 242449.6 | 252778.6 | 265439.63 | 279365.27 | 294355.79 | 309449.64 | 339814.62 | 349950.11 | 371258.59 | 375407.92 | 404265.46 | 423098.32 | 428846.64 | 444653.09 | 456819.51 | 471789.52 | 478833.13 | 512593.11 | 545205.73 | 566573.34 | 531251.97 | 553685.59 | 576713.41 | 575701.01 | 0 | 0
FIRM GAS_GS | 0 | 0 | 0 | 0 | 0 | 0 | 0 | 0 | 0 | 0 | 0 | 0 | 0 | 0 | 0 | 0 | 0 | 0 | 0 | 0 | 0 | 0 | 0 | 0 | 0 | 0 | 0 | 0 | 0 | 0 | 0 | 0
FIRM GAS_FGT | 0 | 0 | 0 | 0 | 0 | 228386.3 | 242449.25 | 252777.86 | 265439.63 | 279364.86 | 294355.79 | 309449.17 | 339799.03 | 349942.14 | 371238.78 | 375382.57 | 404240.67 | 423095.77 | 428839.03 | 444630.69 | 456785 | 471749 | 478790.54 | 512491.13 | 545186.23 | 566571.75 | 524794.66 | 548397.24 | 571303.49 | 570628.33 | 0 | 0
INTERRUPT GAS | 0 | 0 | 0 | 0 | 0 | 0.76 | 0.35 | 0.74 | 0 | 0.41 | 0 | 0.47 | 15.59 | 7.97 | 19.81 | 25.35 | 24.79 | 2.55 | 7.61 | 22.4 | 34.51 | 40.52 | 42.59 | 101.98 | 19.5 | 1.59 | 6457.31 | 5288.35 | 5409.92 | 5072.68 | 0 | 0
CC 2x1 7FAwDF 2 | 0 | 0 | 0 | 0 | 0 | 0 | 0 | 0 | 0 | 0 | 0 | 0 | 0 | 0 | 0 | 0 | 0 | 0 | 0 | 0 | 0 | 0 | 0 | 0 | 0 | 0 | 536535.4 | 558128.73 | 573790.99 | 573780.34 | 0 | 0
FIRM GAS_GS | 0 | 0 | 0 | 0 | 0 | 0 | 0 | 0 | 0 | 0 | 0 | 0 | 0 | 0 | 0 | 0 | 0 | 0 | 0 | 0 | 0 | 0 | 0 | 0 | 0 | 0 | 0 | 0 | 0 | 0 | 0 | 0
FIRM GAS_FGT | 0 | 0 | 0 | 0 | 0 | 0 | 0 | 0 | 0 | 0 | 0 | 0 | 0 | 0 | 0 | 0 | 0 | 0 | 0 | 0 | 0 | 0 | 0 | 0 | 0 | 0 | 536532.12 | 558125.34 | 573789.24 | 573775.96 | 0 | 0
INTERRUPT GAS | 0 | 0 | 0 | 0 | 0 | 0 | 0 | 0 | 0 | 0 | 0 | 0 | 0 | 0 | 0 | 0 | 0 | 0 | 0 | 0 | 0 | 0 | 0 | 0 | 0 | 0 | 3.28 | 3.39 | 1.75 | 4.38 | 0 | 0
CC 2x1 7FAwDF 3 | 0 | 0 | 0 | 0 | 0 | 0 | 0 | 0 | 0 | 0 | 0 | 0 | 0 | 0 | 0 | 0 | 0 | 0 | 0 | 0 | 0 | 0 | 0 | 0 | 0 | 167336.04 | 171803.33 | 173065.99 | 186505.34 | 187890.06 | 0 | 0
FIRM GAS_GS | 0 | 0 | 0 | 0 | 0 | 0 | 0 | 0 | 0 | 0 | 0 | 0 | 0 | 0 | 0 | 0 | 0 | 0 | 0 | 0 | 0 | 0 | 0 | 0 | 0 | 0 | 0 | 0 | 0 | 0 | 0 | 0
FIRM GAS_FGT | 0 | 0 | 0 | 0 | 0 | 0 | 0 | 0 | 0 | 0 | 0 | 0 | 0 | 0 | 0 | 0 | 0 | 0 | 0 | 0 | 0 | 0 | 0 | 0 | 0 | 167240.88 | 149167.71 | 156446.99 | 166400.51 | 166953.1 | 0 | 0
INTERRUPT GAS | 0 | 0 | 0 | 0 | 0 | 0 | 0 | 0 | 0 | 0 | 0 | 0 | 0 | 0 | 0 | 0 | 0 | 0 | 0 | 0 | 0 | 0 | 0 | 0 | 0 | 95.16 | 22635.62 | 16619 | 20104.83 | 20936.96 | 0 | 0
CC 2x1 7FAwDF 4 | 0 | 0 | 0 | 0 | 0 | 0 | 0 | 0 | 0 | 0 | 0 | 0 | 0 | 0 | 0 | 0 | 0 | 0 | 0 | 0 | 0 | 0 | 0 | 0 | 0 | 0 | 0 | 0 | 0 | 0 | 0 | 0
FIRM GAS_GS | 0 | 0 | 0 | 0 | 0 | 0 | 0 | 0 | 0 | 0 | 0 | 0 | 0 | 0 | 0 | 0 | 0 | 0 | 0 | 0 | 0 | 0 | 0 | 0 | 0 | 0 | 0 | 0 | 0 | 0 | 0 | 0
FIRM GAS_FGT | 0 | 0 | 0 | 0 | 0 | 0 | 0 | 0 | 0 | 0 | 0 | 0 | 0 | 0 | 0 | 0 | 0 | 0 | 0 | 0 | 0 | 0 | 0 | 0 | 0 | 0 | 0 | 0 | 0 | 0 | 0 | 0
INTERRUPT GAS | 0 | 0 | 0 | 0 | 0 | 0 | 0 | 0 | 0 | 0 | 0 | 0 | 0 | 0 | 0 | 0 | 0 | 0 | 0 | 0 | 0 | 0 | 0 | 0 | 0 | 0 | 0 | 0 | 0 | 0 | 0 | 0
CC 2x1 7FAwDF 5 | 0 | 0 | 0 | 0 | 0 | 0 | 0 | 0 | 0 | 0 | 0 | 0 | 0 | 0 | 0 | 0 | 0 | 0 | 0 | 0 | 0 | 0 | 0 | 0 | 0 | 0 | 0 | 0 | 0 | 0 | 0 | 0
FIRM GAS_GS | 0 | 0 | 0 | 0 | 0 | 0 | 0 | 0 | 0 | 0 | 0 | 0 | 0 | 0 | 0 | 0 | 0 | 0 | 0 | 0 | 0 | 0 | 0 | 0 | 0 | 0 | 0 | 0 | 0 | 0 | 0 | 0
FIRM GAS_FGT | 0 | 0 | 0 | 0 | 0 | 0 | 0 | 0 | 0 | 0 | 0 | 0 | 0 | 0 | 0 | 0 | 0 | 0 | 0 | 0 | 0 | 0 | 0 | 0 | 0 | 0 | 0 | 0 | 0 | 0 | 0 | 0
INTERRUPT GAS | 0 | 0 | 0 | 0 | 0 | 0 | 0 | 0 | 0 | 0 | 0 | 0 | 0 | 0 | 0 | 0 | 0 | 0 | 0 | 0 | 0 | 0 | 0 | 0 | 0 | 0 | 0 | 0 | 0 | 0 | 0 | 0
CC 2x1 7FAwDF 6 | 0 | 0 | 0 | 0 | 0 | 0 | 0 | 0 | 0 | 0 | 0 | 0 | 0 | 0 | 0 | 0 | 0 | 0 | 0 | 0 | 0 | 0 | 0 | 0 | 0 | 0 | 0 | 0 | 0 | 0 | 0 | 0
FIRM GAS_GS | 0 | 0 | 0 | 0 | 0 | 0 | 0 | 0 | 0 | 0 | 0 | 0 | 0 | 0 | 0 | 0 | 0 | 0 | 0 | 0 | 0 | 0 | 0 | 0 | 0 | 0 | 0 | 0 | 0 | 0 | 0 | 0
FIRM GAS_FGT | 0 | 0 | 0 | 0 | 0 | 0 | 0 | 0 | 0 | 0 | 0 | 0 | 0 | 0 | 0 | 0 | 0 | 0 | 0 | 0 | 0 | 0 | 0 | 0 | 0 | 0 | 0 | 0 | 0 | 0 | 0 | 0
INTERRUPT GAS | 0 | 0 | 0 | 0 | 0 | 0 | 0 | 0 | 0 | 0 | 0 | 0 | 0 | 0 | 0 | 0 | 0 | 0 | 0 | 0 | 0 | 0 | 0 | 0 | 0 | 0 | 0 | 0 | 0 | 0 | 0 | 0
CC_Fut_Proxy_07 | 0 | 0 | 0 | 0 | 0 | 0 | 0 | 0 | 0 | 0 | 0 | 0 | 0 | 0 | 0 | 0 | 0 | 0 | 0 | 0 | 0 | 0 | 0 | 0 | 0 | 0 | 0 | 0 | 0 | 0 | 0 | 0
FIRM GAS_GS | 0 | 0 | 0 | 0 | 0 | 0 | 0 | 0 | 0 | 0 | 0 | 0 | 0 | 0 | 0 | 0 | 0 | 0 | 0 | 0 | 0 | 0 | 0 | 0 | 0 | 0 | 0 | 0 | 0 | 0 | 0 | 0
FIRM GAS_FGT | 0 | 0 | 0 | 0 | 0 | 0 | 0 | 0 | 0 | 0 | 0 | 0 | 0 | 0 | 0 | 0 | 0 | 0 | 0 | 0 | 0 | 0 | 0 | 0 | 0 | 0 | 0 | 0 | 0 | 0 | 0 | 0
INTERRUPT GAS | 0 | 0 | 0 | 0 | 0 | 0 | 0 | 0 | 0 | 0 | 0 | 0 | 0 | 0 | 0 | 0 | 0 | 0 | 0 | 0 | 0 | 0 | 0 | 0 | 0 | 0 | 0 | 0 | 0 | 0 | 0 | 0
CC_Fut_Proxy_08 | 0 | 0 | 0 | 0 | 0 | 0 | 0 | 0 | 0 | 0 | 0 | 0 | 0 | 0 | 0 | 0 | 0 | 0 | 0 | 0 | 0 | 0 | 0 | 0 | 0 | 0 | 0 | 0 | 0 | 0 | 0 | 0
FIRM GAS_GS | 0 | 0 | 0 | 0 | 0 | 0 | 0 | 0 | 0 | 0 | 0 | 0 | 0 | 0 | 0 | 0 | 0 | 0 | 0 | 0 | 0 | 0 | 0 | 0 | 0 | 0 | 0 | 0 | 0 | 0 | 0 | 0
FIRM GAS_FGT | 0 | 0 | 0 | 0 | 0 | 0 | 0 | 0 | 0 | 0 | 0 | 0 | 0 | 0 | 0 | 0 | 0 | 0 | 0 | 0 | 0 | 0 | 0 | 0 | 0 | 0 | 0 | 0 | 0 | 0 | 0 | 0
INTERRUPT GAS | 0 | 0 | 0 | 0 | 0 | 0 | 0 | 0 | 0 | 0 | 0 | 0 | 0 | 0 | 0 | 0 | 0 | 0 | 0 | 0 | 0 | 0 | 0 | 0 | 0 | 0 | 0 | 0 | 0 | 0 | 0 | 0
CC_Fut_Proxy_09 | 0 | 0 | 0 | 0 | 0 | 0 | 0 | 0 | 0 | 0 | 0 | 0 | 0 | 0 | 0 | 0 | 0 | 0 | 0 | 0 | 0 | 0 | 0 | 0 | 0 | 0 | 0 | 0 | 0 | 0 | 0 | 0
FIRM GAS_GS | 0 | 0 | 0 | 0 | 0 | 0 | 0 | 0 | 0 | 0 | 0 | 0 | 0 | 0 | 0 | 0 | 0 | 0 | 0 | 0 | 0 | 0 | 0 | 0 | 0 | 0 | 0 | 0 | 0 | 0 | 0 | 0
FIRM GAS_FGT | 0 | 0 | 0 | 0 | 0 | 0 | 0 | 0 | 0 | 0 | 0 | 0 | 0 | 0 | 0 | 0 | 0 | 0 | 0 | 0 | 0 | 0 | 0 | 0 | 0 | 0 | 0 | 0 | 0 | 0 | 0 | 0
INTERRUPT GAS | 0 | 0 | 0 | 0 | 0 | 0 | 0 | 0 | 0 | 0 | 0 | 0 | 0 | 0 | 0 | 0 | 0 | 0 | 0 | 0 | 0 | 0 | 0 | 0 | 0 | 0 | 0 | 0 | 0 | 0 | 0 | 0
CC_Fut_Proxy_10 | 0 | 0 | 0 | 0 | 0 | 0 | 0 | 0 | 0 | 0 | 0 | 0 | 0 | 0 | 0 | 0 | 0 | 0 | 0 | 0 | 0 | 0 | 0 | 0 | 0 | 0 | 0 | 0 | 0 | 0 | 0 | 0
FIRM GAS_GS | 0 | 0 | 0 | 0 | 0 | 0 | 0 | 0 | 0 | 0 | 0 | 0 | 0 | 0 | 0 | 0 | 0 | 0 | 0 | 0 | 0 | 0 | 0 | 0 | 0 | 0 | 0 | 0 | 0 | 0 | 0 | 0
FIRM GAS_FGT | 0 | 0 | 0 | 0 | 0 | 0 | 0 | 0 | 0 | 0 | 0 | 0 | 0 | 0 | 0 | 0 | 0 | 0 | 0 | 0 | 0 | 0 | 0 | 0 | 0 | 0 | 0 | 0 | 0 | 0 | 0 | 0
INTERRUPT GAS | 0 | 0 | 0 | 0 | 0 | 0 | 0 | 0 | 0 | 0 | 0 | 0 | 0 | 0 | 0 | 0 | 0 | 0 | 0 | 0 | 0 | 0 | 0 | 0 | 0 | 0 | 0 | 0 | 0 | 0 | 0 | 0
Energy Sales
Non-Firm Market Based Sales:
Total Cost ($000) | 0 | 0 | 0 | 0 | 0 | 0 | 0 | 0 | 0 | 0 | 0 | 0 | 0 | 0 | 0 | 0 | 0 | 0 | 0 | 0 | 0 | 0 | 0 | 0 | 0 | 0 | 0 | 0 | 0 | 0 | 0 | 0
Fuel Cost ($000) | 0 | 0 | 0 | 0 | 0 | 0 | 0 | 0 | 0 | 0 | 0 | 0 | 0 | 0 | 0 | 0 | 0 | 0 | 0 | 0 | 0 | 0 | 0 | 0 | 0 | 0 | 0 | 0 | 0 | 0 | 0 | 0
100% Fuel Margin ($000) | 0 | 0 | 0 | 0 | 0 | 0 | 0 | 0 | 0 | 0 | 0 | 0 | 0 | 0 | 0 | 0 | 0 | 0 | 0 | 0 | 0 | 0 | 0 | 0 | 0 | 0 | 0 | 0 | 0 | 0 | 0 | 0
O&M ($000) | 0 | 0 | 0 | 0 | 0 | 0 | 0 | 0 | 0 | 0 | 0 | 0 | 0 | 0 | 0 | 0 | 0 | 0 | 0 | 0 | 0 | 0 | 0 | 0 | 0 | 0 | 0 | 0 | 0 | 0 | 0 | 0
Transmission ($000) | 0 | 0 | 0 | 0 | 0 | 0 | 0 | 0 | 0 | 0 | 0 | 0 | 0 | 0 | 0 | 0 | 0 | 0 | 0 | 0 | 0 | 0 | 0 | 0 | 0 | 0 | 0 | 0 | 0 | 0 | 0 | 0
Transaction Rate ($/MWh) | 0 | 0 | 0 | 0 | 0 | 0 | 0 | 0 | 0 | 0 | 0 | 0 | 0 | 0 | 0 | 0 | 0 | 0 | 0 | 0 | 0 | 0 | 0 | 0 | 0 | 0 | 0 | 0 | 0 | 0 | 0 | 0
Energy (MWh) | 0 | 0 | 0 | 0 | 0 | 0 | 0 | 0 | 0 | 0 | 0 | 0 | 0 | 0 | 0 | 0 | 0 | 0 | 0 | 0 | 0 | 0 | 0 | 0 | 0 | 0 | 0 | 0 | 0 | 0 | 0 | 0
SECD Sales:
Fuel Cost ($000) | 0 | 0 | 0 | 0 | 0 | 0 | 0 | 0 | 0 | 0 | 0 | 0 | 0 | 0 | 0 | 0 | 0 | 0 | 0 | 0 | 0 | 0 | 0 | 0 | 0 | 0 | 0 | 0 | 0 | 0 | 0 | 0
Energy ($000) | 0 | 0 | 0 | 0 | 0 | 0 | 0 | 0 | 0 | 0 | 0 | 0 | 0 | 0 | 0 | 0 | 0 | 0 | 0 | 0 | 0 | 0 | 0 | 0 | 0 | 0 | 0 | 0 | 0 | 0 | 0 | 0
Capacity ($000) | 0 | 0 | 0 | 0 | 0 | 0 | 0 | 0 | 0 | 0 | 0 | 0 | 0 | 0 | 0 | 0 | 0 | 0 | 0 | 0 | 0 | 0 | 0 | 0 | 0 | 0 | 0 | 0 | 0 | 0 | 0 | 0
Total Revenue ($000) | 0 | 0 | 0 | 0 | 0 | 0 | 0 | 0 | 0 | 0 | 0 | 0 | 0 | 0 | 0 | 0 | 0 | 0 | 0 | 0 | 0 | 0 | 0 | 0 | 0 | 0 | 0 | 0 | 0 | 0 | 0 | 0
Net Revenue ($000) | 0 | 0 | 0 | 0 | 0 | 0 | 0 | 0 | 0 | 0 | 0 | 0 | 0 | 0 | 0 | 0 | 0 | 0 | 0 | 0 | 0 | 0 | 0 | 0 | 0 | 0 | 0 | 0 | 0 | 0 | 0 | 0
Transaction Rate ($/MWh) | 0 | 0 | 0 | 0 | 0 | 0 | 0 | 0 | 0 | 0 | 0 | 0 | 0 | 0 | 0 | 0 | 0 | 0 | 0 | 0 | 0 | 0 | 0 | 0 | 0 | 0 | 0 | 0 | 0 | 0 | 0 | 0
Energy (MWh) | 0 | 0 | 0 | 0 | 0 | 0 | 0 | 0 | 0 | 0 | 0 | 0 | 0 | 0 | 0 | 0 | 0 | 0 | 0 | 0 | 0 | 0 | 0 | 0 | 0 | 0 | 0 | 0 | 0 | 0 | 0 | 0
Sale_Proxy1
Fuel Cost ($000) | 0 | 0 | 0 | 0 | 0 | 0 | 0 | 0 | 0 | 0 | 0 | 0 | 0 | 0 | 0 | 0 | 0 | 0 | 0 | 0 | 0 | 0 | 0 | 0 | 0 | 0 | 0 | 0 | 0 | 0 | 0 | 0
Energy ($000) | 0 | 0 | 0 | 0 | 0 | 0 | 0 | 0 | 0 | 0 | 0 | 0 | 0 | 0 | 0 | 0 | 0 | 0 | 0 | 0 | 0 | 0 | 0 | 0 | 0 | 0 | 0 | 0 | 0 | 0 | 0 | 0
Capacity ($000) | 0 | 0 | 0 | 0 | 0 | 0 | 0 | 0 | 0 | 0 | 0 | 0 | 0 | 0 | 0 | 0 | 0 | 0 | 0 | 0 | 0 | 0 | 0 | 0 | 0 | 0 | 0 | 0 | 0 | 0 | 0 | 0
Total Revenue ($000) | 0 | 0 | 0 | 0 | 0 | 0 | 0 | 0 | 0 | 0 | 0 | 0 | 0 | 0 | 0 | 0 | 0 | 0 | 0 | 0 | 0 | 0 | 0 | 0 | 0 | 0 | 0 | 0 | 0 | 0 | 0 | 0
Net Revenue ($000) | 0 | 0 | 0 | 0 | 0 | 0 | 0 | 0 | 0 | 0 | 0 | 0 | 0 | 0 | 0 | 0 | 0 | 0 | 0 | 0 | 0 | 0 | 0 | 0 | 0 | 0 | 0 | 0 | 0 | 0 | 0 | 0
Transaction Rate ($/MWh) | 0 | 0 | 0 | 0 | 0 | 0 | 0 | 0 | 0 | 0 | 0 | 0 | 0 | 0 | 0 | 0 | 0 | 0 | 0 | 0 | 0 | 0 | 0 | 0 | 0 | 0 | 0 | 0 | 0 | 0 | 0 | 0
Energy (MWh) | 0 | 0 | 0 | 0 | 0 | 0 | 0 | 0 | 0 | 0 | 0 | 0 | 0 | 0 | 0 | 0 | 0 | 0 | 0 | 0 | 0 | 0 | 0 | 0 | 0 | 0 | 0 | 0 | 0 | 0 | 0 | 0
Sale_Proxy2
Fuel Cost ($000) | 0 | 0 | 0 | 0 | 0 | 0 | 0 | 0 | 0 | 0 | 0 | 0 | 0 | 0 | 0 | 0 | 0 | 0 | 0 | 0 | 0 | 0 | 0 | 0 | 0 | 0 | 0 | 0 | 0 | 0 | 0 | 0
Energy ($000) | 0 | 0 | 0 | 0 | 0 | 0 | 0 | 0 | 0 | 0 | 0 | 0 | 0 | 0 | 0 | 0 | 0 | 0 | 0 | 0 | 0 | 0 | 0 | 0 | 0 | 0 | 0 | 0 | 0 | 0 | 0 | 0
Capacity ($000) | 0 | 0 | 0 | 0 | 0 | 0 | 0 | 0 | 0 | 0 | 0 | 0 | 0 | 0 | 0 | 0 | 0 | 0 | 0 | 0 | 0 | 0 | 0 | 0 | 0 | 0 | 0 | 0 | 0 | 0 | 0 | 0
Total Revenue ($000) | 0 | 0 | 0 | 0 | 0 | 0 | 0 | 0 | 0 | 0 | 0 | 0 | 0 | 0 | 0 | 0 | 0 | 0 | 0 | 0 | 0 | 0 | 0 | 0 | 0 | 0 | 0 | 0 | 0 | 0 | 0 | 0
Net Revenue ($000) | 0 | 0 | 0 | 0 | 0 | 0 | 0 | 0 | 0 | 0 | 0 | 0 | 0 | 0 | 0 | 0 | 0 | 0 | 0 | 0 | 0 | 0 | 0 | 0 | 0 | 0 | 0 | 0 | 0 | 0 | 0 | 0
Transaction Rate ($/MWh) | 0 | 0 | 0 | 0 | 0 | 0 | 0 | 0 | 0 | 0 | 0 | 0 | 0 | 0 | 0 | 0 | 0 | 0 | 0 | 0 | 0 | 0 | 0 | 0 | 0 | 0 | 0 | 0 | 0 | 0 | 0 | 0
Energy (MWh) | 0 | 0 | 0 | 0 | 0 | 0 | 0 | 0 | 0 | 0 | 0 | 0 | 0 | 0 | 0 | 0 | 0 | 0 | 0 | 0 | 0 | 0 | 0 | 0 | 0 | 0 | 0 | 0 | 0 | 0 | 0 | 0
Wholesale Incentives:
Wholesale Margin* ($000) | 0 | 0 | 0 | 0 | 0 | 0 | 0 | 0 | 0 | 0 | 0 | 0 | 0 | 0 | 0 | 0 | 0 | 0 | 0 | 0 | 0 | 0 | 0 | 0 | 0 | 0 | 0 | 0 | 0 | 0 | 0 | 0
Threshold ($000) | 954 | 788 | 560 | 0 | 0 | 0 | 0 | 0 | 0 | 0 | 0 | 0 | 0 | 0 | 0 | 0 | 0 | 0 | 0 | 0 | 0 | 0 | 0 | 0 | 0 | 0 | 0 | 0 | 0 | 0 | 0 | 0
80% Margin* ($000) | 0 | 0 | 0 | 0 | 0 | 0 | 0 | 0 | 0 | 0 | 0 | 0 | 0 | 0 | 0 | 0 | 0 | 0 | 0 | 0 | 0 | 0 | 0 | 0 | 0 | 0 | 0 | 0 | 0 | 0 | 0 | 0
20% Profit Margin* ($000) | 0 | 0 | 0 | 0 | 0 | 0 | 0 | 0 | 0 | 0 | 0 | 0 | 0 | 0 | 0 | 0 | 0 | 0 | 0 | 0 | 0 | 0 | 0 | 0 | 0 | 0 | 0 | 0 | 0 | 0 | 0 | 0
*Includes only Non-Firm Market Based Sales & SECD
Total Sales
Fuel Cost ($000) | 0 | 0 | 0 | 0 | 0 | 0 | 0 | 0 | 0 | 0 | 0 | 0 | 0 | 0 | 0 | 0 | 0 | 0 | 0 | 0 | 0 | 0 | 0 | 0 | 0 | 0 | 0 | 0 | 0 | 0 | 0 | 0
Energy Revenue ($000) | 0 | 0 | 0 | 0 | 0 | 0 | 0 | 0 | 0 | 0 | 0 | 0 | 0 | 0 | 0 | 0 | 0 | 0 | 0 | 0 | 0 | 0 | 0 | 0 | 0 | 0 | 0 | 0 | 0 | 0 | 0 | 0
Capacity Revenue ($000) | 0 | 0 | 0 | 0 | 0 | 0 | 0 | 0 | 0 | 0 | 0 | 0 | 0 | 0 | 0 | 0 | 0 | 0 | 0 | 0 | 0 | 0 | 0 | 0 | 0 | 0 | 0 | 0 | 0 | 0 | 0 | 0
Total Revenue ($000) | 0 | 0 | 0 | 0 | 0 | 0 | 0 | 0 | 0 | 0 | 0 | 0 | 0 | 0 | 0 | 0 | 0 | 0 | 0 | 0 | 0 | 0 | 0 | 0 | 0 | 0 | 0 | 0 | 0 | 0 | 0 | 0
Net Revenue ($000) | 0 | 0 | 0 | 0 | 0 | 0 | 0 | 0 | 0 | 0 | 0 | 0 | 0 | 0 | 0 | 0 | 0 | 0 | 0 | 0 | 0 | 0 | 0 | 0 | 0 | 0 | 0 | 0 | 0 | 0 | 0 | 0
Customer ($000) | 0 | 0 | 0 | 0 | 0 | 0 | 0 | 0 | 0 | 0 | 0 | 0 | 0 | 0 | 0 | 0 | 0 | 0 | 0 | 0 | 0 | 0 | 0 | 0 | 0 | 0 | 0 | 0 | 0 | 0 | 0 | 0
Company ($000) | 0 | 0 | 0 | 0 | 0 | 0 | 0 | 0 | 0 | 0 | 0 | 0 | 0 | 0 | 0 | 0 | 0 | 0 | 0 | 0 | 0 | 0 | 0 | 0 | 0 | 0 | 0 | 0 | 0 | 0 | 0 | 0
Energy (MWh) | 0 | 0 | 0 | 0 | 0 | 0 | 0 | 0 | 0 | 0 | 0 | 0 | 0 | 0 | 0 | 0 | 0 | 0 | 0 | 0 | 0 | 0 | 0 | 0 | 0 | 0 | 0 | 0 | 0 | 0 | 0 | 0
Energy Purchases
Non-Firm Market Based Purchases
Fuel Cost ($000) | 12674.59 | 12337.24 | 12834.32 | 13015.56 | 14196.63 | 14941.78 | 16002.43 | 16464.21 | 17297.82 | 18112.24 | 19635.55 | 22675.37 | 25078.9 | 25663.59 | 28282.96 | 29307.28 | 32396.42 | 36399.98 | 37151.24 | 40433.42 | 42617.92 | 46581.71 | 45253.77 | 50985.02 | 53075.26 | 51058.34 | 47990 | 47820.74 | 49153.64 | 49189.21 | 0 | 0
Transaction Rate ($/MWh) | 25.3492 | 24.6745 | 25.6686 | 26.0311 | 28.3933 | 29.8836 | 32.0049 | 32.9284 | 34.5956 | 36.2245 | 39.2711 | 45.3507 | 50.1578 | 51.3272 | 56.5659 | 58.6146 | 64.7928 | 72.8 | 74.3025 | 80.8668 | 85.2358 | 93.1634 | 90.5075 | 101.97 | 106.1505 | 102.1167 | 95.98 | 95.6415 | 98.3073 | 98.3784 | 0 | 0
Energy (MWh) | 500000 | 500000 | 500000 | 500000 | 500000 | 500000 | 500000 | 500000 | 500000 | 500000 | 500000 | 500000 | 500000 | 500000 | 500000 | 500000 | 500000 | 500000 | 500000 | 500000 | 500000 | 500000 | 500000 | 500000 | 500000 | 500000 | 500000 | 500000 | 500000 | 500000 | 0 | 0
Emergency Purchases
Fuel Cost ($000) | 2886.09 | 2663.52 | 2438.92 | 527.06 | 416.28 | 1389.76 | 2335.86 | 1864.05 | 799.46 | 1890.54 | 867.42 | 1736.43 | 838 | 2942.22 | 1687.84 | 3058.31 | 2297.3 | 1159.3 | 1933.2 | 1243.1 | 2618.17 | 549.49 | 1826.01 | 473.59 | 5163.42 | 975.67 | 17.47 | 237.12 | 413.03 | 10.83 | 0 | 0
Transaction Rate ($/MWh) | 42.318 | 42.9185 | 46.5798 | 49.3964 | 51.0147 | 54.3087 | 57.3499 | 60.3643 | 63.4492 | 66.6622 | 73.5725 | 76.7992 | 83.5494 | 86.5613 | 93.3024 | 94.4214 | 100.4943 | 104.4414 | 106.4537 | 108.8529 | 111.0335 | 114.2391 | 116.529 | 119.5934 | 124.5098 | 130.4372 | 134.3846 | 139.4824 | 144.4161 | 154.7143 | 0 | 0
Energy (MWh) | 68200 | 62060 | 52360 | 10670 | 8160 | 25590 | 40730 | 30880 | 12600 | 28360 | 11790 | 22610 | 10030 | 33990 | 18090 | 32390 | 22860 | 11100 | 18160 | 11420 | 23580 | 4810 | 15670 | 3960 | 41470 | 7480 | 130 | 1700 | 2860 | 70 | 0 | 0
As-Available (AACog) Cogenerators
AACog_CF_Industries
Fuel Cost ($000) | 0 | 0 | 0 | 0 | 0 | 0 | 0 | 0 | 0 | 0 | 0 | 0 | 0 | 0 | 0 | 0 | 0 | 0 | 0 | 0 | 0 | 0 | 0 | 0 | 0 | 0 | 0 | 0 | 0 | 0 | 0 | 0
VOM ($000) | 0 | 0 | 0 | 0 | 0 | 0 | 0 | 0 | 0 | 0 | 0 | 0 | 0 | 0 | 0 | 0 | 0 | 0 | 0 | 0 | 0 | 0 | 0 | 0 | 0 | 0 | 0 | 0 | 0 | 0 | 0 | 0
SO2 Payment ($000) | 0 | 0 | 0 | 0 | 0 | 0 | 0 | 0 | 0 | 0 | 0 | 0 | 0 | 0 | 0 | 0 | 0 | 0 | 0 | 0 | 0 | 0 | 0 | 0 | 0 | 0 | 0 | 0 | 0 | 0 | 0 | 0
Total ($000) | 0 | 0 | 0 | 0 | 0 | 0 | 0 | 0 | 0 | 0 | 0 | 0 | 0 | 0 | 0 | 0 | 0 | 0 | 0 | 0 | 0 | 0 | 0 | 0 | 0 | 0 | 0 | 0 | 0 | 0 | 0 | 0
Fuel Rate ($/MWh) | 0 | 0 | 0 | 0 | 0 | 0 | 0 | 0 | 0 | 0 | 0 | 0 | 0 | 0 | 0 | 0 | 0 | 0 | 0 | 0 | 0 | 0 | 0 | 0 | 0 | 0 | 0 | 0 | 0 | 0 | 0 | 0
Transaction Rate ($/MWh) | 0 | 0 | 0 | 0 | 0 | 0 | 0 | 0 | 0 | 0 | 0 | 0 | 0 | 0 | 0 | 0 | 0 | 0 | 0 | 0 | 0 | 0 | 0 | 0 | 0 | 0 | 0 | 0 | 0 | 0 | 0 | 0
Energy (MWh) | 0 | 0 | 0 | 0 | 0 | 0 | 0 | 0 | 0 | 0 | 0 | 0 | 0 | 0 | 0 | 0 | 0 | 0 | 0 | 0 | 0 | 0 | 0 | 0 | 0 | 0 | 0 | 0 | 0 | 0 | 0 | 0
AACog_Millpoint_Mosaic
Fuel Cost ($000) | 0 | 0 | 0 | 0 | 0 | 0 | 0 | 0 | 0 | 0 | 0 | 0 | 0 | 0 | 0 | 0 | 0 | 0 | 0 | 0 | 0 | 0 | 0 | 0 | 0 | 0 | 0 | 0 | 0 | 0 | 0 | 0
VOM ($000) | 0 | 0 | 0 | 0 | 0 | 0 | 0 | 0 | 0 | 0 | 0 | 0 | 0 | 0 | 0 | 0 | 0 | 0 | 0 | 0 | 0 | 0 | 0 | 0 | 0 | 0 | 0 | 0 | 0 | 0 | 0 | 0
SO2 Payment ($000) | 0 | 0 | 0 | 0 | 0 | 0 | 0 | 0 | 0 | 0 | 0 | 0 | 0 | 0 | 0 | 0 | 0 | 0 | 0 | 0 | 0 | 0 | 0 | 0 | 0 | 0 | 0 | 0 | 0 | 0 | 0 | 0
Total ($000) | 0 | 0 | 0 | 0 | 0 | 0 | 0 | 0 | 0 | 0 | 0 | 0 | 0 | 0 | 0 | 0 | 0 | 0 | 0 | 0 | 0 | 0 | 0 | 0 | 0 | 0 | 0 | 0 | 0 | 0 | 0 | 0
Fuel Rate ($/MWh) | 0 | 0 | 0 | 0 | 0 | 0 | 0 | 0 | 0 | 0 | 0 | 0 | 0 | 0 | 0 | 0 | 0 | 0 | 0 | 0 | 0 | 0 | 0 | 0 | 0 | 0 | 0 | 0 | 0 | 0 | 0 | 0
Transaction Rate ($/MWh) | 0 | 0 | 0 | 0 | 0 | 0 | 0 | 0 | 0 | 0 | 0 | 0 | 0 | 0 | 0 | 0 | 0 | 0 | 0 | 0 | 0 | 0 | 0 | 0 | 0 | 0 | 0 | 0 | 0 | 0 | 0 | 0
Energy (MWh) | 0 | 0 | 0 | 0 | 0 | 0 | 0 | 0 | 0 | 0 | 0 | 0 | 0 | 0 | 0 | 0 | 0 | 0 | 0 | 0 | 0 | 0 | 0 | 0 | 0 | 0 | 0 | 0 | 0 | 0 | 0 | 0
AACog_NewWales_Mosaic
Fuel Cost ($000) | 0 | 0 | 0 | 0 | 0 | 0 | 0 | 0 | 0 | 0 | 0 | 0 | 0 | 0 | 0 | 0 | 0 | 0 | 0 | 0 | 0 | 0 | 0 | 0 | 0 | 0 | 0 | 0 | 0 | 0 | 0 | 0
VOM ($000) | 0 | 0 | 0 | 0 | 0 | 0 | 0 | 0 | 0 | 0 | 0 | 0 | 0 | 0 | 0 | 0 | 0 | 0 | 0 | 0 | 0 | 0 | 0 | 0 | 0 | 0 | 0 | 0 | 0 | 0 | 0 | 0
SO2 Payment ($000) | 0 | 0 | 0 | 0 | 0 | 0 | 0 | 0 | 0 | 0 | 0 | 0 | 0 | 0 | 0 | 0 | 0 | 0 | 0 | 0 | 0 | 0 | 0 | 0 | 0 | 0 | 0 | 0 | 0 | 0 | 0 | 0
Total ($000) | 0 | 0 | 0 | 0 | 0 | 0 | 0 | 0 | 0 | 0 | 0 | 0 | 0 | 0 | 0 | 0 | 0 | 0 | 0 | 0 | 0 | 0 | 0 | 0 | 0 | 0 | 0 | 0 | 0 | 0 | 0 | 0
Fuel Rate ($/MWh) | 0 | 0 | 0 | 0 | 0 | 0 | 0 | 0 | 0 | 0 | 0 | 0 | 0 | 0 | 0 | 0 | 0 | 0 | 0 | 0 | 0 | 0 | 0 | 0 | 0 | 0 | 0 | 0 | 0 | 0 | 0 | 0
Transaction Rate ($/MWh) | 0 | 0 | 0 | 0 | 0 | 0 | 0 | 0 | 0 | 0 | 0 | 0 | 0 | 0 | 0 | 0 | 0 | 0 | 0 | 0 | 0 | 0 | 0 | 0 | 0 | 0 | 0 | 0 | 0 | 0 | 0 | 0
Energy (MWh) | 0 | 0 | 0 | 0 | 0 | 0 | 0 | 0 | 0 | 0 | 0 | 0 | 0 | 0 | 0 | 0 | 0 | 0 | 0 | 0 | 0 | 0 | 0 | 0 | 0 | 0 | 0 | 0 | 0 | 0 | 0 | 0
AACog_SPierce_Mosaic
Fuel Cost ($000) | 0 | 0 | 0 | 0 | 0 | 0 | 0 | 0 | 0 | 0 | 0 | 0 | 0 | 0 | 0 | 0 | 0 | 0 | 0 | 0 | 0 | 0 | 0 | 0 | 0 | 0 | 0 | 0 | 0 | 0 | 0 | 0
VOM ($000) | 0 | 0 | 0 | 0 | 0 | 0 | 0 | 0 | 0 | 0 | 0 | 0 | 0 | 0 | 0 | 0 | 0 | 0 | 0 | 0 | 0 | 0 | 0 | 0 | 0 | 0 | 0 | 0 | 0 | 0 | 0 | 0
SO2 Payment ($000) | 0 | 0 | 0 | 0 | 0 | 0 | 0 | 0 | 0 | 0 | 0 | 0 | 0 | 0 | 0 | 0 | 0 | 0 | 0 | 0 | 0 | 0 | 0 | 0 | 0 | 0 | 0 | 0 | 0 | 0 | 0 | 0
Total ($000) | 0 | 0 | 0 | 0 | 0 | 0 | 0 | 0 | 0 | 0 | 0 | 0 | 0 | 0 | 0 | 0 | 0 | 0 | 0 | 0 | 0 | 0 | 0 | 0 | 0 | 0 | 0 | 0 | 0 | 0 | 0 | 0
Fuel Rate ($/MWh) | 0 | 0 | 0 | 0 | 0 | 0 | 0 | 0 | 0 | 0 | 0 | 0 | 0 | 0 | 0 | 0 | 0 | 0 | 0 | 0 | 0 | 0 | 0 | 0 | 0 | 0 | 0 | 0 | 0 | 0 | 0 | 0
Transaction Rate ($/MWh) | 0 | 0 | 0 | 0 | 0 | 0 | 0 | 0 | 0 | 0 | 0 | 0 | 0 | 0 | 0 | 0 | 0 | 0 | 0 | 0 | 0 | 0 | 0 | 0 | 0 | 0 | 0 | 0 | 0 | 0 | 0 | 0
Energy (MWh) | 0 | 0 | 0 | 0 | 0 | 0 | 0 | 0 | 0 | 0 | 0 | 0 | 0 | 0 | 0 | 0 | 0 | 0 | 0 | 0 | 0 | 0 | 0 | 0 | 0 | 0 | 0 | 0 | 0 | 0 | 0 | 0
AACog_Ridgewood_Mosaic
Fuel Cost ($000) | 0 | 0 | 0 | 0 | 0 | 0 | 0 | 0 | 0 | 0 | 0 | 0 | 0 | 0 | 0 | 0 | 0 | 0 | 0 | 0 | 0 | 0 | 0 | 0 | 0 | 0 | 0 | 0 | 0 | 0 | 0 | 0
VOM ($000) | 0 | 0 | 0 | 0 | 0 | 0 | 0 | 0 | 0 | 0 | 0 | 0 | 0 | 0 | 0 | 0 | 0 | 0 | 0 | 0 | 0 | 0 | 0 | 0 | 0 | 0 | 0 | 0 | 0 | 0 | 0 | 0
SO2 Payment ($000) | 0 | 0 | 0 | 0 | 0 | 0 | 0 | 0 | 0 | 0 | 0 | 0 | 0 | 0 | 0 | 0 | 0 | 0 | 0 | 0 | 0 | 0 | 0 | 0 | 0 | 0 | 0 | 0 | 0 | 0 | 0 | 0
Total ($000) | 0 | 0 | 0 | 0 | 0 | 0 | 0 | 0 | 0 | 0 | 0 | 0 | 0 | 0 | 0 | 0 | 0 | 0 | 0 | 0 | 0 | 0 | 0 | 0 | 0 | 0 | 0 | 0 | 0 | 0 | 0 | 0
Fuel Rate ($/MWh) | 0 | 0 | 0 | 0 | 0 | 0 | 0 | 0 | 0 | 0 | 0 | 0 | 0 | 0 | 0 | 0 | 0 | 0 | 0 | 0 | 0 | 0 | 0 | 0 | 0 | 0 | 0 | 0 | 0 | 0 | 0 | 0
Transaction Rate ($/MWh) | 0 | 0 | 0 | 0 | 0 | 0 | 0 | 0 | 0 | 0 | 0 | 0 | 0 | 0 | 0 | 0 | 0 | 0 | 0 | 0 | 0 | 0 | 0 | 0 | 0 | 0 | 0 | 0 | 0 | 0 | 0 | 0
Energy (MWh) | 0 | 0 | 0 | 0 | 0 | 0 | 0 | 0 | 0 | 0 | 0 | 0 | 0 | 0 | 0 | 0 | 0 | 0 | 0 | 0 | 0 | 0 | 0 | 0 | 0 | 0 | 0 | 0 | 0 | 0 | 0 | 0
AACog_COTWTE
Fuel Cost ($000) | 0 | 0 | 0 | 0 | 0 | 0 | 0 | 0 | 0 | 0 | 0 | 0 | 0 | 0 | 0 | 0 | 0 | 0 | 0 | 0 | 0 | 0 | 0 | 0 | 0 | 0 | 0 | 0 | 0 | 0 | 0 | 0
VOM ($000) | 0 | 0 | 0 | 0 | 0 | 0 | 0 | 0 | 0 | 0 | 0 | 0 | 0 | 0 | 0 | 0 | 0 | 0 | 0 | 0 | 0 | 0 | 0 | 0 | 0 | 0 | 0 | 0 | 0 | 0 | 0 | 0
SO2 Payment ($000) | 0 | 0 | 0 | 0 | 0 | 0 | 0 | 0 | 0 | 0 | 0 | 0 | 0 | 0 | 0 | 0 | 0 | 0 | 0 | 0 | 0 | 0 | 0 | 0 | 0 | 0 | 0 | 0 | 0 | 0 | 0 | 0
Total ($000) | 0 | 0 | 0 | 0 | 0 | 0 | 0 | 0 | 0 | 0 | 0 | 0 | 0 | 0 | 0 | 0 | 0 | 0 | 0 | 0 | 0 | 0 | 0 | 0 | 0 | 0 | 0 | 0 | 0 | 0 | 0 | 0
Fuel Rate ($/MWh) | 0 | 0 | 0 | 0 | 0 | 0 | 0 | 0 | 0 | 0 | 0 | 0 | 0 | 0 | 0 | 0 | 0 | 0 | 0 | 0 | 0 | 0 | 0 | 0 | 0 | 0 | 0 | 0 | 0 | 0 | 0 | 0
Transaction Rate ($/MWh) | 0 | 0 | 0 | 0 | 0 | 0 | 0 | 0 | 0 | 0 | 0 | 0 | 0 | 0 | 0 | 0 | 0 | 0 | 0 | 0 | 0 | 0 | 0 | 0 | 0 | 0 | 0 | 0 | 0 | 0 | 0 | 0
Energy (MWh) | 0 | 0 | 0 | 0 | 0 | 0 | 0 | 0 | 0 | 0 | 0 | 0 | 0 | 0 | 0 | 0 | 0 | 0 | 0 | 0 | 0 | 0 | 0 | 0 | 0 | 0 | 0 | 0 | 0 | 0 | 0 | 0
AACog_HCWTE
Fuel Cost ($000) | 0 | 0 | 0 | 0 | 0 | 0 | 0 | 0 | 0 | 0 | 0 | 0 | 0 | 0 | 0 | 0 | 0 | 0 | 0 | 0 | 0 | 0 | 0 | 0 | 0 | 0 | 0 | 0 | 0 | 0 | 0 | 0
VOM ($000) | 0 | 0 | 0 | 0 | 0 | 0 | 0 | 0 | 0 | 0 | 0 | 0 | 0 | 0 | 0 | 0 | 0 | 0 | 0 | 0 | 0 | 0 | 0 | 0 | 0 | 0 | 0 | 0 | 0 | 0 | 0 | 0
SO2 Payment ($000) | 0 | 0 | 0 | 0 | 0 | 0 | 0 | 0 | 0 | 0 | 0 | 0 | 0 | 0 | 0 | 0 | 0 | 0 | 0 | 0 | 0 | 0 | 0 | 0 | 0 | 0 | 0 | 0 | 0 | 0 | 0 | 0
Total ($000) | 0 | 0 | 0 | 0 | 0 | 0 | 0 | 0 | 0 | 0 | 0 | 0 | 0 | 0 | 0 | 0 | 0 | 0 | 0 | 0 | 0 | 0 | 0 | 0 | 0 | 0 | 0 | 0 | 0 | 0 | 0 | 0
Fuel Rate ($/MWh) | 0 | 0 | 0 | 0 | 0 | 0 | 0 | 0 | 0 | 0 | 0 | 0 | 0 | 0 | 0 | 0 | 0 | 0 | 0 | 0 | 0 | 0 | 0 | 0 | 0 | 0 | 0 | 0 | 0 | 0 | 0 | 0
Transaction Rate ($/MWh) | 0 | 0 | 0 | 0 | 0 | 0 | 0 | 0 | 0 | 0 | 0 | 0 | 0 | 0 | 0 | 0 | 0 | 0 | 0 | 0 | 0 | 0 | 0 | 0 | 0 | 0 | 0 | 0 | 0 | 0 | 0 | 0
Energy (MWh) | 0 | 0 | 0 | 0 | 0 | 0 | 0 | 0 | 0 | 0 | 0 | 0 | 0 | 0 | 0 | 0 | 0 | 0 | 0 | 0 | 0 | 0 | 0 | 0 | 0 | 0 | 0 | 0 | 0 | 0 | 0 | 0
Total AACog Fuel Cost ($000) | 0 | 0 | 0 | 0 | 0 | 0 | 0 | 0 | 0 | 0 | 0 | 0 | 0 | 0 | 0 | 0 | 0 | 0 | 0 | 0 | 0 | 0 | 0 | 0 | 0 | 0 | 0 | 0 | 0 | 0 | 0 | 0
Total AACog VOM Cost ($000) | 0 | 0 | 0 | 0 | 0 | 0 | 0 | 0 | 0 | 0 | 0 | 0 | 0 | 0 | 0 | 0 | 0 | 0 | 0 | 0 | 0 | 0 | 0 | 0 | 0 | 0 | 0 | 0 | 0 | 0 | 0 | 0
Total AACog SO2 Payment ($000) | 0 | 0 | 0 | 0 | 0 | 0 | 0 | 0 | 0 | 0 | 0 | 0 | 0 | 0 | 0 | 0 | 0 | 0 | 0 | 0 | 0 | 0 | 0 | 0 | 0 | 0 | 0 | 0 | 0 | 0 | 0 | 0
Total AACog Energy (MWh) | 0 | 0 | 0 | 0 | 0 | 0 | 0 | 0 | 0 | 0 | 0 | 0 | 0 | 0 | 0 | 0 | 0 | 0 | 0 | 0 | 0 | 0 | 0 | 0 | 0 | 0 | 0 | 0 | 0 | 0 | 0 | 0
Renewable Resources
Tampa International Airport Solar
Energy (MWh) | 2970 | 2950 | 2940 | 2910 | 2890 | 2870 | 2860 | 2830 | 2810 | 2790 | 2780 | 2750 | 2730 | 2710 | 2700 | 2670 | 2660 | 2640 | 2630 | 2600 | 2580 | 2560 | 2560 | 2530 | 2510 | 2490 | 2470 | 0 | 0 | 0 | 0 | 0
Big Bend Solar
Energy (MWh) | 41280 | 41000 | 40840 | 40420 | 40140 | 39870 | 39720 | 39310 | 39030 | 38760 | 38610 | 38200 | 37950 | 37670 | 37540 | 37160 | 36890 | 36630 | 36500 | 36120 | 35870 | 35620 | 35480 | 35130 | 34880 | 34650 | 34470 | 34160 | 0 | 0 | 0 | 0
LegoLand Solar
Energy (MWh) | 2680 | 2660 | 2650 | 2630 | 2610 | 2590 | 2580 | 2560 | 2540 | 2520 | 2510 | 2490 | 2470 | 2450 | 2440 | 2420 | 2400 | 2380 | 2370 | 2350 | 2330 | 2310 | 2300 | 2280 | 2270 | 2250 | 2240 | 2210 | 0 | 0 | 0 | 0
Future Solar - Proxy 1 | 47530 | 171680 | 171380 | 170300 | 169630 | 168950 | 168660 | 167600 | 166930 | 166260 | 165980 | 164940 | 164270 | 163610 | 163340 | 162310 | 161670 | 161020 | 160750 | 159730 | 159080 | 158450 | 158180 | 157190 | 156560 | 155920 | 155660 | 154680 | 154070 | 153620 | 0 | 0
Future Solar - Proxy 2 | 44750 | 162220 | 161940 | 160930 | 160280 | 159630 | 159360 | 158360 | 157720 | 157100 | 156830 | 155850 | 155230 | 154600 | 154330 | 153360 | 152760 | 152140 | 151880 | 150920 | 150310 | 149710 | 149450 | 148520 | 147940 | 147340 | 147080 | 146160 | 145580 | 145140 | 0 | 0
Future Solar - Proxy 3 | 0 | 172350 | 171750 | 170990 | 170300 | 169630 | 169020 | 168270 | 167600 | 166930 | 166340 | 165590 | 164920 | 164270 | 163680 | 162950 | 162310 | 161660 | 161090 | 160370 | 159720 | 159070 | 158530 | 157830 | 157180 | 156550 | 156010 | 155310 | 154680 | 154680 | 0 | 0
Future Solar - Proxy 4 | 0 | 171980 | 171860 | 170620 | 169930 | 169260 | 169120 | 167900 | 167230 | 166560 | 166430 | 165220 | 164570 | 163900 | 163790 | 162610 | 161960 | 161310 | 161200 | 160020 | 159370 | 158730 | 158620 | 157480 | 156830 | 156210 | 156100 | 154960 | 154340 | 154340 | 0 | 0
Future Solar - Proxy 5 | 0 | 121680 | 121630 | 120710 | 120220 | 119740 | 119680 | 118790 | 118310 | 117840 | 117780 | 116900 | 116430 | 115970 | 115930 | 115050 | 114590 | 114120 | 114070 | 113200 | 112760 | 112300 | 112270 | 111400 | 110960 | 110520 | 110480 | 109640 | 109200 | 109200 | 0 | 0
Future Solar - Proxy 6 | 0 | 129350 | 129300 | 128310 | 127800 | 127290 | 127240 | 126270 | 125770 | 125260 | 125220 | 124260 | 123760 | 123270 | 123220 | 122280 | 121790 | 121310 | 121250 | 120340 | 119850 | 119390 | 119330 | 118420 | 117960 | 117470 | 117430 | 116550 | 116090 | 116090 | 0 | 0
Future Solar - Proxy 7 | 0 | 0 | 36200 | 79470 | 79160 | 78850 | 78790 | 78210 | 77900 | 77590 | 77540 | 76960 | 76660 | 76360 | 76310 | 75740 | 75440 | 75140 | 75090 | 74540 | 74240 | 73940 | 73900 | 73360 | 73060 | 72770 | 72730 | 72190 | 71900 | 71740 | 0 | 0
Future Solar - Proxy 8 | 0 | 0 | 134170 | 133180 | 132650 | 132120 | 132040 | 131060 | 130520 | 130020 | 129930 | 128980 | 128450 | 127940 | 127870 | 126920 | 126410 | 125900 | 125830 | 124910 | 124400 | 123900 | 123840 | 122920 | 122420 | 121930 | 121870 | 120960 | 120480 | 120480 | 0 | 0
Future Solar - Proxy 9 | 0 | 0 | 127640 | 126710 | 126200 | 125700 | 125600 | 124680 | 124200 | 123690 | 123610 | 122720 | 122210 | 121720 | 121640 | 120750 | 120270 | 119780 | 119720 | 118840 | 118350 | 117890 | 117790 | 116940 | 116480 | 116020 | 115940 | 115090 | 114630 | 114630 | 0 | 0
Future Solar - Proxy 10 | 0 | 0 | 0 | 114660 | 114190 | 113730 | 113630 | 112830 | 112390 | 111930 | 111830 | 111030 | 110590 | 110150 | 110040 | 109270 | 108840 | 108400 | 108280 | 107540 | 107100 | 106690 | 106570 | 105830 | 105390 | 104980 | 104880 | 104150 | 103730 | 103730 | 0 | 0
Future Solar - Proxy 11 | 0 | 0 | 0 | 0 | 0 | 0 | 0 | 0 | 0 | 0 | 0 | 0 | 0 | 0 | 0 | 0 | 0 | 0 | 0 | 0 | 0 | 0 | 0 | 0 | 0 | 0 | 0 | 0 | 0 | 0 | 0 | 0
Total Renewable Energy
Solar (MWh) | 139210 | 975870 | 1272300 | 1421840 | 1416000 | 1410230 | 1408300 | 1398670 | 1392950 | 1387250 | 1385390 | 1375890 | 1370240 | 1364620 | 1362830 | 1353490 | 1347990 | 1342430 | 1340660 | 1331480 | 1325960 | 1320560 | 1318820 | 1309830 | 1304440 | 1299100 | 1297360 | 1286060 | 1244700 | 1243650 | 0 | 0
Firm Cogenerators
FirmCog_Orange
Capacity Costs ($000) | 0 | 0 | 0 | 0 | 0 | 0 | 0 | 0 | 0 | 0 | 0 | 0 | 0 | 0 | 0 | 0 | 0 | 0 | 0 | 0 | 0 | 0 | 0 | 0 | 0 | 0 | 0 | 0 | 0 | 0 | 0 | 0
Fuel Cost ($000) | 0 | 0 | 0 | 0 | 0 | 0 | 0 | 0 | 0 | 0 | 0 | 0 | 0 | 0 | 0 | 0 | 0 | 0 | 0 | 0 | 0 | 0 | 0 | 0 | 0 | 0 | 0 | 0 | 0 | 0 | 0 | 0
SO2 Payment ($000) | 0 | 0 | 0 | 0 | 0 | 0 | 0 | 0 | 0 | 0 | 0 | 0 | 0 | 0 | 0 | 0 | 0 | 0 | 0 | 0 | 0 | 0 | 0 | 0 | 0 | 0 | 0 | 0 | 0 | 0 | 0 | 0
Total ($000) | 0 | 0 | 0 | 0 | 0 | 0 | 0 | 0 | 0 | 0 | 0 | 0 | 0 | 0 | 0 | 0 | 0 | 0 | 0 | 0 | 0 | 0 | 0 | 0 | 0 | 0 | 0 | 0 | 0 | 0 | 0 | 0
Fuel Rate ($/MWh) | 0 | 0 | 0 | 0 | 0 | 0 | 0 | 0 | 0 | 0 | 0 | 0 | 0 | 0 | 0 | 0 | 0 | 0 | 0 | 0 | 0 | 0 | 0 | 0 | 0 | 0 | 0 | 0 | 0 | 0 | 0 | 0
Transaction Rate ($/MWh) | 0 | 0 | 0 | 0 | 0 | 0 | 0 | 0 | 0 | 0 | 0 | 0 | 0 | 0 | 0 | 0 | 0 | 0 | 0 | 0 | 0 | 0 | 0 | 0 | 0 | 0 | 0 | 0 | 0 | 0 | 0 | 0
Energy (MWh) | 0 | 0 | 0 | 0 | 0 | 0 | 0 | 0 | 0 | 0 | 0 | 0 | 0 | 0 | 0 | 0 | 0 | 0 | 0 | 0 | 0 | 0 | 0 | 0 | 0 | 0 | 0 | 0 | 0 | 0 | 0 | 0
FirmCog Capacity Cost ($000) | 0 | 0 | 0 | 0 | 0 | 0 | 0 | 0 | 0 | 0 | 0 | 0 | 0 | 0 | 0 | 0 | 0 | 0 | 0 | 0 | 0 | 0 | 0 | 0 | 0 | 0 | 0 | 0 | 0 | 0 | 0 | 0
FirmCog Fuel Cost ($000) | 0 | 0 | 0 | 0 | 0 | 0 | 0 | 0 | 0 | 0 | 0 | 0 | 0 | 0 | 0 | 0 | 0 | 0 | 0 | 0 | 0 | 0 | 0 | 0 | 0 | 0 | 0 | 0 | 0 | 0 | 0 | 0
FirmCog SO2 Payment ($000) | 0 | 0 | 0 | 0 | 0 | 0 | 0 | 0 | 0 | 0 | 0 | 0 | 0 | 0 | 0 | 0 | 0 | 0 | 0 | 0 | 0 | 0 | 0 | 0 | 0 | 0 | 0 | 0 | 0 | 0 | 0 | 0
FirmCog Energy (MWh) | 0 | 0 | 0 | 0 | 0 | 0 | 0 | 0 | 0 | 0 | 0 | 0 | 0 | 0 | 0 | 0 | 0 | 0 | 0 | 0 | 0 | 0 | 0 | 0 | 0 | 0 | 0 | 0 | 0 | 0 | 0 | 0
Purchase Resources
Duke_Osprey
Capacity Costs ($000) | 0 | 0 | 0 | 0 | 0 | 0 | 0 | 0 | 0 | 0 | 0 | 0 | 0 | 0 | 0 | 0 | 0 | 0 | 0 | 0 | 0 | 0 | 0 | 0 | 0 | 0 | 0 | 0 | 0 | 0 | 0 | 0
Fuel Cost ($000) | 0 | 0 | 0 | 0 | 0 | 0 | 0 | 0 | 0 | 0 | 0 | 0 | 0 | 0 | 0 | 0 | 0 | 0 | 0 | 0 | 0 | 0 | 0 | 0 | 0 | 0 | 0 | 0 | 0 | 0 | 0 | 0
VOM ($000) | 0 | 0 | 0 | 0 | 0 | 0 | 0 | 0 | 0 | 0 | 0 | 0 | 0 | 0 | 0 | 0 | 0 | 0 | 0 | 0 | 0 | 0 | 0 | 0 | 0 | 0 | 0 | 0 | 0 | 0 | 0 | 0
Start Charge ($000) | 0 | 0 | 0 | 0 | 0 | 0 | 0 | 0 | 0 | 0 | 0 | 0 | 0 | 0 | 0 | 0 | 0 | 0 | 0 | 0 | 0 | 0 | 0 | 0 | 0 | 0 | 0 | 0 | 0 | 0 | 0 | 0
Total ($000) | 0 | 0 | 0 | 0 | 0 | 0 | 0 | 0 | 0 | 0 | 0 | 0 | 0 | 0 | 0 | 0 | 0 | 0 | 0 | 0 | 0 | 0 | 0 | 0 | 0 | 0 | 0 | 0 | 0 | 0 | 0 | 0
Fuel Rate ($/MWh) | 0 | 0 | 0 | 0 | 0 | 0 | 0 | 0 | 0 | 0 | 0 | 0 | 0 | 0 | 0 | 0 | 0 | 0 | 0 | 0 | 0 | 0 | 0 | 0 | 0 | 0 | 0 | 0 | 0 | 0 | 0 | 0
Transaction Rate ($/MWh) | 0 | 0 | 0 | 0 | 0 | 0 | 0 | 0 | 0 | 0 | 0 | 0 | 0 | 0 | 0 | 0 | 0 | 0 | 0 | 0 | 0 | 0 | 0 | 0 | 0 | 0 | 0 | 0 | 0 | 0 | 0 | 0
Energy (MWh) | 0 | 0 | 0 | 0 | 0 | 0 | 0 | 0 | 0 | 0 | 0 | 0 | 0 | 0 | 0 | 0 | 0 | 0 | 0 | 0 | 0 | 0 | 0 | 0 | 0 | 0 | 0 | 0 | 0 | 0 | 0 | 0
PASCO_Cogen
Capacity Costs ($000) | 10049.79 | 0 | 0 | 0 | 0 | 0 | 0 | 0 | 0 | 0 | 0 | 0 | 0 | 0 | 0 | 0 | 0 | 0 | 0 | 0 | 0 | 0 | 0 | 0 | 0 | 0 | 0 | 0 | 0 | 0 | 0 | 0
Fuel Cost ($000) | 2997.35 | 0 | 0 | 0 | 0 | 0 | 0 | 0 | 0 | 0 | 0 | 0 | 0 | 0 | 0 | 0 | 0 | 0 | 0 | 0 | 0 | 0 | 0 | 0 | 0 | 0 | 0 | 0 | 0 | 0 | 0 | 0
VOM ($000) | 504.65 | 0 | 0 | 0 | 0 | 0 | 0 | 0 | 0 | 0 | 0 | 0 | 0 | 0 | 0 | 0 | 0 | 0 | 0 | 0 | 0 | 0 | 0 | 0 | 0 | 0 | 0 | 0 | 0 | 0 | 0 | 0
Start Charge ($000) | 113.64 | 0 | 0 | 0 | 0 | 0 | 0 | 0 | 0 | 0 | 0 | 0 | 0 | 0 | 0 | 0 | 0 | 0 | 0 | 0 | 0 | 0 | 0 | 0 | 0 | 0 | 0 | 0 | 0 | 0 | 0 | 0
Total ($000) | 13665.43 | 0 | 0 | 0 | 0 | 0 | 0 | 0 | 0 | 0 | 0 | 0 | 0 | 0 | 0 | 0 | 0 | 0 | 0 | 0 | 0 | 0 | 0 | 0 | 0 | 0 | 0 | 0 | 0 | 0 | 0 | 0
Fuel Rate ($/MWh) | 26.61 | 0 | 0 | 0 | 0 | 0 | 0 | 0 | 0 | 0 | 0 | 0 | 0 | 0 | 0 | 0 | 0 | 0 | 0 | 0 | 0 | 0 | 0 | 0 | 0 | 0 | 0 | 0 | 0 | 0 | 0 | 0
Transaction Rate ($/MWh) | 121.3195 | 0 | 0 | 0 | 0 | 0 | 0 | 0 | 0 | 0 | 0 | 0 | 0 | 0 | 0 | 0 | 0 | 0 | 0 | 0 | 0 | 0 | 0 | 0 | 0 | 0 | 0 | 0 | 0 | 0 | 0 | 0
Energy (MWh) | 112640 | 0 | 0 | 0 | 0 | 0 | 0 | 0 | 0 | 0 | 0 | 0 | 0 | 0 | 0 | 0 | 0 | 0 | 0 | 0 | 0 | 0 | 0 | 0 | 0 | 0 | 0 | 0 | 0 | 0 | 0 | 0
Constellation (Exelon)
Capacity Costs ($000) | 0 | 0 | 0 | 0 | 0 | 0 | 0 | 0 | 0 | 0 | 0 | 0 | 0 | 0 | 0 | 0 | 0 | 0 | 0 | 0 | 0 | 0 | 0 | 0 | 0 | 0 | 0 | 0 | 0 | 0 | 0 | 0
Fuel Cost ($000) | 0 | 0 | 0 | 0 | 0 | 0 | 0 | 0 | 0 | 0 | 0 | 0 | 0 | 0 | 0 | 0 | 0 | 0 | 0 | 0 | 0 | 0 | 0 | 0 | 0 | 0 | 0 | 0 | 0 | 0 | 0 | 0
VOM ($000) | 0 | 0 | 0 | 0 | 0 | 0 | 0 | 0 | 0 | 0 | 0 | 0 | 0 | 0 | 0 | 0 | 0 | 0 | 0 | 0 | 0 | 0 | 0 | 0 | 0 | 0 | 0 | 0 | 0 | 0 | 0 | 0
Start Charge ($000) | 0 | 0 | 0 | 0 | 0 | 0 | 0 | 0 | 0 | 0 | 0 | 0 | 0 | 0 | 0 | 0 | 0 | 0 | 0 | 0 | 0 | 0 | 0 | 0 | 0 | 0 | 0 | 0 | 0 | 0 | 0 | 0
Total ($000) | 0 | 0 | 0 | 0 | 0 | 0 | 0 | 0 | 0 | 0 | 0 | 0 | 0 | 0 | 0 | 0 | 0 | 0 | 0 | 0 | 0 | 0 | 0 | 0 | 0 | 0 | 0 | 0 | 0 | 0 | 0 | 0
Fuel Rate ($/MWh) | 0 | 0 | 0 | 0 | 0 | 0 | 0 | 0 | 0 | 0 | 0 | 0 | 0 | 0 | 0 | 0 | 0 | 0 | 0 | 0 | 0 | 0 | 0 | 0 | 0 | 0 | 0 | 0 | 0 | 0 | 0 | 0
Transaction Rate ($/MWh) | 0 | 0 | 0 | 0 | 0 | 0 | 0 | 0 | 0 | 0 | 0 | 0 | 0 | 0 | 0 | 0 | 0 | 0 | 0 | 0 | 0 | 0 | 0 | 0 | 0 | 0 | 0 | 0 | 0 | 0 | 0 | 0
Energy (MWh) | 0 | 0 | 0 | 0 | 0 | 0 | 0 | 0 | 0 | 0 | 0 | 0 | 0 | 0 | 0 | 0 | 0 | 0 | 0 | 0 | 0 | 0 | 0 | 0 | 0 | 0 | 0 | 0 | 0 | 0 | 0 | 0
Calpine_Osprey
Capacity Costs ($000) | 0 | 0 | 0 | 0 | 0 | 0 | 0 | 0 | 0 | 0 | 0 | 0 | 0 | 0 | 0 | 0 | 0 | 0 | 0 | 0 | 0 | 0 | 0 | 0 | 0 | 0 | 0 | 0 | 0 | 0 | 0 | 0
Fuel Cost ($000) | 0 | 0 | 0 | 0 | 0 | 0 | 0 | 0 | 0 | 0 | 0 | 0 | 0 | 0 | 0 | 0 | 0 | 0 | 0 | 0 | 0 | 0 | 0 | 0 | 0 | 0 | 0 | 0 | 0 | 0 | 0 | 0
VOM ($000) | 0 | 0 | 0 | 0 | 0 | 0 | 0 | 0 | 0 | 0 | 0 | 0 | 0 | 0 | 0 | 0 | 0 | 0 | 0 | 0 | 0 | 0 | 0 | 0 | 0 | 0 | 0 | 0 | 0 | 0 | 0 | 0
Start Charge ($000) | 0 | 0 | 0 | 0 | 0 | 0 | 0 | 0 | 0 | 0 | 0 | 0 | 0 | 0 | 0 | 0 | 0 | 0 | 0 | 0 | 0 | 0 | 0 | 0 | 0 | 0 | 0 | 0 | 0 | 0 | 0 | 0
Total ($000) | 0 | 0 | 0 | 0 | 0 | 0 | 0 | 0 | 0 | 0 | 0 | 0 | 0 | 0 | 0 | 0 | 0 | 0 | 0 | 0 | 0 | 0 | 0 | 0 | 0 | 0 | 0 | 0 | 0 | 0 | 0 | 0
Fuel Rate ($/MWh) | 0 | 0 | 0 | 0 | 0 | 0 | 0 | 0 | 0 | 0 | 0 | 0 | 0 | 0 | 0 | 0 | 0 | 0 | 0 | 0 | 0 | 0 | 0 | 0 | 0 | 0 | 0 | 0 | 0 | 0 | 0 | 0
Transaction Rate ($/MWh) | 0 | 0 | 0 | 0 | 0 | 0 | 0 | 0 | 0 | 0 | 0 | 0 | 0 | 0 | 0 | 0 | 0 | 0 | 0 | 0 | 0 | 0 | 0 | 0 | 0 | 0 | 0 | 0 | 0 | 0 | 0 | 0
Energy (MWh) | 0 | 0 | 0 | 0 | 0 | 0 | 0 | 0 | 0 | 0 | 0 | 0 | 0 | 0 | 0 | 0 | 0 | 0 | 0 | 0 | 0 | 0 | 0 | 0 | 0 | 0 | 0 | 0 | 0 | 0 | 0 | 0
FPL_System_Lambda
Capacity Costs ($000) | 0 | 0 | 0 | 0 | 0 | 0 | 0 | 0 | 0 | 0 | 0 | 0 | 0 | 0 | 0 | 0 | 0 | 0 | 0 | 0 | 0 | 0 | 0 | 0 | 0 | 0 | 0 | 0 | 0 | 0 | 0 | 0
Fuel Cost ($000) | 0 | 0 | 0 | 0 | 0 | 0 | 0 | 0 | 0 | 0 | 0 | 0 | 0 | 0 | 0 | 0 | 0 | 0 | 0 | 0 | 0 | 0 | 0 | 0 | 0 | 0 | 0 | 0 | 0 | 0 | 0 | 0
VOM ($000) | 0 | 0 | 0 | 0 | 0 | 0 | 0 | 0 | 0 | 0 | 0 | 0 | 0 | 0 | 0 | 0 | 0 | 0 | 0 | 0 | 0 | 0 | 0 | 0 | 0 | 0 | 0 | 0 | 0 | 0 | 0 | 0
Start Charge ($000) | 0 | 0 | 0 | 0 | 0 | 0 | 0 | 0 | 0 | 0 | 0 | 0 | 0 | 0 | 0 | 0 | 0 | 0 | 0 | 0 | 0 | 0 | 0 | 0 | 0 | 0 | 0 | 0 | 0 | 0 | 0 | 0
Total ($000) | 0 | 0 | 0 | 0 | 0 | 0 | 0 | 0 | 0 | 0 | 0 | 0 | 0 | 0 | 0 | 0 | 0 | 0 | 0 | 0 | 0 | 0 | 0 | 0 | 0 | 0 | 0 | 0 | 0 | 0 | 0 | 0
Fuel Rate ($/MWh) | 0 | 0 | 0 | 0 | 0 | 0 | 0 | 0 | 0 | 0 | 0 | 0 | 0 | 0 | 0 | 0 | 0 | 0 | 0 | 0 | 0 | 0 | 0 | 0 | 0 | 0 | 0 | 0 | 0 | 0 | 0 | 0
Transaction Rate ($/MWh) | 0 | 0 | 0 | 0 | 0 | 0 | 0 | 0 | 0 | 0 | 0 | 0 | 0 | 0 | 0 | 0 | 0 | 0 | 0 | 0 | 0 | 0 | 0 | 0 | 0 | 0 | 0 | 0 | 0 | 0 | 0 | 0
Energy (MWh) | 0 | 0 | 0 | 0 | 0 | 0 | 0 | 0 | 0 | 0 | 0 | 0 | 0 | 0 | 0 | 0 | 0 | 0 | 0 | 0 | 0 | 0 | 0 | 0 | 0 | 0 | 0 | 0 | 0 | 0 | 0 | 0
Duke_System
Capacity Costs ($000) | 0 | 0 | 0 | 0 | 0 | 0 | 0 | 0 | 0 | 0 | 0 | 0 | 0 | 0 | 0 | 0 | 0 | 0 | 0 | 0 | 0 | 0 | 0 | 0 | 0 | 0 | 0 | 0 | 0 | 0 | 0 | 0
Fuel Cost ($000) | 0 | 0 | 0 | 0 | 0 | 0 | 0 | 0 | 0 | 0 | 0 | 0 | 0 | 0 | 0 | 0 | 0 | 0 | 0 | 0 | 0 | 0 | 0 | 0 | 0 | 0 | 0 | 0 | 0 | 0 | 0 | 0
VOM ($000) | 0 | 0 | 0 | 0 | 0 | 0 | 0 | 0 | 0 | 0 | 0 | 0 | 0 | 0 | 0 | 0 | 0 | 0 | 0 | 0 | 0 | 0 | 0 | 0 | 0 | 0 | 0 | 0 | 0 | 0 | 0 | 0
Start Charge ($000) | 0 | 0 | 0 | 0 | 0 | 0 | 0 | 0 | 0 | 0 | 0 | 0 | 0 | 0 | 0 | 0 | 0 | 0 | 0 | 0 | 0 | 0 | 0 | 0 | 0 | 0 | 0 | 0 | 0 | 0 | 0 | 0
Total ($000) | 0 | 0 | 0 | 0 | 0 | 0 | 0 | 0 | 0 | 0 | 0 | 0 | 0 | 0 | 0 | 0 | 0 | 0 | 0 | 0 | 0 | 0 | 0 | 0 | 0 | 0 | 0 | 0 | 0 | 0 | 0 | 0
Fuel Rate ($/MWh) | 0 | 0 | 0 | 0 | 0 | 0 | 0 | 0 | 0 | 0 | 0 | 0 | 0 | 0 | 0 | 0 | 0 | 0 | 0 | 0 | 0 | 0 | 0 | 0 | 0 | 0 | 0 | 0 | 0 | 0 | 0 | 0
Transaction Rate ($/MWh) | 0 | 0 | 0 | 0 | 0 | 0 | 0 | 0 | 0 | 0 | 0 | 0 | 0 | 0 | 0 | 0 | 0 | 0 | 0 | 0 | 0 | 0 | 0 | 0 | 0 | 0 | 0 | 0 | 0 | 0 | 0 | 0
Energy (MWh) | 0 | 0 | 0 | 0 | 0 | 0 | 0 | 0 | 0 | 0 | 0 | 0 | 0 | 0 | 0 | 0 | 0 | 0 | 0 | 0 | 0 | 0 | 0 | 0 | 0 | 0 | 0 | 0 | 0 | 0 | 0 | 0
*Start Charge does not include start fuel*
PPA_Proxy1
Capacity Costs ($000) | 0 | 0 | 0 | 0 | 0 | 0 | 0 | 0 | 0 | 0 | 0 | 0 | 0 | 0 | 0 | 0 | 0 | 0 | 0 | 0 | 0 | 0 | 0 | 0 | 0 | 0 | 0 | 0 | 0 | 0 | 0 | 0
Fuel Cost ($000) | 0 | 0 | 0 | 0 | 0 | 0 | 0 | 0 | 0 | 0 | 0 | 0 | 0 | 0 | 0 | 0 | 0 | 0 | 0 | 0 | 0 | 0 | 0 | 0 | 0 | 0 | 0 | 0 | 0 | 0 | 0 | 0
VOM ($000) | 0 | 0 | 0 | 0 | 0 | 0 | 0 | 0 | 0 | 0 | 0 | 0 | 0 | 0 | 0 | 0 | 0 | 0 | 0 | 0 | 0 | 0 | 0 | 0 | 0 | 0 | 0 | 0 | 0 | 0 | 0 | 0
Start Charge ($000) | 0 | 0 | 0 | 0 | 0 | 0 | 0 | 0 | 0 | 0 | 0 | 0 | 0 | 0 | 0 | 0 | 0 | 0 | 0 | 0 | 0 | 0 | 0 | 0 | 0 | 0 | 0 | 0 | 0 | 0 | 0 | 0
Total ($000) | 10304 | 0 | 0 | 0 | 0 | 0 | 0 | 0 | 0 | 0 | 0 | 0 | 0 | 0 | 0 | 0 | 0 | 0 | 0 | 0 | 0 | 0 | 0 | 0 | 0 | 0 | 0 | 0 | 0 | 0 | 0 | 0
Fuel Rate ($/MWh) | 0 | 0 | 0 | 0 | 0 | 0 | 0 | 0 | 0 | 0 | 0 | 0 | 0 | 0 | 0 | 0 | 0 | 0 | 0 | 0 | 0 | 0 | 0 | 0 | 0 | 0 | 0 | 0 | 0 | 0 | 0 | 0
Transaction Rate ($/MWh) | 35 | 0 | 0 | 0 | 0 | 0 | 0 | 0 | 0 | 0 | 0 | 0 | 0 | 0 | 0 | 0 | 0 | 0 | 0 | 0 | 0 | 0 | 0 | 0 | 0 | 0 | 0 | 0 | 0 | 0 | 0 | 0
Energy (MWh) | 294400 | 0 | 0 | 0 | 0 | 0 | 0 | 0 | 0 | 0 | 0 | 0 | 0 | 0 | 0 | 0 | 0 | 0 | 0 | 0 | 0 | 0 | 0 | 0 | 0 | 0 | 0 | 0 | 0 | 0 | 0 | 0
PPA_Proxy2
Capacity Costs ($000) | 0 | 0 | 0 | 0 | 1411.72 | 0 | 0 | 0 | 0 | 0 | 0 | 0 | 0 | 0 | 0 | 0 | 0 | 0 | 0 | 0 | 0 | 0 | 0 | 0 | 0 | 0 | 0 | 0 | 0 | 0 | 0 | 0
Fuel Cost ($000) | 0 | 0 | 0 | 0 | 35.93 | 0 | 0 | 0 | 0 | 0 | 0 | 0 | 0 | 0 | 0 | 0 | 0 | 0 | 0 | 0 | 0 | 0 | 0 | 0 | 0 | 0 | 0 | 0 | 0 | 0 | 0 | 0
VOM ($000) | 0 | 0 | 0 | 0 | 1.79 | 0 | 0 | 0 | 0 | 0 | 0 | 0 | 0 | 0 | 0 | 0 | 0 | 0 | 0 | 0 | 0 | 0 | 0 | 0 | 0 | 0 | 0 | 0 | 0 | 0 | 0 | 0
Start Charge ($000) | 0 | 0 | 0 | 0 | 20 | 0 | 0 | 0 | 0 | 0 | 0 | 0 | 0 | 0 | 0 | 0 | 0 | 0 | 0 | 0 | 0 | 0 | 0 | 0 | 0 | 0 | 0 | 0 | 0 | 0 | 0 | 0
Total ($000) | 0 | 0 | 0 | 0 | 1469.44 | 0 | 0 | 0 | 0 | 0 | 0 | 0 | 0 | 0 | 0 | 0 | 0 | 0 | 0 | 0 | 0 | 0 | 0 | 0 | 0 | 0 | 0 | 0 | 0 | 0 | 0 | 0
Fuel Rate ($/MWh) | 0 | 0 | 0 | 0 | 44.9125 | 0 | 0 | 0 | 0 | 0 | 0 | 0 | 0 | 0 | 0 | 0 | 0 | 0 | 0 | 0 | 0 | 0 | 0 | 0 | 0 | 0 | 0 | 0 | 0 | 0 | 0 | 0
Transaction Rate ($/MWh) | 0 | 0 | 0 | 0 | 1836.8 | 0 | 0 | 0 | 0 | 0 | 0 | 0 | 0 | 0 | 0 | 0 | 0 | 0 | 0 | 0 | 0 | 0 | 0 | 0 | 0 | 0 | 0 | 0 | 0 | 0 | 0 | 0
Energy (MWh) | 0 | 0 | 0 | 0 | 800 | 0 | 0 | 0 | 0 | 0 | 0 | 0 | 0 | 0 | 0 | 0 | 0 | 0 | 0 | 0 | 0 | 0 | 0 | 0 | 0 | 0 | 0 | 0 | 0 | 0 | 0 | 0
PPA_Proxy3
Capacity Costs ($000) | 0 | 0 | 0 | 0 | 0 | 0 | 0 | 0 | 0 | 0 | 0 | 0 | 0 | 0 | 0 | 0 | 0 | 0 | 0 | 0 | 0 | 0 | 0 | 0 | 0 | 0 | 0 | 0 | 0 | 0 | 0 | 0
Fuel Cost ($000) | 0 | 0 | 0 | 0 | 0 | 0 | 0 | 0 | 0 | 0 | 0 | 0 | 0 | 0 | 0 | 0 | 0 | 0 | 0 | 0 | 0 | 0 | 0 | 0 | 0 | 0 | 0 | 0 | 0 | 0 | 0 | 0
VOM ($000) | 0 | 0 | 0 | 0 | 0 | 0 | 0 | 0 | 0 | 0 | 0 | 0 | 0 | 0 | 0 | 0 | 0 | 0 | 0 | 0 | 0 | 0 | 0 | 0 | 0 | 0 | 0 | 0 | 0 | 0 | 0 | 0
Start Charge ($000) | 0 | 0 | 0 | 0 | 0 | 0 | 0 | 0 | 0 | 0 | 0 | 0 | 0 | 0 | 0 | 0 | 0 | 0 | 0 | 0 | 0 | 0 | 0 | 0 | 0 | 0 | 0 | 0 | 0 | 0 | 0 | 0
Total ($000) | 0 | 0 | 0 | 0 | 0 | 0 | 0 | 0 | 0 | 0 | 0 | 0 | 0 | 0 | 0 | 0 | 0 | 0 | 0 | 0 | 0 | 0 | 0 | 0 | 0 | 0 | 0 | 0 | 0 | 0 | 0 | 0
Fuel Rate ($/MWh) | 0 | 0 | 0 | 0 | 0 | 0 | 0 | 0 | 0 | 0 | 0 | 0 | 0 | 0 | 0 | 0 | 0 | 0 | 0 | 0 | 0 | 0 | 0 | 0 | 0 | 0 | 0 | 0 | 0 | 0 | 0 | 0
Transaction Rate ($/MWh) | 0 | 0 | 0 | 0 | 0 | 0 | 0 | 0 | 0 | 0 | 0 | 0 | 0 | 0 | 0 | 0 | 0 | 0 | 0 | 0 | 0 | 0 | 0 | 0 | 0 | 0 | 0 | 0 | 0 | 0 | 0 | 0
Energy (MWh) | 0 | 0 | 0 | 0 | 0 | 0 | 0 | 0 | 0 | 0 | 0 | 0 | 0 | 0 | 0 | 0 | 0 | 0 | 0 | 0 | 0 | 0 | 0 | 0 | 0 | 0 | 0 | 0 | 0 | 0 | 0 | 0
PPA_Proxy4
Capacity Costs ($000) | 0 | 0 | 0 | 0 | 0 | 0 | 0 | 0 | 0 | 0 | 0 | 0 | 0 | 0 | 0 | 0 | 0 | 0 | 0 | 0 | 0 | 0 | 0 | 0 | 0 | 0 | 0 | 0 | 0 | 0 | 0 | 0
Fuel Cost ($000) | 0 | 0 | 0 | 0 | 0 | 0 | 0 | 0 | 0 | 0 | 0 | 0 | 0 | 0 | 0 | 0 | 0 | 0 | 0 | 0 | 0 | 0 | 0 | 0 | 0 | 0 | 0 | 0 | 0 | 0 | 0 | 0
VOM ($000) | 0 | 0 | 0 | 0 | 0 | 0 | 0 | 0 | 0 | 0 | 0 | 0 | 0 | 0 | 0 | 0 | 0 | 0 | 0 | 0 | 0 | 0 | 0 | 0 | 0 | 0 | 0 | 0 | 0 | 0 | 0 | 0
Start Charge ($000) | 0 | 0 | 0 | 0 | 0 | 0 | 0 | 0 | 0 | 0 | 0 | 0 | 0 | 0 | 0 | 0 | 0 | 0 | 0 | 0 | 0 | 0 | 0 | 0 | 0 | 0 | 0 | 0 | 0 | 0 | 0 | 0
Total ($000) | 0 | 0 | 0 | 0 | 0 | 0 | 0 | 0 | 0 | 0 | 0 | 0 | 0 | 0 | 0 | 0 | 0 | 0 | 0 | 0 | 0 | 0 | 0 | 0 | 0 | 0 | 0 | 0 | 0 | 0 | 0 | 0
Fuel Rate ($/MWh) | 0 | 0 | 0 | 0 | 0 | 0 | 0 | 0 | 0 | 0 | 0 | 0 | 0 | 0 | 0 | 0 | 0 | 0 | 0 | 0 | 0 | 0 | 0 | 0 | 0 | 0 | 0 | 0 | 0 | 0 | 0 | 0
Transaction Rate ($/MWh) | 0 | 0 | 0 | 0 | 0 | 0 | 0 | 0 | 0 | 0 | 0 | 0 | 0 | 0 | 0 | 0 | 0 | 0 | 0 | 0 | 0 | 0 | 0 | 0 | 0 | 0 | 0 | 0 | 0 | 0 | 0 | 0
Energy (MWh) | 0 | 0 | 0 | 0 | 0 | 0 | 0 | 0 | 0 | 0 | 0 | 0 | 0 | 0 | 0 | 0 | 0 | 0 | 0 | 0 | 0 | 0 | 0 | 0 | 0 | 0 | 0 | 0 | 0 | 0 | 0 | 0
PPA Purch Capacity ($000) | 10049.79 | 0 | 0 | 0 | 1411.72 | 0 | 0 | 0 | 0 | 0 | 0 | 0 | 0 | 0 | 0 | 0 | 0 | 0 | 0 | 0 | 0 | 0 | 0 | 0 | 0 | 0 | 0 | 0 | 0 | 0 | 0 | 0
PPA Purch Fuel ($000) | 2997.35 | 0 | 0 | 0 | 35.93 | 0 | 0 | 0 | 0 | 0 | 0 | 0 | 0 | 0 | 0 | 0 | 0 | 0 | 0 | 0 | 0 | 0 | 0 | 0 | 0 | 0 | 0 | 0 | 0 | 0 | 0 | 0
PPA Purch O&M ($000) | 504.65 | 0 | 0 | 0 | 1.79 | 0 | 0 | 0 | 0 | 0 | 0 | 0 | 0 | 0 | 0 | 0 | 0 | 0 | 0 | 0 | 0 | 0 | 0 | 0 | 0 | 0 | 0 | 0 | 0 | 0 | 0 | 0
PPA Purch Starts ($000) | 113.64 | 0 | 0 | 0 | 20 | 0 | 0 | 0 | 0 | 0 | 0 | 0 | 0 | 0 | 0 | 0 | 0 | 0 | 0 | 0 | 0 | 0 | 0 | 0 | 0 | 0 | 0 | 0 | 0 | 0 | 0 | 0
PPA Purch Energy (MWh) | 407040 | 0 | 0 | 0 | 800 | 0 | 0 | 0 | 0 | 0 | 0 | 0 | 0 | 0 | 0 | 0 | 0 | 0 | 0 | 0 | 0 | 0 | 0 | 0 | 0 | 0 | 0 | 0 | 0 | 0 | 0 | 0
PPA Purch Rate ($/MWh) | 25.9297 | 0 | 0 | 0 | 1766.8875 | 0 | 0 | 0 | 0 | 0 | 0 | 0 | 0 | 0 | 0 | 0 | 0 | 0 | 0 | 0 | 0 | 0 | 0 | 0 | 0 | 0 | 0 | 0 | 0 | 0 | 0 | 0
System Summary
Cost* ($000) | 633273.38 | 625209.53 | 665248.06 | 700446.18 | 731727.49 | 737088.92 | 777870 | 819491.7 | 853924.4 | 902746.45 | 983648.11 | 1040502.69 | 1132267.99 | 1181072.94 | 1262919.45 | 1300383.47 | 1392543.11 | 1464062.41 | 1518933.65 | 1594872.47 | 1633635.15 | 1693436.73 | 1712874.24 | 1792153.1 | 1875136.56 | 1950184.52 | 1926265.43 | 1986964.2 | 2049296.17 | 2048690.96 | 0 | 0
Energy (MWh) | 20430170 | 20613240 | 20851640 | 21130620 | 21316260 | 21571460 | 21842790 | 22133630 | 22290050 | 22579310 | 22916010 | 23223130 | 23523750 | 23775810 | 24072850 | 24345540 | 24645140 | 24952960 | 25247890 | 25254610 | 25242380 | 25261280 | 25250410 | 25262020 | 25224560 | 25258530 | 25266010 | 25264290 | 25263110 | 25265920 | 0 | 0
Charge (c/KWh) | 3.0997 | 3.033 | 3.1904 | 3.3148 | 3.4327 | 3.417 | 3.5612 | 3.7025 | 3.831 | 3.9981 | 4.2924 | 4.4805 | 4.8133 | 4.9675 | 5.2462 | 5.3414 | 5.6504 | 5.8673 | 6.0161 | 6.3152 | 6.4718 | 6.7037 | 6.7836 | 7.0943 | 7.4338 | 7.7209 | 7.6239 | 7.8647 | 8.1118 | 8.1085 | 0 | 0
Recoverable Capacity Costs ($000)
Purchases | 10049.79 | 0 | 0 | 0 | 1411.72 | 0 | 0 | 0 | 0 | 0 | 0 | 0 | 0 | 0 | 0 | 0 | 0 | 0 | 0 | 0 | 0 | 0 | 0 | 0 | 0 | 0 | 0 | 0 | 0 | 0 | 0 | 0
Sales | 0 | 0 | 0 | 0 | 0 | 0 | 0 | 0 | 0 | 0 | 0 | 0 | 0 | 0 | 0 | 0 | 0 | 0 | 0 | 0 | 0 | 0 | 0 | 0 | 0 | 0 | 0 | 0 | 0 | 0 | 0 | 0
Total | 10049.79 | 0 | 0 | 0 | 1411.72 | 0 | 0 | 0 | 0 | 0 | 0 | 0 | 0 | 0 | 0 | 0 | 0 | 0 | 0 | 0 | 0 | 0 | 0 | 0 | 0 | 0 | 0 | 0 | 0 | 0 | 0 | 0
TEC System Fuel ($000) | 453729.52 | 461932.87 | 501665 | 530442.16 | 554819.83 | 558520.28 | 597222.12 | 638925.99 | 673589.83 | 720506.5 | 800835.69 | 853853.7 | 944113.82 | 990229.9 | 1070638.97 | 1105780.88 | 1195612.73 | 1264265.97 | 1317539.77 | 1390958.76 | 1426162.1 | 1484068.78 | 1503485.2 | 1578456.81 | 1654661.44 | 1697679.08 | 1677606.83 | 1738434.74 | 1799258.85 | 1799020.17 | 0 | 0
Fuel Adder ($000) | 150063.5 | 148275.84 | 148309.84 | 156461.34 | 162237.09 | 162237.09 | 162309.34 | 162237.09 | 162237.09 | 162237.09 | 162309.34 | 162237.09 | 162237.09 | 162237.09 | 162309.34 | 162237.09 | 162237.09 | 162237.09 | 162309.34 | 162237.09 | 162237.09 | 162237.09 | 162309.34 | 162237.09 | 162237.09 | 200471.72 | 200651.34 | 200471.7 | 200471.7 | 200471.72 | 0 | 0
Purch Recov Fuel ($000) | 18558.03 | 15000.76 | 15273.24 | 13542.62 | 14648.84 | 16331.54 | 18338.29 | 18328.26 | 18097.28 | 20002.78 | 20502.97 | 24411.8 | 25916.9 | 28605.81 | 29970.8 | 32365.59 | 34693.72 | 37559.28 | 39084.44 | 41676.52 | 45236.09 | 47131.2 | 47079.78 | 51458.61 | 58238.68 | 52034.01 | 48007.47 | 48057.86 | 49566.67 | 49200.04 | 0 | 0
Purch Recov O&M ($000) | 504.65 | 0 | 0 | 0 | 1.79 | 0 | 0 | 0 | 0 | 0 | 0 | 0 | 0 | 0 | 0 | 0 | 0 | 0 | 0 | 0 | 0 | 0 | 0 | 0 | 0 | 0 | 0 | 0 | 0 | 0 | 0 | 0
Purch Recov Starts ($000) | 113.64 | 0 | 0 | 0 | 20 | 0 | 0 | 0 | 0 | 0 | 0 | 0 | 0 | 0 | 0 | 0 | 0 | 0 | 0 | 0 | 0 | 0 | 0 | 0 | 0 | 0 | 0 | 0 | 0 | 0 | 0 | 0
Sales Fuel ($000) | 0 | 0 | 0 | 0 | 0 | 0 | 0 | 0 | 0 | 0 | 0 | 0 | 0 | 0 | 0 | 0 | 0 | 0 | 0 | 0 | 0 | 0 | 0 | 0 | 0 | 0 | 0 | 0 | 0 | 0 | 0 | 0
Econ Profit ($000) | 0 | 0 | 0 | 0 | 0 | 0 | 0 | 0 | 0 | 0 | 0 | 0 | 0 | 0 | 0 | 0 | 0 | 0 | 0 | 0 | 0 | 0 | 0 | 0 | 0 | 0 | 0 | 0 | 0 | 0 | 0 | 0
Threshold Margin ($000) | 0 | 0 | 0 | 0 | 0 | 0 | 0 | 0 | 0 | 0 | 0 | 0 | 0 | 0 | 0 | 0 | 0 | 0 | 0 | 0 | 0 | 0 | 0 | 0 | 0 | 0 | 0 | 0 | 0 | 0 | 0 | 0
Calculated Cost* | 622969.34 | 625209.47 | 665248.08 | 700446.12 | 731727.55 | 737088.91 | 777869.75 | 819491.34 | 853924.2 | 902746.37 | 983648 | 1040502.59 | 1132267.81 | 1181072.8 | 1262919.11 | 1300383.56 | 1392543.54 | 1464062.34 | 1518933.55 | 1594872.37 | 1633635.28 | 1693437.07 | 1712874.32 | 1792152.51 | 1875137.21 | 1950184.81 | 1926265.64 | 1986964.3 | 2049297.22 | 2048691.93 | 0 | 0
Delta | 10304.04 | 0.06 | -0.02 | 0.06 | -0.06 | 0.01 | 0.25 | 0.36 | 0.2 | 0.08 | 0.11 | 0.1 | 0.18 | 0.14 | 0.34 | -0.09 | -0.43 | 0.07 | 0.1 | 0.1 | -0.13 | -0.34 | -0.08 | 0.59 | -0.65 | -0.29 | -0.21 | -0.1 | -1.05 | -0.97 | 0 | 0
Unit Generation
Big Bend MWh | 3945930 | 2902060 | 3077780 | 2412500 | 2797180 | 1127150 | 1611230 | 2257940 | 2789150 | 3339690 | 4275190 | 3835250 | 3723250 | 4102890 | 4498880 | 4525540 | 4142490 | 4082180 | 4622410 | 4604850 | 4459320 | 4114880 | 4509100 | 3049560 | 2290690 | 2100640 | 1841950 | 2106800 | 2017970 | 2040310 | 0 | 0
Bayside CC MWh | 7066210 | 7375570 | 7628410 | 8021970 | 7483310 | 3327850 | 3149420 | 3433750 | 2943670 | 3199000 | 3144080 | 3180570 | 3517350 | 3363910 | 3371820 | 3751780 | 3779910 | 3831520 | 3932020 | 4207410 | 4059030 | 4682190 | 4106110 | 4486120 | 4711340 | 3334010 | 0 | 0 | 0 | 0 | 0 | 0
Aero CTs MWh | 162830 | 135300 | 94570 | 35160 | 43690 | 69440 | 71360 | 64600 | 45420 | 61170 | 34420 | 79590 | 73120 | 97400 | 77060 | 111090 | 125010 | 137840 | 126220 | 154440 | 183960 | 199800 | 185340 | 238580 | 259430 | 166750 | 151720 | 126570 | 126780 | 115410 | 0 | 0
Polk 1 MWh | 1368340 | 1592700 | 1604620 | 1465040 | 1609360 | 1534550 | 1445050 | 1582670 | 1546720 | 1458450 | 1425720 | 1551980 | 1557410 | 1488590 | 1566760 | 1602760 | 1473250 | 1556600 | 1049770 | 0 | 0 | 0 | 0 | 0 | 0 | 0 | 0 | 0 | 0 | 0 | 0 | 0
Polk CTs MWh | 103690 | 33760 | 19170 | 6540 | 16550 | 4350 | 1160 | 35100 | 1860 | 25290 | 7980 | 710 | 5370 | 10160 | 11010 | 38940 | 8150 | 12730 | 12020 | 17150 | 17790 | 92220 | 12040 | 34170 | 17370 | 10180 | 5970 | 114930 | 11710 | 5910 | 0 | 0
Polk CC w/ DF MWh | 6736900 | 7098000 | 6654780 | 7121880 | 7149170 | 4904340 | 4944100 | 4275580 | 4498430 | 4033040 | 4079730 | 4459330 | 4516230 | 4594770 | 4605060 | 4303030 | 4947460 | 5008460 | 5254540 | 5712180 | 5811180 | 5411000 | 5772720 | 6244190 | 6441960 | 5897470 | 2994700 | 2680800 | 2859590 | 2839590 | 0 | 0
Solar MWh | 139210 | 975870 | 1272300 | 1421840 | 1416000 | 1410230 | 1408300 | 1398670 | 1392950 | 1387250 | 1385390 | 1375890 | 1370240 | 1364620 | 1362830 | 1353490 | 1347990 | 1342430 | 1340660 | 1331480 | 1325960 | 1320560 | 1318820 | 1309830 | 1304440 | 1299100 | 1297360 | 1286060 | 1244700 | 1243650 | 0 | 0
City of Tampa (MWh) | 0 | 0 | 0 | 0 | 0 | 0 | 0 | 0 | 0 | 0 | 0 | 0 | 0 | 0 | 0 | 0 | 0 | 0 | 0 | 0 | 0 | 0 | 0 | 0 | 0 | 0 | 0 | 0 | 0 | 0 | 0 | 0
Future Aero CTs (MWh) | 0 | 0 | 0 | 0 | 0 | 0 | 0 | 0 | 0 | 0 | 0 | 0 | 0 | 0 | 0 | 0 | 0 | 0 | 0 | 0 | 0 | 0 | 0 | 0 | 0 | 0 | 25560 | 23320 | 22220 | 20730 | 0 | 0
Future 7FA CTs (MWh) | 0 | 0 | 0 | 145710 | 300170 | 50820 | 56890 | 45150 | 68310 | 83000 | 53430 | 181820 | 167650 | 222940 | 228040 | 306760 | 389550 | 498610 | 476290 | 675940 | 768790 | 787400 | 740200 | 922980 | 1034890 | 879640 | 453370 | 415650 | 391040 | 405160 | 0 | 0
Future CCs (MWh) | 0 | 0 | 0 | 0 | 0 | 8642750 | 8655280 | 8540190 | 8503480 | 8492410 | 8010080 | 8058000 | 8093180 | 8030520 | 7851410 | 7852180 | 7931340 | 7982620 | 7933960 | 8051170 | 8116380 | 8153220 | 8106080 | 8476620 | 8664440 | 11070740 | 17995380 | 18010170 | 18089110 | 18095170 | 0 | 0
Net Generation (MWh) | 19523110 | 20113260 | 20351630 | 20630640 | 20815430 | 21071480 | 21342790 | 21633650 | 21789990 | 22079300 | 22416020 | 22723140 | 23023800 | 23275800 | 23572870 | 23845570 | 24145150 | 24452990 | 24747890 | 24754620 | 24742410 | 24761270 | 24750410 | 24762050 | 24724560 | 24758530 | 24766010 | 24764300 | 24763120 | 24765930 | 0 | 0
Net Sales (MWh) | 0 | 0 | 0 | 0 | 0 | 0 | 0 | 0 | 0 | 0 | 0 | 0 | 0 | 0 | 0 | 0 | 0 | 0 | 0 | 0 | 0 | 0 | 0 | 0 | 0 | 0 | 0 | 0 | 0 | 0 | 0 | 0
Net Economy/Emerg Purch (MWh) | 568200 | 562060 | 552360 | 510670 | 508160 | 525590 | 540730 | 530880 | 512600 | 528360 | 511790 | 522610 | 510030 | 533990 | 518090 | 532390 | 522860 | 511100 | 518160 | 511420 | 523580 | 504810 | 515670 | 503960 | 541470 | 507480 | 500130 | 501700 | 502860 | 500070 | 0 | 0
Net As-Avail Cogen (MWh) | 0 | 0 | 0 | 0 | 0 | 0 | 0 | 0 | 0 | 0 | 0 | 0 | 0 | 0 | 0 | 0 | 0 | 0 | 0 | 0 | 0 | 0 | 0 | 0 | 0 | 0 | 0 | 0 | 0 | 0 | 0 | 0
Net Firm Cogen (MWh) | 0 | 0 | 0 | 0 | 0 | 0 | 0 | 0 | 0 | 0 | 0 | 0 | 0 | 0 | 0 | 0 | 0 | 0 | 0 | 0 | 0 | 0 | 0 | 0 | 0 | 0 | 0 | 0 | 0 | 0 | 0 | 0
Net PPAs (MWh) | 112640 | 0 | 0 | 0 | 0 | 0 | 0 | 0 | 0 | 0 | 0 | 0 | 0 | 0 | 0 | 0 | 0 | 0 | 0 | 0 | 0 | 0 | 0 | 0 | 0 | 0 | 0 | 0 | 0 | 0 | 0 | 0
Net Proxy PPA / Units (MWh) | 294400 | 0 | 0 | 0 | 800 | 0 | 0 | 0 | 0 | 0 | 0 | 0 | 0 | 0 | 0 | 0 | 0 | 0 | 0 | 0 | 0 | 0 | 0 | 0 | 0 | 0 | 0 | 0 | 0 | 0 | 0 | 0
Dump Energy (MWh) | 0 | 0 | 0 | 0 | -10 | 0 | 0 | 0 | -20 | 0 | 0 | 0 | 0 | 0 | 0 | 0 | 0 | -90 | 0 | 0 | 0 | 0 | 0 | 0 | 0 | 0 | 0 | 0 | 0 | 0 | 0 | 0
Net Energy For Load (MWh) | 20498350 | 20675320 | 20903990 | 21141310 | 21324380 | 21597070 | 21883520 | 22164530 | 22302570 | 22607660 | 22927810 | 23245750 | 23533830 | 23809790 | 24090960 | 24377960 | 24668010 | 24964000 | 25266050 | 25266040 | 25265990 | 25266080 | 25266080 | 25266010 | 25266030 | 25266010 | 25266140 | 25266000 | 25265980 | 25266000 | 0 | 0
Retail Load (MWh) | 20498360 | 20675320 | 20903980 | 21141290 | 21324420 | 21597060 | 21883490 | 22164500 | 22302590 | 22607640 | 22927790 | 23245740 | 23533770 | 23809810 | 24090960 | 24377930 | 24667960 | 24963960 | 25266050 | 25266010 | 25265970 | 25266070 | 25266070 | 25266000 | 25266000 | 25266010 | 25266120 | 25266030 | 25266010 | 25266000 | 0 | 0
PRSale_RCID (MWh) | 0 | 0 | 0 | 0 | 0 | 0 | 0 | 0 | 0 | 0 | 0 | 0 | 0 | 0 | 0 | 0 | 0 | 0 | 0 | 0 | 0 | 0 | 0 | 0 | 0 | 0 | 0 | 0 | 0 | 0 | 0 | 0
SP_16014 Sale to SEC | 0 | 0 | 0 | 0 | 0 | 0 | 0 | 0 | 0 | 0 | 0 | 0 | 0 | 0 | 0 | 0 | 0 | 0 | 0 | 0 | 0 | 0 | 0 | 0 | 0 | 0 | 0 | 0 | 0 | 0 | 0 | 0
PRSale_StCloud (MWh) | 0 | 0 | 0 | 0 | 0 | 0 | 0 | 0 | 0 | 0 | 0 | 0 | 0 | 0 | 0 | 0 | 0 | 0 | 0 | 0 | 0 | 0 | 0 | 0 | 0 | 0 | 0 | 0 | 0 | 0 | 0 | 0
PRSale_Wauchula (MWh) | 0 | 0 | 0 | 0 | 0 | 0 | 0 | 0 | 0 | 0 | 0 | 0 | 0 | 0 | 0 | 0 | 0 | 0 | 0 | 0 | 0 | 0 | 0 | 0 | 0 | 0 | 0 | 0 | 0 | 0 | 0 | 0
TOTAL Retail plus Wholesale (MWh) | 20498360 | 20675320 | 20903980 | 21141290 | 21324420 | 21597060 | 21883490 | 22164500 | 22302590 | 22607640 | 22927790 | 23245740 | 23533770 | 23809810 | 24090960 | 24377930 | 24667960 | 24963960 | 25266050 | 25266010 | 25265970 | 25266070 | 25266070 | 25266000 | 25266000 | 25266010 | 25266120 | 25266030 | 25266010 | 25266000 | 0 | 0
PR Sales (without losses) | [32 empty] | Loss Factors (per 04/12/2016 Firm Transmission Loss Factor)
PRSale_RCID (MWh) | 0 | 0 | 0 | 0 | 0 | 0 | 0 | 0 | 0 | 0 | 0 | 0 | 0 | 0 | 0 | 0 | 0 | 0 | 0 | 0 | 0 | 0 | 0 | 0 | 0 | 0 | 0 | 0 | 0 | 0 | 0 | 0 | 0.9854
SP_16014 Sale to SEC | 0 | 0 | 0 | 0 | 0 | 0 | 0 | 0 | 0 | 0 | 0 | 0 | 0 | 0 | 0 | 0 | 0 | 0 | 0 | 0 | 0 | 0 | 0 | 0 | 0 | 0 | 0 | 0 | 0 | 0 | 0 | 0
PRSale_StCloud (MWh) | 0 | 0 | 0 | 0 | 0 | 0 | 0 | 0 | 0 | 0 | 0 | 0 | 0 | 0 | 0 | 0 | 0 | 0 | 0 | 0 | 0 | 0 | 0 | 0 | 0 | 0 | 0 | 0 | 0 | 0 | 0 | 0
PRSale_Wauchula (MWh) | 0 | 0 | 0 | 0 | 0 | 0 | 0 | 0 | 0 | 0 | 0 | 0 | 0 | 0 | 0 | 0 | 0 | 0 | 0 | 0 | 0 | 0 | 0 | 0 | 0 | 0 | 0 | 0 | 0 | 0 | 0 | 0
NEL Delta (MWh) | -10 | 0 | 10 | 20 | -40 | 10 | 30 | 30 | -20 | 20 | 20 | 10 | 60 | -20 | 0 | 30 | 50 | 40 | 0 | 30 | 20 | 10 | 10 | 10 | 30 | 0 | 20 | -30 | -30 | 0 | 0 | 0
TEC Existing System VOM ($000)
Big Bend 1 | 169.74 | 215.53 | 177.65 | 0 | 0 | 0 | 0 | 0 | 0 | 0 | 0 | 0 | 0 | 0 | 0 | 0 | 0 | 0 | 0 | 0 | 0 | 0 | 0 | 0 | 0 | 0 | 0 | 0 | 0 | 0 | 0 | 0
Big Bend 2 | 259.49 | 271.42 | 207.17 | 64.78 | 0 | 0 | 0 | 0 | 0 | 0 | 0 | 0 | 0 | 0 | 0 | 0 | 0 | 0 | 0 | 0 | 0 | 0 | 0 | 0 | 0 | 0 | 0 | 0 | 0 | 0 | 0 | 0
Big Bend 3 | 1257.54 | 721.34 | 720.59 | 520.75 | 544.51 | 453.11 | 1003.79 | 925.69 | 1289.5 | 1993.06 | 2630.08 | 2827.42 | 2296.92 | 3042.9 | 3294.17 | 3381.58 | 3402.43 | 3034.12 | 3644.61 | 3739.05 | 3635.98 | 3897.26 | 3915.62 | 1385.95 | 0 | 0 | 0 | 0 | 0 | 0 | 0 | 0
Big Bend 4 | 2511.39 | 1950.29 | 2321.46 | 2162.37 | 2714.85 | 890.49 | 961.01 | 1891.07 | 2269.99 | 2367.02 | 3079.72 | 2412.63 | 2907.1 | 2823.66 | 3286.53 | 3390.39 | 2938.89 | 3358.62 | 3760.64 | 3807.73 | 3840.37 | 3160.29 | 3995.98 | 4087.84 | 4206.2 | 3945.95 | 3539.59 | 4141.67 | 4058.27 | 4197.56 | 0 | 0
Big Bend CT4 | 30.25 | 24.5 | 16.44 | 4.16 | 5.22 | 11.33 | 11.16 | 11.31 | 7.01 | 11.83 | 7.46 | 18.22 | 16.21 | 23.33 | 18.02 | 26.38 | 34.8 | 42.3 | 35.13 | 47.58 | 64.16 | 67.76 | 54.68 | 111.51 | 124.68 | 128.03 | 133.37 | 104.94 | 111.2 | 114.72 | 0 | 0
Big Bend CT4o | 0 | 0 | 0 | 0 | 0 | 0 | 0 | 0 | 0 | 0 | 0 | 0 | 0 | 0 | 0 | 0 | 0 | 0 | 0 | 0 | 0 | 0 | 0 | 0 | 0 | 0 | 0 | 0 | 0 | 0 | 0 | 0
Bayside 1 | 1545.56 | 1736.02 | 1794.81 | 1822.89 | 1638.44 | 948.06 | 878.31 | 975.44 | 870.67 | 879.65 | 1042.7 | 948.13 | 1067.82 | 1043.11 | 1007.42 | 1221.65 | 1205.17 | 1296.55 | 1297.37 | 1260.36 | 1519.45 | 1659.46 | 1456.81 | 1678.21 | 1828.81 | 397.67 | 0 | 0 | 0 | 0 | 0 | 0
Bayside 2 | 1345.93 | 1351.47 | 1471.98 | 1691.44 | 1715.32 | 577.67 | 598.82 | 672.09 | 574.21 | 726.67 | 572.35 | 723.24 | 823.03 | 806.86 | 889.54 | 937.62 | 1020.32 | 1011.22 | 1125.41 | 1391.72 | 1097.95 | 1429.22 | 1314.14 | 1418.82 | 1498.51 | 2011.08 | 0 | 0 | 0 | 0 | 0 | 0
Bayside 3 | 34.8 | 30.12 | 21.57 | 7.05 | 10.68 | 18.26 | 18.84 | 17.98 | 12.82 | 17.11 | 8.82 | 21.22 | 19.87 | 29.55 | 22.18 | 33.49 | 38.82 | 39.09 | 37.78 | 46.8 | 53.58 | 62.47 | 62.88 | 70.36 | 80.92 | 37.12 | 33.47 | 28.43 | 28.6 | 23.47 | 0 | 0
Bayside 4 | 26.9 | 26.38 | 17.81 | 5.43 | 6.69 | 13.11 | 14.64 | 13.57 | 8.47 | 13 | 5.33 | 15.12 | 12.52 | 21.4 | 13.16 | 20.27 | 24.56 | 23.02 | 20.83 | 23.24 | 29.93 | 35.29 | 33.47 | 39.15 | 48.71 | 19.7 | 15.03 | 12.9 | 12.78 | 9.53 | 0 | 0
Bayside 5 | 52.54 | 41.05 | 31.56 | 15.47 | 18.15 | 25.29 | 26.79 | 24.85 | 18.84 | 24.29 | 16.18 | 34.64 | 34.76 | 40.96 | 38.45 | 54.89 | 59.59 | 72.24 | 70.48 | 88.7 | 103.02 | 113.59 | 111.99 | 137.91 | 147.67 | 90.95 | 81.62 | 73.55 | 74.9 | 66.61 | 0 | 0
Bayside 6 | 43.75 | 37.95 | 27.01 | 11.39 | 14.59 | 21.94 | 23.12 | 19.84 | 15.88 | 20.55 | 12.16 | 28.96 | 27.66 | 36.07 | 30.66 | 45.57 | 50.16 | 57.88 | 55.5 | 68.7 | 84.4 | 93.25 | 90.32 | 106.33 | 115.62 | 64.51 | 53.29 | 50.53 | 49.54 | 43.65 | 0 | 0
Polk 1 | 1048.95 | 1267.06 | 1300.69 | 1215.68 | 1356.64 | 1359.02 | 1302.11 | 1452.43 | 1485.68 | 1388.75 | 1425.34 | 1569.48 | 1605.58 | 1555.13 | 1685.25 | 1718.93 | 1664.94 | 1798.84 | 1219.58 | 0 | 0 | 0 | 0 | 0 | 0 | 0 | 0 | 0 | 0 | 0 | 0 | 0
Polk 1g | 43.22 | 37.76 | 42.88 | 39.42 | 51.53 | 23.16 | 27.68 | 35.95 | 10.43 | 43.76 | 16 | 31.32 | 36.42 | 46.85 | 42.23 | 78.14 | 36.6 | 40.12 | 43.98 | 0 | 0 | 0 | 0 | 0 | 0 | 0 | 0 | 0 | 0 | 0 | 0 | 0
Polk 2 | 79.45 | 17.94 | 6.03 | 5.33 | 10.52 | 2.97 | 1.32 | 10.46 | 2.83 | 23.81 | 7.74 | 0.95 | 4.79 | 8.51 | 13.16 | 45.16 | 11.17 | 12.08 | 11.2 | 17.21 | 14.77 | 81.95 | 13.03 | 30.97 | 22.78 | 6.64 | 8.14 | 140.12 | 16.36 | 9.97 | 0 | 0
Polk 2o | 0 | 0 | 0 | 0 | 0 | 0 | 0 | 0 | 0 | 0 | 0 | 0 | 0 | 0 | 0 | 0 | 0 | 0 | 0 | 0 | 0 | 0 | 0 | 0 | 0 | 0 | 0 | 0 | 0 | 0 | 0 | 0
Polk 3 | 54.88 | 19.14 | 13.97 | 3.56 | 10.29 | 1.19 | 0.52 | 26.75 | 1.16 | 17.41 | 6.22 | 0.34 | 3.52 | 7.43 | 6.55 | 27.97 | 6.38 | 9.35 | 11.2 | 16.28 | 14.33 | 78.97 | 8.38 | 29.74 | 14.3 | 10.38 | 6.22 | 104.32 | 12.69 | 4.67 | 0 | 0
Polk 3o | 0 | 0 | 0 | 0 | 0 | 0 | 0 | 0 | 0 | 0 | 0 | 0 | 0 | 0 | 0 | 0 | 0 | 0 | 0 | 0 | 0 | 0 | 0 | 0 | 0 | 0 | 0 | 0 | 0 | 0 | 0 | 0
Polk 4 | 31.28 | 13.46 | 9.88 | 2 | 7.44 | 2.41 | 0.52 | 20.83 | 0 | 9.36 | 1.14 | 0.34 | 1.64 | 4.55 | 3.69 | 20.14 | 2.29 | 7.91 | 6.75 | 8.62 | 12.23 | 63.01 | 8.4 | 23.29 | 9.45 | 8.53 | 2.69 | 79.86 | 6.46 | 2.08 | 0 | 0
Polk 5 | 20.03 | 11.3 | 6.02 | 1.66 | 4.22 | 2.16 | 0 | 15.65 | 0 | 4.98 | 2.83 | 0 | 2.66 | 3.97 | 3.69 | 4.75 | 1.16 | 4.19 | 3.23 | 5.18 | 8.89 | 42.22 | 5.74 | 19.22 | 7.14 | 6.64 | 2.28 | 55.88 | 4.14 | 3.74 | 0 | 0
Polk 2 CC w/DF | 2756.74 | 2971.3 | 2849.84 | 3120.02 | 3204.01 | 2248.51 | 2318.88 | 2051.45 | 2208.01 | 2025.11 | 2095.67 | 2343.35 | 2427.84 | 2526.86 | 2590.78 | 2476.53 | 2912.91 | 3016.65 | 3237.66 | 3600.6 | 3747.24 | 3569.45 | 3895.65 | 4310.74 | 4549.55 | 4260.82 | 2213.38 | 2026.95 | 2211.86 | 2246.9 | 0 | 0
TEC Existing System VOM ($000) | 11312.44 | 10744.03 | 11037.36 | 10693.4 | 11313.1 | 6598.68 | 7187.51 | 8165.36 | 8775.5 | 9566.36 | 10929.74 | 10975.36 | 11288.34 | 12021.14 | 12945.48 | 13483.46 | 13410.19 | 13824.18 | 14581.35 | 14121.77 | 14226.3 | 14354.19 | 14967.09 | 13450.04 | 12654.34 | 10988.02 | 6089.08 | 6819.15 | 6586.8 | 6722.9 | 0 | 0
TEC Peaking System VOM ($000) | 373.88 | 221.84 | 150.29 | 56.05 | 87.8 | 98.66 | 96.91 | 161.24 | 67.01 | 142.34 | 67.88 | 119.79 | 123.63 | 175.77 | 149.56 | 278.62 | 228.93 | 268.06 | 252.1 | 322.31 | 385.31 | 638.51 | 388.89 | 568.48 | 571.27 | 372.5 | 336.11 | 650.53 | 316.67 | 278.44 | 0 | 0
CSA Data
Bayside_11 Starts | 4.17 | 4 | 3.67 | 5 | 4 | 20.83 | 19.67 | 21 | 20.67 | 17.33 | 14.33 | 24.83 | 22 | 31.83 | 23.5 | 27 | 28.33 | 28.83 | 34.67 | 33.17 | 33.17 | 35.17 | 39.33 | 37 | 38.83 | 5.5 | 0 | 0 | 0 | 0 | 0 | 0
Bayside_12 Starts | 0 | 0 | 0 | 0 | 0 | 0 | 0 | 0 | 0 | 0 | 0 | 0 | 0 | 0 | 0 | 0 | 0 | 0 | 0 | 0 | 0 | 0 | 0 | 0 | 0 | 0 | 0 | 0 | 0 | 0 | 0 | 0
Bayside_13 Starts | 0 | 0 | 0 | 0 | 0 | 0 | 0 | 0 | 0 | 0 | 0 | 0 | 0 | 0 | 0 | 0 | 0 | 0 | 0 | 0 | 0 | 0 | 0 | 0 | 0 | 0 | 0 | 0 | 0 | 0 | 0 | 0
Bayside_21 Starts | 14 | 14.83 | 17 | 8.67 | 8.17 | 24.33 | 34.83 | 30.17 | 31.17 | 32 | 32 | 30 | 34 | 37.17 | 30.83 | 26.67 | 36 | 39 | 36.83 | 39 | 40.5 | 45.67 | 48.17 | 52 | 50.67 | 33 | 0 | 0 | 0 | 0 | 0 | 0
Bayside_22 Starts | 0 | 0 | 0 | 0 | 0 | 0 | 0 | 0 | 0 | 0 | 0 | 0 | 0 | 0 | 0 | 0 | 0 | 0 | 0 | 0 | 0 | 0 | 0 | 0 | 0 | 0 | 0 | 0 | 0 | 0 | 0 | 0
Bayside_23 Starts | 0 | 0 | 0 | 0 | 0 | 0 | 0 | 0 | 0 | 0 | 0 | 0 | 0 | 0 | 0 | 0 | 0 | 0 | 0 | 0 | 0 | 0 | 0 | 0 | 0 | 0 | 0 | 0 | 0 | 0 | 0 | 0
Bayside_24 Starts | 0 | 0 | 0 | 0 | 0 | 0 | 0 | 0 | 0 | 0 | 0 | 0 | 0 | 0 | 0 | 0 | 0 | 0 | 0 | 0 | 0 | 0 | 0 | 0 | 0 | 0 | 0 | 0 | 0 | 0 | 0 | 0
Polk 1g Starts | 18.67 | 17.67 | 24.17 | 14.5 | 22.5 | 15 | 13.33 | 18.17 | 6 | 20.5 | 7 | 13.5 | 18 | 17.33 | 18.17 | 36.33 | 14.5 | 14.17 | 15.33 | 0 | 0 | 0 | 0 | 0 | 0 | 0 | 0 | 0 | 0 | 0 | 0 | 0
Polk_21 Starts | 2.92 | 1.08 | 2.92 | 1 | 1 | 1 | 1 | 2.75 | 1.92 | 29 | 50 | 39.17 | 37 | 36 | 32 | 32.92 | 24 | 24.08 | 23 | 6.08 | 11 | 9.92 | 11.17 | 6 | 1 | 6 | 237.33 | 228 | 241.25 | 238.08 | 0 | 0
Polk_22 Starts | 0 | 0 | 0 | 0 | 0 | 0 | 0 | 0 | 0 | 0 | 0 | 0 | 0 | 0 | 0 | 0 | 0 | 0 | 0 | 0 | 0 | 0 | 0 | 0 | 0 | 0 | 0 | 0 | 0 | 0 | 0 | 0
Polk_23 Starts | 0 | 0 | 0 | 0 | 0 | 0 | 0 | 0 | 0 | 0 | 0 | 0 | 0 | 0 | 0 | 0 | 0 | 0 | 0 | 0 | 0 | 0 | 0 | 0 | 0 | 0 | 0 | 0 | 0 | 0 | 0 | 0
Polk_24 Starts | 0 | 0 | 0 | 0 | 0 | 0 | 0 | 0 | 0 | 0 | 0 | 0 | 0 | 0 | 0 | 0 | 0 | 0 | 0 | 0 | 0 | 0 | 0 | 0 | 0 | 0 | 0 | 0 | 0 | 0 | 0 | 0
Bayside_11 Hrs | 7135 | 7763 | 7676 | 7697 | 6807 | 5982 | 5223 | 5666 | 5221 | 5151 | 6081 | 5175 | 5620 | 5352 | 5167 | 5952 | 5515 | 5765 | 5529 | 4886 | 5686 | 5783 | 5317 | 5406 | 5737 | 1446 | 0 | 0 | 0 | 0 | 0 | 0
Bayside_12 Hrs | 0 | 0 | 0 | 0 | 0 | 0 | 0 | 0 | 0 | 0 | 0 | 0 | 0 | 0 | 0 | 0 | 0 | 0 | 0 | 0 | 0 | 0 | 0 | 0 | 0 | 0 | 0 | 0 | 0 | 0 | 0 | 0
Bayside_13 Hrs | 0 | 0 | 0 | 0 | 0 | 0 | 0 | 0 | 0 | 0 | 0 | 0 | 0 | 0 | 0 | 0 | 0 | 0 | 0 | 0 | 0 | 0 | 0 | 0 | 0 | 0 | 0 | 0 | 0 | 0 | 0 | 0
Bayside_21 Hrs | 5621 | 6111 | 6639 | 7275 | 7576 | 4088 | 3970 | 4276 | 3921 | 4565 | 4074 | 4205 | 4623 | 4453 | 4884 | 4839 | 4995 | 4549 | 4742 | 5093 | 3946 | 4871 | 4610 | 4435 | 4466 | 5974 | 0 | 0 | 0 | 0 | 0 | 0
Bayside_22 Hrs | 0 | 0 | 0 | 0 | 0 | 0 | 0 | 0 | 0 | 0 | 0 | 0 | 0 | 0 | 0 | 0 | 0 | 0 | 0 | 0 | 0 | 0 | 0 | 0 | 0 | 0 | 0 | 0 | 0 | 0 | 0 | 0
Bayside_23 Hrs | 0 | 0 | 0 | 0 | 0 | 0 | 0 | 0 | 0 | 0 | 0 | 0 | 0 | 0 | 0 | 0 | 0 | 0 | 0 | 0 | 0 | 0 | 0 | 0 | 0 | 0 | 0 | 0 | 0 | 0 | 0 | 0
Bayside_24 Hrs | 0 | 0 | 0 | 0 | 0 | 0 | 0 | 0 | 0 | 0 | 0 | 0 | 0 | 0 | 0 | 0 | 0 | 0 | 0 | 0 | 0 | 0 | 0 | 0 | 0 | 0 | 0 | 0 | 0 | 0 | 0 | 0
Polk 1g Hrs | 388 | 334 | 375 | 340 | 439 | 188 | 226 | 285 | 83 | 323 | 121 | 222 | 244 | 323 | 277 | 493 | 235 | 244 | 263 | 0 | 0 | 0 | 0 | 0 | 0 | 0 | 0 | 0 | 0 | 0 | 0 | 0
Polk_21 Hrs | 8116 | 8641 | 8141 | 8639 | 8645 | 8603 | 8555 | 7575 | 8524 | 7394 | 7953 | 8098 | 8009 | 8105 | 8173 | 7191 | 8203 | 8252 | 8318 | 8495 | 8490 | 7510 | 8450 | 8578 | 8636 | 8571 | 5640 | 5280 | 5724 | 5751 | 0 | 0
Polk_22 Hrs | 0 | 0 | 0 | 0 | 0 | 0 | 0 | 0 | 0 | 0 | 0 | 0 | 0 | 0 | 0 | 0 | 0 | 0 | 0 | 0 | 0 | 0 | 0 | 0 | 0 | 0 | 0 | 0 | 0 | 0 | 0 | 0
Polk_23 Hrs | 0 | 0 | 0 | 0 | 0 | 0 | 0 | 0 | 0 | 0 | 0 | 0 | 0 | 0 | 0 | 0 | 0 | 0 | 0 | 0 | 0 | 0 | 0 | 0 | 0 | 0 | 0 | 0 | 0 | 0 | 0 | 0
Polk_24 Hrs | 0 | 0 | 0 | 0 | 0 | 0 | 0 | 0 | 0 | 0 | 0 | 0 | 0 | 0 | 0 | 0 | 0 | 0 | 0 | 0 | 0 | 0 | 0 | 0 | 0 | 0 | 0 | 0 | 0 | 0 | 0 | 0
Expansion System VOM ($000)
FutAeroCT1 | 0 | 0 | 0 | 0 | 0 | 0 | 0 | 0 | 0 | 0 | 0 | 0 | 0 | 0 | 0 | 0 | 0 | 0 | 0 | 0 | 0 | 0 | 0 | 0 | 0 | 0 | 53.35 | 49.81 | 48.56 | 46.34 | 0 | 0
FutAeroCT2 | 0 | 0 | 0 | 0 | 0 | 0 | 0 | 0 | 0 | 0 | 0 | 0 | 0 | 0 | 0 | 0 | 0 | 0 | 0 | 0 | 0 | 0 | 0 | 0 | 0 | 0 | 0 | 0 | 0 | 0 | 0 | 0
FutAeroCT3 | 0 | 0 | 0 | 0 | 0 | 0 | 0 | 0 | 0 | 0 | 0 | 0 | 0 | 0 | 0 | 0 | 0 | 0 | 0 | 0 | 0 | 0 | 0 | 0 | 0 | 0 | 0 | 0 | 0 | 0 | 0 | 0
FutAeroCT4 | 0 | 0 | 0 | 0 | 0 | 0 | 0 | 0 | 0 | 0 | 0 | 0 | 0 | 0 | 0 | 0 | 0 | 0 | 0 | 0 | 0 | 0 | 0 | 0 | 0 | 0 | 0 | 0 | 0 | 0 | 0 | 0
FutAeroCT5 | 0 | 0 | 0 | 0 | 0 | 0 | 0 | 0 | 0 | 0 | 0 | 0 | 0 | 0 | 0 | 0 | 0 | 0 | 0 | 0 | 0 | 0 | 0 | 0 | 0 | 0 | 0 | 0 | 0 | 0 | 0 | 0
FutAeroCT6 | 0 | 0 | 0 | 0 | 0 | 0 | 0 | 0 | 0 | 0 | 0 | 0 | 0 | 0 | 0 | 0 | 0 | 0 | 0 | 0 | 0 | 0 | 0 | 0 | 0 | 0 | 0 | 0 | 0 | 0 | 0 | 0
FutAeroCT7 | 0 | 0 | 0 | 0 | 0 | 0 | 0 | 0 | 0 | 0 | 0 | 0 | 0 | 0 | 0 | 0 | 0 | 0 | 0 | 0 | 0 | 0 | 0 | 0 | 0 | 0 | 0 | 0 | 0 | 0 | 0 | 0
FutAeroCT8 | 0 | 0 | 0 | 0 | 0 | 0 | 0 | 0 | 0 | 0 | 0 | 0 | 0 | 0 | 0 | 0 | 0 | 0 | 0 | 0 | 0 | 0 | 0 | 0 | 0 | 0 | 0 | 0 | 0 | 0 | 0 | 0
FutAeroCT9 | 0 | 0 | 0 | 0 | 0 | 0 | 0 | 0 | 0 | 0 | 0 | 0 | 0 | 0 | 0 | 0 | 0 | 0 | 0 | 0 | 0 | 0 | 0 | 0 | 0 | 0 | 0 | 0 | 0 | 0 | 0 | 0
FutAeroCT10 | 0 | 0 | 0 | 0 | 0 | 0 | 0 | 0 | 0 | 0 | 0 | 0 | 0 | 0 | 0 | 0 | 0 | 0 | 0 | 0 | 0 | 0 | 0 | 0 | 0 | 0 | 0 | 0 | 0 | 0 | 0 | 0
GE_7FA_CT1 | 0 | 0 | 0 | 0 | 0 | 65.82 | 75.37 | 61.2 | 57.45 | 64.66 | 49.03 | 124.91 | 128.09 | 146.2 | 140.41 | 186.12 | 226.77 | 307.06 | 299.22 | 409.14 | 466.48 | 502.28 | 467.35 | 639.58 | 653.27 | 595.94 | 399.48 | 366.86 | 396.62 | 379.1 | 0 | 0
GE_7FA_CT2 | 0 | 0 | 0 | 0 | 0 | 0 | 0 | 0 | 37.28 | 53.09 | 28.49 | 80.74 | 80.99 | 111.64 | 105.73 | 135.96 | 188.99 | 218.01 | 215.5 | 293.64 | 353.36 | 369.23 | 365.7 | 465.26 | 522.01 | 417.99 | 275.32 | 195.08 | 236.07 | 224.45 | 0 | 0
GE_7FA_CT3 | 0 | 0 | 0 | 0 | 0 | 0 | 0 | 0 | 0 | 0 | 0 | 64.27 | 45.52 | 88.53 | 70.01 | 103.31 | 141.93 | 153.78 | 152.72 | 221.77 | 237.26 | 262.77 | 248.19 | 318.19 | 390.71 | 316.45 | 148.76 | 146.63 | 121.52 | 146.06 | 0 | 0
GE_7FA_CT4 | 0 | 0 | 0 | 0 | 0 | 0 | 0 | 0 | 0 | 0 | 0 | 0 | 0 | 0 | 46.28 | 73.37 | 90.23 | 104.39 | 102.74 | 148.9 | 164.37 | 173.9 | 170.85 | 196.42 | 252.95 | 221.78 | 62.33 | 87.85 | 54.66 | 70.6 | 0 | 0
GE_7FA_CT5 | 0 | 0 | 0 | 0 | 0 | 0 | 0 | 0 | 0 | 0 | 0 | 0 | 0 | 0 | 0 | 0 | 0 | 65.14 | 58.84 | 84.94 | 110.05 | 107.1 | 98.53 | 122.27 | 161.35 | 148.04 | 40.6 | 52.36 | 30.2 | 45.41 | 0 | 0
GE_7FA_CT6 | 0 | 0 | 0 | 0 | 0 | 0 | 0 | 0 | 0 | 0 | 0 | 0 | 0 | 0 | 0 | 0 | 0 | 0 | 0 | 45.26 | 68.92 | 52.06 | 60.5 | 58.33 | 84.41 | 77.12 | 8.6 | 29.76 | 8.95 | 23.4 | 0 | 0
GE_7FA_CT7 | 0 | 0 | 0 | 0 | 0 | 0 | 0 | 0 | 0 | 0 | 0 | 0 | 0 | 0 | 0 | 0 | 0 | 0 | 0 | 0 | 0 | 0 | 0 | 0 | 0 | 18.07 | 11.53 | 9.28 | 6.47 | 16.65 | 0 | 0
GE_7FA_CT8 | 0 | 0 | 0 | 137.38 | 270.16 | 0 | 0 | 0 | 0 | 0 | 0 | 0 | 0 | 0 | 0 | 0 | 0 | 0 | 0 | 0 | 0 | 0 | 0 | 0 | 0 | 0 | 0 | 0 | 0 | 0 | 0 | 0
GE_7FA_CT9 | 0 | 0 | 0 | 42.96 | 109.88 | 0 | 0 | 0 | 0 | 0 | 0 | 0 | 0 | 0 | 0 | 0 | 0 | 0 | 0 | 0 | 0 | 0 | 0 | 0 | 0 | 0 | 0 | 0 | 0 | 0 | 0 | 0
GE_7FA_CT10 | 0 | 0 | 0 | 0 | 0 | 0 | 0 | 0 | 0 | 0 | 0 | 0 | 0 | 0 | 0 | 0 | 0 | 0 | 0 | 0 | 0 | 0 | 0 | 0 | 0 | 0 | 0 | 0 | 0 | 0 | 0 | 0
CC 2x1 7FAwDF 1 | 0 | 0 | 0 | 0 | 0 | 3962.46 | 4059.48 | 4097.63 | 4173.85 | 4264.3 | 4114.61 | 4234.43 | 4350.73 | 4416.33 | 4417.15 | 4519.18 | 4669.74 | 4808.02 | 4888.63 | 5074.95 | 5233.72 | 5378.39 | 5470.29 | 5851.91 | 6119.14 | 6198.53 | 5705.27 | 5871.12 | 6040.79 | 6169.61 | 0 | 0
CC 2x1 7FAwDF 2 | 0 | 0 | 0 | 0 | 0 | 0 | 0 | 0 | 0 | 0 | 0 | 0 | 0 | 0 | 0 | 0 | 0 | 0 | 0 | 0 | 0 | 0 | 0 | 0 | 0 | 0 | 5800.53 | 5956.7 | 6047.05 | 6186.93 | 0 | 0
CC 2x1 7FAwDF 3 | 0 | 0 | 0 | 0 | 0 | 0 | 0 | 0 | 0 | 0 | 0 | 0 | 0 | 0 | 0 | 0 | 0 | 0 | 0 | 0 | 0 | 0 | 0 | 0 | 0 | 1799.88 | 1794.56 | 1789.62 | 1903.86 | 1961.76 | 0 | 0
CC 2x1 7FAwDF 4 | 0 | 0 | 0 | 0 | 0 | 0 | 0 | 0 | 0 | 0 | 0 | 0 | 0 | 0 | 0 | 0 | 0 | 0 | 0 | 0 | 0 | 0 | 0 | 0 | 0 | 0 | 0 | 0 | 0 | 0 | 0 | 0
CC 2x1 7FAwDF 5 | 0 | 0 | 0 | 0 | 0 | 0 | 0 | 0 | 0 | 0 | 0 | 0 | 0 | 0 | 0 | 0 | 0 | 0 | 0 | 0 | 0 | 0 | 0 | 0 | 0 | 0 | 0 | 0 | 0 | 0 | 0 | 0
CC 2x1 7FAwDF 6 | 0 | 0 | 0 | 0 | 0 | 0 | 0 | 0 | 0 | 0 | 0 | 0 | 0 | 0 | 0 | 0 | 0 | 0 | 0 | 0 | 0 | 0 | 0 | 0 | 0 | 0 | 0 | 0 | 0 | 0 | 0 | 0
CC_Fut_Proxy_07 | 0 | 0 | 0 | 0 | 0 | 0 | 0 | 0 | 0 | 0 | 0 | 0 | 0 | 0 | 0 | 0 | 0 | 0 | 0 | 0 | 0 | 0 | 0 | 0 | 0 | 0 | 0 | 0 | 0 | 0 | 0 | 0
CC_Fut_Proxy_08 | 0 | 0 | 0 | 0 | 0 | 0 | 0 | 0 | 0 | 0 | 0 | 0 | 0 | 0 | 0 | 0 | 0 | 0 | 0 | 0 | 0 | 0 | 0 | 0 | 0 | 0 | 0 | 0 | 0 | 0 | 0 | 0
CC_Fut_Proxy_09 | 0 | 0 | 0 | 0 | 0 | 0 | 0 | 0 | 0 | 0 | 0 | 0 | 0 | 0 | 0 | 0 | 0 | 0 | 0 | 0 | 0 | 0 | 0 | 0 | 0 | 0 | 0 | 0 | 0 | 0 | 0 | 0
CC_Fut_Proxy_10 | 0 | 0 | 0 | 0 | 0 | 0 | 0 | 0 | 0 | 0 | 0 | 0 | 0 | 0 | 0 | 0 | 0 | 0 | 0 | 0 | 0 | 0 | 0 | 0 | 0 | 0 | 0 | 0 | 0 | 0 | 0 | 0
FutureUnit_Proxy | 0 | 0 | 0 | 0 | 0 | 0 | 0 | 0 | 0 | 0 | 0 | 0 | 0 | 0 | 0 | 0 | 0 | 0 | 0 | 0 | 0 | 0 | 0 | 0 | 0 | 0 | 0 | 0 | 0 | 0 | 0 | 0
Expansion System VOM ($000) | 0 | 0 | 0 | 180.34 | 380.04 | 4028.28 | 4134.85 | 4158.83 | 4268.58 | 4382.05 | 4192.13 | 4504.35 | 4605.33 | 4762.7 | 4779.58 | 5017.94 | 5317.66 | 5656.4 | 5717.65 | 6278.6 | 6634.16 | 6845.73 | 6881.41 | 7651.96 | 8183.84 | 9793.8 | 14300.33 | 14555.07 | 14894.75 | 15270.31 | 0 | 0
Expansion System FOM ($000)
FutAeroCT1 | 0 | 0 | 0 | 0 | 0 | 0 | 0 | 0 | 0 | 0 | 0 | 0 | 0 | 0 | 0 | 0 | 0 | 0 | 0 | 0 | 0 | 0 | 0 | 0 | 0 | 0 | 1468.42 | 1498.09 | 1532.55 | 1567.8 | 0 | 0
FutAeroCT2 | 0 | 0 | 0 | 0 | 0 | 0 | 0 | 0 | 0 | 0 | 0 | 0 | 0 | 0 | 0 | 0 | 0 | 0 | 0 | 0 | 0 | 0 | 0 | 0 | 0 | 0 | 0 | 0 | 0 | 0 | 0 | 0
FutAeroCT3 | 0 | 0 | 0 | 0 | 0 | 0 | 0 | 0 | 0 | 0 | 0 | 0 | 0 | 0 | 0 | 0 | 0 | 0 | 0 | 0 | 0 | 0 | 0 | 0 | 0 | 0 | 0 | 0 | 0 | 0 | 0 | 0
FutAeroCT4 | 0 | 0 | 0 | 0 | 0 | 0 | 0 | 0 | 0 | 0 | 0 | 0 | 0 | 0 | 0 | 0 | 0 | 0 | 0 | 0 | 0 | 0 | 0 | 0 | 0 | 0 | 0 | 0 | 0 | 0 | 0 | 0
FutAeroCT5 | 0 | 0 | 0 | 0 | 0 | 0 | 0 | 0 | 0 | 0 | 0 | 0 | 0 | 0 | 0 | 0 | 0 | 0 | 0 | 0 | 0 | 0 | 0 | 0 | 0 | 0 | 0 | 0 | 0 | 0 | 0 | 0
FutAeroCT6 | 0 | 0 | 0 | 0 | 0 | 0 | 0 | 0 | 0 | 0 | 0 | 0 | 0 | 0 | 0 | 0 | 0 | 0 | 0 | 0 | 0 | 0 | 0 | 0 | 0 | 0 | 0 | 0 | 0 | 0 | 0 | 0
FutAeroCT7 | 0 | 0 | 0 | 0 | 0 | 0 | 0 | 0 | 0 | 0 | 0 | 0 | 0 | 0 | 0 | 0 | 0 | 0 | 0 | 0 | 0 | 0 | 0 | 0 | 0 | 0 | 0 | 0 | 0 | 0 | 0 | 0
FutAeroCT8 | 0 | 0 | 0 | 0 | 0 | 0 | 0 | 0 | 0 | 0 | 0 | 0 | 0 | 0 | 0 | 0 | 0 | 0 | 0 | 0 | 0 | 0 | 0 | 0 | 0 | 0 | 0 | 0 | 0 | 0 | 0 | 0
FutAeroCT9 | 0 | 0 | 0 | 0 | 0 | 0 | 0 | 0 | 0 | 0 | 0 | 0 | 0 | 0 | 0 | 0 | 0 | 0 | 0 | 0 | 0 | 0 | 0 | 0 | 0 | 0 | 0 | 0 | 0 | 0 | 0 | 0
FutAeroCT10 | 0 | 0 | 0 | 0 | 0 | 0 | 0 | 0 | 0 | 0 | 0 | 0 | 0 | 0 | 0 | 0 | 0 | 0 | 0 | 0 | 0 | 0 | 0 | 0 | 0 | 0 | 0 | 0 | 0 | 0 | 0 | 0
GE_7FA_CT1 | 0 | 0 | 0 | 0 | 0 | 0 | 0 | 0 | 0 | 0 | 0 | 0 | 0 | 0 | 0 | 0 | 0 | 0 | 0 | 0 | 0 | 0 | 0 | 0 | 0 | 0 | 0 | 0 | 0 | 0 | 0 | 0
GE_7FA_CT2 | 0 | 0 | 0 | 0 | 0 | 0 | 0 | 0 | 0 | 0 | 0 | 0 | 0 | 0 | 0 | 0 | 0 | 0 | 0 | 0 | 0 | 0 | 0 | 0 | 0 | 0 | 0 | 0 | 0 | 0 | 0 | 0
GE_7FA_CT3 | 0 | 0 | 0 | 0 | 0 | 0 | 0 | 0 | 0 | 0 | 0 | 0 | 0 | 0 | 0 | 0 | 0 | 0 | 0 | 0 | 0 | 0 | 0 | 0 | 0 | 0 | 0 | 0 | 0 | 0 | 0 | 0
GE_7FA_CT4 | 0 | 0 | 0 | 0 | 0 | 0 | 0 | 0 | 0 | 0 | 0 | 0 | 0 | 0 | 0 | 0 | 0 | 0 | 0 | 0 | 0 | 0 | 0 | 0 | 0 | 0 | 0 | 0 | 0 | 0 | 0 | 0
GE_7FA_CT5 | 0 | 0 | 0 | 0 | 0 | 0 | 0 | 0 | 0 | 0 | 0 | 0 | 0 | 0 | 0 | 0 | 0 | 0 | 0 | 0 | 0 | 0 | 0 | 0 | 0 | 0 | 0 | 0 | 0 | 0 | 0 | 0
GE_7FA_CT6 | 0 | 0 | 0 | 0 | 0 | 0 | 0 | 0 | 0 | 0 | 0 | 0 | 0 | 0 | 0 | 0 | 0 | 0 | 0 | 0 | 0 | 0 | 0 | 0 | 0 | 0 | 0 | 0 | 0 | 0 | 0 | 0
GE_7FA_CT7 | 0 | 0 | 0 | 0 | 0 | 0 | 0 | 0 | 0 | 0 | 0 | 0 | 0 | 0 | 0 | 0 | 0 | 0 | 0 | 0 | 0 | 0 | 0 | 0 | 0 | 0 | 0 | 0 | 0 | 0 | 0 | 0
GE_7FA_CT8 | 0 | 0 | 0 | 1128.98 | 1960.72 | 0 | 0 | 0 | 0 | 0 | 0 | 0 | 0 | 0 | 0 | 0 | 0 | 0 | 0 | 0 | 0 | 0 | 0 | 0 | 0 | 0 | 0 | 0 | 0 | 0 | 0 | 0
GE_7FA_CT9 | 0 | 0 | 0 | 1128.98 | 1960.72 | 0 | 0 | 0 | 0 | 0 | 0 | 0 | 0 | 0 | 0 | 0 | 0 | 0 | 0 | 0 | 0 | 0 | 0 | 0 | 0 | 0 | 0 | 0 | 0 | 0 | 0 | 0
GE_7FA_CT10 | 0 | 0 | 0 | 0 | 0 | 0 | 0 | 0 | 0 | 0 | 0 | 0 | 0 | 0 | 0 | 0 | 0 | 0 | 0 | 0 | 0 | 0 | 0 | 0 | 0 | 0 | 0 | 0 | 0 | 0 | 0 | 0
CC 2x1 7FAwDF 1 | 0 | 0 | 0 | 0 | 0 | 6418.62 | 6584.24 | 6717.27 | 6871.77 | 7029.82 | 7211.21 | 7356.92 | 7526.12 | 7699.22 | 7897.88 | 8057.46 | 8242.78 | 8432.37 | 8649.94 | 8824.72 | 9027.68 | 9235.32 | 9473.62 | 9665.03 | 9887.33 | 10114.74 | 10375.72 | 10585.36 | 10828.83 | 11077.89 | 0 | 0
CC 2x1 7FAwDF 2 | 0 | 0 | 0 | 0 | 0 | 0 | 0 | 0 | 0 | 0 | 0 | 0 | 0 | 0 | 0 | 0 | 0 | 0 | 0 | 0 | 0 | 0 | 0 | 0 | 0 | 0 | 10449.84 | 10660.98 | 10906.18 | 11157.02 | 0 | 0
CC 2x1 7FAwDF 3 | 0 | 0 | 0 | 0 | 0 | 0 | 0 | 0 | 0 | 0 | 0 | 0 | 0 | 0 | 0 | 0 | 0 | 0 | 0 | 0 | 0 | 0 | 0 | 0 | 0 | 3641.13 | 5475.12 | 5585.74 | 5714.22 | 5845.64 | 0 | 0
CC 2x1 7FAwDF 4 | 0 | 0 | 0 | 0 | 0 | 0 | 0 | 0 | 0 | 0 | 0 | 0 | 0 | 0 | 0 | 0 | 0 | 0 | 0 | 0 | 0 | 0 | 0 | 0 | 0 | 0 | 0 | 0 | 0 | 0 | 0 | 0
CC 2x1 7FAwDF 5 | 0 | 0 | 0 | 0 | 0 | 0 | 0 | 0 | 0 | 0 | 0 | 0 | 0 | 0 | 0 | 0 | 0 | 0 | 0 | 0 | 0 | 0 | 0 | 0 | 0 | 0 | 0 | 0 | 0 | 0 | 0 | 0
CC 2x1 7FAwDF 6 | 0 | 0 | 0 | 0 | 0 | 0 | 0 | 0 | 0 | 0 | 0 | 0 | 0 | 0 | 0 | 0 | 0 | 0 | 0 | 0 | 0 | 0 | 0 | 0 | 0 | 0 | 0 | 0 | 0 | 0 | 0 | 0
CC_Fut_Proxy_07 | 0 | 0 | 0 | 0 | 0 | 0 | 0 | 0 | 0 | 0 | 0 | 0 | 0 | 0 | 0 | 0 | 0 | 0 | 0 | 0 | 0 | 0 | 0 | 0 | 0 | 0 | 0 | 0 | 0 | 0 | 0 | 0
CC_Fut_Proxy_08 | 0 | 0 | 0 | 0 | 0 | 0 | 0 | 0 | 0 | 0 | 0 | 0 | 0 | 0 | 0 | 0 | 0 | 0 | 0 | 0 | 0 | 0 | 0 | 0 | 0 | 0 | 0 | 0 | 0 | 0 | 0 | 0
CC_Fut_Proxy_09 | 0 | 0 | 0 | 0 | 0 | 0 | 0 | 0 | 0 | 0 | 0 | 0 | 0 | 0 | 0 | 0 | 0 | 0 | 0 | 0 | 0 | 0 | 0 | 0 | 0 | 0 | 0 | 0 | 0 | 0 | 0 | 0
CC_Fut_Proxy_10 | 0 | 0 | 0 | 0 | 0 | 0 | 0 | 0 | 0 | 0 | 0 | 0 | 0 | 0 | 0 | 0 | 0 | 0 | 0 | 0 | 0 | 0 | 0 | 0 | 0 | 0 | 0 | 0 | 0 | 0 | 0 | 0
Expansion System FOM ($000) | 0 | 0 | 0 | 2257.96 | 3921.44 | 6418.62 | 6584.24 | 6717.27 | 6871.77 | 7029.82 | 7211.21 | 7356.92 | 7526.12 | 7699.22 | 7897.88 | 8057.46 | 8242.78 | 8432.37 | 8649.94 | 8824.72 | 9027.68 | 9235.32 | 9473.62 | 9665.03 | 9887.33 | 13755.87 | 27769.1 | 28330.17 | 28981.78 | 29648.35 | 0 | 0
FutureUnit_Proxy | 0 | 0 | 0 | 0 | 0 | 0 | 0 | 0 | 0 | 0 | 0 | 0 | 0 | 0 | 0 | 0 | 0 | 0 | 0 | 0 | 0 | 0 | 0 | 0 | 0 | 0 | 0 | 0 | 0 | 0 | 0 | 0
Big Bend 4 MWh | 2360510 | 1791900 | 2084980 | 1898430 | 2329880 | 747040 | 788070 | 1515890 | 1778730 | 1813060 | 2305930 | 1765830 | 2079900 | 1974780 | 2246830 | 2265720 | 1919830 | 2144700 | 2347430 | 2323380 | 2290610 | 1842590 | 2277460 | 2277430 | 2290690 | 2100640 | 1841950 | 2106800 | 2017970 | 2040300 | 0 | 0
Coal Adder | 49272.06 | 47540.5 | 47540.5 | 47540.5 | 47540.5 | 47540.5 | 47540.5 | 47540.5 | 47540.5 | 47540.5 | 47540.5 | 47540.5 | 47540.5 | 47540.5 | 47540.5 | 47540.5 | 47540.5 | 47540.5 | 47540.5 | 47540.5 | 47540.5 | 47540.5 | 47540.5 | 47540.5 | 47540.5 | 47540.5 | 47540.5 | 47540.5 | 47540.5 | 47540.5 | 0 | 0
Gas Adder FGT | 100791.44 | 100735.34 | 100769.34 | 108920.84 | 114696.59 | 114696.59 | 114768.84 | 114696.59 | 114696.59 | 114696.59 | 114768.84 | 114696.59 | 114696.59 | 114696.59 | 114768.84 | 114696.59 | 114696.59 | 114696.59 | 114768.84 | 114696.59 | 114696.59 | 114696.59 | 114768.84 | 114696.59 | 114696.59 | 152931.22 | 153110.84 | 152931.2 | 152931.2 | 152931.22 | 0 | 0
Gas Adder GS | 0 | 0 | 0 | 0 | 0 | 0 | 0 | 0 | 0 | 0 | 0 | 0 | 0 | 0 | 0 | 0 | 0 | 0 | 0 | 0 | 0 | 0 | 0 | 0 | 0 | 0 | 0 | 0 | 0 | 0 | 0 | 0
Total System Cost ($000)
Total System Cost | 0 | 0 | 0 | 0 | 0 | 0 | 0 | 0 | 0 | 0 | 0 | 0 | 0 | 0 | 0 | 0 | 0 | 0 | 0 | 0 | 0 | 0 | 0 | 0 | 0 | 0 | 0 | 0 | 0 | 0 | #REF! | #REF!
GE_7FA_CT1 $/mWh | 0 | 0 | 0 | 0 | 0 | 48.6423 | 51.5345 | 55.0177 | 57.2571 | 60.2705 | 68.3827 | 70.8374 | 78.5791 | 80.7895 | 86.9047 | 88.1288 | 93.3874 | 97.767 | 99.9705 | 102.3266 | 104.5975 | 107.9388 | 109.422 | 114.4884 | 118.8639 | 122.3777 | 131.2754 | 135.4828 | 141.2317 | 140.572 | 0 | 0

## NoConserv_AQ
Planning and Risk OUTPUT | Run Name: | DSM2018_TSJMW .@18-Jun-15 15:24
| Run Start Yr: | 2018
| 2018 | 2019 | 2020 | 2021 | 2022 | 2023 | 2024 | 2025 | 2026 | 2027 | 2028 | 2029 | 2030 | 2031 | 2032 | 2033 | 2034 | 2035 | 2036 | 2037 | 2038 | 2039 | 2040 | 2041 | 2042 | 2043 | 2044 | 2045 | 2046 | 2047 | 2048 | 2049
Unit Fuel Consumption (Units x 1000)
Big Bend 1 | 0 | 0 | 0 | 0 | 0 | 0 | 0 | 0 | 0 | 0 | 0 | 0 | 0 | 0 | 0 | 0 | 0 | 0 | 0 | 0 | 0 | 0 | 0 | 0 | 0 | 0 | 0 | 0 | 0 | 0 | 0 | 0
Big Bend 2 | 0 | 0 | 2.2737e-13 | 0 | 0 | 0 | 0 | 0 | 0 | 0 | 0 | 0 | 0 | 0 | 0 | 0 | 0 | 0 | 0 | 0 | 0 | 0 | 0 | 0 | 0 | 0 | 0 | 0 | 0 | 0 | 0 | 0
Big Bend 3 | 507.88 | 289.37 | 284.03 | 205.71 | 210.11 | 170.7 | 354.56 | 322.61 | 436.43 | 661.38 | 840.03 | 882.09 | 700.66 | 906.53 | 955.53 | 959.06 | 942.91 | 821.45 | 965 | 967.58 | 919.83 | 963.87 | 947.04 | 327.88 | 0 | 0 | 0 | 0 | 0 | 0 | 0 | 0
Big Bend 4 | 1015.42 | 792.3 | 930.8 | 862.44 | 1011.95 | 325.84 | 342.65 | 654.32 | 766.98 | 779.86 | 987.78 | 758.79 | 892.75 | 846.3 | 962.76 | 971.57 | 821.75 | 919.6 | 1005.98 | 995.07 | 981.37 | 789.83 | 976.31 | 975.52 | 980.52 | 899.75 | 791.6 | 904.65 | 867.84 | 877.42 | 0 | 0
TOTAL Big Bend (TONS) | 1523.3 | 1081.67 | 1214.83 | 1068.15 | 1222.06 | 496.54 | 697.21 | 976.93 | 1203.41 | 1441.24 | 1827.81 | 1640.88 | 1593.41 | 1752.83 | 1918.29 | 1930.63 | 1764.66 | 1741.05 | 1970.98 | 1962.65 | 1901.2 | 1753.7 | 1923.35 | 1303.4 | 980.52 | 899.75 | 791.6 | 904.65 | 867.84 | 877.42 | 0 | 0
TOTAL Big Bend IGN (BBL) | 0 | 0 | 0 | 0 | 0 | 0 | 0 | 0 | 0 | 0 | 0 | 0 | 0 | 0 | 0 | 0 | 0 | 0 | 0 | 0 | 0 | 0 | 0 | 0 | 0 | 0 | 0 | 0 | 0 | 0 | 0 | 0
Big Bend 1
BB_#2OIL (BBL) | 0 | 0 | 0 | 0 | 0 | 0 | 0 | 0 | 0 | 0 | 0 | 0 | 0 | 0 | 0 | 0 | 0 | 0 | 0 | 0 | 0 | 0 | 0 | 0 | 0 | 0 | 0 | 0 | 0 | 0 | 0 | 0
BB1_COAL_BLEND | 0 | 0 | 0 | 0 | 0 | 0 | 0 | 0 | 0 | 0 | 0 | 0 | 0 | 0 | 0 | 0 | 0 | 0 | 0 | 0 | 0 | 0 | 0 | 0 | 0 | 0 | 0 | 0 | 0 | 0 | 0 | 0
BB_COAL_STDLOW | 0 | 0 | 0 | 0 | 0 | 0 | 0 | 0 | 0 | 0 | 0 | 0 | 0 | 0 | 0 | 0 | 0 | 0 | 0 | 0 | 0 | 0 | 0 | 0 | 0 | 0 | 0 | 0 | 0 | 0 | 0 | 0
BB_COAL_PREMIUM | 0 | 0 | 0 | 0 | 0 | 0 | 0 | 0 | 0 | 0 | 0 | 0 | 0 | 0 | 0 | 0 | 0 | 0 | 0 | 0 | 0 | 0 | 0 | 0 | 0 | 0 | 0 | 0 | 0 | 0 | 0 | 0
BB_COAL_STDHIGH | 0 | 0 | 0 | 0 | 0 | 0 | 0 | 0 | 0 | 0 | 0 | 0 | 0 | 0 | 0 | 0 | 0 | 0 | 0 | 0 | 0 | 0 | 0 | 0 | 0 | 0 | 0 | 0 | 0 | 0 | 0 | 0
BB_COAL_LOWSULFUR | 0 | 0 | 0 | 0 | 0 | 0 | 0 | 0 | 0 | 0 | 0 | 0 | 0 | 0 | 0 | 0 | 0 | 0 | 0 | 0 | 0 | 0 | 0 | 0 | 0 | 0 | 0 | 0 | 0 | 0 | 0 | 0
BB_COAL_1 | 0 | 0 | 0 | 0 | 0 | 0 | 0 | 0 | 0 | 0 | 0 | 0 | 0 | 0 | 0 | 0 | 0 | 0 | 0 | 0 | 0 | 0 | 0 | 0 | 0 | 0 | 0 | 0 | 0 | 0 | 0 | 0
BB_COAL_2 | 0 | 0 | 0 | 0 | 0 | 0 | 0 | 0 | 0 | 0 | 0 | 0 | 0 | 0 | 0 | 0 | 0 | 0 | 0 | 0 | 0 | 0 | 0 | 0 | 0 | 0 | 0 | 0 | 0 | 0 | 0 | 0
BB_PETCOKE | 0 | 0 | 0 | 0 | 0 | 0 | 0 | 0 | 0 | 0 | 0 | 0 | 0 | 0 | 0 | 0 | 0 | 0 | 0 | 0 | 0 | 0 | 0 | 0 | 0 | 0 | 0 | 0 | 0 | 0 | 0 | 0
FIRM Gas_GS (MCF) | 69.05 | 5.96 | 21.85 | 0 | 0 | 0 | 0 | 0 | 0 | 0 | 0 | 0 | 0 | 0 | 0 | 0 | 0 | 0 | 0 | 0 | 0 | 0 | 0 | 0 | 0 | 0 | 0 | 0 | 0 | 0 | 0 | 0
INTERRUPT Gas (MCF) | 1807.6 | 2343.44 | 1875.03 | 0 | 0 | 0 | 0 | 0 | 0 | 0 | 0 | 0 | 0 | 0 | 0 | 0 | 0 | 0 | 0 | 0 | 0 | 0 | 0 | 0 | 0 | 0 | 0 | 0 | 0 | 0 | 0 | 0
FIRM Gas_GS (MCF) (Start Up) | 0 | 0 | 0 | 0 | 0 | 0 | 0 | 0 | 0 | 0 | 0 | 0 | 0 | 0 | 0 | 0 | 0 | 0 | 0 | 0 | 0 | 0 | 0 | 0 | 0 | 0 | 0 | 0 | 0 | 0 | 0 | 0
INTERRUPT Gas (MCF) (Start Up) | 95.17 | 119.17 | 96.42 | 0 | 0 | 0 | 0 | 0 | 0 | 0 | 0 | 0 | 0 | 0 | 0 | 0 | 0 | 0 | 0 | 0 | 0 | 0 | 0 | 0 | 0 | 0 | 0 | 0 | 0 | 0 | 0 | 0
Big Bend 2
BB_#2OIL (BBL) | 0 | 0 | 0 | 0 | 0 | 0 | 0 | 0 | 0 | 0 | 0 | 0 | 0 | 0 | 0 | 0 | 0 | 0 | 0 | 0 | 0 | 0 | 0 | 0 | 0 | 0 | 0 | 0 | 0 | 0 | 0 | 0
BB2_COAL_BLEND | 0 | 0 | 0 | 0 | 0 | 0 | 0 | 0 | 0 | 0 | 0 | 0 | 0 | 0 | 0 | 0 | 0 | 0 | 0 | 0 | 0 | 0 | 0 | 0 | 0 | 0 | 0 | 0 | 0 | 0 | 0 | 0
BB_COAL_STDLOW | 0 | 0 | 0 | 0 | 0 | 0 | 0 | 0 | 0 | 0 | 0 | 0 | 0 | 0 | 0 | 0 | 0 | 0 | 0 | 0 | 0 | 0 | 0 | 0 | 0 | 0 | 0 | 0 | 0 | 0 | 0 | 0
BB_COAL_PREMIUM | 0 | 0 | 0 | 0 | 0 | 0 | 0 | 0 | 0 | 0 | 0 | 0 | 0 | 0 | 0 | 0 | 0 | 0 | 0 | 0 | 0 | 0 | 0 | 0 | 0 | 0 | 0 | 0 | 0 | 0 | 0 | 0
BB_COAL_STDHIGH | 0 | 0 | 0 | 0 | 0 | 0 | 0 | 0 | 0 | 0 | 0 | 0 | 0 | 0 | 0 | 0 | 0 | 0 | 0 | 0 | 0 | 0 | 0 | 0 | 0 | 0 | 0 | 0 | 0 | 0 | 0 | 0
BB_COAL_LOWSULFUR | 0 | 0 | 0 | 0 | 0 | 0 | 0 | 0 | 0 | 0 | 0 | 0 | 0 | 0 | 0 | 0 | 0 | 0 | 0 | 0 | 0 | 0 | 0 | 0 | 0 | 0 | 0 | 0 | 0 | 0 | 0 | 0
BB_COAL_1 | 0 | 0 | 0 | 0 | 0 | 0 | 0 | 0 | 0 | 0 | 0 | 0 | 0 | 0 | 0 | 0 | 0 | 0 | 0 | 0 | 0 | 0 | 0 | 0 | 0 | 0 | 0 | 0 | 0 | 0 | 0 | 0
BB_COAL_2 | 0 | 0 | 0 | 0 | 0 | 0 | 0 | 0 | 0 | 0 | 0 | 0 | 0 | 0 | 0 | 0 | 0 | 0 | 0 | 0 | 0 | 0 | 0 | 0 | 0 | 0 | 0 | 0 | 0 | 0 | 0 | 0
BB_PETCOKE | 0 | 0 | 0 | 0 | 0 | 0 | 0 | 0 | 0 | 0 | 0 | 0 | 0 | 0 | 0 | 0 | 0 | 0 | 0 | 0 | 0 | 0 | 0 | 0 | 0 | 0 | 0 | 0 | 0 | 0 | 0 | 0
FIRM Gas_GS (MCF) | 164.17 | 226.06 | 147.03 | 25.94 | 0 | 0 | 0 | 0 | 0 | 0 | 0 | 0 | 0 | 0 | 0 | 0 | 0 | 0 | 0 | 0 | 0 | 0 | 0 | 0 | 0 | 0 | 0 | 0 | 0 | 0 | 0 | 0
INTERRUPT Gas (MCF) | 2519.15 | 2523.06 | 1925.46 | 609.63 | 0 | 0 | 0 | 0 | 0 | 0 | 0 | 0 | 0 | 0 | 0 | 0 | 0 | 0 | 0 | 0 | 0 | 0 | 0 | 0 | 0 | 0 | 0 | 0 | 0 | 0 | 0 | 0
FIRM Gas_GS (MCF) (Start Up) | 0 | 0 | 0 | 0 | 0 | 0 | 0 | 0 | 0 | 0 | 0 | 0 | 0 | 0 | 0 | 0 | 0 | 0 | 0 | 0 | 0 | 0 | 0 | 0 | 0 | 0 | 0 | 0 | 0 | 0 | 0 | 0
INTERRUPT Gas (MCF) (Start Up) | 115.21 | 109.57 | 84.11 | 25.46 | 0 | 0 | 0 | 0 | 0 | 0 | 0 | 0 | 0 | 0 | 0 | 0 | 0 | 0 | 0 | 0 | 0 | 0 | 0 | 0 | 0 | 0 | 0 | 0 | 0 | 0 | 0 | 0
Big Bend 3
BB_#2OIL (BBL) | 0 | 0 | 0 | 0 | 0 | 0 | 0 | 0 | 0 | 0 | 0 | 0 | 0 | 0 | 0 | 0 | 0 | 0 | 0 | 0 | 0 | 0 | 0 | 0 | 0 | 0 | 0 | 0 | 0 | 0 | 0 | 0
BB3_COAL_BLEND | 507.88 | 289.37 | 284.03 | 205.71 | 210.11 | 170.7 | 354.56 | 322.61 | 436.43 | 661.38 | 840.03 | 882.09 | 700.66 | 906.53 | 955.53 | 959.06 | 942.91 | 821.45 | 965 | 967.58 | 919.83 | 963.87 | 947.04 | 327.88 | 0 | 0 | 0 | 0 | 0 | 0 | 0 | 0
BB_COAL_STDLOW | 0 | 0 | 0 | 0 | 0 | 0 | 0 | 0 | 0 | 0 | 0 | 0 | 0 | 0 | 0 | 0 | 0 | 0 | 0 | 0 | 0 | 0 | 0 | 0 | 0 | 0 | 0 | 0 | 0 | 0 | 0 | 0
BB_COAL_PREMIUM | 0 | 0 | 0 | 0 | 0 | 0 | 0 | 0 | 0 | 0 | 0 | 0 | 0 | 0 | 0 | 0 | 0 | 0 | 0 | 0 | 0 | 0 | 0 | 0 | 0 | 0 | 0 | 0 | 0 | 0 | 0 | 0
BB_COAL_STDHIGH | 0 | 0 | 0 | 0 | 0 | 0 | 0 | 0 | 0 | 0 | 0 | 0 | 0 | 0 | 0 | 0 | 0 | 0 | 0 | 0 | 0 | 0 | 0 | 0 | 0 | 0 | 0 | 0 | 0 | 0 | 0 | 0
BB_COAL_LOWSULFUR | 0 | 0 | 0 | 0 | 0 | 0 | 0 | 0 | 0 | 0 | 0 | 0 | 0 | 0 | 0 | 0 | 0 | 0 | 0 | 0 | 0 | 0 | 0 | 0 | 0 | 0 | 0 | 0 | 0 | 0 | 0 | 0
BB_COAL_1 | 0 | 0 | 0 | 0 | 0 | 0 | 0 | 0 | 0 | 0 | 0 | 0 | 0 | 0 | 0 | 0 | 0 | 0 | 0 | 0 | 0 | 0 | 0 | 0 | 0 | 0 | 0 | 0 | 0 | 0 | 0 | 0
BB_COAL_2 | 0 | 0 | 0 | 0 | 0 | 0 | 0 | 0 | 0 | 0 | 0 | 0 | 0 | 0 | 0 | 0 | 0 | 0 | 0 | 0 | 0 | 0 | 0 | 0 | 0 | 0 | 0 | 0 | 0 | 0 | 0 | 0
BB_PETCOKE | 0 | 0 | 0 | 0 | 0 | 0 | 0 | 0 | 0 | 0 | 0 | 0 | 0 | 0 | 0 | 0 | 0 | 0 | 0 | 0 | 0 | 0 | 0 | 0 | 0 | 0 | 0 | 0 | 0 | 0 | 0 | 0
FIRM Gas_GS (MCF) | 93.82 | 60.34 | 46.88 | 12.45 | 27.2 | 90.32 | 183.11 | 203.72 | 248.82 | 353.13 | 479.64 | 532.31 | 433.98 | 507.18 | 520.44 | 443.69 | 488.43 | 447.26 | 466.89 | 444.04 | 461.22 | 325.61 | 467.75 | 218.19 | 0 | 0 | 0 | 0 | 0 | 0 | 0 | 0
INTERRUPT Gas (MCF) | 505.28 | 281 | 288.17 | 230.21 | 220.65 | 111.04 | 235.12 | 176.83 | 266 | 427.03 | 511.26 | 508.2 | 392.52 | 562.16 | 606.7 | 687.62 | 623.83 | 521.72 | 671.43 | 697.32 | 623.81 | 811.38 | 649.38 | 168.58 | 0 | 0 | 0 | 0 | 0 | 0 | 0 | 0
FIRM Gas_GS (MCF) (Start Up) | 0 | 0 | 0 | 2.84 | 11.02 | 17.67 | 14.05 | 23.41 | 16.78 | 11.52 | 10.36 | 10.49 | 8 | 15.42 | 7.56 | 15.9 | 16.81 | 6.86 | 5.4 | 1.64 | 12.85 | 1.67 | 2.92 | 3.8 | 0 | 0 | 0 | 0 | 0 | 0 | 0 | 0
INTERRUPT Gas (MCF) (Start Up) | 195.35 | 166.97 | 194.1 | 205.87 | 199.36 | 158.9 | 144.99 | 114.34 | 149.77 | 79.89 | 70.62 | 66.32 | 62.12 | 64.72 | 65.49 | 49.64 | 93.39 | 54.5 | 65.14 | 68.48 | 58.32 | 68.46 | 62.19 | 16.23 | 0 | 0 | 0 | 0 | 0 | 0 | 0 | 0
Big Bend 4
BB_#2OIL (BBL) | 0 | 0 | 0 | 0 | 0 | 0 | 0 | 0 | 0 | 0 | 0 | 0 | 0 | 0 | 0 | 0 | 0 | 0 | 0 | 0 | 0 | 0 | 0 | 0 | 0 | 0 | 0 | 0 | 0 | 0 | 0 | 0
BB4_COAL_BLEND | 1015.42 | 792.3 | 930.8 | 862.44 | 1011.95 | 325.84 | 342.65 | 654.32 | 766.98 | 779.86 | 987.78 | 758.79 | 892.75 | 846.3 | 962.76 | 971.57 | 821.75 | 919.6 | 1005.98 | 995.07 | 981.37 | 789.83 | 976.31 | 975.52 | 980.52 | 899.75 | 791.6 | 904.65 | 867.84 | 877.42 | 0 | 0
BB_COAL_STDLOW | 0 | 0 | 0 | 0 | 0 | 0 | 0 | 0 | 0 | 0 | 0 | 0 | 0 | 0 | 0 | 0 | 0 | 0 | 0 | 0 | 0 | 0 | 0 | 0 | 0 | 0 | 0 | 0 | 0 | 0 | 0 | 0
BB_COAL_PREMIUM | 0 | 0 | 0 | 0 | 0 | 0 | 0 | 0 | 0 | 0 | 0 | 0 | 0 | 0 | 0 | 0 | 0 | 0 | 0 | 0 | 0 | 0 | 0 | 0 | 0 | 0 | 0 | 0 | 0 | 0 | 0 | 0
BB_COAL_STDHIGH | 0 | 0 | 0 | 0 | 0 | 0 | 0 | 0 | 0 | 0 | 0 | 0 | 0 | 0 | 0 | 0 | 0 | 0 | 0 | 0 | 0 | 0 | 0 | 0 | 0 | 0 | 0 | 0 | 0 | 0 | 0 | 0
BB_COAL_LOWSULFUR | 0 | 0 | 0 | 0 | 0 | 0 | 0 | 0 | 0 | 0 | 0 | 0 | 0 | 0 | 0 | 0 | 0 | 0 | 0 | 0 | 0 | 0 | 0 | 0 | 0 | 0 | 0 | 0 | 0 | 0 | 0 | 0
BB_COAL_1 | 0 | 0 | 0 | 0 | 0 | 0 | 0 | 0 | 0 | 0 | 0 | 0 | 0 | 0 | 0 | 0 | 0 | 0 | 0 | 0 | 0 | 0 | 0 | 0 | 0 | 0 | 0 | 0 | 0 | 0 | 0 | 0
BB_COAL_2 | 0 | 0 | 0 | 0 | 0 | 0 | 0 | 0 | 0 | 0 | 0 | 0 | 0 | 0 | 0 | 0 | 0 | 0 | 0 | 0 | 0 | 0 | 0 | 0 | 0 | 0 | 0 | 0 | 0 | 0 | 0 | 0
BB_PETCOKE | 0 | 0 | 0 | 0 | 0 | 0 | 0 | 0 | 0 | 0 | 0 | 0 | 0 | 0 | 0 | 0 | 0 | 0 | 0 | 0 | 0 | 0 | 0 | 0 | 0 | 0 | 0 | 0 | 0 | 0 | 0 | 0
FIRM Gas_GS (MCF) | 107.62 | 99.49 | 97.33 | 64.95 | 90.96 | 154.27 | 167.67 | 318.18 | 377.22 | 376.84 | 505.55 | 472.64 | 430.9 | 417.52 | 470.25 | 377.69 | 425.71 | 430.66 | 460.12 | 434.06 | 473.8 | 249.1 | 444.06 | 405.6 | 399.1 | 542.03 | 933.77 | 1067.13 | 1023.7 | 1035 | 0 | 0
INTERRUPT Gas (MCF) | 1090.17 | 835.11 | 1000.65 | 952.39 | 1102.74 | 230.09 | 236.53 | 453.66 | 527.51 | 543.09 | 659.63 | 422.44 | 622.2 | 580.78 | 665.43 | 768.38 | 543.63 | 654.1 | 726.53 | 739.73 | 683.83 | 682.58 | 707.61 | 745.13 | 757.53 | 519.32 | 0 | 0 | 0 | 0 | 0 | 0
FIRM Gas_GS (MCF) (Start Up) | 0 | 0 | 0 | 0 | 0 | 5.78 | 5.73 | 8.25 | 13.69 | 21.74 | 10.62 | 9.72 | 2.26 | 24.91 | 9.07 | 6.98 | 9.8 | 9.67 | 13.81 | 11.02 | 6.5 | 10.72 | 3.05 | 10.61 | 8.17 | 15.53 | 37.66 | 50.63 | 51.66 | 43.54 | 0 | 0
INTERRUPT Gas (MCF) (Start Up) | 69.7 | 47.17 | 50.09 | 61.78 | 55.1 | 97.74 | 92.78 | 96.94 | 78.14 | 73.43 | 47.82 | 61.24 | 87.91 | 58.57 | 61.89 | 68.15 | 55.32 | 59.62 | 71.34 | 69.12 | 68.64 | 66.92 | 77.1 | 59.52 | 66.96 | 65.87 | 37.47 | 15.12 | 19.93 | 27.63 | 0 | 0
Bayside 1
FIRM Gas_GS (MCF) | 14729.84 | 16136.26 | 16107.37 | 16189.94 | 14330.01 | 11520.1 | 10091.57 | 10885.08 | 9979.76 | 9666.21 | 11271.24 | 9725.27 | 10550.89 | 10119.89 | 9546.06 | 11143.38 | 10413.44 | 10961.44 | 10495.4 | 9405.24 | 11093.2 | 11352.92 | 10252.45 | 10708.69 | 11434.13 | 2724.49 | 0 | 0 | 0 | 0 | 0 | 0
FIRM Gas_FGT (MCF) | 12182.35 | 13390.08 | 13715.96 | 13433.81 | 11753.7 | 3690.04 | 3607.35 | 3999.93 | 3117.88 | 3260.85 | 3688.24 | 3535.01 | 3957.74 | 3788.47 | 3594.19 | 4364.12 | 4482.44 | 4616.26 | 4625.29 | 4696.34 | 5455.03 | 6143.24 | 5090.55 | 5628.67 | 5927.25 | 1168.69 | 0 | 0 | 0 | 0 | 0 | 0
INTERRUPT Gas (MCF) | 3.5 | 28.94 | 0.83 | 9.97 | 0.87 | 27.22 | 67.7 | 42.25 | 4.74 | 9.8 | 57.37 | 41.8 | 111.87 | 50.83 | 63.87 | 93.98 | 95.92 | 188.73 | 276.31 | 446.97 | 560.53 | 704.38 | 362.71 | 1224.59 | 1329.34 | 91.5 | 0 | 0 | 0 | 0 | 0 | 0
Bayside 2
FIRM Gas_GS (MCF) | 3389.89 | 2110.03 | 2247.05 | 2422.72 | 4132.49 | 2814.79 | 3856.73 | 3757.33 | 3326.16 | 4727.12 | 2568.58 | 3680.73 | 3755.07 | 3526.23 | 4483.72 | 3507.21 | 3974.81 | 3949.51 | 4355.9 | 5444.24 | 3049.9 | 4807.29 | 4590.1 | 4524.01 | 3939.99 | 10966.92 | 0 | 0 | 0 | 0 | 0 | 0
FIRM Gas_FGT (MCF) | 20267.34 | 20932.81 | 22885.02 | 25816.24 | 24040.32 | 6971.04 | 5871.01 | 7041.84 | 5849.43 | 6468.07 | 6271.56 | 6824.84 | 7579.36 | 7548.86 | 7610.26 | 8777.56 | 8837.09 | 8107.95 | 8698.36 | 9491.22 | 8447.41 | 9762.57 | 8530.98 | 8032.82 | 8806.13 | 9036.47 | 0 | 0 | 0 | 0 | 0 | 0
INTERRUPT Gas (MCF) | 355.76 | 710.12 | 191.48 | 140.13 | 80.02 | 66.87 | 203.88 | 67.91 | 17.84 | 71.66 | 32.55 | 167.7 | 523.3 | 298.48 | 187.87 | 303.52 | 525.54 | 773.68 | 834.65 | 1630.17 | 1298.21 | 1651.14 | 1541.3 | 2778.48 | 3048.88 | 741.05 | 0 | 0 | 0 | 0 | 0 | 0
Bayside 3
FIRM Gas_GS (MCF) | 11.62 | 0.17 | 8.34 | 3.12 | 10.37 | 129.15 | 92.33 | 81.67 | 81.12 | 100.36 | 43.26 | 107.5 | 78.97 | 165.27 | 106.43 | 173.12 | 160.29 | 110.64 | 115.97 | 141.59 | 180.72 | 110.33 | 150.95 | 136.84 | 198.37 | 162.13 | 178.44 | 147.75 | 145.68 | 116.9 | 0 | 0
FIRM Gas_FGT (MCF) | 288.9 | 237.74 | 181.58 | 55.73 | 65.22 | 28.07 | 47.51 | 42.23 | 20.16 | 29.01 | 19.38 | 27.25 | 27.88 | 21.04 | 23.22 | 35.29 | 30.61 | 29.3 | 24.04 | 20.12 | 16.16 | 44.18 | 30.1 | 25.18 | 17.85 | 21.59 | 1.9 | 2.34 | 3.05 | 2.1 | 0 | 0
INTERRUPT Gas (MCF) | 41.09 | 53.15 | 13.65 | 8.43 | 24.43 | 4.19 | 22.94 | 28.42 | 5.76 | 8.28 | 7.75 | 29.11 | 44.82 | 30.56 | 31.57 | 28.89 | 77.56 | 126.94 | 113.29 | 144.56 | 145.54 | 237.19 | 202.99 | 258.69 | 254.79 | 29.11 | 6.9 | 5.73 | 4.76 | 4.64 | 0 | 0
Bayside 4
FIRM Gas_GS (MCF) | 6.48 | 0 | 5.42 | 2.18 | 4.89 | 43.24 | 39.79 | 30.84 | 20.77 | 37.95 | 17.27 | 50.13 | 33.43 | 74.9 | 29.03 | 61.19 | 62.94 | 34.95 | 36.67 | 34.33 | 49.99 | 33.4 | 42.51 | 54.64 | 85.51 | 57.16 | 80.24 | 67.11 | 65.09 | 47.47 | 0 | 0
FIRM Gas_FGT (MCF) | 219.41 | 209.45 | 148.88 | 36.89 | 44.68 | 67.21 | 70.26 | 57.79 | 32.58 | 32.15 | 11.95 | 12.91 | 10.81 | 15.09 | 13.99 | 16.19 | 13.57 | 13.09 | 11.94 | 13.11 | 7.26 | 18.9 | 13.66 | 13.03 | 12.94 | 8.64 | 1.52 | 1.12 | 1.52 | 1.04 | 0 | 0
INTERRUPT Gas (MCF) | 38.61 | 45.01 | 13.97 | 11.78 | 12.26 | 5.12 | 16.03 | 25.79 | 17.19 | 34.15 | 13.29 | 54.2 | 51.94 | 68.44 | 53.63 | 66.46 | 94.67 | 111.5 | 92.18 | 107.52 | 136.16 | 172.49 | 152.73 | 171.71 | 188.89 | 48.17 | 4.31 | 3.35 | 3 | 2.6 | 0 | 0
Bayside 5
FIRM Gas_GS (MCF) | 18.09 | 2.57 | 11.13 | 3.66 | 12.79 | 169.33 | 116.89 | 102.67 | 111.36 | 124.93 | 69.23 | 162.05 | 120.71 | 204.07 | 165.03 | 256.48 | 229.47 | 214.12 | 197.67 | 247.43 | 339.28 | 184.02 | 279.2 | 257.82 | 339.91 | 353.7 | 435.6 | 383.25 | 381.84 | 332.56 | 0 | 0
FIRM Gas_FGT (MCF) | 441.32 | 313.59 | 269.71 | 138.39 | 139.22 | 51.36 | 92.17 | 89.75 | 37.86 | 62.06 | 48.86 | 62.98 | 64.53 | 56.63 | 64.52 | 94.08 | 75.22 | 75.08 | 89.52 | 84.01 | 61.52 | 128.26 | 97.26 | 79.4 | 66.5 | 83.69 | 3.77 | 4.84 | 5.3 | 3.74 | 0 | 0
INTERRUPT Gas (MCF) | 56.63 | 85.2 | 23.61 | 10.49 | 21.27 | 3.56 | 25.42 | 20.3 | 8.7 | 10.66 | 13.58 | 43.01 | 78.93 | 40.77 | 48.68 | 38.16 | 104.33 | 195.89 | 176.91 | 240.6 | 246.34 | 388.46 | 295.57 | 472.48 | 439.72 | 76.18 | 12.76 | 11.25 | 10.71 | 10.97 | 0 | 0
Bayside 6
FIRM Gas_GS (MCF) | 15.26 | 1.17 | 9.34 | 3.63 | 11.36 | 149.07 | 106.3 | 94.28 | 98.18 | 111.32 | 55.64 | 145.28 | 102.3 | 187.36 | 141.19 | 221.19 | 203.49 | 174.75 | 163.24 | 198.79 | 292.77 | 153.15 | 230.69 | 202.46 | 281.45 | 276.47 | 284.05 | 262.84 | 252.18 | 217.32 | 0 | 0
FIRM Gas_FGT (MCF) | 365.12 | 283.67 | 229.76 | 97.31 | 99.31 | 39.94 | 65.29 | 52.22 | 26.83 | 43.73 | 27.93 | 40.43 | 42.57 | 40.2 | 38.75 | 65.23 | 55.08 | 49.11 | 54.16 | 49.01 | 34.18 | 88.36 | 55.67 | 45.61 | 34.11 | 43.46 | 2.76 | 3.38 | 3.73 | 3.17 | 0 | 0
INTERRUPT Gas (MCF) | 48.79 | 83.23 | 17.84 | 8.43 | 27.16 | 4.61 | 28.33 | 21.57 | 6.8 | 11.22 | 13.88 | 37.35 | 64.84 | 36.83 | 41.63 | 35.19 | 86.05 | 166.5 | 150.51 | 197.06 | 204.4 | 336.38 | 257.9 | 379.48 | 349.71 | 43.32 | 9.14 | 8.73 | 7.75 | 7.55 | 0 | 0
BigBend CT4
FIRM Gas_GS (MCF) | 0.25 | 0 | 0 | 0 | 0 | 3.95 | 0 | 0.54 | 6.66 | 1.43 | 9.12 | 24.55 | 15.6 | 24.17 | 14.3 | 47.63 | 41.1 | 68.85 | 33.71 | 40.68 | 72.89 | 71.15 | 73.96 | 100.16 | 125.72 | 284.99 | 712.58 | 546.8 | 566.64 | 574.87 | 0 | 0
INTERRUPT Gas (MCF) | 310.75 | 240.43 | 159.36 | 39.66 | 49.94 | 96.41 | 96.63 | 96.49 | 51.78 | 94.33 | 50.54 | 116.76 | 108.11 | 147.92 | 115.73 | 137.87 | 198.5 | 215.39 | 199.94 | 266.41 | 330.04 | 346.36 | 254.89 | 552.52 | 587.97 | 438.72 | 10.05 | 9.95 | 9.6 | 6.28 | 0 | 0
BigBend CT4o
BB#2Oil (BBL) | 0 | 0 | 0 | 0 | 0 | 0 | 0 | 0 | 0 | 0 | 0 | 0 | 0 | 0 | 0 | 0 | 0 | 0 | 0 | 0 | 0 | 0 | 0 | 0 | 0 | 0 | 0 | 0 | 0 | 0 | 0 | 0
Polk 1 | 463.86 | 547.01 | 548.91 | 501.84 | 547.07 | 535.7 | 502.1 | 547.08 | 547.01 | 500.14 | 501.8 | 540.12 | 540.12 | 511.39 | 541.73 | 540.12 | 511.4 | 540.11 | 357.94 | 0 | 0 | 0 | 0 | 0 | 0 | 0 | 0 | 0 | 0 | 0 | 0 | 0
POLK_COALLOW | 97.82 | 115.35 | 115.75 | 105.83 | 115.36 | 112.97 | 105.88 | 115.37 | 115.35 | 105.47 | 105.82 | 113.9 | 113.9 | 107.84 | 114.24 | 113.9 | 107.84 | 113.9 | 75.48 | 0 | 0 | 0 | 0 | 0 | 0 | 0 | 0 | 0 | 0 | 0 | 0 | 0
POLK_COAL_1 | 0 | 0 | 0 | 0 | 0 | 0 | 0 | 0 | 0 | 0 | 0 | 0 | 0 | 0 | 0 | 0 | 0 | 0 | 0 | 0 | 0 | 0 | 0 | 0 | 0 | 0 | 0 | 0 | 0 | 0 | 0 | 0
POLK_COAL_2 | 0 | 0 | 0 | 0 | 0 | 0 | 0 | 0 | 0 | 0 | 0 | 0 | 0 | 0 | 0 | 0 | 0 | 0 | 0 | 0 | 0 | 0 | 0 | 0 | 0 | 0 | 0 | 0 | 0 | 0 | 0 | 0
POLK PETCOKE | 366.04 | 431.66 | 433.16 | 396.01 | 431.71 | 422.73 | 396.22 | 431.71 | 431.66 | 394.67 | 395.98 | 426.22 | 426.22 | 403.55 | 427.49 | 426.22 | 403.56 | 426.21 | 282.46 | 0 | 0 | 0 | 0 | 0 | 0 | 0 | 0 | 0 | 0 | 0 | 0 | 0
PROPANE (GAL) | 0 | 0 | 0 | 0 | 0 | 0 | 0 | 0 | 0 | 0 | 0 | 0 | 0 | 0 | 0 | 0 | 0 | 0 | 0 | 0 | 0 | 0 | 0 | 0 | 0 | 0 | 0 | 0 | 0 | 0 | 0 | 0
POLK #2OIL (BBL) | 0 | 0 | 0 | 0 | 0 | 0 | 0 | 0 | 0 | 0 | 0 | 0 | 0 | 0 | 0 | 0 | 0 | 0 | 0 | 0 | 0 | 0 | 0 | 0 | 0 | 0 | 0 | 0 | 0 | 0 | 0 | 0
POLK 1 FIRM Gas_FGT (MCF) (Start Up) | 38.52 | 32.1 | 33.56 | 33.56 | 35.6 | 31.52 | 30.06 | 33.56 | 31.52 | 31.52 | 27.43 | 33.56 | 35.6 | 33.56 | 35.6 | 31.52 | 35.6 | 35.6 | 21.89 | 0 | 0 | 0 | 0 | 0 | 0 | 0 | 0 | 0 | 0 | 0 | 0 | 0
POLK 1 INTERRUPT Gas (MCF) (Start Up) | 0 | 0 | 0 | 0 | 0 | 0 | 0 | 0 | 0 | 0 | 0 | 0 | 0 | 0 | 0 | 0 | 0 | 0 | 0 | 0 | 0 | 0 | 0 | 0 | 0 | 0 | 0 | 0 | 0 | 0 | 0 | 0
Polk 1g
POLK 1g FIRM Gas_FGT (MCF) | 535.35 | 367.5 | 482.12 | 443.37 | 591.67 | 246.69 | 270.88 | 377.91 | 100.24 | 435.91 | 161.17 | 281.02 | 277.02 | 390.88 | 323.33 | 618.16 | 236.18 | 287.55 | 306.67 | 0 | 0 | 0 | 0 | 0 | 0 | 0 | 0 | 0 | 0 | 0 | 0 | 0
POLK 1g INTERRUPT Gas (MCF) | 22.43 | 109.95 | 50.89 | 32.22 | 18.48 | 23.25 | 43.26 | 21.28 | 13.63 | 27.25 | 4.85 | 35.46 | 83.02 | 61.26 | 75.63 | 104.8 | 94.56 | 65.28 | 71.73 | 0 | 0 | 0 | 0 | 0 | 0 | 0 | 0 | 0 | 0 | 0 | 0 | 0
Polk 2
FIRM Gas_FGT (MCF) | 486.95 | 107.98 | 34.79 | 30.34 | 56.67 | 15.98 | 7.44 | 54.06 | 15.06 | 122.02 | 38.17 | 4.78 | 22.15 | 38.99 | 59.48 | 202.76 | 41.69 | 49.05 | 38.72 | 55.5 | 26.67 | 305.27 | 38.29 | 57.8 | 37.38 | 3.81 | 14.97 | 419.14 | 50.82 | 12.46 | 0 | 0
INTERRUPT Gas (MCF) | 0.1 | 0.19 | 0 | 0 | 1.71 | 0 | 0 | 0.1 | 0 | 0 | 0 | 0 | 0 | 0.1 | 0.39 | 0.2 | 6.8 | 1.82 | 6.5 | 13.24 | 30.31 | 8.74 | 10.7 | 53.08 | 44.27 | 19.11 | 12.52 | 46.39 | 2.09 | 18.8 | 0 | 0
Polk 2o
POLK #2Oil (BBL) | 0 | 0 | 0 | 0 | 0 | 0 | 0 | 0 | 0 | 0 | 0 | 0 | 0 | 0 | 0 | 0 | 0 | 0 | 0 | 0 | 0 | 0 | 0 | 0 | 0 | 0 | 0 | 0 | 0 | 0 | 0 | 0
Polk 3
FIRM Gas_FGT (MCF) | 333.6 | 108.33 | 79.66 | 19.87 | 54.55 | 6.54 | 3.02 | 140.4 | 6.17 | 88.55 | 30.38 | 1.73 | 16.13 | 33.48 | 27.58 | 124.04 | 13.32 | 36.61 | 23.89 | 50.43 | 20.78 | 277.66 | 16.58 | 53.04 | 25.62 | 3.91 | 12.59 | 303.64 | 33.38 | 0 | 0 | 0
INTERRUPT Gas (MCF) | 1.53 | 5.83 | 0.1 | 0 | 2.53 | 0.1 | 0 | 3.5 | 0 | 0 | 0 | 0 | 0 | 0.67 | 1.65 | 0 | 14.07 | 1.66 | 21.33 | 14.77 | 34.44 | 22.67 | 15.08 | 52.93 | 25.28 | 32.15 | 8.33 | 37.17 | 7.75 | 14.85 | 0 | 0
Polk 3o
POLK #2Oil (BBL) | 0 | 0 | 0 | 0 | 0 | 0 | 0 | 0 | 0 | 0 | 0 | 0 | 0 | 0 | 0 | 0 | 0 | 0 | 0 | 0 | 0 | 0 | 0 | 0 | 0 | 0 | 0 | 0 | 0 | 0 | 0 | 0
Polk 4
FIRM Gas_FGT (MCF) | 190.6 | 76.82 | 56.53 | 11.1 | 32.77 | 12.73 | 3.02 | 111.48 | 0 | 45.22 | 6.02 | 1.73 | 7.44 | 17.81 | 14.37 | 91.15 | 8.16 | 23.98 | 7.7 | 18.84 | 14.37 | 212.66 | 12.74 | 28.28 | 6.25 | 0 | 8.45 | 214.2 | 20.32 | 0 | 0 | 0
INTERRUPT Gas (MCF) | 0.1 | 3.43 | 0.19 | 0 | 8.31 | 0 | 0 | 0.47 | 0 | 0 | 0 | 0 | 0 | 3.66 | 1.93 | 0 | 1.73 | 8.12 | 19.45 | 15.18 | 32.71 | 25.53 | 18.55 | 55 | 27.66 | 29.52 | 0.41 | 44.29 | 0 | 6.61 | 0 | 0
Polk 5
FIRM Gas_FGT (MCF) | 121.88 | 66.27 | 33.95 | 9.23 | 7.38 | 10.29 | 0 | 75.59 | 0 | 24.01 | 13.23 | 0 | 12.16 | 12.4 | 11.48 | 21.12 | 0.27 | 7.02 | 2.43 | 10.75 | 9.44 | 126.03 | 3.6 | 27.46 | 0.15 | 0 | 1.68 | 141.66 | 13.08 | 11.34 | 0 | 0
INTERRUPT Gas (MCF) | 0.42 | 1.04 | 0 | 0 | 16.15 | 1 | 0 | 5.6 | 0 | 0 | 0 | 0 | 0 | 5.62 | 4.91 | 0 | 4.71 | 10.24 | 10.89 | 9.78 | 24.63 | 32.49 | 17.81 | 40.79 | 25.52 | 23.09 | 5.74 | 38.84 | 0 | 0 | 0 | 0
Polk 2 CC
FIRM Gas_FGT (MCF) | 43312.81 | 45857.57 | 43109.69 | 46304.12 | 46405.45 | 31670.74 | 31887.41 | 27649.84 | 29134.34 | 26044.59 | 26442.55 | 28542.09 | 28719.76 | 29194.82 | 29390.57 | 27141.22 | 31232.68 | 31163.04 | 32721.21 | 35067.22 | 35596.65 | 32761.39 | 35293.79 | 37274.47 | 38283.73 | 35588.92 | 16406.99 | 14850.39 | 16101.92 | 15747.78 | 0 | 0
INTERRUPT Gas (MCF) | 0.03 | 0.26 | 0.03 | 0 | 0.03 | 129.34 | 139.27 | 83.12 | 84.55 | 129.47 | 99.81 | 258.18 | 435.94 | 431.2 | 343.82 | 501.85 | 561.73 | 829.16 | 871.48 | 1287.09 | 1299.57 | 1455.14 | 1336.07 | 2090.86 | 2314.58 | 1694.76 | 2254.78 | 1951.98 | 1830.72 | 2086.12 | 0 | 0
Polk 2 CC DF
FIRM Gas_FGT (MCF) | 997.85 | 677.8 | 604.25 | 466.14 | 581.62 | 435.35 | 470.89 | 370.74 | 367.49 | 338.53 | 295.62 | 546.19 | 495.15 | 572.72 | 539.78 | 646.57 | 734.44 | 933.14 | 922.3 | 1122.66 | 1265.35 | 1265.57 | 1256.1 | 1443.57 | 1446.09 | 1528.19 | 827.73 | 719.37 | 785.39 | 741.45 | 0 | 0
INTERRUPT Gas (MCF) | 90.86 | 172.44 | 42.71 | 27.87 | 12.86 | 24.99 | 35.93 | 24.86 | 11.37 | 37.25 | 20.36 | 59.12 | 121.65 | 108.89 | 81.91 | 108.65 | 116 | 176.35 | 200.07 | 294.32 | 284.6 | 340.83 | 312.86 | 572.62 | 644 | 259.38 | 558.86 | 406.83 | 408.76 | 408.54 | 0 | 0
Phillips 1
#2Oil (BBL) | 0 | 0 | 0 | 0 | 0 | 0 | 0 | 0 | 0 | 0 | 0 | 0 | 0 | 0 | 0 | 0 | 0 | 0 | 0 | 0 | 0 | 0 | 0 | 0 | 0 | 0 | 0 | 0 | 0 | 0 | 0 | 0
#6Oil (BBL) | 0 | 0 | 0 | 0 | 0 | 0 | 0 | 0 | 0 | 0 | 0 | 0 | 0 | 0 | 0 | 0 | 0 | 0 | 0 | 0 | 0 | 0 | 0 | 0 | 0 | 0 | 0 | 0 | 0 | 0 | 0 | 0
Phillips 2
#2Oil (BBL) | 0 | 0 | 0 | 0 | 0 | 0 | 0 | 0 | 0 | 0 | 0 | 0 | 0 | 0 | 0 | 0 | 0 | 0 | 0 | 0 | 0 | 0 | 0 | 0 | 0 | 0 | 0 | 0 | 0 | 0 | 0 | 0
#6Oil (BBL) | 0 | 0 | 0 | 0 | 0 | 0 | 0 | 0 | 0 | 0 | 0 | 0 | 0 | 0 | 0 | 0 | 0 | 0 | 0 | 0 | 0 | 0 | 0 | 0 | 0 | 0 | 0 | 0 | 0 | 0 | 0 | 0
City Of Tampa (MCF) | 0 | 0 | 0 | 0 | 0 | 0 | 0 | 0 | 0 | 0 | 0 | 0 | 0 | 0 | 0 | 0 | 0 | 0 | 0 | 0 | 0 | 0 | 0 | 0 | 0 | 0 | 0 | 0 | 0 | 0 | 0 | 0
FutAeroCT 1
FIRM Gas_GS (MCF) | 0 | 0 | 0 | 0 | 0 | 0 | 0 | 0 | 0 | 0 | 0 | 0 | 0 | 0 | 0 | 0 | 0 | 0 | 0 | 0 | 0 | 0 | 0 | 0 | 0 | 0 | 0 | 0 | 0 | 0 | 0 | 0
FIRM Gas_FGT (MCF) | 0 | 0 | 0 | 0 | 0 | 0 | 0 | 0 | 0 | 0 | 0 | 0 | 0 | 0 | 0 | 0 | 0 | 0 | 0 | 0 | 0 | 0 | 0 | 0 | 0 | 0 | 160.92 | 175.7 | 151.96 | 148.7 | 0 | 0
INTERRUPT Gas (MCF) | 0 | 0 | 0 | 0 | 0 | 0 | 0 | 0 | 0 | 0 | 0 | 0 | 0 | 0 | 0 | 0 | 0 | 0 | 0 | 0 | 0 | 0 | 0 | 0 | 0 | 0 | 107.53 | 69.3 | 81.53 | 69.11 | 0 | 0
FutAeroCT 2
FIRM Gas_GS (MCF) | 0 | 0 | 0 | 0 | 0 | 0 | 0 | 0 | 0 | 0 | 0 | 0 | 0 | 0 | 0 | 0 | 0 | 0 | 0 | 0 | 0 | 0 | 0 | 0 | 0 | 0 | 0 | 0 | 0 | 0 | 0 | 0
FIRM Gas_FGT (MCF) | 0 | 0 | 0 | 0 | 0 | 0 | 0 | 0 | 0 | 0 | 0 | 0 | 0 | 0 | 0 | 0 | 0 | 0 | 0 | 0 | 0 | 0 | 0 | 0 | 0 | 0 | 0 | 0 | 0 | 0 | 0 | 0
INTERRUPT Gas (MCF) | 0 | 0 | 0 | 0 | 0 | 0 | 0 | 0 | 0 | 0 | 0 | 0 | 0 | 0 | 0 | 0 | 0 | 0 | 0 | 0 | 0 | 0 | 0 | 0 | 0 | 0 | 0 | 0 | 0 | 0 | 0 | 0
FutAeroCT 3
FIRM Gas_GS (MCF) | 0 | 0 | 0 | 0 | 0 | 0 | 0 | 0 | 0 | 0 | 0 | 0 | 0 | 0 | 0 | 0 | 0 | 0 | 0 | 0 | 0 | 0 | 0 | 0 | 0 | 0 | 0 | 0 | 0 | 0 | 0 | 0
FIRM Gas_FGT (MCF) | 0 | 0 | 0 | 0 | 0 | 0 | 0 | 0 | 0 | 0 | 0 | 0 | 0 | 0 | 0 | 0 | 0 | 0 | 0 | 0 | 0 | 0 | 0 | 0 | 0 | 0 | 0 | 0 | 0 | 0 | 0 | 0
INTERRUPT Gas (MCF) | 0 | 0 | 0 | 0 | 0 | 0 | 0 | 0 | 0 | 0 | 0 | 0 | 0 | 0 | 0 | 0 | 0 | 0 | 0 | 0 | 0 | 0 | 0 | 0 | 0 | 0 | 0 | 0 | 0 | 0 | 0 | 0
FutAeroCT 4
FIRM Gas_GS (MCF) | 0 | 0 | 0 | 0 | 0 | 0 | 0 | 0 | 0 | 0 | 0 | 0 | 0 | 0 | 0 | 0 | 0 | 0 | 0 | 0 | 0 | 0 | 0 | 0 | 0 | 0 | 0 | 0 | 0 | 0 | 0 | 0
FIRM Gas_FGT (MCF) | 0 | 0 | 0 | 0 | 0 | 0 | 0 | 0 | 0 | 0 | 0 | 0 | 0 | 0 | 0 | 0 | 0 | 0 | 0 | 0 | 0 | 0 | 0 | 0 | 0 | 0 | 0 | 0 | 0 | 0 | 0 | 0
INTERRUPT Gas (MCF) | 0 | 0 | 0 | 0 | 0 | 0 | 0 | 0 | 0 | 0 | 0 | 0 | 0 | 0 | 0 | 0 | 0 | 0 | 0 | 0 | 0 | 0 | 0 | 0 | 0 | 0 | 0 | 0 | 0 | 0 | 0 | 0
FutAeroCT 5
FIRM Gas_GS (MCF) | 0 | 0 | 0 | 0 | 0 | 0 | 0 | 0 | 0 | 0 | 0 | 0 | 0 | 0 | 0 | 0 | 0 | 0 | 0 | 0 | 0 | 0 | 0 | 0 | 0 | 0 | 0 | 0 | 0 | 0 | 0 | 0
FIRM Gas_FGT (MCF) | 0 | 0 | 0 | 0 | 0 | 0 | 0 | 0 | 0 | 0 | 0 | 0 | 0 | 0 | 0 | 0 | 0 | 0 | 0 | 0 | 0 | 0 | 0 | 0 | 0 | 0 | 0 | 0 | 0 | 0 | 0 | 0
INTERRUPT Gas (MCF) | 0 | 0 | 0 | 0 | 0 | 0 | 0 | 0 | 0 | 0 | 0 | 0 | 0 | 0 | 0 | 0 | 0 | 0 | 0 | 0 | 0 | 0 | 0 | 0 | 0 | 0 | 0 | 0 | 0 | 0 | 0 | 0
FutAeroCT 6
FIRM Gas_GS (MCF) | 0 | 0 | 0 | 0 | 0 | 0 | 0 | 0 | 0 | 0 | 0 | 0 | 0 | 0 | 0 | 0 | 0 | 0 | 0 | 0 | 0 | 0 | 0 | 0 | 0 | 0 | 0 | 0 | 0 | 0 | 0 | 0
FIRM Gas_FGT (MCF) | 0 | 0 | 0 | 0 | 0 | 0 | 0 | 0 | 0 | 0 | 0 | 0 | 0 | 0 | 0 | 0 | 0 | 0 | 0 | 0 | 0 | 0 | 0 | 0 | 0 | 0 | 0 | 0 | 0 | 0 | 0 | 0
INTERRUPT Gas (MCF) | 0 | 0 | 0 | 0 | 0 | 0 | 0 | 0 | 0 | 0 | 0 | 0 | 0 | 0 | 0 | 0 | 0 | 0 | 0 | 0 | 0 | 0 | 0 | 0 | 0 | 0 | 0 | 0 | 0 | 0 | 0 | 0
FutAeroCT 7
FIRM Gas_GS (MCF) | 0 | 0 | 0 | 0 | 0 | 0 | 0 | 0 | 0 | 0 | 0 | 0 | 0 | 0 | 0 | 0 | 0 | 0 | 0 | 0 | 0 | 0 | 0 | 0 | 0 | 0 | 0 | 0 | 0 | 0 | 0 | 0
FIRM Gas_FGT (MCF) | 0 | 0 | 0 | 0 | 0 | 0 | 0 | 0 | 0 | 0 | 0 | 0 | 0 | 0 | 0 | 0 | 0 | 0 | 0 | 0 | 0 | 0 | 0 | 0 | 0 | 0 | 0 | 0 | 0 | 0 | 0 | 0
INTERRUPT Gas (MCF) | 0 | 0 | 0 | 0 | 0 | 0 | 0 | 0 | 0 | 0 | 0 | 0 | 0 | 0 | 0 | 0 | 0 | 0 | 0 | 0 | 0 | 0 | 0 | 0 | 0 | 0 | 0 | 0 | 0 | 0 | 0 | 0
FutAeroCT 8
FIRM Gas_GS (MCF) | 0 | 0 | 0 | 0 | 0 | 0 | 0 | 0 | 0 | 0 | 0 | 0 | 0 | 0 | 0 | 0 | 0 | 0 | 0 | 0 | 0 | 0 | 0 | 0 | 0 | 0 | 0 | 0 | 0 | 0 | 0 | 0
FIRM Gas_FGT (MCF) | 0 | 0 | 0 | 0 | 0 | 0 | 0 | 0 | 0 | 0 | 0 | 0 | 0 | 0 | 0 | 0 | 0 | 0 | 0 | 0 | 0 | 0 | 0 | 0 | 0 | 0 | 0 | 0 | 0 | 0 | 0 | 0
INTERRUPT Gas (MCF) | 0 | 0 | 0 | 0 | 0 | 0 | 0 | 0 | 0 | 0 | 0 | 0 | 0 | 0 | 0 | 0 | 0 | 0 | 0 | 0 | 0 | 0 | 0 | 0 | 0 | 0 | 0 | 0 | 0 | 0 | 0 | 0
FutAeroCT 9
FIRM Gas_GS (MCF) | 0 | 0 | 0 | 0 | 0 | 0 | 0 | 0 | 0 | 0 | 0 | 0 | 0 | 0 | 0 | 0 | 0 | 0 | 0 | 0 | 0 | 0 | 0 | 0 | 0 | 0 | 0 | 0 | 0 | 0 | 0 | 0
FIRM Gas_FGT (MCF) | 0 | 0 | 0 | 0 | 0 | 0 | 0 | 0 | 0 | 0 | 0 | 0 | 0 | 0 | 0 | 0 | 0 | 0 | 0 | 0 | 0 | 0 | 0 | 0 | 0 | 0 | 0 | 0 | 0 | 0 | 0 | 0
INTERRUPT Gas (MCF) | 0 | 0 | 0 | 0 | 0 | 0 | 0 | 0 | 0 | 0 | 0 | 0 | 0 | 0 | 0 | 0 | 0 | 0 | 0 | 0 | 0 | 0 | 0 | 0 | 0 | 0 | 0 | 0 | 0 | 0 | 0 | 0
FutAeroCT 10
FIRM Gas_GS (MCF) | 0 | 0 | 0 | 0 | 0 | 0 | 0 | 0 | 0 | 0 | 0 | 0 | 0 | 0 | 0 | 0 | 0 | 0 | 0 | 0 | 0 | 0 | 0 | 0 | 0 | 0 | 0 | 0 | 0 | 0 | 0 | 0
FIRM Gas_FGT (MCF) | 0 | 0 | 0 | 0 | 0 | 0 | 0 | 0 | 0 | 0 | 0 | 0 | 0 | 0 | 0 | 0 | 0 | 0 | 0 | 0 | 0 | 0 | 0 | 0 | 0 | 0 | 0 | 0 | 0 | 0 | 0 | 0
INTERRUPT Gas (MCF) | 0 | 0 | 0 | 0 | 0 | 0 | 0 | 0 | 0 | 0 | 0 | 0 | 0 | 0 | 0 | 0 | 0 | 0 | 0 | 0 | 0 | 0 | 0 | 0 | 0 | 0 | 0 | 0 | 0 | 0 | 0 | 0
GE 7FA CT1
FIRM Gas_GS (MCF) | 0 | 0 | 0 | 0 | 0 | 0 | 0 | 0 | 0 | 0 | 0 | 0 | 0 | 0 | 0 | 0 | 0 | 0 | 0 | 0 | 0 | 0 | 0 | 0 | 0 | 0 | 0 | 0 | 0 | 0 | 0 | 0
FIRM Gas_FGT (MCF) | 0 | 0 | 0 | 0 | 0 | 532.91 | 586.47 | 446.33 | 432.23 | 456.04 | 309.36 | 821.98 | 708.47 | 865.31 | 809.25 | 1028 | 1278.57 | 1589.72 | 1442.04 | 1922.85 | 2116.63 | 2137.11 | 2070.65 | 2268.8 | 2309.07 | 2552.36 | 1015.77 | 1042.84 | 927.78 | 1002.77 | 0 | 0
INTERRUPT Gas (MCF) | 0 | 0 | 0 | 0 | 0 | 31.06 | 43.28 | 54.91 | 26.14 | 45.06 | 65.09 | 110.15 | 223.98 | 175.35 | 163.14 | 232.29 | 220.18 | 394.24 | 444.94 | 599.91 | 694.89 | 820.89 | 619.72 | 1330.64 | 1281.91 | 656.54 | 1085.96 | 852.19 | 1070.85 | 871.31 | 0 | 0
GE 7FA CT2
FIRM Gas_GS (MCF) | 0 | 0 | 0 | 0 | 0 | 0 | 0 | 0 | 0 | 0 | 0 | 0 | 0 | 0 | 0 | 0 | 0 | 0 | 0 | 0 | 0 | 0 | 0 | 0 | 0 | 0 | 0 | 0 | 0 | 0 | 0 | 0
FIRM Gas_FGT (MCF) | 0 | 0 | 0 | 0 | 0 | 0 | 0 | 0 | 230.63 | 307.15 | 153.12 | 425.11 | 256.13 | 517.22 | 492.54 | 588.07 | 871.01 | 847.93 | 760.08 | 997.07 | 1176.35 | 1141.61 | 1208.53 | 1006.13 | 1269.99 | 1512.09 | 615.73 | 490.51 | 449.85 | 625.06 | 0 | 0
INTERRUPT Gas (MCF) | 0 | 0 | 0 | 0 | 0 | 0 | 0 | 0 | 65.77 | 106.79 | 64.82 | 173.58 | 333.76 | 276.08 | 238.34 | 332.58 | 378.3 | 561.42 | 598.98 | 815.09 | 957.36 | 1035.16 | 901.83 | 1614.86 | 1600.8 | 736.11 | 833 | 509.85 | 743.16 | 483.83 | 0 | 0
GE 7FA CT3
FIRM Gas_GS (MCF) | 0 | 0 | 0 | 0 | 0 | 0 | 0 | 0 | 0 | 0 | 0 | 0 | 0 | 0 | 0 | 0 | 0 | 0 | 0 | 0 | 0 | 0 | 0 | 0 | 0 | 0 | 0 | 0 | 0 | 0 | 0 | 0
FIRM Gas_FGT (MCF) | 0 | 0 | 0 | 0 | 0 | 0 | 0 | 0 | 0 | 0 | 0 | 168.57 | 37.74 | 188.57 | 202.94 | 201.32 | 341.39 | 388.94 | 286.43 | 482.06 | 481.5 | 514.37 | 490.37 | 330.07 | 567.7 | 883.13 | 258.86 | 279.68 | 198.56 | 306.11 | 0 | 0
INTERRUPT Gas (MCF) | 0 | 0 | 0 | 0 | 0 | 0 | 0 | 0 | 0 | 0 | 0 | 310.45 | 292.54 | 440.69 | 284.21 | 499 | 598.82 | 607.77 | 677.62 | 885.85 | 954.11 | 1039.72 | 944.85 | 1464.17 | 1586.04 | 817.89 | 526.96 | 476.55 | 414.3 | 416.42 | 0 | 0
GE 7FA CT4
FIRM Gas_GS (MCF) | 0 | 0 | 0 | 0 | 0 | 0 | 0 | 0 | 0 | 0 | 0 | 0 | 0 | 0 | 0 | 0 | 0 | 0 | 0 | 0 | 0 | 0 | 0 | 0 | 0 | 0 | 0 | 0 | 0 | 0 | 0 | 0
FIRM Gas_FGT (MCF) | 0 | 0 | 0 | 0 | 0 | 0 | 0 | 0 | 0 | 0 | 0 | 0 | 0 | 0 | 61.82 | 46.81 | 42.13 | 84.36 | 110.79 | 168.49 | 228.94 | 158.03 | 158.93 | 146.22 | 239.23 | 415.37 | 51.63 | 106.77 | 28.04 | 123.19 | 0 | 0
INTERRUPT Gas (MCF) | 0 | 0 | 0 | 0 | 0 | 0 | 0 | 0 | 0 | 0 | 0 | 0 | 0 | 0 | 261.84 | 451.93 | 559.27 | 593.88 | 539.52 | 752.44 | 766.26 | 871.66 | 828.93 | 964.74 | 1158.16 | 781.09 | 278.57 | 347.82 | 247.4 | 226.56 | 0 | 0
GE 7FA CT5
FIRM Gas_GS (MCF) | 0 | 0 | 0 | 0 | 0 | 0 | 0 | 0 | 0 | 0 | 0 | 0 | 0 | 0 | 0 | 0 | 0 | 0 | 0 | 0 | 0 | 0 | 0 | 0 | 0 | 0 | 0 | 0 | 0 | 0 | 0 | 0
FIRM Gas_FGT (MCF) | 0 | 0 | 0 | 0 | 0 | 0 | 0 | 0 | 0 | 0 | 0 | 0 | 0 | 0 | 0 | 0 | 0 | 9.64 | 46.3 | 80.32 | 101.77 | 46.84 | 19.58 | 36.82 | 95.26 | 135.33 | 8.66 | 55.06 | 15.17 | 45.47 | 0 | 0
INTERRUPT Gas (MCF) | 0 | 0 | 0 | 0 | 0 | 0 | 0 | 0 | 0 | 0 | 0 | 0 | 0 | 0 | 0 | 0 | 0 | 415.27 | 328.05 | 448.5 | 565.2 | 589.55 | 551.53 | 657.22 | 799.97 | 667.08 | 207 | 215.25 | 137.31 | 177.75 | 0 | 0
GE 7FA CT6
FIRM Gas_GS (MCF) | 0 | 0 | 0 | 0 | 0 | 0 | 0 | 0 | 0 | 0 | 0 | 0 | 0 | 0 | 0 | 0 | 0 | 0 | 0 | 0 | 0 | 0 | 0 | 0 | 0 | 0 | 0 | 0 | 0 | 0 | 0 | 0
FIRM Gas_FGT (MCF) | 0 | 0 | 0 | 0 | 0 | 0 | 0 | 0 | 0 | 0 | 0 | 0 | 0 | 0 | 0 | 0 | 0 | 0 | 0 | 34.02 | 49.42 | 0.5 | 24.14 | 0 | 30.08 | 39.2 | 0 | 23.25 | 0 | 18.11 | 0 | 0
INTERRUPT Gas (MCF) | 0 | 0 | 0 | 0 | 0 | 0 | 0 | 0 | 0 | 0 | 0 | 0 | 0 | 0 | 0 | 0 | 0 | 0 | 0 | 251.14 | 370.74 | 311.36 | 330.13 | 333.92 | 440.89 | 381.43 | 46.57 | 131.51 | 45.37 | 97.93 | 0 | 0
GE 7FA CT7
FIRM Gas_GS (MCF) | 0 | 0 | 0 | 0 | 0 | 0 | 0 | 0 | 0 | 0 | 0 | 0 | 0 | 0 | 0 | 0 | 0 | 0 | 0 | 0 | 0 | 0 | 0 | 0 | 0 | 0 | 0 | 0 | 0 | 0 | 0 | 0
FIRM Gas_FGT (MCF) | 0 | 0 | 0 | 0 | 0 | 0 | 0 | 0 | 0 | 0 | 0 | 0 | 0 | 0 | 0 | 0 | 0 | 0 | 0 | 0 | 0 | 0 | 0 | 0 | 0 | 0.8 | 0 | 0.07 | 0 | 0.93 | 0 | 0
INTERRUPT Gas (MCF) | 0 | 0 | 0 | 0 | 0 | 0 | 0 | 0 | 0 | 0 | 0 | 0 | 0 | 0 | 0 | 0 | 0 | 0 | 0 | 0 | 0 | 0 | 0 | 0 | 0 | 97.47 | 61.84 | 48.08 | 32.68 | 82.98 | 0 | 0
GE 7FA CT8
FIRM Gas_GS (MCF) | 0 | 0 | 0 | 0 | 0 | 0 | 0 | 0 | 0 | 0 | 0 | 0 | 0 | 0 | 0 | 0 | 0 | 0 | 0 | 0 | 0 | 0 | 0 | 0 | 0 | 0 | 0 | 0 | 0 | 0 | 0 | 0
FIRM Gas_FGT (MCF) | 0 | 0 | 0 | 981.41 | 1909.8 | 0 | 0 | 0 | 0 | 0 | 0 | 0 | 0 | 0 | 0 | 0 | 0 | 0 | 0 | 0 | 0 | 0 | 0 | 0 | 0 | 0 | 0 | 0 | 0 | 0 | 0 | 0
INTERRUPT Gas (MCF) | 0 | 0 | 0 | 66.94 | 95.86 | 0 | 0 | 0 | 0 | 0 | 0 | 0 | 0 | 0 | 0 | 0 | 0 | 0 | 0 | 0 | 0 | 0 | 0 | 0 | 0 | 0 | 0 | 0 | 0 | 0 | 0 | 0
GE 7FA CT9
FIRM Gas_GS (MCF) | 0 | 0 | 0 | 0 | 0 | 0 | 0 | 0 | 0 | 0 | 0 | 0 | 0 | 0 | 0 | 0 | 0 | 0 | 0 | 0 | 0 | 0 | 0 | 0 | 0 | 0 | 0 | 0 | 0 | 0 | 0 | 0
FIRM Gas_FGT (MCF) | 0 | 0 | 0 | 281.47 | 746.91 | 0 | 0 | 0 | 0 | 0 | 0 | 0 | 0 | 0 | 0 | 0 | 0 | 0 | 0 | 0 | 0 | 0 | 0 | 0 | 0 | 0 | 0 | 0 | 0 | 0 | 0 | 0
INTERRUPT Gas (MCF) | 0 | 0 | 0 | 42.58 | 58.97 | 0 | 0 | 0 | 0 | 0 | 0 | 0 | 0 | 0 | 0 | 0 | 0 | 0 | 0 | 0 | 0 | 0 | 0 | 0 | 0 | 0 | 0 | 0 | 0 | 0 | 0 | 0
GE 7FA CT10
FIRM Gas_GS (MCF) | 0 | 0 | 0 | 0 | 0 | 0 | 0 | 0 | 0 | 0 | 0 | 0 | 0 | 0 | 0 | 0 | 0 | 0 | 0 | 0 | 0 | 0 | 0 | 0 | 0 | 0 | 0 | 0 | 0 | 0 | 0 | 0
FIRM Gas_FGT (MCF) | 0 | 0 | 0 | 0 | 0 | 0 | 0 | 0 | 0 | 0 | 0 | 0 | 0 | 0 | 0 | 0 | 0 | 0 | 0 | 0 | 0 | 0 | 0 | 0 | 0 | 0 | 0 | 0 | 0 | 0 | 0 | 0
INTERRUPT Gas (MCF) | 0 | 0 | 0 | 0 | 0 | 0 | 0 | 0 | 0 | 0 | 0 | 0 | 0 | 0 | 0 | 0 | 0 | 0 | 0 | 0 | 0 | 0 | 0 | 0 | 0 | 0 | 0 | 0 | 0 | 0 | 0 | 0
CC 2x1 7FAwDF 1
FIRM Gas_GS (MCF) | 0 | 0 | 0 | 0 | 0 | 0 | 0 | 0 | 0 | 0 | 0 | 0 | 0 | 0 | 0 | 0 | 0 | 0 | 0 | 0 | 0 | 0 | 0 | 0 | 0 | 0 | 0 | 0 | 0 | 0 | 0 | 0
FIRM Gas_FGT (MCF) | 0 | 0 | 0 | 0 | 0 | 52601.12 | 52681.83 | 52015.57 | 51806.75 | 51744.38 | 49013.79 | 49282.24 | 49476.77 | 49119.25 | 48143.26 | 48139.62 | 48545.15 | 48854.2 | 48591.62 | 49242.96 | 49614.61 | 49821.45 | 49560.52 | 51639.55 | 52721.6 | 52241.78 | 46832.79 | 47194.31 | 47497.36 | 47441.21 | 0 | 0
INTERRUPT Gas (MCF) | 0 | 0 | 0 | 0 | 0 | 0.15 | 0.06 | 0.13 | 0 | 0.06 | 0 | 0.06 | 1.98 | 0.97 | 2.25 | 2.84 | 2.62 | 0.26 | 0.76 | 2.18 | 3.29 | 3.75 | 3.87 | 9.03 | 1.66 | 0.13 | 510.57 | 404.14 | 400.2 | 375.26 | 0 | 0
CC 2x1 7FAwDF 2
FIRM Gas_GS (MCF) | 0 | 0 | 0 | 0 | 0 | 0 | 0 | 0 | 0 | 0 | 0 | 0 | 0 | 0 | 0 | 0 | 0 | 0 | 0 | 0 | 0 | 0 | 0 | 0 | 0 | 0 | 0 | 0 | 0 | 0 | 0 | 0
FIRM Gas_FGT (MCF) | 0 | 0 | 0 | 0 | 0 | 0 | 0 | 0 | 0 | 0 | 0 | 0 | 0 | 0 | 0 | 0 | 0 | 0 | 0 | 0 | 0 | 0 | 0 | 0 | 0 | 0 | 47880.18 | 48031.38 | 47703.93 | 47702.83 | 0 | 0
INTERRUPT Gas (MCF) | 0 | 0 | 0 | 0 | 0 | 0 | 0 | 0 | 0 | 0 | 0 | 0 | 0 | 0 | 0 | 0 | 0 | 0 | 0 | 0 | 0 | 0 | 0 | 0 | 0 | 0 | 0.26 | 0.26 | 0.13 | 0.32 | 0 | 0
CC 2x1 7FAwDF 3
FIRM Gas_GS (MCF) | 0 | 0 | 0 | 0 | 0 | 0 | 0 | 0 | 0 | 0 | 0 | 0 | 0 | 0 | 0 | 0 | 0 | 0 | 0 | 0 | 0 | 0 | 0 | 0 | 0 | 0 | 0 | 0 | 0 | 0 | 0 | 0
FIRM Gas_FGT (MCF) | 0 | 0 | 0 | 0 | 0 | 0 | 0 | 0 | 0 | 0 | 0 | 0 | 0 | 0 | 0 | 0 | 0 | 0 | 0 | 0 | 0 | 0 | 0 | 0 | 0 | 15420.71 | 13311.77 | 13463.59 | 13834.3 | 13880.24 | 0 | 0
INTERRUPT Gas (MCF) | 0 | 0 | 0 | 0 | 0 | 0 | 0 | 0 | 0 | 0 | 0 | 0 | 0 | 0 | 0 | 0 | 0 | 0 | 0 | 0 | 0 | 0 | 0 | 0 | 0 | 7.76 | 1789.74 | 1270.03 | 1487.28 | 1548.85 | 0 | 0
CC 2x1 7FAwDF 4
FIRM Gas_GS (MCF) | 0 | 0 | 0 | 0 | 0 | 0 | 0 | 0 | 0 | 0 | 0 | 0 | 0 | 0 | 0 | 0 | 0 | 0 | 0 | 0 | 0 | 0 | 0 | 0 | 0 | 0 | 0 | 0 | 0 | 0 | 0 | 0
FIRM Gas_FGT (MCF) | 0 | 0 | 0 | 0 | 0 | 0 | 0 | 0 | 0 | 0 | 0 | 0 | 0 | 0 | 0 | 0 | 0 | 0 | 0 | 0 | 0 | 0 | 0 | 0 | 0 | 0 | 0 | 0 | 0 | 0 | 0 | 0
INTERRUPT Gas (MCF) | 0 | 0 | 0 | 0 | 0 | 0 | 0 | 0 | 0 | 0 | 0 | 0 | 0 | 0 | 0 | 0 | 0 | 0 | 0 | 0 | 0 | 0 | 0 | 0 | 0 | 0 | 0 | 0 | 0 | 0 | 0 | 0
CC 2x1 7FAwDF 5
FIRM Gas_GS (MCF) | 0 | 0 | 0 | 0 | 0 | 0 | 0 | 0 | 0 | 0 | 0 | 0 | 0 | 0 | 0 | 0 | 0 | 0 | 0 | 0 | 0 | 0 | 0 | 0 | 0 | 0 | 0 | 0 | 0 | 0 | 0 | 0
FIRM Gas_FGT (MCF) | 0 | 0 | 0 | 0 | 0 | 0 | 0 | 0 | 0 | 0 | 0 | 0 | 0 | 0 | 0 | 0 | 0 | 0 | 0 | 0 | 0 | 0 | 0 | 0 | 0 | 0 | 0 | 0 | 0 | 0 | 0 | 0
INTERRUPT Gas (MCF) | 0 | 0 | 0 | 0 | 0 | 0 | 0 | 0 | 0 | 0 | 0 | 0 | 0 | 0 | 0 | 0 | 0 | 0 | 0 | 0 | 0 | 0 | 0 | 0 | 0 | 0 | 0 | 0 | 0 | 0 | 0 | 0
CC 2x1 7FAwDF 6
FIRM Gas_GS (MCF) | 0 | 0 | 0 | 0 | 0 | 0 | 0 | 0 | 0 | 0 | 0 | 0 | 0 | 0 | 0 | 0 | 0 | 0 | 0 | 0 | 0 | 0 | 0 | 0 | 0 | 0 | 0 | 0 | 0 | 0 | 0 | 0
FIRM Gas_FGT (MCF) | 0 | 0 | 0 | 0 | 0 | 0 | 0 | 0 | 0 | 0 | 0 | 0 | 0 | 0 | 0 | 0 | 0 | 0 | 0 | 0 | 0 | 0 | 0 | 0 | 0 | 0 | 0 | 0 | 0 | 0 | 0 | 0
INTERRUPT Gas (MCF) | 0 | 0 | 0 | 0 | 0 | 0 | 0 | 0 | 0 | 0 | 0 | 0 | 0 | 0 | 0 | 0 | 0 | 0 | 0 | 0 | 0 | 0 | 0 | 0 | 0 | 0 | 0 | 0 | 0 | 0 | 0 | 0
CC_Fut_Proxy_07
FIRM Gas_GS (MCF) | 0 | 0 | 0 | 0 | 0 | 0 | 0 | 0 | 0 | 0 | 0 | 0 | 0 | 0 | 0 | 0 | 0 | 0 | 0 | 0 | 0 | 0 | 0 | 0 | 0 | 0 | 0 | 0 | 0 | 0 | 0 | 0
FIRM Gas_FGT (MCF) | 0 | 0 | 0 | 0 | 0 | 0 | 0 | 0 | 0 | 0 | 0 | 0 | 0 | 0 | 0 | 0 | 0 | 0 | 0 | 0 | 0 | 0 | 0 | 0 | 0 | 0 | 0 | 0 | 0 | 0 | 0 | 0
INTERRUPT Gas (MCF) | 0 | 0 | 0 | 0 | 0 | 0 | 0 | 0 | 0 | 0 | 0 | 0 | 0 | 0 | 0 | 0 | 0 | 0 | 0 | 0 | 0 | 0 | 0 | 0 | 0 | 0 | 0 | 0 | 0 | 0 | 0 | 0
CC_Fut_Proxy_08
FIRM Gas_GS (MCF) | 0 | 0 | 0 | 0 | 0 | 0 | 0 | 0 | 0 | 0 | 0 | 0 | 0 | 0 | 0 | 0 | 0 | 0 | 0 | 0 | 0 | 0 | 0 | 0 | 0 | 0 | 0 | 0 | 0 | 0 | 0 | 0
FIRM Gas_FGT (MCF) | 0 | 0 | 0 | 0 | 0 | 0 | 0 | 0 | 0 | 0 | 0 | 0 | 0 | 0 | 0 | 0 | 0 | 0 | 0 | 0 | 0 | 0 | 0 | 0 | 0 | 0 | 0 | 0 | 0 | 0 | 0 | 0
INTERRUPT Gas (MCF) | 0 | 0 | 0 | 0 | 0 | 0 | 0 | 0 | 0 | 0 | 0 | 0 | 0 | 0 | 0 | 0 | 0 | 0 | 0 | 0 | 0 | 0 | 0 | 0 | 0 | 0 | 0 | 0 | 0 | 0 | 0 | 0
CC_Fut_Proxy_09
FIRM Gas_GS (MCF) | 0 | 0 | 0 | 0 | 0 | 0 | 0 | 0 | 0 | 0 | 0 | 0 | 0 | 0 | 0 | 0 | 0 | 0 | 0 | 0 | 0 | 0 | 0 | 0 | 0 | 0 | 0 | 0 | 0 | 0 | 0 | 0
FIRM Gas_FGT (MCF) | 0 | 0 | 0 | 0 | 0 | 0 | 0 | 0 | 0 | 0 | 0 | 0 | 0 | 0 | 0 | 0 | 0 | 0 | 0 | 0 | 0 | 0 | 0 | 0 | 0 | 0 | 0 | 0 | 0 | 0 | 0 | 0
INTERRUPT Gas (MCF) | 0 | 0 | 0 | 0 | 0 | 0 | 0 | 0 | 0 | 0 | 0 | 0 | 0 | 0 | 0 | 0 | 0 | 0 | 0 | 0 | 0 | 0 | 0 | 0 | 0 | 0 | 0 | 0 | 0 | 0 | 0 | 0
CC_Fut_Proxy_10
FIRM Gas_GS (MCF) | 0 | 0 | 0 | 0 | 0 | 0 | 0 | 0 | 0 | 0 | 0 | 0 | 0 | 0 | 0 | 0 | 0 | 0 | 0 | 0 | 0 | 0 | 0 | 0 | 0 | 0 | 0 | 0 | 0 | 0 | 0 | 0
FIRM Gas_FGT (MCF) | 0 | 0 | 0 | 0 | 0 | 0 | 0 | 0 | 0 | 0 | 0 | 0 | 0 | 0 | 0 | 0 | 0 | 0 | 0 | 0 | 0 | 0 | 0 | 0 | 0 | 0 | 0 | 0 | 0 | 0 | 0 | 0
INTERRUPT Gas (MCF) | 0 | 0 | 0 | 0 | 0 | 0 | 0 | 0 | 0 | 0 | 0 | 0 | 0 | 0 | 0 | 0 | 0 | 0 | 0 | 0 | 0 | 0 | 0 | 0 | 0 | 0 | 0 | 0 | 0 | 0 | 0 | 0
TEC Fuel Consumed by Fuel Type (Units X 1000)
Total Solid Fuel (TON) | 1987.16 | 1628.68 | 1763.74 | 1569.99 | 1769.13 | 1032.24 | 1199.31 | 1524.01 | 1750.42 | 1941.38 | 2329.61 | 2181 | 2133.53 | 2264.22 | 2460.02 | 2470.75 | 2276.06 | 2281.16 | 2328.92 | 1962.65 | 1901.2 | 1753.7 | 1923.35 | 1303.4 | 980.52 | 899.75 | 791.6 | 904.65 | 867.84 | 877.42 | 0 | 0
Total TEC Natural Gas (MCF) | 105756.33 | 109268.55 | 106595.92 | 109374.19 | 107213.35 | 112524.86 | 111800.93 | 109403.73 | 106825.41 | 106775.79 | 103332.49 | 108028.2 | 110920.95 | 111166.78 | 110352.52 | 112999.28 | 117958.42 | 120344.33 | 122299.79 | 130007.55 | 131131.08 | 134276.68 | 130965.99 | 140827.08 | 145683.87 | 144328.29 | 138450.29 | 136953.29 | 137277.54 | 137130.26 | 0 | 0
Total TEC Firm Natural Gas (MCF) | 98388.12 | 101303.8 | 100567.23 | 106890.38 | 105203.12 | 111509.2 | 110368.79 | 108065.26 | 105489.71 | 105066.35 | 101599.28 | 105533.09 | 107279.51 | 107722.25 | 106950.03 | 108487.29 | 112900.88 | 113610.29 | 115130.21 | 120010.09 | 120757.17 | 122253.45 | 120509.7 | 124759.79 | 128709.33 | 136071.54 | 130081 | 130048.72 | 130312.24 | 130185.34 | 0 | 0
Total TEC Interrupt Natural Gas (MCF) | 7368.21 | 7964.75 | 6028.69 | 2483.81 | 2010.23 | 1015.66 | 1432.14 | 1338.47 | 1335.7 | 1709.44 | 1733.21 | 2495.11 | 3641.44 | 3444.53 | 3402.49 | 4511.99 | 5057.54 | 6734.04 | 7169.58 | 9997.46 | 10373.91 | 12023.23 | 10456.29 | 16067.29 | 16974.54 | 8256.75 | 8369.29 | 6904.57 | 6965.3 | 6944.92 | 0 | 0
Total #2 Oil (BBL) | 0 | 0 | 0 | 0 | 0 | 0 | 0 | 0 | 0 | 0 | 0 | 0 | 0 | 0 | 0 | 0 | 0 | 0 | 0 | 0 | 0 | 0 | 0 | 0 | 0 | 0 | 0 | 0 | 0 | 0 | 0 | 0
Total #6 Oil (BBL) | 0 | 0 | 0 | 0 | 0 | 0 | 0 | 0 | 0 | 0 | 0 | 0 | 0 | 0 | 0 | 0 | 0 | 0 | 0 | 0 | 0 | 0 | 0 | 0 | 0 | 0 | 0 | 0 | 0 | 0 | 0 | 0
Total Propane (GAL) | 0 | 0 | 0 | 0 | 0 | 0 | 0 | 0 | 0 | 0 | 0 | 0 | 0 | 0 | 0 | 0 | 0 | 0 | 0 | 0 | 0 | 0 | 0 | 0 | 0 | 0 | 0 | 0 | 0 | 0 | 0 | 0
Unit Generation (GWH)
Big Bend 1 | 159.54 | 198.02 | 159.55 | 0 | 0 | 0 | 0 | 0 | 0 | 0 | 0 | 0 | 0 | 0 | 0 | 0 | 0 | 0 | 0 | 0 | 0 | 0 | 0 | 0 | 0 | 0 | 0 | 0 | 0 | 0 | 0 | 0
Big Bend 2 | 243.9 | 249.38 | 186.07 | 56.87 | 0 | 0 | 0 | 0 | 0 | 0 | 0 | 0 | 0 | 0 | 0 | 0 | 0 | 0 | 0 | 0 | 0 | 0 | 0 | 0 | 0 | 0 | 0 | 0 | 0 | 0 | 0 | 0
Big Bend 3 | 1181.98 | 662.76 | 647.18 | 457.19 | 467.3 | 380.11 | 823.15 | 742.04 | 1010.43 | 1526.62 | 1969.26 | 2069.42 | 1643.34 | 2128.11 | 2252.05 | 2259.83 | 2222.65 | 1937.48 | 2274.99 | 2281.47 | 2168.7 | 2272.28 | 2231.66 | 772.14 | 0 | 0 | 0 | 0 | 0 | 0 | 0 | 0
Big Bend 4 | 2360.51 | 1791.9 | 2084.98 | 1898.43 | 2329.88 | 747.04 | 788.07 | 1515.89 | 1778.73 | 1813.06 | 2305.93 | 1765.83 | 2079.9 | 1974.78 | 2246.83 | 2265.72 | 1919.83 | 2144.7 | 2347.43 | 2323.38 | 2290.61 | 1842.59 | 2277.46 | 2277.43 | 2290.69 | 2100.64 | 1841.95 | 2106.8 | 2017.97 | 2040.3 | 0 | 0
TOTAL Big Bend (GWH) | 3945.93 | 2902.06 | 3077.78 | 2412.49 | 2797.18 | 1127.15 | 1611.22 | 2257.93 | 2789.16 | 3339.68 | 4275.19 | 3835.25 | 3723.24 | 4102.89 | 4498.88 | 4525.55 | 4142.48 | 4082.18 | 4622.42 | 4604.85 | 4459.31 | 4114.87 | 4509.12 | 3049.57 | 2290.69 | 2100.64 | 1841.95 | 2106.8 | 2017.97 | 2040.3 | 0 | 0
Big Bend CT4 | 26.17 | 20.72 | 13.59 | 3.36 | 4.12 | 8.75 | 8.42 | 8.34 | 5.05 | 8.34 | 5.14 | 12.27 | 10.67 | 15.02 | 11.34 | 16.22 | 20.92 | 24.86 | 20.18 | 26.72 | 35.22 | 36.36 | 28.68 | 57.18 | 62.49 | 62.73 | 63.88 | 49.13 | 50.89 | 51.32 | 0 | 0
Big Bend CT4o | 0 | 0 | 0 | 0 | 0 | 0 | 0 | 0 | 0 | 0 | 0 | 0 | 0 | 0 | 0 | 0 | 0 | 0 | 0 | 0 | 0 | 0 | 0 | 0 | 0 | 0 | 0 | 0 | 0 | 0 | 0 | 0
Bayside 1 | 3777.02 | 4147.1 | 4191.13 | 4161.01 | 3655.88 | 2067.86 | 1872.66 | 2032.99 | 1773.83 | 1751.83 | 2029.87 | 1804.26 | 1986.35 | 1896.75 | 1790.66 | 2122.64 | 2046.93 | 2152.62 | 2105.55 | 1999.51 | 2356.34 | 2515.61 | 2158.75 | 2430.92 | 2589.52 | 550.43 | 0 | 0 | 0 | 0 | 0 | 0
Bayside 2 | 3289.18 | 3228.46 | 3437.29 | 3860.96 | 3827.43 | 1259.99 | 1276.76 | 1400.76 | 1169.85 | 1447.17 | 1114.21 | 1376.3 | 1531 | 1467.16 | 1581.15 | 1629.13 | 1732.97 | 1678.9 | 1826.48 | 2207.9 | 1702.69 | 2166.59 | 1947.34 | 2055.19 | 2121.83 | 2783.57 | 0 | 0 | 0 | 0 | 0 | 0
TOTAL Bayside CC (GWH) | 7066.2 | 7375.56 | 7628.42 | 8021.97 | 7483.31 | 3327.85 | 3149.42 | 3433.75 | 2943.68 | 3199 | 3144.08 | 3180.56 | 3517.35 | 3363.91 | 3371.81 | 3751.77 | 3779.9 | 3831.52 | 3932.03 | 4207.41 | 4059.03 | 4682.2 | 4106.09 | 4486.11 | 4711.35 | 3334 | 0 | 0 | 0 | 0 | 0 | 0
Bayside 3 | 30.11 | 25.47 | 17.83 | 5.69 | 8.44 | 14.1 | 14.22 | 13.27 | 9.24 | 12.06 | 6.08 | 14.29 | 13.09 | 19.02 | 13.95 | 20.6 | 23.34 | 22.97 | 21.7 | 26.28 | 29.41 | 33.52 | 32.99 | 36.07 | 40.56 | 18.19 | 16.03 | 13.31 | 13.09 | 10.5 | 0 | 0
Bayside 4 | 23.27 | 22.31 | 14.72 | 4.39 | 5.28 | 10.12 | 11.05 | 10.01 | 6.11 | 9.17 | 3.67 | 10.19 | 8.24 | 13.78 | 8.28 | 12.47 | 14.77 | 13.53 | 11.96 | 13.05 | 16.43 | 18.94 | 17.56 | 20.07 | 24.41 | 9.65 | 7.2 | 6.04 | 5.85 | 4.26 | 0 | 0
Bayside 5 | 45.45 | 34.71 | 26.09 | 12.5 | 14.33 | 19.53 | 20.22 | 18.33 | 13.59 | 17.12 | 11.15 | 23.33 | 22.89 | 26.37 | 24.2 | 33.76 | 35.83 | 42.46 | 40.49 | 49.81 | 56.55 | 60.95 | 58.74 | 70.71 | 74.02 | 44.56 | 39.09 | 34.43 | 34.28 | 29.8 | 0 | 0
Bayside 6 | 37.85 | 32.09 | 22.33 | 9.21 | 11.52 | 16.94 | 17.45 | 14.64 | 11.45 | 14.49 | 8.38 | 19.51 | 18.21 | 23.22 | 19.29 | 28.03 | 30.16 | 34.02 | 31.88 | 38.58 | 46.33 | 50.04 | 47.38 | 54.52 | 57.95 | 31.61 | 25.52 | 23.66 | 22.67 | 19.53 | 0 | 0
Polk 1 | 1297.93 | 1532.56 | 1537.87 | 1405.04 | 1532.71 | 1500.87 | 1405.7 | 1532.72 | 1532.56 | 1400.36 | 1404.95 | 1512.25 | 1512.25 | 1431.8 | 1516.71 | 1512.24 | 1431.81 | 1512.18 | 1002.18 | 0 | 0 | 0 | 0 | 0 | 0 | 0 | 0 | 0 | 0 | 0 | 0 | 0
Polk 1g | 70.41 | 60.14 | 66.76 | 59.99 | 76.66 | 33.67 | 39.35 | 49.95 | 14.17 | 58.1 | 20.77 | 39.73 | 45.16 | 56.8 | 50.05 | 90.52 | 41.44 | 44.41 | 47.59 | 0 | 0 | 0 | 0 | 0 | 0 | 0 | 0 | 0 | 0 | 0 | 0 | 0
Polk 2 | 44.38 | 9.8 | 3.22 | 2.78 | 5.37 | 1.48 | 0.64 | 4.98 | 1.32 | 10.84 | 3.44 | 0.41 | 2.04 | 3.54 | 5.35 | 17.94 | 4.34 | 4.59 | 4.16 | 6.24 | 5.24 | 28.4 | 4.41 | 10.25 | 7.37 | 2.1 | 2.52 | 42.36 | 4.83 | 2.88 | 0 | 0
Polk 2o | 0 | 0 | 0 | 0 | 0 | 0 | 0 | 0 | 0 | 0 | 0 | 0 | 0 | 0 | 0 | 0 | 0 | 0 | 0 | 0 | 0 | 0 | 0 | 0 | 0 | 0 | 0 | 0 | 0 | 0 | 0 | 0
Polk 3 | 30.66 | 10.45 | 7.45 | 1.86 | 5.25 | 0.59 | 0.26 | 12.74 | 0.54 | 7.92 | 2.77 | 0.15 | 1.5 | 3.09 | 2.66 | 11.11 | 2.48 | 3.55 | 4.16 | 5.9 | 5.08 | 27.36 | 2.84 | 9.85 | 4.63 | 3.28 | 1.92 | 31.54 | 3.75 | 1.35 | 0 | 0
Polk 3o | 0 | 0 | 0 | 0 | 0 | 0 | 0 | 0 | 0 | 0 | 0 | 0 | 0 | 0 | 0 | 0 | 0 | 0 | 0 | 0 | 0 | 0 | 0 | 0 | 0 | 0 | 0 | 0 | 0 | 0 | 0 | 0
Polk 4 | 17.47 | 7.34 | 5.28 | 1.04 | 3.8 | 1.2 | 0.26 | 9.92 | 0 | 4.26 | 0.51 | 0.15 | 0.7 | 1.88 | 1.5 | 8 | 0.89 | 3 | 2.5 | 3.13 | 4.33 | 21.83 | 2.84 | 7.71 | 3.06 | 2.7 | 0.83 | 24.14 | 1.91 | 0.6 | 0 | 0
Polk 5 | 11.19 | 6.17 | 3.22 | 0.86 | 2.15 | 1.08 | 0 | 7.46 | 0 | 2.27 | 1.26 | 0 | 1.13 | 1.65 | 1.5 | 1.89 | 0.45 | 1.59 | 1.2 | 1.88 | 3.15 | 14.63 | 1.94 | 6.36 | 2.31 | 2.1 | 0.7 | 16.89 | 1.22 | 1.08 | 0 | 0
Polk 2 CC | 6601.33 | 6992.12 | 6574.27 | 7060.31 | 7075.13 | 4847.07 | 4881.05 | 4226.35 | 4451.25 | 3986.27 | 4040.32 | 4383.94 | 4439.48 | 4509.91 | 4527.6 | 4208.95 | 4841.6 | 4870.35 | 5114.82 | 5535.81 | 5618.18 | 5211.24 | 5577.46 | 5993.27 | 6181.85 | 5675 | 2822.09 | 2540.71 | 2710.93 | 2696.48 | 0 | 0
Polk 2 CC DF | 135.57 | 105.87 | 80.51 | 61.57 | 74.04 | 57.27 | 63.06 | 49.23 | 47.18 | 46.77 | 39.41 | 75.39 | 76.75 | 84.85 | 77.46 | 94.07 | 105.86 | 138.11 | 139.73 | 176.37 | 193 | 199.77 | 195.26 | 250.93 | 260.11 | 222.48 | 172.62 | 140.09 | 148.67 | 143.12 | 0 | 0
TOTAL Polk (GWH) | 8208.94 | 8724.45 | 8278.58 | 8593.45 | 8775.11 | 6443.23 | 6390.32 | 5893.35 | 6047.02 | 5516.79 | 5513.43 | 6012.02 | 6079.01 | 6093.52 | 6182.83 | 5944.72 | 6428.87 | 6577.78 | 6316.34 | 5729.33 | 5828.98 | 5503.23 | 5784.75 | 6278.37 | 6459.33 | 5907.66 | 3000.68 | 2795.73 | 2871.31 | 2845.51 | 0 | 0
Big Bend Solar | 41.28 | 41 | 40.84 | 40.42 | 40.14 | 39.87 | 39.72 | 39.31 | 39.03 | 38.76 | 38.61 | 38.2 | 37.95 | 37.67 | 37.54 | 37.16 | 36.89 | 36.63 | 36.5 | 36.12 | 35.87 | 35.62 | 35.48 | 35.13 | 34.88 | 34.65 | 34.47 | 34.16 | 0 | 0 | 0 | 0
TIA Solar | 2.97 | 2.95 | 2.94 | 2.91 | 2.89 | 2.87 | 2.86 | 2.83 | 2.81 | 2.79 | 2.78 | 2.75 | 2.73 | 2.71 | 2.7 | 2.67 | 2.66 | 2.64 | 2.63 | 2.6 | 2.58 | 2.56 | 2.56 | 2.53 | 2.51 | 2.49 | 2.47 | 0 | 0 | 0 | 0 | 0
LegoLand Solar | 2.68 | 2.66 | 2.65 | 2.63 | 2.61 | 2.59 | 2.58 | 2.56 | 2.54 | 2.52 | 2.51 | 2.49 | 2.47 | 2.45 | 2.44 | 2.42 | 2.4 | 2.38 | 2.37 | 2.35 | 2.33 | 2.31 | 2.3 | 2.28 | 2.27 | 2.25 | 2.24 | 2.21 | 0 | 0 | 0 | 0
TOTAL Renewables (GWH) | 46.93 | 43.66 | 43.49 | 43.05 | 42.75 | 42.46 | 42.3 | 41.87 | 41.57 | 41.28 | 41.12 | 40.69 | 40.42 | 40.12 | 39.98 | 39.58 | 39.29 | 39.01 | 38.87 | 38.47 | 38.2 | 37.93 | 37.78 | 37.41 | 37.15 | 36.9 | 36.71 | 36.37 | 0 | 0 | 0 | 0
City of Tampa | 0 | 0 | 0 | 0 | 0 | 0 | 0 | 0 | 0 | 0 | 0 | 0 | 0 | 0 | 0 | 0 | 0 | 0 | 0 | 0 | 0 | 0 | 0 | 0 | 0 | 0 | 0 | 0 | 0 | 0 | 0 | 0
FutAeroCT1 | 0 | 0 | 0 | 0 | 0 | 0 | 0 | 0 | 0 | 0 | 0 | 0 | 0 | 0 | 0 | 0 | 0 | 0 | 0 | 0 | 0 | 0 | 0 | 0 | 0 | 0 | 25.55 | 23.32 | 22.22 | 20.73 | 0 | 0
FutAeroCT2 | 0 | 0 | 0 | 0 | 0 | 0 | 0 | 0 | 0 | 0 | 0 | 0 | 0 | 0 | 0 | 0 | 0 | 0 | 0 | 0 | 0 | 0 | 0 | 0 | 0 | 0 | 0 | 0 | 0 | 0 | 0 | 0
FutAeroCT3 | 0 | 0 | 0 | 0 | 0 | 0 | 0 | 0 | 0 | 0 | 0 | 0 | 0 | 0 | 0 | 0 | 0 | 0 | 0 | 0 | 0 | 0 | 0 | 0 | 0 | 0 | 0 | 0 | 0 | 0 | 0 | 0
FutAeroCT4 | 0 | 0 | 0 | 0 | 0 | 0 | 0 | 0 | 0 | 0 | 0 | 0 | 0 | 0 | 0 | 0 | 0 | 0 | 0 | 0 | 0 | 0 | 0 | 0 | 0 | 0 | 0 | 0 | 0 | 0 | 0 | 0
FutAeroCT5 | 0 | 0 | 0 | 0 | 0 | 0 | 0 | 0 | 0 | 0 | 0 | 0 | 0 | 0 | 0 | 0 | 0 | 0 | 0 | 0 | 0 | 0 | 0 | 0 | 0 | 0 | 0 | 0 | 0 | 0 | 0 | 0
FutAeroCT6 | 0 | 0 | 0 | 0 | 0 | 0 | 0 | 0 | 0 | 0 | 0 | 0 | 0 | 0 | 0 | 0 | 0 | 0 | 0 | 0 | 0 | 0 | 0 | 0 | 0 | 0 | 0 | 0 | 0 | 0 | 0 | 0
FutAeroCT7 | 0 | 0 | 0 | 0 | 0 | 0 | 0 | 0 | 0 | 0 | 0 | 0 | 0 | 0 | 0 | 0 | 0 | 0 | 0 | 0 | 0 | 0 | 0 | 0 | 0 | 0 | 0 | 0 | 0 | 0 | 0 | 0
FutAeroCT8 | 0 | 0 | 0 | 0 | 0 | 0 | 0 | 0 | 0 | 0 | 0 | 0 | 0 | 0 | 0 | 0 | 0 | 0 | 0 | 0 | 0 | 0 | 0 | 0 | 0 | 0 | 0 | 0 | 0 | 0 | 0 | 0
FutAeroCT9 | 0 | 0 | 0 | 0 | 0 | 0 | 0 | 0 | 0 | 0 | 0 | 0 | 0 | 0 | 0 | 0 | 0 | 0 | 0 | 0 | 0 | 0 | 0 | 0 | 0 | 0 | 0 | 0 | 0 | 0 | 0 | 0
FutAeroCT10 | 0 | 0 | 0 | 0 | 0 | 0 | 0 | 0 | 0 | 0 | 0 | 0 | 0 | 0 | 0 | 0 | 0 | 0 | 0 | 0 | 0 | 0 | 0 | 0 | 0 | 0 | 0 | 0 | 0 | 0 | 0 | 0
Total Expansion Aero CT (GWH): 1-10 | 0 | 0 | 0 | 0 | 0 | 0 | 0 | 0 | 0 | 0 | 0 | 0 | 0 | 0 | 0 | 0 | 0 | 0 | 0 | 0 | 0 | 0 | 0 | 0 | 0 | 0 | 25.55 | 23.32 | 22.22 | 20.73 | 0 | 0
GE_7FA_CT1 | 0 | 0 | 0 | 0 | 0 | 50.82 | 56.89 | 45.15 | 41.43 | 45.58 | 33.79 | 84.14 | 84.34 | 94.1 | 88.34 | 114.47 | 136.34 | 180.46 | 171.9 | 229.76 | 256.08 | 269.53 | 245.15 | 327.94 | 327.44 | 291.98 | 191.33 | 171.75 | 181.51 | 169.59 | 0 | 0
GE_7FA_CT2 | 0 | 0 | 0 | 0 | 0 | 0 | 0 | 0 | 26.89 | 37.42 | 19.63 | 54.39 | 53.33 | 71.86 | 66.52 | 83.62 | 113.62 | 128.13 | 123.8 | 164.9 | 193.98 | 198.13 | 191.83 | 238.56 | 261.64 | 204.8 | 131.86 | 91.33 | 108.03 | 100.41 | 0 | 0
GE_7FA_CT3 | 0 | 0 | 0 | 0 | 0 | 0 | 0 | 0 | 0 | 0 | 0 | 43.29 | 29.97 | 56.98 | 44.05 | 63.54 | 85.33 | 90.37 | 87.74 | 124.54 | 130.25 | 141 | 130.19 | 163.15 | 195.83 | 155.04 | 71.25 | 68.65 | 55.62 | 65.34 | 0 | 0
GE_7FA_CT4 | 0 | 0 | 0 | 0 | 0 | 0 | 0 | 0 | 0 | 0 | 0 | 0 | 0 | 0 | 29.12 | 45.13 | 54.25 | 61.35 | 59.02 | 83.62 | 90.23 | 93.32 | 89.62 | 100.72 | 126.79 | 108.66 | 29.85 | 41.13 | 25.01 | 31.58 | 0 | 0
GE_7FA_CT5 | 0 | 0 | 0 | 0 | 0 | 0 | 0 | 0 | 0 | 0 | 0 | 0 | 0 | 0 | 0 | 0 | 0 | 38.28 | 33.8 | 47.7 | 60.41 | 57.47 | 51.68 | 62.69 | 80.87 | 72.53 | 19.44 | 24.51 | 13.82 | 20.31 | 0 | 0
GE_7FA_CT6 | 0 | 0 | 0 | 0 | 0 | 0 | 0 | 0 | 0 | 0 | 0 | 0 | 0 | 0 | 0 | 0 | 0 | 0 | 0 | 25.41 | 37.83 | 27.94 | 31.73 | 29.91 | 42.31 | 37.79 | 4.12 | 13.93 | 4.09 | 10.47 | 0 | 0
GE_7FA_CT7 | 0 | 0 | 0 | 0 | 0 | 0 | 0 | 0 | 0 | 0 | 0 | 0 | 0 | 0 | 0 | 0 | 0 | 0 | 0 | 0 | 0 | 0 | 0 | 0 | 0 | 8.85 | 5.52 | 4.35 | 2.96 | 7.45 | 0 | 0
GE_7FA_CT8 | 0 | 0 | 0 | 111.01 | 213.38 | 0 | 0 | 0 | 0 | 0 | 0 | 0 | 0 | 0 | 0 | 0 | 0 | 0 | 0 | 0 | 0 | 0 | 0 | 0 | 0 | 0 | 0 | 0 | 0 | 0 | 0 | 0
GE_7FA_CT9 | 0 | 0 | 0 | 34.71 | 86.79 | 0 | 0 | 0 | 0 | 0 | 0 | 0 | 0 | 0 | 0 | 0 | 0 | 0 | 0 | 0 | 0 | 0 | 0 | 0 | 0 | 0 | 0 | 0 | 0 | 0 | 0 | 0
GE_7FA_CT10 | 0 | 0 | 0 | 0 | 0 | 0 | 0 | 0 | 0 | 0 | 0 | 0 | 0 | 0 | 0 | 0 | 0 | 0 | 0 | 0 | 0 | 0 | 0 | 0 | 0 | 0 | 0 | 0 | 0 | 0 | 0 | 0
Total Expansion 7FA CT (GWH) | 0 | 0 | 0 | 145.72 | 300.17 | 50.82 | 56.89 | 45.15 | 68.32 | 83 | 53.42 | 181.82 | 167.64 | 222.94 | 228.03 | 306.76 | 389.54 | 498.59 | 476.26 | 675.93 | 768.78 | 787.39 | 740.2 | 922.97 | 1034.88 | 879.65 | 453.37 | 415.65 | 391.04 | 405.15 | 0 | 0
CC 2x1 7FAwDF 1 | 0 | 0 | 0 | 0 | 0 | 8642.74 | 8655.28 | 8540.19 | 8503.48 | 8492.41 | 8010.08 | 8058 | 8093.17 | 8030.52 | 7851.41 | 7852.17 | 7931.34 | 7982.62 | 7933.97 | 8051.17 | 8116.38 | 8153.22 | 8106.08 | 8476.62 | 8664.44 | 8579.5 | 7719.22 | 7765.03 | 7809.8 | 7797.03 | 0 | 0
CC 2x1 7FAwDF 2 | 0 | 0 | 0 | 0 | 0 | 0 | 0 | 0 | 0 | 0 | 0 | 0 | 0 | 0 | 0 | 0 | 0 | 0 | 0 | 0 | 0 | 0 | 0 | 0 | 0 | 0 | 7848.12 | 7878.22 | 7817.9 | 7818.91 | 0 | 0
CC 2x1 7FAwDF 3 | 0 | 0 | 0 | 0 | 0 | 0 | 0 | 0 | 0 | 0 | 0 | 0 | 0 | 0 | 0 | 0 | 0 | 0 | 0 | 0 | 0 | 0 | 0 | 0 | 0 | 2491.24 | 2428.04 | 2366.91 | 2461.39 | 2479.23 | 0 | 0
CC 2x1 7FAwDF 4 | 0 | 0 | 0 | 0 | 0 | 0 | 0 | 0 | 0 | 0 | 0 | 0 | 0 | 0 | 0 | 0 | 0 | 0 | 0 | 0 | 0 | 0 | 0 | 0 | 0 | 0 | 0 | 0 | 0 | 0 | 0 | 0
CC 2x1 7FAwDF 5 | 0 | 0 | 0 | 0 | 0 | 0 | 0 | 0 | 0 | 0 | 0 | 0 | 0 | 0 | 0 | 0 | 0 | 0 | 0 | 0 | 0 | 0 | 0 | 0 | 0 | 0 | 0 | 0 | 0 | 0 | 0 | 0
CC 2x1 7FAwDF 6 | 0 | 0 | 0 | 0 | 0 | 0 | 0 | 0 | 0 | 0 | 0 | 0 | 0 | 0 | 0 | 0 | 0 | 0 | 0 | 0 | 0 | 0 | 0 | 0 | 0 | 0 | 0 | 0 | 0 | 0 | 0 | 0
CC_Fut_Proxy_07 | 0 | 0 | 0 | 0 | 0 | 0 | 0 | 0 | 0 | 0 | 0 | 0 | 0 | 0 | 0 | 0 | 0 | 0 | 0 | 0 | 0 | 0 | 0 | 0 | 0 | 0 | 0 | 0 | 0 | 0 | 0 | 0
CC_Fut_Proxy_08 | 0 | 0 | 0 | 0 | 0 | 0 | 0 | 0 | 0 | 0 | 0 | 0 | 0 | 0 | 0 | 0 | 0 | 0 | 0 | 0 | 0 | 0 | 0 | 0 | 0 | 0 | 0 | 0 | 0 | 0 | 0 | 0
CC_Fut_Proxy_09 | 0 | 0 | 0 | 0 | 0 | 0 | 0 | 0 | 0 | 0 | 0 | 0 | 0 | 0 | 0 | 0 | 0 | 0 | 0 | 0 | 0 | 0 | 0 | 0 | 0 | 0 | 0 | 0 | 0 | 0 | 0 | 0
CC_Fut_Proxy_10 | 0 | 0 | 0 | 0 | 0 | 0 | 0 | 0 | 0 | 0 | 0 | 0 | 0 | 0 | 0 | 0 | 0 | 0 | 0 | 0 | 0 | 0 | 0 | 0 | 0 | 0 | 0 | 0 | 0 | 0 | 0 | 0
Total Expansion CC (GWH) | 0 | 0 | 0 | 0 | 0 | 8642.74 | 8655.28 | 8540.19 | 8503.48 | 8492.41 | 8010.08 | 8058 | 8093.17 | 8030.52 | 7851.41 | 7852.17 | 7931.34 | 7982.62 | 7933.97 | 8051.17 | 8116.38 | 8153.22 | 8106.08 | 8476.62 | 8664.44 | 11070.74 | 17995.38 | 18010.16 | 18089.09 | 18095.17 | 0 | 0
Future Unit Proxy | 0 | 0 | 0 | 0 | 0 | 0 | 0 | 0 | 0 | 0 | 0 | 0 | 0 | 0 | 0 | 0 | 0 | 0 | 0 | 0 | 0 | 0 | 0 | 0 | 0 | 0 | 0 | 0 | 0 | 0 | 0 | 0
Detailed Unit Generation (GWH)
Big Bend 1
BB1_COAL_BLEND | 0 | 0 | 0 | 0 | 0 | 0 | 0 | 0 | 0 | 0 | 0 | 0 | 0 | 0 | 0 | 0 | 0 | 0 | 0 | 0 | 0 | 0 | 0 | 0 | 0 | 0 | 0 | 0 | 0 | 0 | 0 | 0
BB_COAL_STDLOW | 0 | 0 | 0 | 0 | 0 | 0 | 0 | 0 | 0 | 0 | 0 | 0 | 0 | 0 | 0 | 0 | 0 | 0 | 0 | 0 | 0 | 0 | 0 | 0 | 0 | 0 | 0 | 0 | 0 | 0 | 0 | 0
BB_COAL_PREMIUM | 0 | 0 | 0 | 0 | 0 | 0 | 0 | 0 | 0 | 0 | 0 | 0 | 0 | 0 | 0 | 0 | 0 | 0 | 0 | 0 | 0 | 0 | 0 | 0 | 0 | 0 | 0 | 0 | 0 | 0 | 0 | 0
BB_COAL_STDHIGH | 0 | 0 | 0 | 0 | 0 | 0 | 0 | 0 | 0 | 0 | 0 | 0 | 0 | 0 | 0 | 0 | 0 | 0 | 0 | 0 | 0 | 0 | 0 | 0 | 0 | 0 | 0 | 0 | 0 | 0 | 0 | 0
BB_COAL_LOWSULFUR | 0 | 0 | 0 | 0 | 0 | 0 | 0 | 0 | 0 | 0 | 0 | 0 | 0 | 0 | 0 | 0 | 0 | 0 | 0 | 0 | 0 | 0 | 0 | 0 | 0 | 0 | 0 | 0 | 0 | 0 | 0 | 0
BB_COAL_1 | 0 | 0 | 0 | 0 | 0 | 0 | 0 | 0 | 0 | 0 | 0 | 0 | 0 | 0 | 0 | 0 | 0 | 0 | 0 | 0 | 0 | 0 | 0 | 0 | 0 | 0 | 0 | 0 | 0 | 0 | 0 | 0
BB_COAL_2 | 0 | 0 | 0 | 0 | 0 | 0 | 0 | 0 | 0 | 0 | 0 | 0 | 0 | 0 | 0 | 0 | 0 | 0 | 0 | 0 | 0 | 0 | 0 | 0 | 0 | 0 | 0 | 0 | 0 | 0 | 0 | 0
BB_PETCOKE | 0 | 0 | 0 | 0 | 0 | 0 | 0 | 0 | 0 | 0 | 0 | 0 | 0 | 0 | 0 | 0 | 0 | 0 | 0 | 0 | 0 | 0 | 0 | 0 | 0 | 0 | 0 | 0 | 0 | 0 | 0 | 0
FIRM GAS_GS | 5.92 | 0.5 | 1.93 | 0 | 0 | 0 | 0 | 0 | 0 | 0 | 0 | 0 | 0 | 0 | 0 | 0 | 0 | 0 | 0 | 0 | 0 | 0 | 0 | 0 | 0 | 0 | 0 | 0 | 0 | 0 | 0 | 0
INTERRUPT GAS | 153.62 | 197.52 | 157.62 | 0 | 0 | 0 | 0 | 0 | 0 | 0 | 0 | 0 | 0 | 0 | 0 | 0 | 0 | 0 | 0 | 0 | 0 | 0 | 0 | 0 | 0 | 0 | 0 | 0 | 0 | 0 | 0 | 0
Big Bend 2
BB2_COAL_BLEND | 0 | 0 | 0 | 0 | 0 | 0 | 0 | 0 | 0 | 0 | 0 | 0 | 0 | 0 | 0 | 0 | 0 | 0 | 0 | 0 | 0 | 0 | 0 | 0 | 0 | 0 | 0 | 0 | 0 | 0 | 0 | 0
BB_COAL_STDLOW | 0 | 0 | 0 | 0 | 0 | 0 | 0 | 0 | 0 | 0 | 0 | 0 | 0 | 0 | 0 | 0 | 0 | 0 | 0 | 0 | 0 | 0 | 0 | 0 | 0 | 0 | 0 | 0 | 0 | 0 | 0 | 0
BB_COAL_PREMIUM | 0 | 0 | 0 | 0 | 0 | 0 | 0 | 0 | 0 | 0 | 0 | 0 | 0 | 0 | 0 | 0 | 0 | 0 | 0 | 0 | 0 | 0 | 0 | 0 | 0 | 0 | 0 | 0 | 0 | 0 | 0 | 0
BB_COAL_STDHIGH | 0 | 0 | 0 | 0 | 0 | 0 | 0 | 0 | 0 | 0 | 0 | 0 | 0 | 0 | 0 | 0 | 0 | 0 | 0 | 0 | 0 | 0 | 0 | 0 | 0 | 0 | 0 | 0 | 0 | 0 | 0 | 0
BB_COAL_LOWSULFUR | 0 | 0 | 0 | 0 | 0 | 0 | 0 | 0 | 0 | 0 | 0 | 0 | 0 | 0 | 0 | 0 | 0 | 0 | 0 | 0 | 0 | 0 | 0 | 0 | 0 | 0 | 0 | 0 | 0 | 0 | 0 | 0
BB_COAL_1 | 0 | 0 | 0 | 0 | 0 | 0 | 0 | 0 | 0 | 0 | 0 | 0 | 0 | 0 | 0 | 0 | 0 | 0 | 0 | 0 | 0 | 0 | 0 | 0 | 0 | 0 | 0 | 0 | 0 | 0 | 0 | 0
BB_COAL_2 | 0 | 0 | 0 | 0 | 0 | 0 | 0 | 0 | 0 | 0 | 0 | 0 | 0 | 0 | 0 | 0 | 0 | 0 | 0 | 0 | 0 | 0 | 0 | 0 | 0 | 0 | 0 | 0 | 0 | 0 | 0 | 0
BB_PETCOKE | 0 | 0 | 0 | 0 | 0 | 0 | 0 | 0 | 0 | 0 | 0 | 0 | 0 | 0 | 0 | 0 | 0 | 0 | 0 | 0 | 0 | 0 | 0 | 0 | 0 | 0 | 0 | 0 | 0 | 0 | 0 | 0
FIRM GAS_GS | 14.98 | 20.88 | 12.95 | 2.3 | 0 | 0 | 0 | 0 | 0 | 0 | 0 | 0 | 0 | 0 | 0 | 0 | 0 | 0 | 0 | 0 | 0 | 0 | 0 | 0 | 0 | 0 | 0 | 0 | 0 | 0 | 0 | 0
INTERRUPT GAS | 228.92 | 228.5 | 173.12 | 54.58 | 0 | 0 | 0 | 0 | 0 | 0 | 0 | 0 | 0 | 0 | 0 | 0 | 0 | 0 | 0 | 0 | 0 | 0 | 0 | 0 | 0 | 0 | 0 | 0 | 0 | 0 | 0 | 0
Big Bend 3
BB3_COAL_BLEND | 1122.88 | 629.62 | 614.82 | 434.33 | 443.94 | 361.11 | 782 | 704.94 | 959.91 | 1450.29 | 1870.8 | 1965.95 | 1561.18 | 2021.71 | 2139.45 | 2146.84 | 2111.52 | 1840.61 | 2161.24 | 2167.4 | 2060.27 | 2158.67 | 2120.07 | 733.53 | 0 | 0 | 0 | 0 | 0 | 0 | 0 | 0
BB_COAL_STDLOW | 0 | 0 | 0 | 0 | 0 | 0 | 0 | 0 | 0 | 0 | 0 | 0 | 0 | 0 | 0 | 0 | 0 | 0 | 0 | 0 | 0 | 0 | 0 | 0 | 0 | 0 | 0 | 0 | 0 | 0 | 0 | 0
BB_COAL_PREMIUM | 0 | 0 | 0 | 0 | 0 | 0 | 0 | 0 | 0 | 0 | 0 | 0 | 0 | 0 | 0 | 0 | 0 | 0 | 0 | 0 | 0 | 0 | 0 | 0 | 0 | 0 | 0 | 0 | 0 | 0 | 0 | 0
BB_COAL_STDHIGH | 0 | 0 | 0 | 0 | 0 | 0 | 0 | 0 | 0 | 0 | 0 | 0 | 0 | 0 | 0 | 0 | 0 | 0 | 0 | 0 | 0 | 0 | 0 | 0 | 0 | 0 | 0 | 0 | 0 | 0 | 0 | 0
BB_COAL_LOWSULFUR | 0 | 0 | 0 | 0 | 0 | 0 | 0 | 0 | 0 | 0 | 0 | 0 | 0 | 0 | 0 | 0 | 0 | 0 | 0 | 0 | 0 | 0 | 0 | 0 | 0 | 0 | 0 | 0 | 0 | 0 | 0 | 0
BB_COAL_1 | 0 | 0 | 0 | 0 | 0 | 0 | 0 | 0 | 0 | 0 | 0 | 0 | 0 | 0 | 0 | 0 | 0 | 0 | 0 | 0 | 0 | 0 | 0 | 0 | 0 | 0 | 0 | 0 | 0 | 0 | 0 | 0
BB_COAL_2 | 0 | 0 | 0 | 0 | 0 | 0 | 0 | 0 | 0 | 0 | 0 | 0 | 0 | 0 | 0 | 0 | 0 | 0 | 0 | 0 | 0 | 0 | 0 | 0 | 0 | 0 | 0 | 0 | 0 | 0 | 0 | 0
BB_PETCOKE | 0 | 0 | 0 | 0 | 0 | 0 | 0 | 0 | 0 | 0 | 0 | 0 | 0 | 0 | 0 | 0 | 0 | 0 | 0 | 0 | 0 | 0 | 0 | 0 | 0 | 0 | 0 | 0 | 0 | 0 | 0 | 0
FIRM GAS_GS | 9.39 | 6.02 | 4.62 | 1.17 | 2.58 | 8.55 | 17.94 | 19.75 | 24.4 | 34.34 | 47.6 | 52.81 | 43.04 | 50.36 | 51.98 | 44.35 | 48.86 | 44.82 | 46.7 | 44.41 | 46.18 | 32.6 | 46.73 | 21.74 | 0 | 0 | 0 | 0 | 0 | 0 | 0 | 0
INTERRUPT GAS | 49.71 | 27.12 | 27.74 | 21.69 | 20.78 | 10.45 | 23.22 | 17.35 | 26.12 | 42 | 50.86 | 50.66 | 39.13 | 56.04 | 60.62 | 68.64 | 62.27 | 52.06 | 67.05 | 69.66 | 62.26 | 81.02 | 64.85 | 16.86 | 0 | 0 | 0 | 0 | 0 | 0 | 0 | 0
Big Bend 4
BB4_COAL_BLEND | 2242.48 | 1702.31 | 1980.73 | 1803.51 | 2213.39 | 709.69 | 748.67 | 1440.1 | 1689.79 | 1722.4 | 2190.63 | 1677.54 | 1975.91 | 1876.04 | 2134.49 | 2152.43 | 1823.84 | 2037.46 | 2230.05 | 2207.21 | 2176.08 | 1750.46 | 2163.58 | 2163.56 | 2176.15 | 1995.61 | 1749.85 | 2001.46 | 1917.07 | 1938.29 | 0 | 0
BB_COAL_STDLOW | 0 | 0 | 0 | 0 | 0 | 0 | 0 | 0 | 0 | 0 | 0 | 0 | 0 | 0 | 0 | 0 | 0 | 0 | 0 | 0 | 0 | 0 | 0 | 0 | 0 | 0 | 0 | 0 | 0 | 0 | 0 | 0
BB_COAL_PREMIUM | 0 | 0 | 0 | 0 | 0 | 0 | 0 | 0 | 0 | 0 | 0 | 0 | 0 | 0 | 0 | 0 | 0 | 0 | 0 | 0 | 0 | 0 | 0 | 0 | 0 | 0 | 0 | 0 | 0 | 0 | 0 | 0
BB_COAL_STDHIGH | 0 | 0 | 0 | 0 | 0 | 0 | 0 | 0 | 0 | 0 | 0 | 0 | 0 | 0 | 0 | 0 | 0 | 0 | 0 | 0 | 0 | 0 | 0 | 0 | 0 | 0 | 0 | 0 | 0 | 0 | 0 | 0
BB_COAL_LOWSULFUR | 0 | 0 | 0 | 0 | 0 | 0 | 0 | 0 | 0 | 0 | 0 | 0 | 0 | 0 | 0 | 0 | 0 | 0 | 0 | 0 | 0 | 0 | 0 | 0 | 0 | 0 | 0 | 0 | 0 | 0 | 0 | 0
BB_COAL_1 | 0 | 0 | 0 | 0 | 0 | 0 | 0 | 0 | 0 | 0 | 0 | 0 | 0 | 0 | 0 | 0 | 0 | 0 | 0 | 0 | 0 | 0 | 0 | 0 | 0 | 0 | 0 | 0 | 0 | 0 | 0 | 0
BB_COAL_2 | 0 | 0 | 0 | 0 | 0 | 0 | 0 | 0 | 0 | 0 | 0 | 0 | 0 | 0 | 0 | 0 | 0 | 0 | 0 | 0 | 0 | 0 | 0 | 0 | 0 | 0 | 0 | 0 | 0 | 0 | 0 | 0
BB_PETCOKE | 0 | 0 | 0 | 0 | 0 | 0 | 0 | 0 | 0 | 0 | 0 | 0 | 0 | 0 | 0 | 0 | 0 | 0 | 0 | 0 | 0 | 0 | 0 | 0 | 0 | 0 | 0 | 0 | 0 | 0 | 0 | 0
FIRM GAS_GS | 10.72 | 9.84 | 9.59 | 6.41 | 8.91 | 14.99 | 16.19 | 31.07 | 36.98 | 37.14 | 50.13 | 46.63 | 42.61 | 41.28 | 46.53 | 37.28 | 42.16 | 42.67 | 45.61 | 42.96 | 46.93 | 24.6 | 44.02 | 40.27 | 39.61 | 53.61 | 92.1 | 105.34 | 100.9 | 102.02 | 0 | 0
INTERRUPT GAS | 107.31 | 79.75 | 94.66 | 88.51 | 107.58 | 22.36 | 23.21 | 44.73 | 51.95 | 53.52 | 65.17 | 41.66 | 61.38 | 57.46 | 65.81 | 76 | 53.84 | 64.56 | 71.76 | 73.21 | 67.6 | 67.53 | 69.85 | 73.6 | 74.93 | 51.42 | 0 | 0 | 0 | 0 | 0 | 0
BigBend CT4
FIRM GAS_GS | 0.02 | 0 | 0 | 0 | 0 | 0.35 | 0 | 0.04 | 0.58 | 0.13 | 0.81 | 2.17 | 1.39 | 2.17 | 1.29 | 4.24 | 3.68 | 6.16 | 2.99 | 3.64 | 6.48 | 6.37 | 6.63 | 8.98 | 11.25 | 25.28 | 63.17 | 48.39 | 50.17 | 50.88 | 0 | 0
INTERRUPT GAS | 26.14 | 20.72 | 13.59 | 3.36 | 4.12 | 8.4 | 8.42 | 8.3 | 4.47 | 8.21 | 4.34 | 10.1 | 9.28 | 12.85 | 10.05 | 11.99 | 17.24 | 18.7 | 17.2 | 23.08 | 28.75 | 29.99 | 22.05 | 48.2 | 51.24 | 37.45 | 0.71 | 0.74 | 0.72 | 0.44 | 0 | 0
BigBend CT4o
BB_#2OIL | 0 | 0 | 0 | 0 | 0 | 0 | 0 | 0 | 0 | 0 | 0 | 0 | 0 | 0 | 0 | 0 | 0 | 0 | 0 | 0 | 0 | 0 | 0 | 0 | 0 | 0 | 0 | 0 | 0 | 0 | 0 | 0
Bayside 1
FIRM GAS_GS | 2053.95 | 2251.92 | 2253.2 | 2262.89 | 1999.27 | 1547.96 | 1358.3 | 1466.41 | 1337.86 | 1294.41 | 1505.15 | 1302.99 | 1416 | 1359.27 | 1278.81 | 1497.33 | 1403.99 | 1477.67 | 1417.7 | 1277.04 | 1510.18 | 1550.95 | 1392.24 | 1466.33 | 1567.69 | 371.24 | 0 | 0 | 0 | 0 | 0 | 0
FIRM GAS_FGT | 1722.6 | 1891.13 | 1937.81 | 1896.78 | 1656.51 | 516.23 | 505.09 | 560.74 | 435.33 | 456.19 | 516.57 | 495.6 | 555.19 | 530.83 | 503.11 | 612.53 | 629.98 | 649.34 | 650.02 | 660.76 | 768.38 | 867.41 | 717.44 | 794.32 | 836.86 | 166.11 | 0 | 0 | 0 | 0 | 0 | 0
INTERRUPT GAS | 0.48 | 4.05 | 0.12 | 1.34 | 0.1 | 3.67 | 9.27 | 5.84 | 0.64 | 1.23 | 8.15 | 5.67 | 15.16 | 6.65 | 8.75 | 12.79 | 12.97 | 25.61 | 37.83 | 61.71 | 77.79 | 97.25 | 49.08 | 170.28 | 184.96 | 13.08 | 0 | 0 | 0 | 0 | 0 | 0
Bayside 2
FIRM GAS_GS | 462.12 | 277.74 | 295.35 | 322.39 | 549.23 | 344.44 | 479.54 | 464.46 | 404.93 | 586.24 | 299.44 | 449.54 | 458.36 | 427.75 | 549.93 | 425.67 | 482.52 | 487.95 | 542.79 | 695.8 | 383.24 | 617.23 | 581.25 | 583.14 | 507.41 | 1432.13 | 0 | 0 | 0 | 0 | 0 | 0
FIRM GAS_FGT | 2778.26 | 2852.95 | 3115.87 | 3519.22 | 3267.14 | 907.27 | 770.6 | 927.45 | 762.72 | 851.37 | 810.53 | 904.74 | 1002.29 | 999.75 | 1006.4 | 1162.41 | 1180.82 | 1087.11 | 1171.95 | 1291.81 | 1144.54 | 1325.92 | 1157.42 | 1095.31 | 1201.31 | 1249.64 | 0 | 0 | 0 | 0 | 0 | 0
INTERRUPT GAS | 48.8 | 97.78 | 26.06 | 19.35 | 11.06 | 8.28 | 26.62 | 8.85 | 2.19 | 9.56 | 4.24 | 22.03 | 70.35 | 39.66 | 24.82 | 41.05 | 69.63 | 103.84 | 111.73 | 220.29 | 174.9 | 223.43 | 208.68 | 376.74 | 413.11 | 101.81 | 0 | 0 | 0 | 0 | 0 | 0
Bayside 3
FIRM GAS_GS | 1.05 | 0.02 | 0.75 | 0.28 | 0.93 | 11.52 | 8.28 | 7.31 | 7.26 | 9 | 3.89 | 9.65 | 7.08 | 14.82 | 9.57 | 15.53 | 14.37 | 9.92 | 10.4 | 12.7 | 16.22 | 9.89 | 13.55 | 12.32 | 17.8 | 14.54 | 16.03 | 13.31 | 13.09 | 10.5 | 0 | 0
FIRM GAS_FGT | 25.53 | 21.01 | 15.96 | 4.72 | 5.47 | 2.25 | 4.03 | 3.53 | 1.56 | 2.44 | 1.55 | 2.33 | 2.33 | 1.76 | 1.9 | 2.82 | 2.57 | 2.44 | 1.98 | 1.63 | 1.24 | 3.73 | 2.51 | 2.08 | 1.44 | 1.78 | 0 | 0 | 0 | 0 | 0 | 0
INTERRUPT GAS | 3.53 | 4.45 | 1.12 | 0.7 | 2.04 | 0.33 | 1.91 | 2.44 | 0.42 | 0.62 | 0.64 | 2.31 | 3.68 | 2.44 | 2.48 | 2.25 | 6.4 | 10.61 | 9.32 | 11.96 | 11.95 | 19.9 | 16.92 | 21.68 | 21.32 | 1.87 | 0 | 0 | 0 | 0 | 0 | 0
Bayside 4
FIRM GAS_GS | 0.58 | 0 | 0.49 | 0.2 | 0.44 | 3.87 | 3.57 | 2.76 | 1.86 | 3.4 | 1.55 | 4.5 | 3 | 6.71 | 2.61 | 5.49 | 5.63 | 3.14 | 3.29 | 3.07 | 4.49 | 2.99 | 3.81 | 4.92 | 7.66 | 5.12 | 7.2 | 6.04 | 5.85 | 4.26 | 0 | 0
FIRM GAS_FGT | 19.37 | 18.53 | 13.09 | 3.19 | 3.81 | 5.84 | 6.15 | 5.01 | 2.77 | 2.81 | 0.97 | 1.1 | 0.87 | 1.28 | 1.17 | 1.32 | 1.12 | 1.09 | 0.98 | 1.1 | 0.54 | 1.57 | 1.14 | 1.06 | 1.03 | 0.71 | 0 | 0 | 0 | 0 | 0 | 0
INTERRUPT GAS | 3.31 | 3.78 | 1.15 | 1.01 | 1.03 | 0.42 | 1.33 | 2.25 | 1.47 | 2.96 | 1.14 | 4.59 | 4.38 | 5.79 | 4.5 | 5.66 | 8.02 | 9.3 | 7.69 | 8.88 | 11.41 | 14.37 | 12.61 | 14.1 | 15.72 | 3.82 | 0 | 0 | 0 | 0 | 0 | 0
Bayside 5
FIRM GAS_GS | 1.63 | 0.23 | 1 | 0.33 | 1.13 | 15.06 | 10.42 | 9.15 | 9.92 | 11.18 | 6.14 | 14.53 | 10.82 | 18.3 | 14.81 | 22.96 | 20.57 | 19.21 | 17.74 | 22.17 | 30.42 | 16.51 | 25.03 | 23.18 | 30.49 | 31.72 | 39.09 | 34.43 | 34.28 | 29.8 | 0 | 0
FIRM GAS_FGT | 38.98 | 27.46 | 23.3 | 11.38 | 11.49 | 4.22 | 7.75 | 7.5 | 2.97 | 5.12 | 3.89 | 5.24 | 5.36 | 4.77 | 5.35 | 7.69 | 6.35 | 6.37 | 7.56 | 7.03 | 5.02 | 10.8 | 8.31 | 6.71 | 5.6 | 6.81 | 0 | 0 | 0 | 0 | 0 | 0
INTERRUPT GAS | 4.83 | 7.01 | 1.79 | 0.79 | 1.71 | 0.24 | 2.05 | 1.68 | 0.69 | 0.81 | 1.12 | 3.56 | 6.71 | 3.3 | 4.04 | 3.11 | 8.9 | 16.88 | 15.18 | 20.6 | 21.11 | 33.64 | 25.4 | 40.83 | 37.93 | 6.04 | 0 | 0 | 0 | 0 | 0 | 0
Bayside 6
FIRM GAS_GS | 1.38 | 0.11 | 0.84 | 0.32 | 1.01 | 13.27 | 9.52 | 8.41 | 8.77 | 9.98 | 4.98 | 13.03 | 9.17 | 16.8 | 12.68 | 19.84 | 18.26 | 15.68 | 14.66 | 17.82 | 26.26 | 13.74 | 20.7 | 18.22 | 25.27 | 24.81 | 25.52 | 23.66 | 22.67 | 19.53 | 0 | 0
FIRM GAS_FGT | 32.28 | 25.03 | 20.08 | 8.21 | 8.29 | 3.31 | 5.54 | 4.36 | 2.13 | 3.66 | 2.24 | 3.45 | 3.55 | 3.38 | 3.23 | 5.36 | 4.62 | 4.14 | 4.51 | 4.08 | 2.78 | 7.47 | 4.74 | 3.83 | 2.84 | 3.55 | 0 | 0 | 0 | 0 | 0 | 0
INTERRUPT GAS | 4.2 | 6.95 | 1.41 | 0.67 | 2.22 | 0.36 | 2.39 | 1.86 | 0.55 | 0.85 | 1.16 | 3.03 | 5.5 | 3.03 | 3.38 | 2.83 | 7.28 | 14.2 | 12.72 | 16.68 | 17.29 | 28.83 | 21.94 | 32.47 | 29.84 | 3.25 | 0 | 0 | 0 | 0 | 0 | 0
Polk 1
POLK _COALLOW | 264.78 | 312.64 | 313.72 | 286.63 | 312.67 | 306.18 | 286.76 | 312.68 | 312.64 | 285.67 | 286.61 | 308.5 | 308.5 | 292.09 | 309.41 | 308.5 | 292.09 | 308.49 | 204.44 | 0 | 0 | 0 | 0 | 0 | 0 | 0 | 0 | 0 | 0 | 0 | 0 | 0
POLK _COAL_1 | 0 | 0 | 0 | 0 | 0 | 0 | 0 | 0 | 0 | 0 | 0 | 0 | 0 | 0 | 0 | 0 | 0 | 0 | 0 | 0 | 0 | 0 | 0 | 0 | 0 | 0 | 0 | 0 | 0 | 0 | 0 | 0
POLK _COAL_2 | 0 | 0 | 0 | 0 | 0 | 0 | 0 | 0 | 0 | 0 | 0 | 0 | 0 | 0 | 0 | 0 | 0 | 0 | 0 | 0 | 0 | 0 | 0 | 0 | 0 | 0 | 0 | 0 | 0 | 0 | 0 | 0
POLK PETCOKE | 1033.15 | 1219.92 | 1224.14 | 1118.41 | 1220.03 | 1194.69 | 1118.94 | 1220.05 | 1219.91 | 1114.68 | 1118.34 | 1203.75 | 1203.75 | 1139.71 | 1207.3 | 1203.74 | 1139.72 | 1203.7 | 797.74 | 0 | 0 | 0 | 0 | 0 | 0 | 0 | 0 | 0 | 0 | 0 | 0 | 0
PROPANE | 0 | 0 | 0 | 0 | 0 | 0 | 0 | 0 | 0 | 0 | 0 | 0 | 0 | 0 | 0 | 0 | 0 | 0 | 0 | 0 | 0 | 0 | 0 | 0 | 0 | 0 | 0 | 0 | 0 | 0 | 0 | 0
POLK #2OIL | 0 | 0 | 0 | 0 | 0 | 0 | 0 | 0 | 0 | 0 | 0 | 0 | 0 | 0 | 0 | 0 | 0 | 0 | 0 | 0 | 0 | 0 | 0 | 0 | 0 | 0 | 0 | 0 | 0 | 0 | 0 | 0
POLK 1 FIRM Gas_FGT (Start Up) | 0 | 0 | 0 | 0 | 0 | 0 | 0 | 0 | 0 | 0 | 0 | 0 | 0 | 0 | 0 | 0 | 0 | 0 | 0 | 0 | 0 | 0 | 0 | 0 | 0 | 0 | 0 | 0 | 0 | 0 | 0 | 0
POLK 1 INTERRUPT Gas (Start Up) | 0 | 0 | 0 | 0 | 0 | 0 | 0 | 0 | 0 | 0 | 0 | 0 | 0 | 0 | 0 | 0 | 0 | 0 | 0 | 0 | 0 | 0 | 0 | 0 | 0 | 0 | 0 | 0 | 0 | 0 | 0 | 0
Polk 1g
POLK 1g FIRM Gas_FGT | 67.79 | 46.54 | 60.77 | 56.13 | 74.63 | 30.97 | 34.04 | 47.57 | 12.62 | 54.96 | 20.2 | 35.66 | 35.39 | 49.35 | 41.07 | 77.86 | 29.94 | 36.62 | 38.77 | 0 | 0 | 0 | 0 | 0 | 0 | 0 | 0 | 0 | 0 | 0 | 0 | 0
POLK 1g INTERRUPT Gas | 2.62 | 13.6 | 5.99 | 3.87 | 2.03 | 2.71 | 5.31 | 2.37 | 1.55 | 3.14 | 0.57 | 4.07 | 9.77 | 7.44 | 8.98 | 12.66 | 11.5 | 7.79 | 8.82 | 0 | 0 | 0 | 0 | 0 | 0 | 0 | 0 | 0 | 0 | 0 | 0 | 0
Polk 2
FIRM GAS_FGT | 44.38 | 9.8 | 3.22 | 2.78 | 5.23 | 1.48 | 0.64 | 4.98 | 1.32 | 10.84 | 3.44 | 0.41 | 2.04 | 3.54 | 5.32 | 17.92 | 3.75 | 4.43 | 3.59 | 5.02 | 2.47 | 27.7 | 3.48 | 5.4 | 3.36 | 0.35 | 1.39 | 38.21 | 4.65 | 1.18 | 0 | 0
INTERRUPT GAS | 0 | 0 | 0 | 0 | 0.14 | 0 | 0 | 0 | 0 | 0 | 0 | 0 | 0 | 0 | 0.03 | 0.02 | 0.59 | 0.16 | 0.57 | 1.22 | 2.76 | 0.69 | 0.94 | 4.85 | 4.02 | 1.75 | 1.13 | 4.15 | 0.18 | 1.7 | 0 | 0
Polk 2o
POLK #2OIL | 0 | 0 | 0 | 0 | 0 | 0 | 0 | 0 | 0 | 0 | 0 | 0 | 0 | 0 | 0 | 0 | 0 | 0 | 0 | 0 | 0 | 0 | 0 | 0 | 0 | 0 | 0 | 0 | 0 | 0 | 0 | 0
Polk 3
FIRM GAS_FGT | 30.52 | 9.98 | 7.45 | 1.86 | 5.03 | 0.59 | 0.26 | 12.5 | 0.54 | 7.92 | 2.77 | 0.15 | 1.5 | 3.04 | 2.51 | 11.11 | 1.21 | 3.4 | 2.23 | 4.55 | 1.94 | 25.33 | 1.5 | 5.01 | 2.35 | 0.34 | 1.17 | 28.16 | 3.04 | 0 | 0 | 0
INTERRUPT GAS | 0.13 | 0.47 | 0 | 0 | 0.21 | 0 | 0 | 0.24 | 0 | 0 | 0 | 0 | 0 | 0.05 | 0.15 | 0 | 1.26 | 0.15 | 1.93 | 1.35 | 3.14 | 2.04 | 1.34 | 4.84 | 2.27 | 2.94 | 0.75 | 3.38 | 0.71 | 1.35 | 0 | 0
Polk 3o
POLK #2OIL | 0 | 0 | 0 | 0 | 0 | 0 | 0 | 0 | 0 | 0 | 0 | 0 | 0 | 0 | 0 | 0 | 0 | 0 | 0 | 0 | 0 | 0 | 0 | 0 | 0 | 0 | 0 | 0 | 0 | 0 | 0 | 0
Polk 4
FIRM GAS_FGT | 17.47 | 7.05 | 5.28 | 1.04 | 3.06 | 1.2 | 0.26 | 9.92 | 0 | 4.26 | 0.51 | 0.15 | 0.7 | 1.58 | 1.32 | 8 | 0.74 | 2.27 | 0.73 | 1.75 | 1.35 | 19.49 | 1.15 | 2.68 | 0.57 | 0 | 0.79 | 20.05 | 1.91 | 0 | 0 | 0
INTERRUPT GAS | 0 | 0.29 | 0 | 0 | 0.73 | 0 | 0 | 0 | 0 | 0 | 0 | 0 | 0 | 0.3 | 0.18 | 0 | 0.15 | 0.73 | 1.77 | 1.38 | 2.98 | 2.34 | 1.69 | 5.03 | 2.49 | 2.7 | 0.04 | 4.09 | 0 | 0.6 | 0 | 0
Polk 5
FIRM GAS_FGT | 11.16 | 6.09 | 3.22 | 0.86 | 0.69 | 0.98 | 0 | 6.98 | 0 | 2.27 | 1.26 | 0 | 1.13 | 1.13 | 1.06 | 1.89 | 0.03 | 0.66 | 0.22 | 0.98 | 0.9 | 11.63 | 0.32 | 2.61 | 0.01 | 0 | 0.16 | 13.29 | 1.22 | 1.08 | 0 | 0
INTERRUPT GAS | 0.03 | 0.08 | 0 | 0 | 1.46 | 0.1 | 0 | 0.48 | 0 | 0 | 0 | 0 | 0 | 0.52 | 0.44 | 0 | 0.42 | 0.93 | 0.98 | 0.9 | 2.25 | 3 | 1.62 | 3.75 | 2.3 | 2.1 | 0.54 | 3.6 | 0 | 0 | 0 | 0
Polk 2 CC
FIRM GAS_FGT | 6601.33 | 6992.09 | 6574.27 | 7060.31 | 7075.13 | 4827.34 | 4859.78 | 4213.68 | 4438.35 | 3966.53 | 4025.08 | 4344.54 | 4372.96 | 4444.17 | 4475.21 | 4132.42 | 4755.9 | 4743.87 | 4981.82 | 5339.37 | 5419.94 | 4989.1 | 5373.62 | 5674.21 | 5828.68 | 5416.47 | 2486.35 | 2249.69 | 2439.63 | 2385.59 | 0 | 0
INTERRUPT GAS | 0 | 0.03 | 0 | 0 | 0 | 19.73 | 21.26 | 12.67 | 12.9 | 19.74 | 15.24 | 39.4 | 66.52 | 65.75 | 52.39 | 76.54 | 85.71 | 126.48 | 133 | 196.44 | 198.24 | 222.13 | 203.84 | 319.05 | 353.17 | 258.52 | 335.73 | 291.02 | 271.3 | 310.89 | 0 | 0
Polk 2 CC DF
FIRM GAS_FGT | 124.28 | 84.45 | 75.2 | 58.1 | 72.44 | 54.16 | 58.59 | 46.14 | 45.76 | 42.14 | 36.86 | 68.04 | 61.61 | 71.29 | 67.24 | 80.54 | 91.42 | 116.15 | 114.77 | 139.73 | 157.58 | 157.37 | 156.3 | 179.69 | 179.93 | 190.18 | 103.1 | 89.49 | 97.82 | 92.31 | 0 | 0
INTERRUPT GAS | 11.29 | 21.43 | 5.31 | 3.47 | 1.6 | 3.11 | 4.47 | 3.09 | 1.42 | 4.63 | 2.55 | 7.35 | 15.14 | 13.56 | 10.22 | 13.53 | 14.43 | 21.96 | 24.95 | 36.64 | 35.42 | 42.4 | 38.96 | 71.24 | 80.18 | 32.3 | 69.52 | 50.6 | 50.84 | 50.8 | 0 | 0
FutAeroCT 1
FIRM GAS_GS | 0 | 0 | 0 | 0 | 0 | 0 | 0 | 0 | 0 | 0 | 0 | 0 | 0 | 0 | 0 | 0 | 0 | 0 | 0 | 0 | 0 | 0 | 0 | 0 | 0 | 0 | 0 | 0 | 0 | 0 | 0 | 0
FIRM GAS_FGT | 0 | 0 | 0 | 0 | 0 | 0 | 0 | 0 | 0 | 0 | 0 | 0 | 0 | 0 | 0 | 0 | 0 | 0 | 0 | 0 | 0 | 0 | 0 | 0 | 0 | 0 | 15.32 | 16.72 | 14.46 | 14.15 | 0 | 0
INTERRUPT GAS | 0 | 0 | 0 | 0 | 0 | 0 | 0 | 0 | 0 | 0 | 0 | 0 | 0 | 0 | 0 | 0 | 0 | 0 | 0 | 0 | 0 | 0 | 0 | 0 | 0 | 0 | 10.24 | 6.6 | 7.76 | 6.58 | 0 | 0
FutAeroCT 2
FIRM GAS_GS | 0 | 0 | 0 | 0 | 0 | 0 | 0 | 0 | 0 | 0 | 0 | 0 | 0 | 0 | 0 | 0 | 0 | 0 | 0 | 0 | 0 | 0 | 0 | 0 | 0 | 0 | 0 | 0 | 0 | 0 | 0 | 0
FIRM GAS_FGT | 0 | 0 | 0 | 0 | 0 | 0 | 0 | 0 | 0 | 0 | 0 | 0 | 0 | 0 | 0 | 0 | 0 | 0 | 0 | 0 | 0 | 0 | 0 | 0 | 0 | 0 | 0 | 0 | 0 | 0 | 0 | 0
INTERRUPT GAS | 0 | 0 | 0 | 0 | 0 | 0 | 0 | 0 | 0 | 0 | 0 | 0 | 0 | 0 | 0 | 0 | 0 | 0 | 0 | 0 | 0 | 0 | 0 | 0 | 0 | 0 | 0 | 0 | 0 | 0 | 0 | 0
FutAeroCT 3
FIRM GAS_GS | 0 | 0 | 0 | 0 | 0 | 0 | 0 | 0 | 0 | 0 | 0 | 0 | 0 | 0 | 0 | 0 | 0 | 0 | 0 | 0 | 0 | 0 | 0 | 0 | 0 | 0 | 0 | 0 | 0 | 0 | 0 | 0
FIRM GAS_FGT | 0 | 0 | 0 | 0 | 0 | 0 | 0 | 0 | 0 | 0 | 0 | 0 | 0 | 0 | 0 | 0 | 0 | 0 | 0 | 0 | 0 | 0 | 0 | 0 | 0 | 0 | 0 | 0 | 0 | 0 | 0 | 0
INTERRUPT GAS | 0 | 0 | 0 | 0 | 0 | 0 | 0 | 0 | 0 | 0 | 0 | 0 | 0 | 0 | 0 | 0 | 0 | 0 | 0 | 0 | 0 | 0 | 0 | 0 | 0 | 0 | 0 | 0 | 0 | 0 | 0 | 0
FutAeroCT 4
FIRM GAS_GS | 0 | 0 | 0 | 0 | 0 | 0 | 0 | 0 | 0 | 0 | 0 | 0 | 0 | 0 | 0 | 0 | 0 | 0 | 0 | 0 | 0 | 0 | 0 | 0 | 0 | 0 | 0 | 0 | 0 | 0 | 0 | 0
FIRM GAS_FGT | 0 | 0 | 0 | 0 | 0 | 0 | 0 | 0 | 0 | 0 | 0 | 0 | 0 | 0 | 0 | 0 | 0 | 0 | 0 | 0 | 0 | 0 | 0 | 0 | 0 | 0 | 0 | 0 | 0 | 0 | 0 | 0
INTERRUPT GAS | 0 | 0 | 0 | 0 | 0 | 0 | 0 | 0 | 0 | 0 | 0 | 0 | 0 | 0 | 0 | 0 | 0 | 0 | 0 | 0 | 0 | 0 | 0 | 0 | 0 | 0 | 0 | 0 | 0 | 0 | 0 | 0
FutAeroCT 5
FIRM GAS_GS | 0 | 0 | 0 | 0 | 0 | 0 | 0 | 0 | 0 | 0 | 0 | 0 | 0 | 0 | 0 | 0 | 0 | 0 | 0 | 0 | 0 | 0 | 0 | 0 | 0 | 0 | 0 | 0 | 0 | 0 | 0 | 0
FIRM GAS_FGT | 0 | 0 | 0 | 0 | 0 | 0 | 0 | 0 | 0 | 0 | 0 | 0 | 0 | 0 | 0 | 0 | 0 | 0 | 0 | 0 | 0 | 0 | 0 | 0 | 0 | 0 | 0 | 0 | 0 | 0 | 0 | 0
INTERRUPT GAS | 0 | 0 | 0 | 0 | 0 | 0 | 0 | 0 | 0 | 0 | 0 | 0 | 0 | 0 | 0 | 0 | 0 | 0 | 0 | 0 | 0 | 0 | 0 | 0 | 0 | 0 | 0 | 0 | 0 | 0 | 0 | 0
FutAeroCT 6
FIRM GAS_GS | 0 | 0 | 0 | 0 | 0 | 0 | 0 | 0 | 0 | 0 | 0 | 0 | 0 | 0 | 0 | 0 | 0 | 0 | 0 | 0 | 0 | 0 | 0 | 0 | 0 | 0 | 0 | 0 | 0 | 0 | 0 | 0
FIRM GAS_FGT | 0 | 0 | 0 | 0 | 0 | 0 | 0 | 0 | 0 | 0 | 0 | 0 | 0 | 0 | 0 | 0 | 0 | 0 | 0 | 0 | 0 | 0 | 0 | 0 | 0 | 0 | 0 | 0 | 0 | 0 | 0 | 0
INTERRUPT GAS | 0 | 0 | 0 | 0 | 0 | 0 | 0 | 0 | 0 | 0 | 0 | 0 | 0 | 0 | 0 | 0 | 0 | 0 | 0 | 0 | 0 | 0 | 0 | 0 | 0 | 0 | 0 | 0 | 0 | 0 | 0 | 0
FutAeroCT 7
FIRM GAS_GS | 0 | 0 | 0 | 0 | 0 | 0 | 0 | 0 | 0 | 0 | 0 | 0 | 0 | 0 | 0 | 0 | 0 | 0 | 0 | 0 | 0 | 0 | 0 | 0 | 0 | 0 | 0 | 0 | 0 | 0 | 0 | 0
FIRM GAS_FGT | 0 | 0 | 0 | 0 | 0 | 0 | 0 | 0 | 0 | 0 | 0 | 0 | 0 | 0 | 0 | 0 | 0 | 0 | 0 | 0 | 0 | 0 | 0 | 0 | 0 | 0 | 0 | 0 | 0 | 0 | 0 | 0
INTERRUPT GAS | 0 | 0 | 0 | 0 | 0 | 0 | 0 | 0 | 0 | 0 | 0 | 0 | 0 | 0 | 0 | 0 | 0 | 0 | 0 | 0 | 0 | 0 | 0 | 0 | 0 | 0 | 0 | 0 | 0 | 0 | 0 | 0
FutAeroCT 8
FIRM GAS_GS | 0 | 0 | 0 | 0 | 0 | 0 | 0 | 0 | 0 | 0 | 0 | 0 | 0 | 0 | 0 | 0 | 0 | 0 | 0 | 0 | 0 | 0 | 0 | 0 | 0 | 0 | 0 | 0 | 0 | 0 | 0 | 0
FIRM GAS_FGT | 0 | 0 | 0 | 0 | 0 | 0 | 0 | 0 | 0 | 0 | 0 | 0 | 0 | 0 | 0 | 0 | 0 | 0 | 0 | 0 | 0 | 0 | 0 | 0 | 0 | 0 | 0 | 0 | 0 | 0 | 0 | 0
INTERRUPT GAS | 0 | 0 | 0 | 0 | 0 | 0 | 0 | 0 | 0 | 0 | 0 | 0 | 0 | 0 | 0 | 0 | 0 | 0 | 0 | 0 | 0 | 0 | 0 | 0 | 0 | 0 | 0 | 0 | 0 | 0 | 0 | 0
FutAeroCT 9
FIRM GAS_GS | 0 | 0 | 0 | 0 | 0 | 0 | 0 | 0 | 0 | 0 | 0 | 0 | 0 | 0 | 0 | 0 | 0 | 0 | 0 | 0 | 0 | 0 | 0 | 0 | 0 | 0 | 0 | 0 | 0 | 0 | 0 | 0
FIRM GAS_FGT | 0 | 0 | 0 | 0 | 0 | 0 | 0 | 0 | 0 | 0 | 0 | 0 | 0 | 0 | 0 | 0 | 0 | 0 | 0 | 0 | 0 | 0 | 0 | 0 | 0 | 0 | 0 | 0 | 0 | 0 | 0 | 0
INTERRUPT GAS | 0 | 0 | 0 | 0 | 0 | 0 | 0 | 0 | 0 | 0 | 0 | 0 | 0 | 0 | 0 | 0 | 0 | 0 | 0 | 0 | 0 | 0 | 0 | 0 | 0 | 0 | 0 | 0 | 0 | 0 | 0 | 0
FutAeroCT 10
FIRM GAS_GS | 0 | 0 | 0 | 0 | 0 | 0 | 0 | 0 | 0 | 0 | 0 | 0 | 0 | 0 | 0 | 0 | 0 | 0 | 0 | 0 | 0 | 0 | 0 | 0 | 0 | 0 | 0 | 0 | 0 | 0 | 0 | 0
FIRM GAS_FGT | 0 | 0 | 0 | 0 | 0 | 0 | 0 | 0 | 0 | 0 | 0 | 0 | 0 | 0 | 0 | 0 | 0 | 0 | 0 | 0 | 0 | 0 | 0 | 0 | 0 | 0 | 0 | 0 | 0 | 0 | 0 | 0
INTERRUPT GAS | 0 | 0 | 0 | 0 | 0 | 0 | 0 | 0 | 0 | 0 | 0 | 0 | 0 | 0 | 0 | 0 | 0 | 0 | 0 | 0 | 0 | 0 | 0 | 0 | 0 | 0 | 0 | 0 | 0 | 0 | 0 | 0
GE 7FA CT1
FIRM GAS_GS | 0 | 0 | 0 | 0 | 0 | 0 | 0 | 0 | 0 | 0 | 0 | 0 | 0 | 0 | 0 | 0 | 0 | 0 | 0 | 0 | 0 | 0 | 0 | 0 | 0 | 0 | 0 | 0 | 0 | 0 | 0 | 0
FIRM GAS_FGT | 0 | 0 | 0 | 0 | 0 | 48.43 | 53.38 | 40.76 | 39.43 | 41.96 | 28.18 | 75.29 | 65.11 | 79.44 | 74.31 | 94.41 | 118 | 147.03 | 133.37 | 177.86 | 195.94 | 198.13 | 191.95 | 210.54 | 214.46 | 235.43 | 94.17 | 96.44 | 85.58 | 92.6 | 0 | 0
INTERRUPT GAS | 0 | 0 | 0 | 0 | 0 | 2.39 | 3.51 | 4.39 | 2 | 3.62 | 5.61 | 8.85 | 19.24 | 14.66 | 14.03 | 20.06 | 18.34 | 33.43 | 38.53 | 51.9 | 60.14 | 71.4 | 53.19 | 117.4 | 112.98 | 56.55 | 97.16 | 75.31 | 95.93 | 76.99 | 0 | 0
GE 7FA CT2
FIRM GAS_GS | 0 | 0 | 0 | 0 | 0 | 0 | 0 | 0 | 0 | 0 | 0 | 0 | 0 | 0 | 0 | 0 | 0 | 0 | 0 | 0 | 0 | 0 | 0 | 0 | 0 | 0 | 0 | 0 | 0 | 0 | 0 | 0
FIRM GAS_FGT | 0 | 0 | 0 | 0 | 0 | 0 | 0 | 0 | 21.07 | 28.07 | 14.03 | 39.22 | 23.48 | 47.65 | 45.55 | 54.04 | 80.41 | 78.51 | 70.4 | 92.41 | 108.93 | 105.92 | 111.96 | 93.38 | 117.71 | 139.95 | 57.03 | 45.6 | 41.52 | 57.88 | 0 | 0
INTERRUPT GAS | 0 | 0 | 0 | 0 | 0 | 0 | 0 | 0 | 5.81 | 9.35 | 5.61 | 15.17 | 29.85 | 24.21 | 20.98 | 29.58 | 33.21 | 49.62 | 53.41 | 72.49 | 85.05 | 92.21 | 79.87 | 145.19 | 143.93 | 64.84 | 74.83 | 45.73 | 66.51 | 42.53 | 0 | 0
GE 7FA CT3
FIRM GAS_GS | 0 | 0 | 0 | 0 | 0 | 0 | 0 | 0 | 0 | 0 | 0 | 0 | 0 | 0 | 0 | 0 | 0 | 0 | 0 | 0 | 0 | 0 | 0 | 0 | 0 | 0 | 0 | 0 | 0 | 0 | 0 | 0
FIRM GAS_FGT | 0 | 0 | 0 | 0 | 0 | 0 | 0 | 0 | 0 | 0 | 0 | 15.55 | 3.48 | 17.32 | 18.64 | 18.58 | 31.5 | 36 | 26.48 | 44.65 | 44.48 | 47.66 | 45.35 | 30.68 | 52.46 | 81.73 | 23.96 | 25.94 | 18.28 | 28.22 | 0 | 0
INTERRUPT GAS | 0 | 0 | 0 | 0 | 0 | 0 | 0 | 0 | 0 | 0 | 0 | 27.74 | 26.49 | 39.66 | 25.41 | 44.96 | 53.84 | 54.38 | 61.26 | 79.89 | 85.77 | 93.34 | 84.83 | 132.47 | 143.38 | 73.31 | 47.28 | 42.71 | 37.33 | 37.12 | 0 | 0
GE 7FA CT4
FIRM GAS_GS | 0 | 0 | 0 | 0 | 0 | 0 | 0 | 0 | 0 | 0 | 0 | 0 | 0 | 0 | 0 | 0 | 0 | 0 | 0 | 0 | 0 | 0 | 0 | 0 | 0 | 0 | 0 | 0 | 0 | 0 | 0 | 0
FIRM GAS_FGT | 0 | 0 | 0 | 0 | 0 | 0 | 0 | 0 | 0 | 0 | 0 | 0 | 0 | 0 | 5.64 | 4.32 | 3.88 | 7.79 | 10.2 | 15.6 | 21.15 | 14.66 | 14.69 | 13.57 | 22.06 | 38.43 | 4.78 | 9.97 | 2.62 | 11.4 | 0 | 0
INTERRUPT GAS | 0 | 0 | 0 | 0 | 0 | 0 | 0 | 0 | 0 | 0 | 0 | 0 | 0 | 0 | 23.48 | 40.81 | 50.37 | 53.56 | 48.83 | 68.02 | 69.08 | 78.66 | 74.93 | 87.15 | 104.73 | 70.23 | 25.08 | 31.16 | 22.4 | 20.18 | 0 | 0
GE 7FA CT5
FIRM GAS_GS | 0 | 0 | 0 | 0 | 0 | 0 | 0 | 0 | 0 | 0 | 0 | 0 | 0 | 0 | 0 | 0 | 0 | 0 | 0 | 0 | 0 | 0 | 0 | 0 | 0 | 0 | 0 | 0 | 0 | 0 | 0 | 0
FIRM GAS_FGT | 0 | 0 | 0 | 0 | 0 | 0 | 0 | 0 | 0 | 0 | 0 | 0 | 0 | 0 | 0 | 0 | 0 | 0.89 | 4.26 | 7.38 | 9.35 | 4.36 | 1.82 | 3.42 | 8.72 | 12.46 | 0.81 | 5.13 | 1.36 | 4.21 | 0 | 0
INTERRUPT GAS | 0 | 0 | 0 | 0 | 0 | 0 | 0 | 0 | 0 | 0 | 0 | 0 | 0 | 0 | 0 | 0 | 0 | 37.4 | 29.55 | 40.33 | 51.07 | 53.12 | 49.87 | 59.27 | 72.15 | 60.08 | 18.63 | 19.38 | 12.46 | 16.11 | 0 | 0
GE 7FA CT6
FIRM GAS_GS | 0 | 0 | 0 | 0 | 0 | 0 | 0 | 0 | 0 | 0 | 0 | 0 | 0 | 0 | 0 | 0 | 0 | 0 | 0 | 0 | 0 | 0 | 0 | 0 | 0 | 0 | 0 | 0 | 0 | 0 | 0 | 0
FIRM GAS_FGT | 0 | 0 | 0 | 0 | 0 | 0 | 0 | 0 | 0 | 0 | 0 | 0 | 0 | 0 | 0 | 0 | 0 | 0 | 0 | 3.08 | 4.52 | 0.05 | 2.22 | 0 | 2.76 | 3.61 | 0 | 2.15 | 0 | 1.68 | 0 | 0
INTERRUPT GAS | 0 | 0 | 0 | 0 | 0 | 0 | 0 | 0 | 0 | 0 | 0 | 0 | 0 | 0 | 0 | 0 | 0 | 0 | 0 | 22.33 | 33.31 | 27.89 | 29.52 | 29.91 | 39.55 | 34.17 | 4.12 | 11.78 | 4.09 | 8.79 | 0 | 0
GE 7FA CT7
FIRM GAS_GS | 0 | 0 | 0 | 0 | 0 | 0 | 0 | 0 | 0 | 0 | 0 | 0 | 0 | 0 | 0 | 0 | 0 | 0 | 0 | 0 | 0 | 0 | 0 | 0 | 0 | 0 | 0 | 0 | 0 | 0 | 0 | 0
FIRM GAS_FGT | 0 | 0 | 0 | 0 | 0 | 0 | 0 | 0 | 0 | 0 | 0 | 0 | 0 | 0 | 0 | 0 | 0 | 0 | 0 | 0 | 0 | 0 | 0 | 0 | 0 | 0.07 | 0 | 0.01 | 0 | 0.09 | 0 | 0
INTERRUPT GAS | 0 | 0 | 0 | 0 | 0 | 0 | 0 | 0 | 0 | 0 | 0 | 0 | 0 | 0 | 0 | 0 | 0 | 0 | 0 | 0 | 0 | 0 | 0 | 0 | 0 | 8.78 | 5.52 | 4.34 | 2.96 | 7.36 | 0 | 0
GE 7FA CT8
FIRM GAS_GS | 0 | 0 | 0 | 0 | 0 | 0 | 0 | 0 | 0 | 0 | 0 | 0 | 0 | 0 | 0 | 0 | 0 | 0 | 0 | 0 | 0 | 0 | 0 | 0 | 0 | 0 | 0 | 0 | 0 | 0 | 0 | 0
FIRM GAS_FGT | 0 | 0 | 0 | 104.28 | 204.03 | 0 | 0 | 0 | 0 | 0 | 0 | 0 | 0 | 0 | 0 | 0 | 0 | 0 | 0 | 0 | 0 | 0 | 0 | 0 | 0 | 0 | 0 | 0 | 0 | 0 | 0 | 0
INTERRUPT GAS | 0 | 0 | 0 | 6.72 | 9.35 | 0 | 0 | 0 | 0 | 0 | 0 | 0 | 0 | 0 | 0 | 0 | 0 | 0 | 0 | 0 | 0 | 0 | 0 | 0 | 0 | 0 | 0 | 0 | 0 | 0 | 0 | 0
GE 7FA CT9
FIRM GAS_GS | 0 | 0 | 0 | 0 | 0 | 0 | 0 | 0 | 0 | 0 | 0 | 0 | 0 | 0 | 0 | 0 | 0 | 0 | 0 | 0 | 0 | 0 | 0 | 0 | 0 | 0 | 0 | 0 | 0 | 0 | 0 | 0
FIRM GAS_FGT | 0 | 0 | 0 | 30.35 | 80.81 | 0 | 0 | 0 | 0 | 0 | 0 | 0 | 0 | 0 | 0 | 0 | 0 | 0 | 0 | 0 | 0 | 0 | 0 | 0 | 0 | 0 | 0 | 0 | 0 | 0 | 0 | 0
INTERRUPT GAS | 0 | 0 | 0 | 4.36 | 5.98 | 0 | 0 | 0 | 0 | 0 | 0 | 0 | 0 | 0 | 0 | 0 | 0 | 0 | 0 | 0 | 0 | 0 | 0 | 0 | 0 | 0 | 0 | 0 | 0 | 0 | 0 | 0
GE 7FA CT10
FIRM GAS_GS | 0 | 0 | 0 | 0 | 0 | 0 | 0 | 0 | 0 | 0 | 0 | 0 | 0 | 0 | 0 | 0 | 0 | 0 | 0 | 0 | 0 | 0 | 0 | 0 | 0 | 0 | 0 | 0 | 0 | 0 | 0 | 0
FIRM GAS_FGT | 0 | 0 | 0 | 0 | 0 | 0 | 0 | 0 | 0 | 0 | 0 | 0 | 0 | 0 | 0 | 0 | 0 | 0 | 0 | 0 | 0 | 0 | 0 | 0 | 0 | 0 | 0 | 0 | 0 | 0 | 0 | 0
INTERRUPT GAS | 0 | 0 | 0 | 0 | 0 | 0 | 0 | 0 | 0 | 0 | 0 | 0 | 0 | 0 | 0 | 0 | 0 | 0 | 0 | 0 | 0 | 0 | 0 | 0 | 0 | 0 | 0 | 0 | 0 | 0 | 0 | 0
CC 2x1 7FAwDF 1
FIRM GAS_GS | 0 | 0 | 0 | 0 | 0 | 0 | 0 | 0 | 0 | 0 | 0 | 0 | 0 | 0 | 0 | 0 | 0 | 0 | 0 | 0 | 0 | 0 | 0 | 0 | 0 | 0 | 0 | 0 | 0 | 0 | 0 | 0
FIRM GAS_FGT | 0 | 0 | 0 | 0 | 0 | 8642.73 | 8655.28 | 8540.19 | 8503.48 | 8492.41 | 8010.08 | 8058 | 8092.85 | 8030.37 | 7851.06 | 7851.71 | 7930.93 | 7982.62 | 7933.86 | 8050.84 | 8115.88 | 8152.64 | 8105.51 | 8475.19 | 8664.24 | 8579.5 | 7635.62 | 7698.88 | 7744.35 | 7735.71 | 0 | 0
INTERRUPT GAS | 0 | 0 | 0 | 0 | 0 | 0.02 | 0 | 0 | 0 | 0 | 0 | 0 | 0.33 | 0.15 | 0.35 | 0.47 | 0.41 | 0 | 0.1 | 0.33 | 0.5 | 0.58 | 0.57 | 1.43 | 0.2 | 0 | 83.6 | 66.16 | 65.46 | 61.32 | 0 | 0
CC 2x1 7FAwDF 2
FIRM GAS_GS | 0 | 0 | 0 | 0 | 0 | 0 | 0 | 0 | 0 | 0 | 0 | 0 | 0 | 0 | 0 | 0 | 0 | 0 | 0 | 0 | 0 | 0 | 0 | 0 | 0 | 0 | 0 | 0 | 0 | 0 | 0 | 0
FIRM GAS_FGT | 0 | 0 | 0 | 0 | 0 | 0 | 0 | 0 | 0 | 0 | 0 | 0 | 0 | 0 | 0 | 0 | 0 | 0 | 0 | 0 | 0 | 0 | 0 | 0 | 0 | 0 | 7848.12 | 7878.22 | 7817.9 | 7818.91 | 0 | 0
INTERRUPT GAS | 0 | 0 | 0 | 0 | 0 | 0 | 0 | 0 | 0 | 0 | 0 | 0 | 0 | 0 | 0 | 0 | 0 | 0 | 0 | 0 | 0 | 0 | 0 | 0 | 0 | 0 | 0 | 0 | 0 | 0 | 0 | 0
CC 2x1 7FAwDF 3
FIRM GAS_GS | 0 | 0 | 0 | 0 | 0 | 0 | 0 | 0 | 0 | 0 | 0 | 0 | 0 | 0 | 0 | 0 | 0 | 0 | 0 | 0 | 0 | 0 | 0 | 0 | 0 | 0 | 0 | 0 | 0 | 0 | 0 | 0
FIRM GAS_FGT | 0 | 0 | 0 | 0 | 0 | 0 | 0 | 0 | 0 | 0 | 0 | 0 | 0 | 0 | 0 | 0 | 0 | 0 | 0 | 0 | 0 | 0 | 0 | 0 | 0 | 2490.02 | 2141.85 | 2165.11 | 2225.1 | 2232.03 | 0 | 0
INTERRUPT GAS | 0 | 0 | 0 | 0 | 0 | 0 | 0 | 0 | 0 | 0 | 0 | 0 | 0 | 0 | 0 | 0 | 0 | 0 | 0 | 0 | 0 | 0 | 0 | 0 | 0 | 1.22 | 286.19 | 201.8 | 236.3 | 247.2 | 0 | 0
CC 2x1 7FAwDF 4
FIRM GAS_GS | 0 | 0 | 0 | 0 | 0 | 0 | 0 | 0 | 0 | 0 | 0 | 0 | 0 | 0 | 0 | 0 | 0 | 0 | 0 | 0 | 0 | 0 | 0 | 0 | 0 | 0 | 0 | 0 | 0 | 0 | 0 | 0
FIRM GAS_FGT | 0 | 0 | 0 | 0 | 0 | 0 | 0 | 0 | 0 | 0 | 0 | 0 | 0 | 0 | 0 | 0 | 0 | 0 | 0 | 0 | 0 | 0 | 0 | 0 | 0 | 0 | 0 | 0 | 0 | 0 | 0 | 0
INTERRUPT GAS | 0 | 0 | 0 | 0 | 0 | 0 | 0 | 0 | 0 | 0 | 0 | 0 | 0 | 0 | 0 | 0 | 0 | 0 | 0 | 0 | 0 | 0 | 0 | 0 | 0 | 0 | 0 | 0 | 0 | 0 | 0 | 0
CC 2x1 7FAwDF 5
FIRM GAS_GS | 0 | 0 | 0 | 0 | 0 | 0 | 0 | 0 | 0 | 0 | 0 | 0 | 0 | 0 | 0 | 0 | 0 | 0 | 0 | 0 | 0 | 0 | 0 | 0 | 0 | 0 | 0 | 0 | 0 | 0 | 0 | 0
FIRM GAS_FGT | 0 | 0 | 0 | 0 | 0 | 0 | 0 | 0 | 0 | 0 | 0 | 0 | 0 | 0 | 0 | 0 | 0 | 0 | 0 | 0 | 0 | 0 | 0 | 0 | 0 | 0 | 0 | 0 | 0 | 0 | 0 | 0
INTERRUPT GAS | 0 | 0 | 0 | 0 | 0 | 0 | 0 | 0 | 0 | 0 | 0 | 0 | 0 | 0 | 0 | 0 | 0 | 0 | 0 | 0 | 0 | 0 | 0 | 0 | 0 | 0 | 0 | 0 | 0 | 0 | 0 | 0
CC 2x1 7FAwDF 6
FIRM GAS_GS | 0 | 0 | 0 | 0 | 0 | 0 | 0 | 0 | 0 | 0 | 0 | 0 | 0 | 0 | 0 | 0 | 0 | 0 | 0 | 0 | 0 | 0 | 0 | 0 | 0 | 0 | 0 | 0 | 0 | 0 | 0 | 0
FIRM GAS_FGT | 0 | 0 | 0 | 0 | 0 | 0 | 0 | 0 | 0 | 0 | 0 | 0 | 0 | 0 | 0 | 0 | 0 | 0 | 0 | 0 | 0 | 0 | 0 | 0 | 0 | 0 | 0 | 0 | 0 | 0 | 0 | 0
INTERRUPT GAS | 0 | 0 | 0 | 0 | 0 | 0 | 0 | 0 | 0 | 0 | 0 | 0 | 0 | 0 | 0 | 0 | 0 | 0 | 0 | 0 | 0 | 0 | 0 | 0 | 0 | 0 | 0 | 0 | 0 | 0 | 0 | 0
CC_Fut_Proxy_07
FIRM GAS_GS | 0 | 0 | 0 | 0 | 0 | 0 | 0 | 0 | 0 | 0 | 0 | 0 | 0 | 0 | 0 | 0 | 0 | 0 | 0 | 0 | 0 | 0 | 0 | 0 | 0 | 0 | 0 | 0 | 0 | 0 | 0 | 0
FIRM GAS_FGT | 0 | 0 | 0 | 0 | 0 | 0 | 0 | 0 | 0 | 0 | 0 | 0 | 0 | 0 | 0 | 0 | 0 | 0 | 0 | 0 | 0 | 0 | 0 | 0 | 0 | 0 | 0 | 0 | 0 | 0 | 0 | 0
INTERRUPT GAS | 0 | 0 | 0 | 0 | 0 | 0 | 0 | 0 | 0 | 0 | 0 | 0 | 0 | 0 | 0 | 0 | 0 | 0 | 0 | 0 | 0 | 0 | 0 | 0 | 0 | 0 | 0 | 0 | 0 | 0 | 0 | 0
CC_Fut_Proxy_08
FIRM GAS_GS | 0 | 0 | 0 | 0 | 0 | 0 | 0 | 0 | 0 | 0 | 0 | 0 | 0 | 0 | 0 | 0 | 0 | 0 | 0 | 0 | 0 | 0 | 0 | 0 | 0 | 0 | 0 | 0 | 0 | 0 | 0 | 0
FIRM GAS_FGT | 0 | 0 | 0 | 0 | 0 | 0 | 0 | 0 | 0 | 0 | 0 | 0 | 0 | 0 | 0 | 0 | 0 | 0 | 0 | 0 | 0 | 0 | 0 | 0 | 0 | 0 | 0 | 0 | 0 | 0 | 0 | 0
INTERRUPT GAS | 0 | 0 | 0 | 0 | 0 | 0 | 0 | 0 | 0 | 0 | 0 | 0 | 0 | 0 | 0 | 0 | 0 | 0 | 0 | 0 | 0 | 0 | 0 | 0 | 0 | 0 | 0 | 0 | 0 | 0 | 0 | 0
CC_Fut_Proxy_09
FIRM GAS_GS | 0 | 0 | 0 | 0 | 0 | 0 | 0 | 0 | 0 | 0 | 0 | 0 | 0 | 0 | 0 | 0 | 0 | 0 | 0 | 0 | 0 | 0 | 0 | 0 | 0 | 0 | 0 | 0 | 0 | 0 | 0 | 0
FIRM GAS_FGT | 0 | 0 | 0 | 0 | 0 | 0 | 0 | 0 | 0 | 0 | 0 | 0 | 0 | 0 | 0 | 0 | 0 | 0 | 0 | 0 | 0 | 0 | 0 | 0 | 0 | 0 | 0 | 0 | 0 | 0 | 0 | 0
INTERRUPT GAS | 0 | 0 | 0 | 0 | 0 | 0 | 0 | 0 | 0 | 0 | 0 | 0 | 0 | 0 | 0 | 0 | 0 | 0 | 0 | 0 | 0 | 0 | 0 | 0 | 0 | 0 | 0 | 0 | 0 | 0 | 0 | 0
CC_Fut_Proxy_10
FIRM GAS_GS | 0 | 0 | 0 | 0 | 0 | 0 | 0 | 0 | 0 | 0 | 0 | 0 | 0 | 0 | 0 | 0 | 0 | 0 | 0 | 0 | 0 | 0 | 0 | 0 | 0 | 0 | 0 | 0 | 0 | 0 | 0 | 0
FIRM GAS_FGT | 0 | 0 | 0 | 0 | 0 | 0 | 0 | 0 | 0 | 0 | 0 | 0 | 0 | 0 | 0 | 0 | 0 | 0 | 0 | 0 | 0 | 0 | 0 | 0 | 0 | 0 | 0 | 0 | 0 | 0 | 0 | 0
INTERRUPT GAS | 0 | 0 | 0 | 0 | 0 | 0 | 0 | 0 | 0 | 0 | 0 | 0 | 0 | 0 | 0 | 0 | 0 | 0 | 0 | 0 | 0 | 0 | 0 | 0 | 0 | 0 | 0 | 0 | 0 | 0 | 0 | 0
Generation and Interchange Power (GWH)
Total Coal | 4663.29 | 3864.49 | 4133.41 | 3642.88 | 4190.03 | 2571.67 | 2936.37 | 3677.77 | 4182.25 | 4573.04 | 5466.38 | 5155.74 | 5049.34 | 5329.55 | 5790.65 | 5811.51 | 5367.17 | 5390.26 | 5393.47 | 4374.61 | 4236.35 | 3909.13 | 4283.65 | 2897.09 | 2176.15 | 1995.61 | 1749.85 | 2001.46 | 1917.07 | 1938.29 | 0 | 0
Total Natural Gas | 14720.61 | 15272.9 | 14945.92 | 15565.93 | 15209.4 | 17089.57 | 16998.12 | 16557.21 | 16214.8 | 16119.01 | 15564.24 | 16191.51 | 16604.2 | 16581.63 | 16419.38 | 16680.56 | 17429.98 | 17720.28 | 18013.74 | 19048.52 | 19180.09 | 19531.57 | 19147.94 | 20555.12 | 21243.96 | 21463.83 | 21718.79 | 21476.77 | 21601.33 | 21583.98 | 0 | 0
TIA Solar | 2.97 | 2.95 | 2.94 | 2.91 | 2.89 | 2.87 | 2.86 | 2.83 | 2.81 | 2.79 | 2.78 | 2.75 | 2.73 | 2.71 | 2.7 | 2.67 | 2.66 | 2.64 | 2.63 | 2.6 | 2.58 | 2.56 | 2.56 | 2.53 | 2.51 | 2.49 | 2.47 | 0 | 0 | 0 | 0 | 0
Big Bend Solar | 41.28 | 41 | 40.84 | 40.42 | 40.14 | 39.87 | 39.72 | 39.31 | 39.03 | 38.76 | 38.61 | 38.2 | 37.95 | 37.67 | 37.54 | 37.16 | 36.89 | 36.63 | 36.5 | 36.12 | 35.87 | 35.62 | 35.48 | 35.13 | 34.88 | 34.65 | 34.47 | 34.16 | 0 | 0 | 0 | 0
LegoLand Solar | 2.68 | 2.66 | 2.65 | 2.63 | 2.61 | 2.59 | 2.58 | 2.56 | 2.54 | 2.52 | 2.51 | 2.49 | 2.47 | 2.45 | 2.44 | 2.42 | 2.4 | 2.38 | 2.37 | 2.35 | 2.33 | 2.31 | 2.3 | 2.28 | 2.27 | 2.25 | 2.24 | 2.21 | 0 | 0 | 0 | 0
Future Solar - Proxy1 | 47.53 | 171.68 | 171.38 | 170.3 | 169.63 | 168.95 | 168.66 | 167.6 | 166.93 | 166.26 | 165.98 | 164.94 | 164.27 | 163.61 | 163.34 | 162.31 | 161.67 | 161.02 | 160.75 | 159.73 | 159.08 | 158.45 | 158.18 | 157.19 | 156.56 | 155.92 | 155.66 | 154.68 | 154.07 | 153.62 | 0 | 0
Future Solar - Proxy2 | 44.75 | 162.22 | 161.94 | 160.93 | 160.28 | 159.63 | 159.36 | 158.36 | 157.72 | 157.1 | 156.83 | 155.85 | 155.23 | 154.6 | 154.33 | 153.36 | 152.76 | 152.14 | 151.88 | 150.92 | 150.31 | 149.71 | 149.45 | 148.52 | 147.94 | 147.34 | 147.08 | 146.16 | 145.58 | 145.14 | 0 | 0
Future Solar - Proxy3 | 0 | 172.35 | 171.75 | 170.99 | 170.3 | 169.63 | 169.02 | 168.27 | 167.6 | 166.93 | 166.34 | 165.59 | 164.92 | 164.27 | 163.68 | 162.95 | 162.31 | 161.66 | 161.09 | 160.37 | 159.72 | 159.07 | 158.53 | 157.83 | 157.18 | 156.55 | 156.01 | 155.31 | 154.68 | 154.68 | 0 | 0
Future Solar - Proxy4 | 0 | 171.98 | 171.86 | 170.62 | 169.93 | 169.26 | 169.12 | 167.9 | 167.23 | 166.56 | 166.43 | 165.22 | 164.57 | 163.9 | 163.79 | 162.61 | 161.96 | 161.31 | 161.2 | 160.02 | 159.37 | 158.73 | 158.62 | 157.48 | 156.83 | 156.21 | 156.1 | 154.96 | 154.34 | 154.34 | 0 | 0
Future Solar - Proxy5 | 0 | 121.68 | 121.63 | 120.71 | 120.22 | 119.74 | 119.68 | 118.79 | 118.31 | 117.84 | 117.78 | 116.9 | 116.43 | 115.97 | 115.93 | 115.05 | 114.59 | 114.12 | 114.07 | 113.2 | 112.76 | 112.3 | 112.27 | 111.4 | 110.96 | 110.52 | 110.48 | 109.64 | 109.2 | 109.2 | 0 | 0
Future Solar - Proxy6 | 0 | 129.35 | 129.3 | 128.31 | 127.8 | 127.29 | 127.24 | 126.27 | 125.77 | 125.26 | 125.22 | 124.26 | 123.76 | 123.27 | 123.22 | 122.28 | 121.79 | 121.31 | 121.25 | 120.34 | 119.85 | 119.39 | 119.33 | 118.42 | 117.96 | 117.47 | 117.43 | 116.55 | 116.09 | 116.09 | 0 | 0
Future Solar - Proxy7 | 0 | 0 | 36.2 | 79.47 | 79.16 | 78.85 | 78.79 | 78.21 | 77.9 | 77.59 | 77.54 | 76.96 | 76.66 | 76.36 | 76.31 | 75.74 | 75.44 | 75.14 | 75.09 | 74.54 | 74.24 | 73.94 | 73.9 | 73.36 | 73.06 | 72.77 | 72.73 | 72.19 | 71.9 | 71.74 | 0 | 0
Future Solar - Proxy8 | 0 | 0 | 134.17 | 133.18 | 132.65 | 132.12 | 132.04 | 131.06 | 130.52 | 130.02 | 129.93 | 128.98 | 128.45 | 127.94 | 127.87 | 126.92 | 126.41 | 125.9 | 125.83 | 124.91 | 124.4 | 123.9 | 123.84 | 122.92 | 122.42 | 121.93 | 121.87 | 120.96 | 120.48 | 120.48 | 0 | 0
Future Solar - Proxy9 | 0 | 0 | 127.64 | 126.71 | 126.2 | 125.7 | 125.6 | 124.68 | 124.2 | 123.69 | 123.61 | 122.72 | 122.21 | 121.72 | 121.64 | 120.75 | 120.27 | 119.78 | 119.72 | 118.84 | 118.35 | 117.89 | 117.79 | 116.94 | 116.48 | 116.02 | 115.94 | 115.09 | 114.63 | 114.63 | 0 | 0
Future Solar - Proxy10 | 0 | 0 | 0 | 114.66 | 114.19 | 113.73 | 113.63 | 112.83 | 112.39 | 111.93 | 111.83 | 111.03 | 110.59 | 110.15 | 110.04 | 109.27 | 108.84 | 108.4 | 108.28 | 107.54 | 107.1 | 106.69 | 106.57 | 105.83 | 105.39 | 104.98 | 104.88 | 104.15 | 103.73 | 103.73 | 0 | 0
Future Solar - Proxy11 | 0 | 0 | 0 | 0 | 0 | 0 | 0 | 0 | 0 | 0 | 0 | 0 | 0 | 0 | 0 | 0 | 0 | 0 | 0 | 0 | 0 | 0 | 0 | 0 | 0 | 0 | 0 | 0 | 0 | 0 | 0 | 0
Total No. 6 Oil | 0 | 0 | 0 | 0 | 0 | 0 | 0 | 0 | 0 | 0 | 0 | 0 | 0 | 0 | 0 | 0 | 0 | 0 | 0 | 0 | 0 | 0 | 0 | 0 | 0 | 0 | 0 | 0 | 0 | 0 | 0 | 0
Total TEC Generation (GWH) | 19523.11 | 20113.26 | 20351.63 | 20630.65 | 20815.43 | 21071.47 | 21342.79 | 21633.65 | 21790 | 22079.3 | 22416.01 | 22723.14 | 23023.78 | 23275.8 | 23572.86 | 23845.56 | 24145.14 | 24452.97 | 24747.87 | 24754.61 | 24742.4 | 24761.26 | 24750.41 | 24762.04 | 24724.55 | 24758.54 | 24766 | 24764.29 | 24763.1 | 24765.92 | 0 | 0
Econ/Market Purchase | 500 | 500 | 500 | 500 | 500 | 500 | 500 | 500 | 500 | 500 | 500 | 500 | 500 | 500 | 500 | 500 | 500 | 500 | 500 | 500 | 500 | 500 | 500 | 500 | 500 | 500 | 500 | 500 | 500 | 500 | 0 | 0
Emergency Purchase | 68.2 | 62.06 | 52.36 | 10.67 | 8.16 | 25.59 | 40.73 | 30.88 | 12.6 | 28.36 | 11.79 | 22.61 | 10.03 | 33.99 | 18.09 | 32.39 | 22.86 | 11.1 | 18.16 | 11.42 | 23.58 | 4.81 | 15.67 | 3.96 | 41.47 | 7.48 | 0.13 | 1.7 | 2.86 | 0.07 | 0 | 0
FirmCog_COTWTE | 0 | 0 | 0 | 0 | 0 | 0 | 0 | 0 | 0 | 0 | 0 | 0 | 0 | 0 | 0 | 0 | 0 | 0 | 0 | 0 | 0 | 0 | 0 | 0 | 0 | 0 | 0 | 0 | 0 | 0 | 0 | 0
FirmCog_HCWTE | 0 | 0 | 0 | 0 | 0 | 0 | 0 | 0 | 0 | 0 | 0 | 0 | 0 | 0 | 0 | 0 | 0 | 0 | 0 | 0 | 0 | 0 | 0 | 0 | 0 | 0 | 0 | 0 | 0 | 0 | 0 | 0
FirmCog_Orange | 0 | 0 | 0 | 0 | 0 | 0 | 0 | 0 | 0 | 0 | 0 | 0 | 0 | 0 | 0 | 0 | 0 | 0 | 0 | 0 | 0 | 0 | 0 | 0 | 0 | 0 | 0 | 0 | 0 | 0 | 0 | 0
AsAvailCog_CF_Industries | 0 | 0 | 0 | 0 | 0 | 0 | 0 | 0 | 0 | 0 | 0 | 0 | 0 | 0 | 0 | 0 | 0 | 0 | 0 | 0 | 0 | 0 | 0 | 0 | 0 | 0 | 0 | 0 | 0 | 0 | 0 | 0
AsAvailCog_Millpoint_Mosaic | 0 | 0 | 0 | 0 | 0 | 0 | 0 | 0 | 0 | 0 | 0 | 0 | 0 | 0 | 0 | 0 | 0 | 0 | 0 | 0 | 0 | 0 | 0 | 0 | 0 | 0 | 0 | 0 | 0 | 0 | 0 | 0
AsAvailCog_NewWales_Mosaic | 0 | 0 | 0 | 0 | 0 | 0 | 0 | 0 | 0 | 0 | 0 | 0 | 0 | 0 | 0 | 0 | 0 | 0 | 0 | 0 | 0 | 0 | 0 | 0 | 0 | 0 | 0 | 0 | 0 | 0 | 0 | 0
AsAvailCog_SPierce_Mosaic | 0 | 0 | 0 | 0 | 0 | 0 | 0 | 0 | 0 | 0 | 0 | 0 | 0 | 0 | 0 | 0 | 0 | 0 | 0 | 0 | 0 | 0 | 0 | 0 | 0 | 0 | 0 | 0 | 0 | 0 | 0 | 0
AsAvailCog_Ridgewood_Mosaic | 0 | 0 | 0 | 0 | 0 | 0 | 0 | 0 | 0 | 0 | 0 | 0 | 0 | 0 | 0 | 0 | 0 | 0 | 0 | 0 | 0 | 0 | 0 | 0 | 0 | 0 | 0 | 0 | 0 | 0 | 0 | 0
AsAvailCog_COTWTE | 0 | 0 | 0 | 0 | 0 | 0 | 0 | 0 | 0 | 0 | 0 | 0 | 0 | 0 | 0 | 0 | 0 | 0 | 0 | 0 | 0 | 0 | 0 | 0 | 0 | 0 | 0 | 0 | 0 | 0 | 0 | 0
AsAvailCog_HCWTE | 0 | 0 | 0 | 0 | 0 | 0 | 0 | 0 | 0 | 0 | 0 | 0 | 0 | 0 | 0 | 0 | 0 | 0 | 0 | 0 | 0 | 0 | 0 | 0 | 0 | 0 | 0 | 0 | 0 | 0 | 0 | 0
PASCO_Cogen | 112.64 | 0 | 0 | 0 | 0 | 0 | 0 | 0 | 0 | 0 | 0 | 0 | 0 | 0 | 0 | 0 | 0 | 0 | 0 | 0 | 0 | 0 | 0 | 0 | 0 | 0 | 0 | 0 | 0 | 0 | 0 | 0
Calpine_Osprey | 0 | 0 | 0 | 0 | 0 | 0 | 0 | 0 | 0 | 0 | 0 | 0 | 0 | 0 | 0 | 0 | 0 | 0 | 0 | 0 | 0 | 0 | 0 | 0 | 0 | 0 | 0 | 0 | 0 | 0 | 0 | 0
Duke_Osprey | 0 | 0 | 0 | 0 | 0 | 0 | 0 | 0 | 0 | 0 | 0 | 0 | 0 | 0 | 0 | 0 | 0 | 0 | 0 | 0 | 0 | 0 | 0 | 0 | 0 | 0 | 0 | 0 | 0 | 0 | 0 | 0
Constellation (Exelon) | 0 | 0 | 0 | 0 | 0 | 0 | 0 | 0 | 0 | 0 | 0 | 0 | 0 | 0 | 0 | 0 | 0 | 0 | 0 | 0 | 0 | 0 | 0 | 0 | 0 | 0 | 0 | 0 | 0 | 0 | 0 | 0
FPL_System_Lambda | 0 | 0 | 0 | 0 | 0 | 0 | 0 | 0 | 0 | 0 | 0 | 0 | 0 | 0 | 0 | 0 | 0 | 0 | 0 | 0 | 0 | 0 | 0 | 0 | 0 | 0 | 0 | 0 | 0 | 0 | 0 | 0
Duke_System | 0 | 0 | 0 | 0 | 0 | 0 | 0 | 0 | 0 | 0 | 0 | 0 | 0 | 0 | 0 | 0 | 0 | 0 | 0 | 0 | 0 | 0 | 0 | 0 | 0 | 0 | 0 | 0 | 0 | 0 | 0 | 0
PPA_Proxy1 | 294.4 | 0 | 0 | 0 | 0 | 0 | 0 | 0 | 0 | 0 | 0 | 0 | 0 | 0 | 0 | 0 | 0 | 0 | 0 | 0 | 0 | 0 | 0 | 0 | 0 | 0 | 0 | 0 | 0 | 0 | 0 | 0
PPA_Proxy2 | 0 | 0 | 0 | 0 | 0.8 | 0 | 0 | 0 | 0 | 0 | 0 | 0 | 0 | 0 | 0 | 0 | 0 | 0 | 0 | 0 | 0 | 0 | 0 | 0 | 0 | 0 | 0 | 0 | 0 | 0 | 0 | 0
PPA_Proxy3 | 0 | 0 | 0 | 0 | 0 | 0 | 0 | 0 | 0 | 0 | 0 | 0 | 0 | 0 | 0 | 0 | 0 | 0 | 0 | 0 | 0 | 0 | 0 | 0 | 0 | 0 | 0 | 0 | 0 | 0 | 0 | 0
PPA_Proxy4 | 0 | 0 | 0 | 0 | 0 | 0 | 0 | 0 | 0 | 0 | 0 | 0 | 0 | 0 | 0 | 0 | 0 | 0 | 0 | 0 | 0 | 0 | 0 | 0 | 0 | 0 | 0 | 0 | 0 | 0 | 0 | 0
Total Purchase Generation (GWH) | 975.24 | 562.06 | 552.36 | 510.67 | 508.96 | 525.59 | 540.73 | 530.88 | 512.6 | 528.36 | 511.79 | 522.61 | 510.03 | 533.99 | 518.09 | 532.39 | 522.86 | 511.1 | 518.16 | 511.42 | 523.58 | 504.81 | 515.67 | 503.96 | 541.47 | 507.48 | 500.13 | 501.7 | 502.86 | 500.07 | 0 | 0
Econ/Market Sales | 0 | 0 | 0 | 0 | 0 | 0 | 0 | 0 | 0 | 0 | 0 | 0 | 0 | 0 | 0 | 0 | 0 | 0 | 0 | 0 | 0 | 0 | 0 | 0 | 0 | 0 | 0 | 0 | 0 | 0 | 0 | 0
SecD Sales | 0 | 0 | 0 | 0 | 0 | 0 | 0 | 0 | 0 | 0 | 0 | 0 | 0 | 0 | 0 | 0 | 0 | 0 | 0 | 0 | 0 | 0 | 0 | 0 | 0 | 0 | 0 | 0 | 0 | 0 | 0 | 0
PPA Proxy 1 Sale | 0 | 0 | 0 | 0 | 0 | 0 | 0 | 0 | 0 | 0 | 0 | 0 | 0 | 0 | 0 | 0 | 0 | 0 | 0 | 0 | 0 | 0 | 0 | 0 | 0 | 0 | 0 | 0 | 0 | 0 | 0 | 0
PPA Proxy 2 Sale | 0 | 0 | 0 | 0 | 0 | 0 | 0 | 0 | 0 | 0 | 0 | 0 | 0 | 0 | 0 | 0 | 0 | 0 | 0 | 0 | 0 | 0 | 0 | 0 | 0 | 0 | 0 | 0 | 0 | 0 | 0 | 0
Total Sales (GWH) | 0 | 0 | 0 | 0 | 0 | 0 | 0 | 0 | 0 | 0 | 0 | 0 | 0 | 0 | 0 | 0 | 0 | 0 | 0 | 0 | 0 | 0 | 0 | 0 | 0 | 0 | 0 | 0 | 0 | 0 | 0 | 0
System Generation | 20498.35 | 20675.32 | 20903.99 | 21141.32 | 21324.39 | 21597.06 | 21883.52 | 22164.53 | 22302.6 | 22607.66 | 22927.8 | 23245.75 | 23533.81 | 23809.79 | 24090.95 | 24377.95 | 24668 | 24964.07 | 25266.03 | 25266.03 | 25265.98 | 25266.07 | 25266.08 | 25266 | 25266.02 | 25266.02 | 25266.13 | 25265.99 | 25265.96 | 25265.99 | 0 | 0
Dump Energy | 0 | 0 | 0 | 0 | -0.01 | 0 | 0 | 0 | -0.02 | 0 | 0 | 0 | 0 | 0 | 0 | 0 | 0 | -0.09 | 0 | 0 | 0 | 0 | 0 | 0 | 0 | 0 | 0 | 0 | 0 | 0 | 0 | 0
Net Energy For Load Approx. (GWH) | 20498.35 | 20675.32 | 20903.99 | 21141.32 | 21324.38 | 21597.06 | 21883.52 | 22164.53 | 22302.58 | 22607.66 | 22927.8 | 23245.75 | 23533.81 | 23809.79 | 24090.95 | 24377.95 | 24668 | 24963.98 | 25266.03 | 25266.03 | 25265.98 | 25266.07 | 25266.08 | 25266 | 25266.02 | 25266.02 | 25266.13 | 25265.99 | 25265.96 | 25265.99 | 0 | 0
Power Customers (GWH)
Retail Load | 20498.36 | 20675.32 | 20903.98 | 21141.29 | 21324.42 | 21597.06 | 21883.49 | 22164.5 | 22302.59 | 22607.64 | 22927.79 | 23245.74 | 23533.77 | 23809.81 | 24090.96 | 24377.93 | 24667.96 | 24963.96 | 25266.05 | 25266.01 | 25265.97 | 25266.07 | 25266.07 | 25266 | 25266 | 25266.01 | 25266.12 | 25266.03 | 25266.01 | 25266 | 0 | 0
PRSale_RCID | 0 | 0 | 0 | 0 | 0 | 0 | 0 | 0 | 0 | 0 | 0 | 0 | 0 | 0 | 0 | 0 | 0 | 0 | 0 | 0 | 0 | 0 | 0 | 0 | 0 | 0 | 0 | 0 | 0 | 0 | 0 | 0
PRSale_StCloud | 0 | 0 | 0 | 0 | 0 | 0 | 0 | 0 | 0 | 0 | 0 | 0 | 0 | 0 | 0 | 0 | 0 | 0 | 0 | 0 | 0 | 0 | 0 | 0 | 0 | 0 | 0 | 0 | 0 | 0 | 0 | 0
PRSale_Wauchula | 0 | 0 | 0 | 0 | 0 | 0 | 0 | 0 | 0 | 0 | 0 | 0 | 0 | 0 | 0 | 0 | 0 | 0 | 0 | 0 | 0 | 0 | 0 | 0 | 0 | 0 | 0 | 0 | 0 | 0 | 0 | 0
Net Energy For Load (GWH) | 20498.36 | 20675.32 | 20903.98 | 21141.29 | 21324.42 | 21597.06 | 21883.49 | 22164.5 | 22302.59 | 22607.64 | 22927.79 | 23245.74 | 23533.77 | 23809.81 | 24090.96 | 24377.93 | 24667.96 | 24963.96 | 25266.05 | 25266.01 | 25265.97 | 25266.07 | 25266.07 | 25266 | 25266 | 25266.01 | 25266.12 | 25266.03 | 25266.01 | 25266 | 0 | 0
NEL Delta (GWH) | 0.01 | -3.638e-12 | -0.01 | -0.03 | 0.04 | 3.638e-12 | -0.03 | -0.03 | 0.01 | -0.02 | -0.01 | -0.01 | -0.04 | 0.02 | 0.01 | -0.02 | -0.04 | -0.02 | 0.02 | -0.02 | -0.01 | -3.638e-12 | -0.01 | 0 | -0.02 | -0.01 | -0.01 | 0.04 | 0.05 | 0.01 | 0 | 0
Unit Fuel Energy (MMBtu x 1000) - "Includes Start Fuel"
Big Bend 1 | 2027.03 | 2537.69 | 2049.12 | 0 | 0 | 0 | 0 | 0 | 0 | 0 | 0 | 0 | 0 | 0 | 0 | 0 | 0 | 0 | 0 | 0 | 0 | 0 | 0 | 0 | 0 | 0 | 0 | 0 | 0 | 0 | 0 | 0
Big Bend 2 | 2876.88 | 2938.74 | 2216.99 | 679.54 | 0 | 0 | 0 | 0 | 0 | 0 | 0 | 0 | 0 | 0 | 0 | 0 | 0 | 0 | 0 | 0 | 0 | 0 | 0 | 0 | 0 | 0 | 0 | 0 | 0 | 0 | 0 | 0
Big Bend 3 | 12518.37 | 7189.65 | 7088.04 | 5203.58 | 5312.07 | 4321.39 | 8762.45 | 7965.8 | 10755.8 | 16134.15 | 20456.3 | 21471.85 | 17064.88 | 22068.14 | 23249.13 | 23327.05 | 22981.22 | 19985.28 | 23476.38 | 23538.37 | 22381.39 | 23448.56 | 23035.19 | 7972.51 | 0 | 0 | 0 | 0 | 0 | 0 | 0 | 0
Big Bend 4 | 24698.34 | 19263.78 | 22625.92 | 20979.85 | 24599.09 | 8008.94 | 8411.55 | 15977.24 | 18695.7 | 19011.56 | 24016.33 | 18475.62 | 21744.27 | 20610.79 | 23422.51 | 23640.33 | 19996.5 | 22373.84 | 24485.14 | 24215.44 | 23878.1 | 19235.15 | 23760.57 | 23731.07 | 23857.44 | 21905.07 | 19275.52 | 22007.77 | 21120.9 | 21352.8 | 0 | 0
TOTAL Big Bend (MMBtu x 1000) | 42120.62 | 31929.86 | 33980.07 | 26862.97 | 29911.16 | 12330.33 | 17174 | 23943.04 | 29451.5 | 35145.71 | 44472.63 | 39947.47 | 38809.15 | 42678.93 | 46671.64 | 46967.38 | 42977.72 | 42359.12 | 47961.52 | 47753.81 | 46259.49 | 42683.71 | 46795.76 | 31703.58 | 23857.44 | 21905.07 | 19275.52 | 22007.77 | 21120.9 | 21352.8 | 0 | 0
Big Bend CT4 | 319.71 | 247.16 | 163.82 | 40.77 | 51.34 | 103.17 | 99.34 | 99.75 | 60.08 | 98.45 | 61.33 | 145.27 | 127.18 | 176.92 | 133.67 | 190.69 | 246.31 | 292.2 | 240.18 | 315.69 | 414.22 | 429.2 | 338.07 | 670.96 | 733.68 | 743.96 | 742.86 | 572.33 | 592.38 | 597.41 | 0 | 0
Big Bend CT4o | 0 | 0 | 0 | 0 | 0 | 0 | 0 | 0 | 0 | 0 | 0 | 0 | 0 | 0 | 0 | 0 | 0 | 0 | 0 | 0 | 0 | 0 | 0 | 0 | 0 | 0 | 0 | 0 | 0 | 0 | 0 | 0
Bayside 1 | 27669.31 | 30382.84 | 30659.24 | 30463.46 | 26814.96 | 15664.01 | 14152.09 | 15345.22 | 13469.25 | 13299.1 | 15437.32 | 13674.54 | 15029.87 | 14350.05 | 13573.84 | 16038.32 | 15411.58 | 16207.89 | 15828.12 | 14955.91 | 17587.8 | 18710.15 | 16145.47 | 18053.71 | 19214.07 | 4096.25 | 0 | 0 | 0 | 0 | 0 | 0
Bayside 2 | 24685.36 | 24418.05 | 26032.61 | 29173.7 | 29043.9 | 10128.59 | 10209.69 | 11171.37 | 9450.85 | 11582.33 | 9121.12 | 10972.13 | 12189.74 | 11692.03 | 12625.74 | 12940.76 | 13710.89 | 13190.42 | 14277.81 | 17029.47 | 13153.79 | 16675.19 | 15072.93 | 15764.69 | 16237.27 | 21325.3 | 0 | 0 | 0 | 0 | 0 | 0
TOTAL Bayside CC (MMBtu x 1000) | 52354.67 | 54800.89 | 56691.85 | 59637.16 | 55858.86 | 25792.6 | 24361.78 | 26516.59 | 22920.1 | 24881.43 | 24558.44 | 24646.67 | 27219.61 | 26042.08 | 26199.58 | 28979.08 | 29122.47 | 29398.31 | 30105.93 | 31985.38 | 30741.59 | 35385.34 | 31218.4 | 33818.4 | 35451.34 | 25421.55 | 0 | 0 | 0 | 0 | 0 | 0
Bayside 3 | 351.18 | 299.21 | 209.27 | 69.16 | 102.82 | 165.92 | 167.33 | 156.59 | 110.03 | 141.49 | 72.35 | 168.46 | 155.9 | 222.94 | 165.74 | 243.95 | 275.98 | 274.34 | 260.4 | 314.87 | 352.01 | 402.66 | 394.81 | 432.5 | 484.21 | 218.79 | 192.48 | 160.19 | 157.79 | 127.1 | 0 | 0
Bayside 4 | 271.91 | 261.59 | 172.98 | 52.26 | 63.57 | 118.81 | 129.61 | 117.64 | 72.52 | 107.16 | 43.7 | 120.51 | 98.88 | 162.87 | 99.35 | 147.87 | 175.99 | 164.01 | 144.73 | 159.3 | 198.82 | 231.09 | 214.74 | 246.08 | 295.39 | 117.16 | 88.48 | 73.59 | 71.55 | 52.53 | 0 | 0
Bayside 5 | 530.49 | 412.6 | 312.98 | 156.81 | 178.13 | 230.52 | 241.05 | 218.69 | 162.35 | 203.18 | 135.36 | 275.54 | 271.57 | 309.9 | 286.01 | 399.59 | 420.47 | 498.67 | 477.09 | 588.07 | 665.25 | 720.37 | 690.84 | 832.38 | 869.82 | 527.96 | 464.79 | 410.52 | 408.99 | 356.99 | 0 | 0
Bayside 6 | 441.18 | 378.38 | 264.12 | 112.43 | 141.68 | 199.05 | 205.51 | 172.77 | 135.5 | 170.92 | 100.17 | 229.31 | 215.59 | 271.79 | 227.79 | 330.63 | 354.27 | 401.3 | 378.2 | 457.31 | 546.22 | 594.07 | 559.49 | 645.13 | 683.89 | 373.42 | 304.24 | 282.65 | 271.04 | 234.43 | 0 | 0
Polk 1 | 13283.12 | 15650.76 | 15706.55 | 14362.61 | 15656.07 | 15327.08 | 14366.45 | 15654.08 | 15650.11 | 14311.96 | 14354.98 | 15455.68 | 15457.78 | 14635.41 | 15503.44 | 15453.57 | 14637.6 | 15457.38 | 10242.02 | 0 | 0 | 0 | 0 | 0 | 0 | 0 | 0 | 0 | 0 | 0 | 0 | 0
Polk 1g | 573.39 | 490.84 | 547.95 | 488.89 | 627.24 | 277.49 | 322.94 | 410.37 | 117.05 | 476.12 | 170.66 | 325.33 | 370.11 | 464.8 | 410.12 | 743.2 | 340 | 362.71 | 388.99 | 0 | 0 | 0 | 0 | 0 | 0 | 0 | 0 | 0 | 0 | 0 | 0 | 0
Polk 2 | 500.68 | 111.21 | 35.77 | 31.2 | 60.02 | 16.42 | 7.64 | 55.67 | 15.47 | 125.45 | 39.24 | 4.92 | 22.76 | 40.18 | 61.55 | 208.64 | 49.84 | 52.29 | 46.49 | 70.66 | 58.56 | 322.81 | 50.36 | 114 | 83.94 | 23.56 | 28.26 | 478.56 | 54.41 | 32.14 | 0 | 0
Polk 2o | 0 | 0 | 0 | 0 | 0 | 0 | 0 | 0 | 0 | 0 | 0 | 0 | 0 | 0 | 0 | 0 | 0 | 0 | 0 | 0 | 0 | 0 | 0 | 0 | 0 | 0 | 0 | 0 | 0 | 0 | 0 | 0
Polk 3 | 344.5 | 117.37 | 81.99 | 20.43 | 58.68 | 6.82 | 3.1 | 147.92 | 6.34 | 91.03 | 31.23 | 1.77 | 16.59 | 35.1 | 30.05 | 127.52 | 28.17 | 39.34 | 46.5 | 67.01 | 56.76 | 308.74 | 32.55 | 108.94 | 52.31 | 37.07 | 21.51 | 350.35 | 42.29 | 15.27 | 0 | 0
Polk 3o | 0 | 0 | 0 | 0 | 0 | 0 | 0 | 0 | 0 | 0 | 0 | 0 | 0 | 0 | 0 | 0 | 0 | 0 | 0 | 0 | 0 | 0 | 0 | 0 | 0 | 0 | 0 | 0 | 0 | 0 | 0 | 0
Polk 4 | 196.04 | 82.51 | 58.32 | 11.41 | 42.23 | 13.09 | 3.1 | 115.09 | 0 | 46.5 | 6.19 | 1.77 | 7.65 | 22.06 | 16.75 | 93.7 | 10.16 | 33 | 27.91 | 34.97 | 48.4 | 244.86 | 32.18 | 85.61 | 34.86 | 30.35 | 9.11 | 265.72 | 20.9 | 6.8 | 0 | 0
Polk 5 | 125.71 | 69.2 | 34.91 | 9.48 | 24.19 | 11.61 | 0 | 83.45 | 0 | 24.67 | 13.6 | 0 | 12.5 | 18.53 | 16.84 | 21.71 | 5.12 | 17.74 | 13.69 | 21.11 | 35.03 | 162.97 | 22.01 | 70.17 | 26.39 | 23.74 | 7.63 | 185.54 | 13.45 | 11.65 | 0 | 0
Polk 2 CC | 44525.61 | 47141.86 | 44316.79 | 47600.63 | 47704.84 | 32690.48 | 32923.43 | 28509.48 | 30037.03 | 26906.94 | 27285.54 | 29606.68 | 29972.07 | 30455.55 | 30566.95 | 28417.07 | 32684.66 | 32887.97 | 34533.29 | 37372.23 | 37929.31 | 35174.59 | 37655.49 | 40467.55 | 41735.06 | 38327.62 | 19184.29 | 17272.83 | 18434.75 | 18333.25 | 0 | 0
Polk 2 CC DF | 1119.2 | 874.05 | 665.07 | 507.84 | 611.12 | 473.23 | 521.01 | 406.68 | 389.47 | 386.3 | 324.83 | 622.26 | 634.08 | 700.69 | 639.1 | 776.37 | 874.25 | 1140.56 | 1153.79 | 1456.66 | 1593.35 | 1651.38 | 1612.89 | 2072.64 | 2148.62 | 1837.62 | 1425.42 | 1157.73 | 1227.58 | 1182.19 | 0 | 0
TOTAL Polk (MMBtu x 1000) | 60668.25 | 16521.89 | 16465.49 | 14924.02 | 16468.43 | 15652.51 | 14703.23 | 16466.58 | 15788.97 | 15075.73 | 14615.9 | 15789.47 | 15887.39 | 15216.08 | 16038.75 | 16648.34 | 15070.89 | 15962.46 | 10765.6 | 193.75 | 198.75 | 1039.38 | 137.1 | 378.72 | 197.5 | 114.72 | 66.51 | 1280.17 | 131.05 | 65.86 | 0 | 0
Phillips 1 (No.2 Oil Excluded) | 0 | 0 | 0 | 0 | 0 | 0 | 0 | 0 | 0 | 0 | 0 | 0 | 0 | 0 | 0 | 0 | 0 | 0 | 0 | 0 | 0 | 0 | 0 | 0 | 0 | 0 | 0 | 0 | 0 | 0 | 0 | 0
Phillips 2 (No.2 Oil Excluded) | 0 | 0 | 0 | 0 | 0 | 0 | 0 | 0 | 0 | 0 | 0 | 0 | 0 | 0 | 0 | 0 | 0 | 0 | 0 | 0 | 0 | 0 | 0 | 0 | 0 | 0 | 0 | 0 | 0 | 0 | 0 | 0
TOTAL Phillips (MMBtu x 1000) | 0 | 0 | 0 | 0 | 0 | 0 | 0 | 0 | 0 | 0 | 0 | 0 | 0 | 0 | 0 | 0 | 0 | 0 | 0 | 0 | 0 | 0 | 0 | 0 | 0 | 0 | 0 | 0 | 0 | 0 | 0 | 0
City of Tampa | 0 | 0 | 0 | 0 | 0 | 0 | 0 | 0 | 0 | 0 | 0 | 0 | 0 | 0 | 0 | 0 | 0 | 0 | 0 | 0 | 0 | 0 | 0 | 0 | 0 | 0 | 0 | 0 | 0 | 0 | 0 | 0
FutAeroCT1 | 0 | 0 | 0 | 0 | 0 | 0 | 0 | 0 | 0 | 0 | 0 | 0 | 0 | 0 | 0 | 0 | 0 | 0 | 0 | 0 | 0 | 0 | 0 | 0 | 0 | 0 | 275.96 | 251.86 | 240.03 | 223.91 | 0 | 0
FutAeroCT2 | 0 | 0 | 0 | 0 | 0 | 0 | 0 | 0 | 0 | 0 | 0 | 0 | 0 | 0 | 0 | 0 | 0 | 0 | 0 | 0 | 0 | 0 | 0 | 0 | 0 | 0 | 0 | 0 | 0 | 0 | 0 | 0
FutAeroCT3 | 0 | 0 | 0 | 0 | 0 | 0 | 0 | 0 | 0 | 0 | 0 | 0 | 0 | 0 | 0 | 0 | 0 | 0 | 0 | 0 | 0 | 0 | 0 | 0 | 0 | 0 | 0 | 0 | 0 | 0 | 0 | 0
FutAeroCT4 | 0 | 0 | 0 | 0 | 0 | 0 | 0 | 0 | 0 | 0 | 0 | 0 | 0 | 0 | 0 | 0 | 0 | 0 | 0 | 0 | 0 | 0 | 0 | 0 | 0 | 0 | 0 | 0 | 0 | 0 | 0 | 0
FutAeroCT5 | 0 | 0 | 0 | 0 | 0 | 0 | 0 | 0 | 0 | 0 | 0 | 0 | 0 | 0 | 0 | 0 | 0 | 0 | 0 | 0 | 0 | 0 | 0 | 0 | 0 | 0 | 0 | 0 | 0 | 0 | 0 | 0
FutAeroCT6 | 0 | 0 | 0 | 0 | 0 | 0 | 0 | 0 | 0 | 0 | 0 | 0 | 0 | 0 | 0 | 0 | 0 | 0 | 0 | 0 | 0 | 0 | 0 | 0 | 0 | 0 | 0 | 0 | 0 | 0 | 0 | 0
FutAeroCT7 | 0 | 0 | 0 | 0 | 0 | 0 | 0 | 0 | 0 | 0 | 0 | 0 | 0 | 0 | 0 | 0 | 0 | 0 | 0 | 0 | 0 | 0 | 0 | 0 | 0 | 0 | 0 | 0 | 0 | 0 | 0 | 0
FutAeroCT8 | 0 | 0 | 0 | 0 | 0 | 0 | 0 | 0 | 0 | 0 | 0 | 0 | 0 | 0 | 0 | 0 | 0 | 0 | 0 | 0 | 0 | 0 | 0 | 0 | 0 | 0 | 0 | 0 | 0 | 0 | 0 | 0
FutAeroCT9 | 0 | 0 | 0 | 0 | 0 | 0 | 0 | 0 | 0 | 0 | 0 | 0 | 0 | 0 | 0 | 0 | 0 | 0 | 0 | 0 | 0 | 0 | 0 | 0 | 0 | 0 | 0 | 0 | 0 | 0 | 0 | 0
FutAeroCT10 | 0 | 0 | 0 | 0 | 0 | 0 | 0 | 0 | 0 | 0 | 0 | 0 | 0 | 0 | 0 | 0 | 0 | 0 | 0 | 0 | 0 | 0 | 0 | 0 | 0 | 0 | 0 | 0 | 0 | 0 | 0 | 0
Total Expansion Aero CT | 0 | 0 | 0 | 0 | 0 | 0 | 0 | 0 | 0 | 0 | 0 | 0 | 0 | 0 | 0 | 0 | 0 | 0 | 0 | 0 | 0 | 0 | 0 | 0 | 0 | 0 | 275.96 | 251.86 | 240.03 | 223.91 | 0 | 0
GE_7FA_CT1 | 0 | 0 | 0 | 0 | 0 | 579.76 | 647.39 | 515.28 | 471.21 | 515.12 | 384.94 | 958.23 | 958.56 | 1069.8 | 999.61 | 1295.58 | 1540.71 | 2039.51 | 1939.81 | 2593.39 | 2890.25 | 3040.82 | 2765.71 | 3700.23 | 3691.53 | 3298.75 | 2160.57 | 1948.08 | 2054.59 | 1926.55 | 0 | 0
GE_7FA_CT2 | 0 | 0 | 0 | 0 | 0 | 0 | 0 | 0 | 304.69 | 425.53 | 224.03 | 615.45 | 606.41 | 815.5 | 751.35 | 946.43 | 1284.3 | 1448.81 | 1397.12 | 1862.9 | 2193.45 | 2237.71 | 2169.45 | 2694.39 | 2951.17 | 2311.16 | 1489.28 | 1028.36 | 1226.41 | 1139.94 | 0 | 0
GE_7FA_CT3 | 0 | 0 | 0 | 0 | 0 | 0 | 0 | 0 | 0 | 0 | 0 | 492.43 | 339.52 | 646.88 | 500.78 | 719.93 | 966.53 | 1024.61 | 991.05 | 1406.21 | 1475.8 | 1597.6 | 1475.41 | 1844.48 | 2214.04 | 1748.65 | 807.83 | 777.4 | 630.03 | 742.76 | 0 | 0
GE_7FA_CT4 | 0 | 0 | 0 | 0 | 0 | 0 | 0 | 0 | 0 | 0 | 0 | 0 | 0 | 0 | 332.72 | 512.7 | 618.23 | 697.23 | 668.53 | 946.72 | 1023.06 | 1058.52 | 1015.52 | 1142.05 | 1436.52 | 1229.97 | 339.44 | 467.31 | 283.16 | 359.54 | 0 | 0
GE_7FA_CT5 | 0 | 0 | 0 | 0 | 0 | 0 | 0 | 0 | 0 | 0 | 0 | 0 | 0 | 0 | 0 | 0 | 0 | 436.8 | 384.83 | 543.64 | 685.63 | 654.21 | 587.1 | 713.48 | 920.29 | 824.87 | 221.7 | 277.89 | 156.75 | 229.47 | 0 | 0
GE_7FA_CT6 | 0 | 0 | 0 | 0 | 0 | 0 | 0 | 0 | 0 | 0 | 0 | 0 | 0 | 0 | 0 | 0 | 0 | 0 | 0 | 293.15 | 431.93 | 320.6 | 364.18 | 343.27 | 484.15 | 432.41 | 47.87 | 159.09 | 46.63 | 119.27 | 0 | 0
GE_7FA_CT7 | 0 | 0 | 0 | 0 | 0 | 0 | 0 | 0 | 0 | 0 | 0 | 0 | 0 | 0 | 0 | 0 | 0 | 0 | 0 | 0 | 0 | 0 | 0 | 0 | 0 | 101.02 | 63.57 | 49.5 | 33.59 | 86.27 | 0 | 0
GE_7FA_CT8 | 0 | 0 | 0 | 1077.7 | 2061.81 | 0 | 0 | 0 | 0 | 0 | 0 | 0 | 0 | 0 | 0 | 0 | 0 | 0 | 0 | 0 | 0 | 0 | 0 | 0 | 0 | 0 | 0 | 0 | 0 | 0 | 0 | 0
GE_7FA_CT9 | 0 | 0 | 0 | 333.13 | 828.45 | 0 | 0 | 0 | 0 | 0 | 0 | 0 | 0 | 0 | 0 | 0 | 0 | 0 | 0 | 0 | 0 | 0 | 0 | 0 | 0 | 0 | 0 | 0 | 0 | 0 | 0 | 0
GE_7FA_CT10 | 0 | 0 | 0 | 0 | 0 | 0 | 0 | 0 | 0 | 0 | 0 | 0 | 0 | 0 | 0 | 0 | 0 | 0 | 0 | 0 | 0 | 0 | 0 | 0 | 0 | 0 | 0 | 0 | 0 | 0 | 0 | 0
Total Expansion 7FA CT | 0 | 0 | 0 | 1410.83 | 2890.26 | 579.76 | 647.39 | 515.28 | 775.9 | 940.65 | 608.97 | 2066.11 | 1904.49 | 2532.18 | 2584.46 | 3474.64 | 4409.77 | 5646.96 | 5381.34 | 7646.01 | 8700.12 | 8909.46 | 8377.37 | 10437.9 | 11697.7 | 9946.83 | 5130.26 | 4707.63 | 4431.16 | 4603.8 | 0 | 0
CC 2x1 7FAwDF 1 | 0 | 0 | 0 | 0 | 0 | 54074.1 | 54156.99 | 53472.14 | 53257.34 | 53193.29 | 50386.17 | 50662.21 | 50864.15 | 50495.57 | 49493.58 | 49490.45 | 49907.1 | 50222.38 | 49952.97 | 50624.01 | 51007.19 | 51220.32 | 50952.19 | 53094.74 | 54199.51 | 53704.69 | 48668.98 | 48931.21 | 49238.7 | 49155.34 | 0 | 0
CC 2x1 7FAwDF 2 | 0 | 0 | 0 | 0 | 0 | 0 | 0 | 0 | 0 | 0 | 0 | 0 | 0 | 0 | 0 | 0 | 0 | 0 | 0 | 0 | 0 | 0 | 0 | 0 | 0 | 0 | 49221.09 | 49376.54 | 49039.77 | 49038.84 | 0 | 0
CC 2x1 7FAwDF 3 | 0 | 0 | 0 | 0 | 0 | 0 | 0 | 0 | 0 | 0 | 0 | 0 | 0 | 0 | 0 | 0 | 0 | 0 | 0 | 0 | 0 | 0 | 0 | 0 | 0 | 15860.46 | 15524.35 | 15146.16 | 15750.59 | 15861.09 | 0 | 0
CC 2x1 7FAwDF 4 | 0 | 0 | 0 | 0 | 0 | 0 | 0 | 0 | 0 | 0 | 0 | 0 | 0 | 0 | 0 | 0 | 0 | 0 | 0 | 0 | 0 | 0 | 0 | 0 | 0 | 0 | 0 | 0 | 0 | 0 | 0 | 0
CC 2x1 7FAwDF 5 | 0 | 0 | 0 | 0 | 0 | 0 | 0 | 0 | 0 | 0 | 0 | 0 | 0 | 0 | 0 | 0 | 0 | 0 | 0 | 0 | 0 | 0 | 0 | 0 | 0 | 0 | 0 | 0 | 0 | 0 | 0 | 0
CC 2x1 7FAwDF 6 | 0 | 0 | 0 | 0 | 0 | 0 | 0 | 0 | 0 | 0 | 0 | 0 | 0 | 0 | 0 | 0 | 0 | 0 | 0 | 0 | 0 | 0 | 0 | 0 | 0 | 0 | 0 | 0 | 0 | 0 | 0 | 0
CC_Fut_Proxy_07 | 0 | 0 | 0 | 0 | 0 | 0 | 0 | 0 | 0 | 0 | 0 | 0 | 0 | 0 | 0 | 0 | 0 | 0 | 0 | 0 | 0 | 0 | 0 | 0 | 0 | 0 | 0 | 0 | 0 | 0 | 0 | 0
CC_Fut_Proxy_08 | 0 | 0 | 0 | 0 | 0 | 0 | 0 | 0 | 0 | 0 | 0 | 0 | 0 | 0 | 0 | 0 | 0 | 0 | 0 | 0 | 0 | 0 | 0 | 0 | 0 | 0 | 0 | 0 | 0 | 0 | 0 | 0
CC_Fut_Proxy_09 | 0 | 0 | 0 | 0 | 0 | 0 | 0 | 0 | 0 | 0 | 0 | 0 | 0 | 0 | 0 | 0 | 0 | 0 | 0 | 0 | 0 | 0 | 0 | 0 | 0 | 0 | 0 | 0 | 0 | 0 | 0 | 0
CC_Fut_Proxy_10 | 0 | 0 | 0 | 0 | 0 | 0 | 0 | 0 | 0 | 0 | 0 | 0 | 0 | 0 | 0 | 0 | 0 | 0 | 0 | 0 | 0 | 0 | 0 | 0 | 0 | 0 | 0 | 0 | 0 | 0 | 0 | 0
Total Expansion CC | 0 | 0 | 0 | 0 | 0 | 54074.1 | 54156.99 | 53472.14 | 53257.34 | 53193.29 | 50386.17 | 50662.21 | 50864.15 | 50495.57 | 49493.58 | 49490.45 | 49907.1 | 50222.38 | 49952.97 | 50624.01 | 51007.19 | 51220.32 | 50952.19 | 53094.74 | 54199.51 | 69565.15 | 113414.42 | 113453.91 | 114029.06 | 114055.27 | 0 | 0
Future Unit Proxy | 0 | 0 | 0 | 0 | 0 | 0 | 0 | 0 | 0 | 0 | 0 | 0 | 0 | 0 | 0 | 0 | 0 | 0 | 0 | 0 | 0 | 0 | 0 | 0 | 0 | 0 | 0 | 0 | 0 | 0 | 0 | 0
Detailed Unit Fuel Energy (MMBTU x 1000) - "Start Fuels Included"
Big Bend 1
BB_#2OIL | 0 | 0 | 0 | 0 | 0 | 0 | 0 | 0 | 0 | 0 | 0 | 0 | 0 | 0 | 0 | 0 | 0 | 0 | 0 | 0 | 0 | 0 | 0 | 0 | 0 | 0 | 0 | 0 | 0 | 0 | 0 | 0
BB1_COAL_BLEND | 0 | 0 | 0 | 0 | 0 | 0 | 0 | 0 | 0 | 0 | 0 | 0 | 0 | 0 | 0 | 0 | 0 | 0 | 0 | 0 | 0 | 0 | 0 | 0 | 0 | 0 | 0 | 0 | 0 | 0 | 0 | 0
BB_COAL_STDLOW | 0 | 0 | 0 | 0 | 0 | 0 | 0 | 0 | 0 | 0 | 0 | 0 | 0 | 0 | 0 | 0 | 0 | 0 | 0 | 0 | 0 | 0 | 0 | 0 | 0 | 0 | 0 | 0 | 0 | 0 | 0 | 0
BB_COAL_PREMIUM | 0 | 0 | 0 | 0 | 0 | 0 | 0 | 0 | 0 | 0 | 0 | 0 | 0 | 0 | 0 | 0 | 0 | 0 | 0 | 0 | 0 | 0 | 0 | 0 | 0 | 0 | 0 | 0 | 0 | 0 | 0 | 0
BB_COAL_STDHIGH | 0 | 0 | 0 | 0 | 0 | 0 | 0 | 0 | 0 | 0 | 0 | 0 | 0 | 0 | 0 | 0 | 0 | 0 | 0 | 0 | 0 | 0 | 0 | 0 | 0 | 0 | 0 | 0 | 0 | 0 | 0 | 0
BB_COAL_LOWSULFUR | 0 | 0 | 0 | 0 | 0 | 0 | 0 | 0 | 0 | 0 | 0 | 0 | 0 | 0 | 0 | 0 | 0 | 0 | 0 | 0 | 0 | 0 | 0 | 0 | 0 | 0 | 0 | 0 | 0 | 0 | 0 | 0
BB_COAL_1 | 0 | 0 | 0 | 0 | 0 | 0 | 0 | 0 | 0 | 0 | 0 | 0 | 0 | 0 | 0 | 0 | 0 | 0 | 0 | 0 | 0 | 0 | 0 | 0 | 0 | 0 | 0 | 0 | 0 | 0 | 0 | 0
BB_COAL_2 | 0 | 0 | 0 | 0 | 0 | 0 | 0 | 0 | 0 | 0 | 0 | 0 | 0 | 0 | 0 | 0 | 0 | 0 | 0 | 0 | 0 | 0 | 0 | 0 | 0 | 0 | 0 | 0 | 0 | 0 | 0 | 0
BB_PETCOKE | 0 | 0 | 0 | 0 | 0 | 0 | 0 | 0 | 0 | 0 | 0 | 0 | 0 | 0 | 0 | 0 | 0 | 0 | 0 | 0 | 0 | 0 | 0 | 0 | 0 | 0 | 0 | 0 | 0 | 0 | 0 | 0
FIRM GAS_GS | 70.98 | 6.13 | 22.46 | 0 | 0 | 0 | 0 | 0 | 0 | 0 | 0 | 0 | 0 | 0 | 0 | 0 | 0 | 0 | 0 | 0 | 0 | 0 | 0 | 0 | 0 | 0 | 0 | 0 | 0 | 0 | 0 | 0
INTERRUPT GAS | 1858.21 | 2409.06 | 1927.53 | 0 | 0 | 0 | 0 | 0 | 0 | 0 | 0 | 0 | 0 | 0 | 0 | 0 | 0 | 0 | 0 | 0 | 0 | 0 | 0 | 0 | 0 | 0 | 0 | 0 | 0 | 0 | 0 | 0
FIRM GAS_GS (Start Up) | 0 | 0 | 0 | 0 | 0 | 0 | 0 | 0 | 0 | 0 | 0 | 0 | 0 | 0 | 0 | 0 | 0 | 0 | 0 | 0 | 0 | 0 | 0 | 0 | 0 | 0 | 0 | 0 | 0 | 0 | 0 | 0
INTERRUPT GAS (Start Up) | 97.84 | 122.51 | 99.12 | 0 | 0 | 0 | 0 | 0 | 0 | 0 | 0 | 0 | 0 | 0 | 0 | 0 | 0 | 0 | 0 | 0 | 0 | 0 | 0 | 0 | 0 | 0 | 0 | 0 | 0 | 0 | 0 | 0
Big Bend 2
BB_#2OIL | 0 | 0 | 0 | 0 | 0 | 0 | 0 | 0 | 0 | 0 | 0 | 0 | 0 | 0 | 0 | 0 | 0 | 0 | 0 | 0 | 0 | 0 | 0 | 0 | 0 | 0 | 0 | 0 | 0 | 0 | 0 | 0
BB2_COAL_BLEND | 0 | 0 | 0 | 0 | 0 | 0 | 0 | 0 | 0 | 0 | 0 | 0 | 0 | 0 | 0 | 0 | 0 | 0 | 0 | 0 | 0 | 0 | 0 | 0 | 0 | 0 | 0 | 0 | 0 | 0 | 0 | 0
BB_COAL_STDLOW | 0 | 0 | 0 | 0 | 0 | 0 | 0 | 0 | 0 | 0 | 0 | 0 | 0 | 0 | 0 | 0 | 0 | 0 | 0 | 0 | 0 | 0 | 0 | 0 | 0 | 0 | 0 | 0 | 0 | 0 | 0 | 0
BB_COAL_PREMIUM | 0 | 0 | 0 | 0 | 0 | 0 | 0 | 0 | 0 | 0 | 0 | 0 | 0 | 0 | 0 | 0 | 0 | 0 | 0 | 0 | 0 | 0 | 0 | 0 | 0 | 0 | 0 | 0 | 0 | 0 | 0 | 0
BB_COAL_STDHIGH | 0 | 0 | 0 | 0 | 0 | 0 | 0 | 0 | 0 | 0 | 0 | 0 | 0 | 0 | 0 | 0 | 0 | 0 | 0 | 0 | 0 | 0 | 0 | 0 | 0 | 0 | 0 | 0 | 0 | 0 | 0 | 0
BB_COAL_LOWSULFUR | 0 | 0 | 0 | 0 | 0 | 0 | 0 | 0 | 0 | 0 | 0 | 0 | 0 | 0 | 0 | 0 | 0 | 0 | 0 | 0 | 0 | 0 | 0 | 0 | 0 | 0 | 0 | 0 | 0 | 0 | 0 | 0
BB_COAL_1 | 0 | 0 | 0 | 0 | 0 | 0 | 0 | 0 | 0 | 0 | 0 | 0 | 0 | 0 | 0 | 0 | 0 | 0 | 0 | 0 | 0 | 0 | 0 | 0 | 0 | 0 | 0 | 0 | 0 | 0 | 0 | 0
BB_COAL_2 | 0 | 0 | 0 | 0 | 0 | 0 | 0 | 0 | 0 | 0 | 0 | 0 | 0 | 0 | 0 | 0 | 0 | 0 | 0 | 0 | 0 | 0 | 0 | 0 | 0 | 0 | 0 | 0 | 0 | 0 | 0 | 0
BB_PETCOKE | 0 | 0 | 0 | 0 | 0 | 0 | 0 | 0 | 0 | 0 | 0 | 0 | 0 | 0 | 0 | 0 | 0 | 0 | 0 | 0 | 0 | 0 | 0 | 0 | 0 | 0 | 0 | 0 | 0 | 0 | 0 | 0
FIRM GAS_GS | 168.77 | 232.39 | 151.15 | 26.66 | 0 | 0 | 0 | 0 | 0 | 0 | 0 | 0 | 0 | 0 | 0 | 0 | 0 | 0 | 0 | 0 | 0 | 0 | 0 | 0 | 0 | 0 | 0 | 0 | 0 | 0 | 0 | 0
INTERRUPT GAS | 2589.69 | 2593.71 | 1979.37 | 626.7 | 0 | 0 | 0 | 0 | 0 | 0 | 0 | 0 | 0 | 0 | 0 | 0 | 0 | 0 | 0 | 0 | 0 | 0 | 0 | 0 | 0 | 0 | 0 | 0 | 0 | 0 | 0 | 0
FIRM GAS_GS (Start Up) | 0 | 0 | 0 | 0 | 0 | 0 | 0 | 0 | 0 | 0 | 0 | 0 | 0 | 0 | 0 | 0 | 0 | 0 | 0 | 0 | 0 | 0 | 0 | 0 | 0 | 0 | 0 | 0 | 0 | 0 | 0 | 0
INTERRUPT GAS (Start Up) | 118.43 | 112.64 | 86.47 | 26.18 | 0 | 0 | 0 | 0 | 0 | 0 | 0 | 0 | 0 | 0 | 0 | 0 | 0 | 0 | 0 | 0 | 0 | 0 | 0 | 0 | 0 | 0 | 0 | 0 | 0 | 0 | 0 | 0
Big Bend 3
BB_#2OIL | 0 | 0 | 0 | 0 | 0 | 0 | 0 | 0 | 0 | 0 | 0 | 0 | 0 | 0 | 0 | 0 | 0 | 0 | 0 | 0 | 0 | 0 | 0 | 0 | 0 | 0 | 0 | 0 | 0 | 0 | 0 | 0
BB3_COAL_BLEND | 11701.67 | 6667.11 | 6544.07 | 4739.58 | 4841.01 | 3932.89 | 8169.02 | 7432.98 | 10055.36 | 15238.16 | 19354.4 | 20323.25 | 16143.15 | 20886.46 | 22015.35 | 22096.71 | 21724.55 | 18926.09 | 22233.68 | 22292.97 | 21192.82 | 22207.66 | 21819.85 | 7554.32 | 0 | 0 | 0 | 0 | 0 | 0 | 0 | 0
BB_COAL_STDLOW | 0 | 0 | 0 | 0 | 0 | 0 | 0 | 0 | 0 | 0 | 0 | 0 | 0 | 0 | 0 | 0 | 0 | 0 | 0 | 0 | 0 | 0 | 0 | 0 | 0 | 0 | 0 | 0 | 0 | 0 | 0 | 0
BB_COAL_PREMIUM | 0 | 0 | 0 | 0 | 0 | 0 | 0 | 0 | 0 | 0 | 0 | 0 | 0 | 0 | 0 | 0 | 0 | 0 | 0 | 0 | 0 | 0 | 0 | 0 | 0 | 0 | 0 | 0 | 0 | 0 | 0 | 0
BB_COAL_STDHIGH | 0 | 0 | 0 | 0 | 0 | 0 | 0 | 0 | 0 | 0 | 0 | 0 | 0 | 0 | 0 | 0 | 0 | 0 | 0 | 0 | 0 | 0 | 0 | 0 | 0 | 0 | 0 | 0 | 0 | 0 | 0 | 0
BB_COAL_LOWSULFUR | 0 | 0 | 0 | 0 | 0 | 0 | 0 | 0 | 0 | 0 | 0 | 0 | 0 | 0 | 0 | 0 | 0 | 0 | 0 | 0 | 0 | 0 | 0 | 0 | 0 | 0 | 0 | 0 | 0 | 0 | 0 | 0
BB_COAL_1 | 0 | 0 | 0 | 0 | 0 | 0 | 0 | 0 | 0 | 0 | 0 | 0 | 0 | 0 | 0 | 0 | 0 | 0 | 0 | 0 | 0 | 0 | 0 | 0 | 0 | 0 | 0 | 0 | 0 | 0 | 0 | 0
BB_COAL_2 | 0 | 0 | 0 | 0 | 0 | 0 | 0 | 0 | 0 | 0 | 0 | 0 | 0 | 0 | 0 | 0 | 0 | 0 | 0 | 0 | 0 | 0 | 0 | 0 | 0 | 0 | 0 | 0 | 0 | 0 | 0 | 0
BB_PETCOKE | 0 | 0 | 0 | 0 | 0 | 0 | 0 | 0 | 0 | 0 | 0 | 0 | 0 | 0 | 0 | 0 | 0 | 0 | 0 | 0 | 0 | 0 | 0 | 0 | 0 | 0 | 0 | 0 | 0 | 0 | 0 | 0
FIRM GAS_GS | 96.45 | 62.03 | 48.19 | 12.8 | 27.96 | 92.84 | 188.24 | 209.43 | 255.79 | 363.02 | 493.07 | 547.21 | 446.13 | 521.38 | 535.01 | 456.11 | 502.1 | 459.79 | 479.97 | 456.47 | 474.14 | 334.72 | 480.85 | 224.3 | 0 | 0 | 0 | 0 | 0 | 0 | 0 | 0
INTERRUPT GAS | 519.43 | 288.87 | 296.24 | 236.66 | 226.83 | 114.15 | 241.71 | 181.78 | 273.44 | 438.99 | 525.58 | 522.43 | 403.51 | 577.91 | 623.69 | 706.87 | 641.3 | 536.32 | 690.23 | 716.84 | 641.27 | 834.1 | 667.56 | 173.3 | 0 | 0 | 0 | 0 | 0 | 0 | 0 | 0
FIRM GAS_GS (Start Up) | 0 | 0 | 0 | 2.92 | 11.33 | 18.17 | 14.44 | 24.06 | 17.25 | 11.84 | 10.65 | 10.78 | 8.23 | 15.85 | 7.77 | 16.34 | 17.28 | 7.06 | 5.55 | 1.69 | 13.21 | 1.72 | 3.01 | 3.91 | 0 | 0 | 0 | 0 | 0 | 0 | 0 | 0
INTERRUPT GAS (Start Up) | 200.82 | 171.64 | 199.54 | 211.64 | 204.94 | 163.35 | 149.05 | 117.54 | 153.96 | 82.13 | 72.59 | 68.17 | 63.86 | 66.53 | 67.33 | 51.03 | 96 | 56.02 | 66.96 | 70.4 | 59.96 | 70.37 | 63.94 | 16.69 | 0 | 0 | 0 | 0 | 0 | 0 | 0 | 0
Big Bend 4
BB_#2OIL | 0 | 0 | 0 | 0 | 0 | 0 | 0 | 0 | 0 | 0 | 0 | 0 | 0 | 0 | 0 | 0 | 0 | 0 | 0 | 0 | 0 | 0 | 0 | 0 | 0 | 0 | 0 | 0 | 0 | 0 | 0 | 0
BB4_COAL_BLEND | 23395.37 | 18254.54 | 21445.71 | 19870.53 | 23315.34 | 7507.39 | 7894.77 | 15075.64 | 17671.24 | 17968.04 | 22758.46 | 17482.54 | 20569.01 | 19498.73 | 22182.11 | 22384.95 | 18933.11 | 21187.5 | 23177.74 | 22926.42 | 22610.84 | 18197.59 | 22494.29 | 22476.05 | 22591.21 | 20730.34 | 18238.37 | 20843.19 | 19994.96 | 20215.68 | 0 | 0
BB_COAL_STDLOW | 0 | 0 | 0 | 0 | 0 | 0 | 0 | 0 | 0 | 0 | 0 | 0 | 0 | 0 | 0 | 0 | 0 | 0 | 0 | 0 | 0 | 0 | 0 | 0 | 0 | 0 | 0 | 0 | 0 | 0 | 0 | 0
BB_COAL_PREMIUM | 0 | 0 | 0 | 0 | 0 | 0 | 0 | 0 | 0 | 0 | 0 | 0 | 0 | 0 | 0 | 0 | 0 | 0 | 0 | 0 | 0 | 0 | 0 | 0 | 0 | 0 | 0 | 0 | 0 | 0 | 0 | 0
BB_COAL_STDHIGH | 0 | 0 | 0 | 0 | 0 | 0 | 0 | 0 | 0 | 0 | 0 | 0 | 0 | 0 | 0 | 0 | 0 | 0 | 0 | 0 | 0 | 0 | 0 | 0 | 0 | 0 | 0 | 0 | 0 | 0 | 0 | 0
BB_COAL_LOWSULFUR | 0 | 0 | 0 | 0 | 0 | 0 | 0 | 0 | 0 | 0 | 0 | 0 | 0 | 0 | 0 | 0 | 0 | 0 | 0 | 0 | 0 | 0 | 0 | 0 | 0 | 0 | 0 | 0 | 0 | 0 | 0 | 0
BB_COAL_1 | 0 | 0 | 0 | 0 | 0 | 0 | 0 | 0 | 0 | 0 | 0 | 0 | 0 | 0 | 0 | 0 | 0 | 0 | 0 | 0 | 0 | 0 | 0 | 0 | 0 | 0 | 0 | 0 | 0 | 0 | 0 | 0
BB_COAL_2 | 0 | 0 | 0 | 0 | 0 | 0 | 0 | 0 | 0 | 0 | 0 | 0 | 0 | 0 | 0 | 0 | 0 | 0 | 0 | 0 | 0 | 0 | 0 | 0 | 0 | 0 | 0 | 0 | 0 | 0 | 0 | 0
BB_PETCOKE | 0 | 0 | 0 | 0 | 0 | 0 | 0 | 0 | 0 | 0 | 0 | 0 | 0 | 0 | 0 | 0 | 0 | 0 | 0 | 0 | 0 | 0 | 0 | 0 | 0 | 0 | 0 | 0 | 0 | 0 | 0 | 0
FIRM GAS_GS | 110.64 | 102.27 | 100.05 | 66.76 | 93.5 | 158.59 | 172.36 | 327.09 | 387.79 | 387.39 | 519.71 | 485.87 | 442.96 | 429.21 | 483.42 | 388.27 | 437.63 | 442.72 | 473.01 | 446.22 | 487.06 | 256.08 | 456.49 | 416.96 | 410.27 | 557.21 | 959.91 | 1097.01 | 1052.37 | 1063.98 | 0 | 0
INTERRUPT GAS | 1120.7 | 858.49 | 1028.67 | 979.05 | 1133.62 | 236.53 | 243.15 | 466.36 | 542.28 | 558.3 | 678.1 | 434.26 | 639.62 | 597.04 | 684.06 | 789.89 | 558.85 | 672.41 | 746.87 | 760.44 | 702.98 | 701.69 | 727.42 | 765.99 | 778.74 | 533.86 | 0 | 0 | 0 | 0 | 0 | 0
FIRM GAS_GS (Start Up) | 0 | 0 | 0 | 0 | 0 | 5.94 | 5.89 | 8.48 | 14.07 | 22.35 | 10.91 | 9.99 | 2.32 | 25.61 | 9.32 | 7.18 | 10.07 | 9.94 | 14.2 | 11.33 | 6.68 | 11.02 | 3.13 | 10.91 | 8.4 | 15.96 | 38.72 | 52.05 | 53.1 | 44.76 | 0 | 0
INTERRUPT GAS (Start Up) | 71.66 | 48.49 | 51.49 | 63.51 | 56.64 | 100.48 | 95.38 | 99.66 | 80.33 | 75.49 | 49.16 | 62.96 | 90.37 | 60.21 | 63.62 | 70.06 | 56.87 | 61.29 | 73.34 | 71.06 | 70.56 | 68.8 | 79.25 | 61.18 | 68.84 | 67.72 | 38.52 | 15.54 | 20.49 | 28.4 | 0 | 0
BigBend CT4
FIRM GAS_GS | 0.26 | 0 | 0 | 0 | 0 | 4.06 | 0 | 0.55 | 6.86 | 1.47 | 9.38 | 25.23 | 16.04 | 24.84 | 14.7 | 48.97 | 42.25 | 70.78 | 34.64 | 41.82 | 74.94 | 73.15 | 76.04 | 102.95 | 129.25 | 292.96 | 732.53 | 562.11 | 582.51 | 590.96 | 0 | 0
INTERRUPT GAS | 319.45 | 247.16 | 163.82 | 40.77 | 51.34 | 99.11 | 99.34 | 99.18 | 53.24 | 96.97 | 51.95 | 120.03 | 111.14 | 152.07 | 118.97 | 141.73 | 204.06 | 221.43 | 205.54 | 273.87 | 339.29 | 356.05 | 262.03 | 568 | 604.43 | 451 | 10.33 | 10.23 | 9.87 | 6.45 | 0 | 0
BigBend CT4
BB_#2OIL | 0 | 0 | 0 | 0 | 0 | 0 | 0 | 0 | 0 | 0 | 0 | 0 | 0 | 0 | 0 | 0 | 0 | 0 | 0 | 0 | 0 | 0 | 0 | 0 | 0 | 0 | 0 | 0 | 0 | 0 | 0 | 0
Bayside 1
FIRM GAS_GS | 15142.27 | 16588.07 | 16558.37 | 16643.26 | 14731.25 | 11842.66 | 10374.14 | 11189.86 | 10259.2 | 9936.87 | 11586.84 | 9997.58 | 10846.31 | 10403.24 | 9813.35 | 11455.4 | 10705.02 | 11268.36 | 10789.27 | 9668.58 | 11403.81 | 11670.8 | 10539.51 | 11008.54 | 11754.28 | 2800.77 | 0 | 0 | 0 | 0 | 0 | 0
FIRM GAS_FGT | 12523.45 | 13765.01 | 14100.01 | 13809.96 | 12082.81 | 3793.36 | 3708.35 | 4111.92 | 3205.18 | 3352.15 | 3791.51 | 3633.99 | 4068.55 | 3894.55 | 3694.83 | 4486.32 | 4607.94 | 4745.51 | 4754.8 | 4827.84 | 5607.76 | 6315.25 | 5233.09 | 5786.27 | 6093.22 | 1201.41 | 0 | 0 | 0 | 0 | 0 | 0
INTERRUPT GAS | 3.59 | 29.75 | 0.85 | 10.24 | 0.9 | 27.98 | 69.6 | 43.43 | 4.87 | 10.08 | 58.97 | 42.96 | 115.01 | 52.26 | 65.65 | 96.61 | 98.61 | 194.01 | 284.05 | 459.49 | 576.23 | 724.1 | 372.86 | 1258.89 | 1366.56 | 94.07 | 0 | 0 | 0 | 0 | 0 | 0
Bayside 2
FIRM GAS_GS | 3484.81 | 2169.11 | 2309.97 | 2490.55 | 4248.2 | 2893.6 | 3964.72 | 3862.54 | 3419.29 | 4859.48 | 2640.5 | 3783.79 | 3860.21 | 3624.96 | 4609.26 | 3605.41 | 4086.1 | 4060.09 | 4477.87 | 5596.68 | 3135.3 | 4941.9 | 4718.62 | 4650.68 | 4050.31 | 11273.99 | 0 | 0 | 0 | 0 | 0 | 0
FIRM GAS_FGT | 20834.83 | 21518.92 | 23525.81 | 26539.09 | 24713.45 | 7166.24 | 6035.4 | 7239.01 | 6013.21 | 6649.18 | 6447.16 | 7015.94 | 7791.58 | 7760.23 | 7823.34 | 9023.33 | 9084.53 | 8334.98 | 8941.91 | 9756.97 | 8683.94 | 10035.92 | 8769.85 | 8257.73 | 9052.7 | 9289.49 | 0 | 0 | 0 | 0 | 0 | 0
INTERRUPT GAS | 365.72 | 730 | 196.84 | 144.05 | 82.26 | 68.75 | 209.58 | 69.82 | 18.35 | 73.67 | 33.46 | 172.4 | 537.96 | 306.84 | 193.12 | 312.02 | 540.25 | 795.34 | 858.02 | 1675.82 | 1334.55 | 1697.37 | 1584.46 | 2856.28 | 3134.25 | 761.8 | 0 | 0 | 0 | 0 | 0 | 0
Bayside 3
FIRM GAS_GS | 11.94 | 0.17 | 8.58 | 3.21 | 10.66 | 132.76 | 94.91 | 83.96 | 83.39 | 103.17 | 44.47 | 110.51 | 81.18 | 169.9 | 109.41 | 177.97 | 164.78 | 113.74 | 119.22 | 145.56 | 185.78 | 113.42 | 155.18 | 140.68 | 203.92 | 166.67 | 183.44 | 151.89 | 149.76 | 120.17 | 0 | 0
FIRM GAS_FGT | 297 | 244.4 | 186.66 | 57.28 | 67.05 | 28.86 | 48.83 | 43.42 | 20.72 | 29.81 | 19.92 | 28.01 | 28.65 | 21.63 | 23.88 | 36.28 | 31.46 | 30.11 | 24.71 | 20.69 | 16.63 | 45.42 | 30.94 | 25.88 | 18.35 | 22.2 | 1.95 | 2.4 | 3.13 | 2.16 | 0 | 0
INTERRUPT GAS | 42.24 | 54.63 | 14.03 | 8.66 | 25.12 | 4.31 | 23.58 | 29.21 | 5.92 | 8.5 | 7.96 | 29.93 | 46.08 | 31.42 | 32.45 | 29.7 | 79.73 | 130.49 | 116.47 | 148.61 | 149.61 | 243.83 | 208.68 | 265.93 | 261.93 | 29.93 | 7.09 | 5.89 | 4.89 | 4.77 | 0 | 0
Bayside 4
FIRM GAS_GS | 6.66 | 0 | 5.57 | 2.24 | 5.02 | 44.45 | 40.9 | 31.71 | 21.36 | 39.01 | 17.76 | 51.53 | 34.36 | 77 | 29.84 | 62.9 | 64.71 | 35.93 | 37.7 | 35.29 | 51.39 | 34.34 | 43.7 | 56.17 | 87.91 | 58.76 | 82.48 | 68.99 | 66.91 | 48.79 | 0 | 0
FIRM GAS_FGT | 225.56 | 215.31 | 153.05 | 37.92 | 45.94 | 69.09 | 72.23 | 59.41 | 33.49 | 33.04 | 12.29 | 13.26 | 11.12 | 15.51 | 14.38 | 16.64 | 13.95 | 13.46 | 12.27 | 13.48 | 7.47 | 19.43 | 14.03 | 13.39 | 13.3 | 8.88 | 1.56 | 1.15 | 1.56 | 1.07 | 0 | 0
INTERRUPT GAS | 39.69 | 46.28 | 14.37 | 12.11 | 12.61 | 5.27 | 16.48 | 26.52 | 17.68 | 35.11 | 13.65 | 55.72 | 53.41 | 70.36 | 55.14 | 68.33 | 97.32 | 114.62 | 94.76 | 110.53 | 139.96 | 177.33 | 157.01 | 176.52 | 194.17 | 49.51 | 4.43 | 3.45 | 3.08 | 2.67 | 0 | 0
Bayside 5
FIRM GAS_GS | 18.59 | 2.64 | 11.45 | 3.76 | 13.15 | 174.07 | 120.16 | 105.55 | 114.47 | 128.43 | 71.17 | 166.59 | 124.09 | 209.78 | 169.65 | 263.67 | 235.9 | 220.12 | 203.2 | 254.36 | 348.78 | 189.17 | 287.02 | 265.04 | 349.43 | 363.61 | 447.8 | 393.98 | 392.53 | 341.87 | 0 | 0
FIRM GAS_FGT | 453.68 | 322.37 | 277.26 | 142.27 | 143.11 | 52.8 | 94.75 | 92.27 | 38.92 | 63.79 | 50.24 | 64.75 | 66.35 | 58.21 | 66.33 | 96.71 | 77.32 | 77.18 | 92.03 | 86.37 | 63.24 | 131.85 | 99.98 | 81.62 | 68.37 | 86.04 | 3.88 | 4.97 | 5.45 | 3.84 | 0 | 0
INTERRUPT GAS | 58.21 | 87.59 | 24.27 | 10.79 | 21.87 | 3.66 | 26.12 | 20.87 | 8.95 | 10.96 | 13.96 | 44.2 | 81.14 | 41.91 | 50.04 | 39.22 | 107.25 | 201.37 | 181.86 | 247.34 | 253.24 | 399.34 | 303.84 | 485.71 | 452.02 | 78.31 | 13.12 | 11.57 | 11.01 | 11.28 | 0 | 0
Bayside 6
FIRM GAS_GS | 15.68 | 1.21 | 9.6 | 3.73 | 11.68 | 153.25 | 109.27 | 96.92 | 100.93 | 114.44 | 57.2 | 149.35 | 105.16 | 192.6 | 145.15 | 227.38 | 209.19 | 179.65 | 167.81 | 204.36 | 300.96 | 157.44 | 237.15 | 208.13 | 289.33 | 284.21 | 292 | 270.2 | 259.24 | 223.41 | 0 | 0
FIRM GAS_FGT | 375.34 | 291.61 | 236.19 | 100.03 | 102.08 | 41.06 | 67.12 | 53.68 | 27.58 | 44.95 | 28.7 | 41.57 | 43.76 | 41.33 | 39.84 | 67.06 | 56.62 | 50.49 | 55.68 | 50.38 | 35.14 | 90.84 | 57.23 | 46.9 | 35.07 | 44.68 | 2.84 | 3.47 | 3.83 | 3.25 | 0 | 0
INTERRUPT GAS | 50.15 | 85.57 | 18.33 | 8.67 | 27.92 | 4.74 | 29.11 | 22.17 | 6.99 | 11.53 | 14.27 | 38.39 | 66.66 | 37.86 | 42.8 | 36.18 | 88.46 | 171.17 | 154.72 | 202.58 | 210.13 | 345.8 | 265.11 | 390.11 | 359.5 | 44.54 | 9.4 | 8.98 | 7.97 | 7.76 | 0 | 0
Polk 1
POLK_COALLOW | 2701.68 | 3186.03 | 3197.1 | 2922.94 | 3186.37 | 3120.12 | 2924.45 | 3186.39 | 3186.01 | 2913.03 | 2922.66 | 3145.92 | 3145.92 | 2978.59 | 3155.24 | 3145.92 | 2978.61 | 3145.84 | 2084.78 | 0 | 0 | 0 | 0 | 0 | 0 | 0 | 0 | 0 | 0 | 0 | 0 | 0
POLK_COAL_1 | 0 | 0 | 0 | 0 | 0 | 0 | 0 | 0 | 0 | 0 | 0 | 0 | 0 | 0 | 0 | 0 | 0 | 0 | 0 | 0 | 0 | 0 | 0 | 0 | 0 | 0 | 0 | 0 | 0 | 0 | 0 | 0
POLK_COAL_2 | 0 | 0 | 0 | 0 | 0 | 0 | 0 | 0 | 0 | 0 | 0 | 0 | 0 | 0 | 0 | 0 | 0 | 0 | 0 | 0 | 0 | 0 | 0 | 0 | 0 | 0 | 0 | 0 | 0 | 0 | 0 | 0
POLK PETCOKE | 10541.85 | 12431.76 | 12474.96 | 11405.19 | 12433.11 | 12174.58 | 11411.11 | 12433.2 | 12431.71 | 11366.54 | 11404.13 | 12275.27 | 12275.27 | 11622.34 | 12311.62 | 12275.26 | 11622.41 | 12274.95 | 8134.75 | 0 | 0 | 0 | 0 | 0 | 0 | 0 | 0 | 0 | 0 | 0 | 0 | 0
PROPANE | 0 | 0 | 0 | 0 | 0 | 0 | 0 | 0 | 0 | 0 | 0 | 0 | 0 | 0 | 0 | 0 | 0 | 0 | 0 | 0 | 0 | 0 | 0 | 0 | 0 | 0 | 0 | 0 | 0 | 0 | 0 | 0
POLK #2OIL | 0 | 0 | 0 | 0 | 0 | 0 | 0 | 0 | 0 | 0 | 0 | 0 | 0 | 0 | 0 | 0 | 0 | 0 | 0 | 0 | 0 | 0 | 0 | 0 | 0 | 0 | 0 | 0 | 0 | 0 | 0 | 0
POLK 1 FIRM Gas_FGT | 39.6 | 33 | 34.5 | 34.5 | 36.6 | 32.4 | 30.9 | 34.5 | 32.4 | 32.4 | 28.2 | 34.5 | 36.6 | 34.5 | 36.6 | 32.4 | 36.6 | 36.6 | 22.5 | 0 | 0 | 0 | 0 | 0 | 0 | 0 | 0 | 0 | 0 | 0 | 0 | 0
POLK 1 INTERRUPT Gas | 0 | 0 | 0 | 0 | 0 | 0 | 0 | 0 | 0 | 0 | 0 | 0 | 0 | 0 | 0 | 0 | 0 | 0 | 0 | 0 | 0 | 0 | 0 | 0 | 0 | 0 | 0 | 0 | 0 | 0 | 0 | 0
Polk 1g
POLK 1g FIRM Gas_FGT | 550.34 | 377.8 | 495.63 | 455.78 | 608.24 | 253.59 | 278.47 | 388.49 | 103.05 | 448.11 | 165.68 | 288.88 | 284.77 | 401.82 | 332.38 | 635.46 | 242.8 | 295.6 | 315.26 | 0 | 0 | 0 | 0 | 0 | 0 | 0 | 0 | 0 | 0 | 0 | 0 | 0
POLK 1g INTERRUPT Gas | 23.05 | 113.04 | 52.32 | 33.11 | 19 | 23.9 | 44.47 | 21.88 | 14.01 | 28.02 | 4.98 | 36.45 | 85.34 | 62.98 | 77.74 | 107.74 | 97.2 | 67.11 | 73.73 | 0 | 0 | 0 | 0 | 0 | 0 | 0 | 0 | 0 | 0 | 0 | 0 | 0
Polk 2
FIRM GAS_FGT | 500.58 | 111.01 | 35.77 | 31.2 | 58.26 | 16.42 | 7.64 | 55.57 | 15.47 | 125.45 | 39.24 | 4.92 | 22.76 | 40.08 | 61.15 | 208.43 | 42.85 | 50.43 | 39.81 | 57.06 | 27.42 | 313.82 | 39.36 | 59.43 | 38.42 | 3.92 | 15.39 | 430.88 | 52.25 | 12.81 | 0 | 0
INTERRUPT GAS | 0.1 | 0.2 | 0 | 0 | 1.76 | 0 | 0 | 0.1 | 0 | 0 | 0 | 0 | 0 | 0.1 | 0.4 | 0.21 | 6.99 | 1.87 | 6.69 | 13.61 | 31.15 | 8.99 | 11 | 54.57 | 45.52 | 19.64 | 12.87 | 47.69 | 2.16 | 19.33 | 0 | 0
Polk 2o
POLK #2OIL | 0 | 0 | 0 | 0 | 0 | 0 | 0 | 0 | 0 | 0 | 0 | 0 | 0 | 0 | 0 | 0 | 0 | 0 | 0 | 0 | 0 | 0 | 0 | 0 | 0 | 0 | 0 | 0 | 0 | 0 | 0 | 0
Polk 3
FIRM GAS_FGT | 342.93 | 111.36 | 81.89 | 20.43 | 56.08 | 6.72 | 3.1 | 144.33 | 6.34 | 91.03 | 31.23 | 1.77 | 16.59 | 34.42 | 28.36 | 127.52 | 13.69 | 37.64 | 24.56 | 51.84 | 21.36 | 285.44 | 17.05 | 54.53 | 26.33 | 4.01 | 12.94 | 312.15 | 34.32 | 0 | 0 | 0
INTERRUPT GAS | 1.57 | 6 | 0.1 | 0 | 2.61 | 0.1 | 0 | 3.59 | 0 | 0 | 0 | 0 | 0 | 0.68 | 1.69 | 0 | 14.47 | 1.71 | 21.94 | 15.19 | 35.4 | 23.3 | 15.5 | 54.41 | 25.98 | 33.06 | 8.57 | 38.21 | 7.97 | 15.27 | 0 | 0
Polk 3o
POLK #2OIL | 0 | 0 | 0 | 0 | 0 | 0 | 0 | 0 | 0 | 0 | 0 | 0 | 0 | 0 | 0 | 0 | 0 | 0 | 0 | 0 | 0 | 0 | 0 | 0 | 0 | 0 | 0 | 0 | 0 | 0 | 0 | 0
Polk 4
FIRM GAS_FGT | 195.94 | 78.98 | 58.12 | 11.41 | 33.69 | 13.09 | 3.1 | 114.6 | 0 | 46.5 | 6.19 | 1.77 | 7.65 | 18.3 | 14.77 | 93.7 | 8.39 | 24.65 | 7.92 | 19.37 | 14.77 | 218.62 | 13.1 | 29.07 | 6.42 | 0 | 8.69 | 220.19 | 20.9 | 0 | 0 | 0
INTERRUPT GAS | 0.1 | 3.53 | 0.2 | 0 | 8.54 | 0 | 0 | 0.49 | 0 | 0 | 0 | 0 | 0 | 3.76 | 1.98 | 0 | 1.77 | 8.36 | 20 | 15.6 | 33.63 | 26.25 | 19.07 | 56.54 | 28.44 | 30.35 | 0.42 | 45.52 | 0 | 6.8 | 0 | 0
Polk 5
FIRM GAS_FGT | 125.28 | 68.13 | 34.91 | 9.48 | 7.59 | 10.58 | 0 | 77.7 | 0 | 24.67 | 13.6 | 0 | 12.5 | 12.75 | 11.8 | 21.71 | 0.28 | 7.21 | 2.49 | 11.05 | 9.7 | 129.57 | 3.69 | 28.23 | 0.16 | 0 | 1.73 | 145.62 | 13.45 | 11.65 | 0 | 0
INTERRUPT GAS | 0.43 | 1.07 | 0 | 0 | 16.6 | 1.03 | 0 | 5.75 | 0 | 0 | 0 | 0 | 0 | 5.78 | 5.04 | 0 | 4.84 | 10.53 | 11.2 | 10.06 | 25.33 | 33.4 | 18.31 | 41.93 | 26.23 | 23.74 | 5.9 | 39.92 | 0 | 0 | 0 | 0
Polk 2 CC
FIRM GAS_FGT | 44525.57 | 47141.58 | 44316.76 | 47600.63 | 47704.81 | 32557.52 | 32780.26 | 28424.04 | 29950.1 | 26773.84 | 27182.94 | 29341.27 | 29523.92 | 30012.28 | 30213.49 | 27901.18 | 32107.2 | 32035.6 | 33637.4 | 36049.1 | 36593.35 | 33678.71 | 36282.01 | 38318.15 | 39355.68 | 36585.4 | 16866.39 | 15266.2 | 16552.77 | 16188.71 | 0 | 0
INTERRUPT GAS | 0.03 | 0.28 | 0.03 | 0 | 0.03 | 132.96 | 143.17 | 85.44 | 86.92 | 133.1 | 102.6 | 265.41 | 448.15 | 443.28 | 353.46 | 515.9 | 577.47 | 852.37 | 895.89 | 1323.13 | 1335.96 | 1495.89 | 1373.48 | 2149.4 | 2379.39 | 1742.22 | 2317.92 | 2006.63 | 1881.98 | 2144.54 | 0 | 0
Polk 2 CC DF
FIRM GAS_FGT | 1025.79 | 696.78 | 621.17 | 479.19 | 597.9 | 447.54 | 484.07 | 381.12 | 377.78 | 348.01 | 303.9 | 561.48 | 509.02 | 588.76 | 554.9 | 664.68 | 755 | 959.27 | 948.12 | 1154.1 | 1300.78 | 1301.01 | 1291.27 | 1483.99 | 1486.58 | 1570.98 | 850.91 | 739.51 | 807.38 | 762.21 | 0 | 0
INTERRUPT GAS | 93.41 | 177.27 | 43.9 | 28.65 | 13.22 | 25.69 | 36.94 | 25.55 | 11.69 | 38.29 | 20.93 | 60.77 | 125.06 | 111.94 | 84.2 | 111.69 | 119.25 | 181.29 | 205.67 | 302.56 | 292.57 | 350.37 | 321.62 | 588.65 | 662.04 | 266.64 | 574.51 | 418.22 | 420.2 | 419.98 | 0 | 0
FutAeroCT 1
FIRM GAS_GS | 0 | 0 | 0 | 0 | 0 | 0 | 0 | 0 | 0 | 0 | 0 | 0 | 0 | 0 | 0 | 0 | 0 | 0 | 0 | 0 | 0 | 0 | 0 | 0 | 0 | 0 | 0 | 0 | 0 | 0 | 0 | 0
FIRM GAS_FGT | 0 | 0 | 0 | 0 | 0 | 0 | 0 | 0 | 0 | 0 | 0 | 0 | 0 | 0 | 0 | 0 | 0 | 0 | 0 | 0 | 0 | 0 | 0 | 0 | 0 | 0 | 165.42 | 180.62 | 156.21 | 152.86 | 0 | 0
INTERRUPT GAS | 0 | 0 | 0 | 0 | 0 | 0 | 0 | 0 | 0 | 0 | 0 | 0 | 0 | 0 | 0 | 0 | 0 | 0 | 0 | 0 | 0 | 0 | 0 | 0 | 0 | 0 | 110.54 | 71.24 | 83.81 | 71.04 | 0 | 0
FutAeroCT 2
FIRM GAS_GS | 0 | 0 | 0 | 0 | 0 | 0 | 0 | 0 | 0 | 0 | 0 | 0 | 0 | 0 | 0 | 0 | 0 | 0 | 0 | 0 | 0 | 0 | 0 | 0 | 0 | 0 | 0 | 0 | 0 | 0 | 0 | 0
FIRM GAS_FGT | 0 | 0 | 0 | 0 | 0 | 0 | 0 | 0 | 0 | 0 | 0 | 0 | 0 | 0 | 0 | 0 | 0 | 0 | 0 | 0 | 0 | 0 | 0 | 0 | 0 | 0 | 0 | 0 | 0 | 0 | 0 | 0
INTERRUPT GAS | 0 | 0 | 0 | 0 | 0 | 0 | 0 | 0 | 0 | 0 | 0 | 0 | 0 | 0 | 0 | 0 | 0 | 0 | 0 | 0 | 0 | 0 | 0 | 0 | 0 | 0 | 0 | 0 | 0 | 0 | 0 | 0
FutAeroCT 3
FIRM GAS_GS | 0 | 0 | 0 | 0 | 0 | 0 | 0 | 0 | 0 | 0 | 0 | 0 | 0 | 0 | 0 | 0 | 0 | 0 | 0 | 0 | 0 | 0 | 0 | 0 | 0 | 0 | 0 | 0 | 0 | 0 | 0 | 0
FIRM GAS_FGT | 0 | 0 | 0 | 0 | 0 | 0 | 0 | 0 | 0 | 0 | 0 | 0 | 0 | 0 | 0 | 0 | 0 | 0 | 0 | 0 | 0 | 0 | 0 | 0 | 0 | 0 | 0 | 0 | 0 | 0 | 0 | 0
INTERRUPT GAS | 0 | 0 | 0 | 0 | 0 | 0 | 0 | 0 | 0 | 0 | 0 | 0 | 0 | 0 | 0 | 0 | 0 | 0 | 0 | 0 | 0 | 0 | 0 | 0 | 0 | 0 | 0 | 0 | 0 | 0 | 0 | 0
FutAeroCT 4
FIRM GAS_GS | 0 | 0 | 0 | 0 | 0 | 0 | 0 | 0 | 0 | 0 | 0 | 0 | 0 | 0 | 0 | 0 | 0 | 0 | 0 | 0 | 0 | 0 | 0 | 0 | 0 | 0 | 0 | 0 | 0 | 0 | 0 | 0
FIRM GAS_FGT | 0 | 0 | 0 | 0 | 0 | 0 | 0 | 0 | 0 | 0 | 0 | 0 | 0 | 0 | 0 | 0 | 0 | 0 | 0 | 0 | 0 | 0 | 0 | 0 | 0 | 0 | 0 | 0 | 0 | 0 | 0 | 0
INTERRUPT GAS | 0 | 0 | 0 | 0 | 0 | 0 | 0 | 0 | 0 | 0 | 0 | 0 | 0 | 0 | 0 | 0 | 0 | 0 | 0 | 0 | 0 | 0 | 0 | 0 | 0 | 0 | 0 | 0 | 0 | 0 | 0 | 0
FutAeroCT 5
FIRM GAS_GS | 0 | 0 | 0 | 0 | 0 | 0 | 0 | 0 | 0 | 0 | 0 | 0 | 0 | 0 | 0 | 0 | 0 | 0 | 0 | 0 | 0 | 0 | 0 | 0 | 0 | 0 | 0 | 0 | 0 | 0 | 0 | 0
FIRM GAS_FGT | 0 | 0 | 0 | 0 | 0 | 0 | 0 | 0 | 0 | 0 | 0 | 0 | 0 | 0 | 0 | 0 | 0 | 0 | 0 | 0 | 0 | 0 | 0 | 0 | 0 | 0 | 0 | 0 | 0 | 0 | 0 | 0
INTERRUPT GAS | 0 | 0 | 0 | 0 | 0 | 0 | 0 | 0 | 0 | 0 | 0 | 0 | 0 | 0 | 0 | 0 | 0 | 0 | 0 | 0 | 0 | 0 | 0 | 0 | 0 | 0 | 0 | 0 | 0 | 0 | 0 | 0
FutAeroCT 6
FIRM GAS_GS | 0 | 0 | 0 | 0 | 0 | 0 | 0 | 0 | 0 | 0 | 0 | 0 | 0 | 0 | 0 | 0 | 0 | 0 | 0 | 0 | 0 | 0 | 0 | 0 | 0 | 0 | 0 | 0 | 0 | 0 | 0 | 0
FIRM GAS_FGT | 0 | 0 | 0 | 0 | 0 | 0 | 0 | 0 | 0 | 0 | 0 | 0 | 0 | 0 | 0 | 0 | 0 | 0 | 0 | 0 | 0 | 0 | 0 | 0 | 0 | 0 | 0 | 0 | 0 | 0 | 0 | 0
INTERRUPT GAS | 0 | 0 | 0 | 0 | 0 | 0 | 0 | 0 | 0 | 0 | 0 | 0 | 0 | 0 | 0 | 0 | 0 | 0 | 0 | 0 | 0 | 0 | 0 | 0 | 0 | 0 | 0 | 0 | 0 | 0 | 0 | 0
FutAeroCT 7
FIRM GAS_GS | 0 | 0 | 0 | 0 | 0 | 0 | 0 | 0 | 0 | 0 | 0 | 0 | 0 | 0 | 0 | 0 | 0 | 0 | 0 | 0 | 0 | 0 | 0 | 0 | 0 | 0 | 0 | 0 | 0 | 0 | 0 | 0
FIRM GAS_FGT | 0 | 0 | 0 | 0 | 0 | 0 | 0 | 0 | 0 | 0 | 0 | 0 | 0 | 0 | 0 | 0 | 0 | 0 | 0 | 0 | 0 | 0 | 0 | 0 | 0 | 0 | 0 | 0 | 0 | 0 | 0 | 0
INTERRUPT GAS | 0 | 0 | 0 | 0 | 0 | 0 | 0 | 0 | 0 | 0 | 0 | 0 | 0 | 0 | 0 | 0 | 0 | 0 | 0 | 0 | 0 | 0 | 0 | 0 | 0 | 0 | 0 | 0 | 0 | 0 | 0 | 0
FutAeroCT 8
FIRM GAS_GS | 0 | 0 | 0 | 0 | 0 | 0 | 0 | 0 | 0 | 0 | 0 | 0 | 0 | 0 | 0 | 0 | 0 | 0 | 0 | 0 | 0 | 0 | 0 | 0 | 0 | 0 | 0 | 0 | 0 | 0 | 0 | 0
FIRM GAS_FGT | 0 | 0 | 0 | 0 | 0 | 0 | 0 | 0 | 0 | 0 | 0 | 0 | 0 | 0 | 0 | 0 | 0 | 0 | 0 | 0 | 0 | 0 | 0 | 0 | 0 | 0 | 0 | 0 | 0 | 0 | 0 | 0
INTERRUPT GAS | 0 | 0 | 0 | 0 | 0 | 0 | 0 | 0 | 0 | 0 | 0 | 0 | 0 | 0 | 0 | 0 | 0 | 0 | 0 | 0 | 0 | 0 | 0 | 0 | 0 | 0 | 0 | 0 | 0 | 0 | 0 | 0
FutAeroCT 9
FIRM GAS_GS | 0 | 0 | 0 | 0 | 0 | 0 | 0 | 0 | 0 | 0 | 0 | 0 | 0 | 0 | 0 | 0 | 0 | 0 | 0 | 0 | 0 | 0 | 0 | 0 | 0 | 0 | 0 | 0 | 0 | 0 | 0 | 0
FIRM GAS_FGT | 0 | 0 | 0 | 0 | 0 | 0 | 0 | 0 | 0 | 0 | 0 | 0 | 0 | 0 | 0 | 0 | 0 | 0 | 0 | 0 | 0 | 0 | 0 | 0 | 0 | 0 | 0 | 0 | 0 | 0 | 0 | 0
INTERRUPT GAS | 0 | 0 | 0 | 0 | 0 | 0 | 0 | 0 | 0 | 0 | 0 | 0 | 0 | 0 | 0 | 0 | 0 | 0 | 0 | 0 | 0 | 0 | 0 | 0 | 0 | 0 | 0 | 0 | 0 | 0 | 0 | 0
FutAeroCT 10
FIRM GAS_GS | 0 | 0 | 0 | 0 | 0 | 0 | 0 | 0 | 0 | 0 | 0 | 0 | 0 | 0 | 0 | 0 | 0 | 0 | 0 | 0 | 0 | 0 | 0 | 0 | 0 | 0 | 0 | 0 | 0 | 0 | 0 | 0
FIRM GAS_FGT | 0 | 0 | 0 | 0 | 0 | 0 | 0 | 0 | 0 | 0 | 0 | 0 | 0 | 0 | 0 | 0 | 0 | 0 | 0 | 0 | 0 | 0 | 0 | 0 | 0 | 0 | 0 | 0 | 0 | 0 | 0 | 0
INTERRUPT GAS | 0 | 0 | 0 | 0 | 0 | 0 | 0 | 0 | 0 | 0 | 0 | 0 | 0 | 0 | 0 | 0 | 0 | 0 | 0 | 0 | 0 | 0 | 0 | 0 | 0 | 0 | 0 | 0 | 0 | 0 | 0 | 0
GE 7FA CT1
FIRM GAS_GS | 0 | 0 | 0 | 0 | 0 | 0 | 0 | 0 | 0 | 0 | 0 | 0 | 0 | 0 | 0 | 0 | 0 | 0 | 0 | 0 | 0 | 0 | 0 | 0 | 0 | 0 | 0 | 0 | 0 | 0 | 0 | 0
FIRM GAS_FGT | 0 | 0 | 0 | 0 | 0 | 547.82 | 602.89 | 458.83 | 444.34 | 468.81 | 318.02 | 844.99 | 728.3 | 889.54 | 831.91 | 1056.79 | 1314.36 | 1634.24 | 1482.42 | 1976.69 | 2175.9 | 2196.94 | 2128.62 | 2332.33 | 2373.72 | 2623.82 | 1044.22 | 1072.04 | 953.76 | 1030.85 | 0 | 0
INTERRUPT GAS | 0 | 0 | 0 | 0 | 0 | 31.93 | 44.5 | 56.45 | 26.88 | 46.32 | 66.92 | 113.24 | 230.25 | 180.26 | 167.7 | 238.79 | 226.35 | 405.28 | 457.39 | 616.71 | 714.35 | 843.88 | 637.08 | 1367.9 | 1317.81 | 674.92 | 1116.35 | 876.05 | 1100.83 | 895.71 | 0 | 0
GE 7FA CT2
FIRM GAS_GS | 0 | 0 | 0 | 0 | 0 | 0 | 0 | 0 | 0 | 0 | 0 | 0 | 0 | 0 | 0 | 0 | 0 | 0 | 0 | 0 | 0 | 0 | 0 | 0 | 0 | 0 | 0 | 0 | 0 | 0 | 0 | 0
FIRM GAS_FGT | 0 | 0 | 0 | 0 | 0 | 0 | 0 | 0 | 237.09 | 315.75 | 157.41 | 437.01 | 263.3 | 531.7 | 506.34 | 604.54 | 895.4 | 871.68 | 781.37 | 1024.98 | 1209.29 | 1173.57 | 1242.37 | 1034.31 | 1305.54 | 1554.43 | 632.96 | 504.25 | 462.44 | 642.56 | 0 | 0
INTERRUPT GAS | 0 | 0 | 0 | 0 | 0 | 0 | 0 | 0 | 67.6 | 109.77 | 66.63 | 178.44 | 343.11 | 283.81 | 245.01 | 341.89 | 388.9 | 577.14 | 615.76 | 837.91 | 984.16 | 1064.14 | 927.08 | 1660.08 | 1645.63 | 756.73 | 856.32 | 524.12 | 763.97 | 497.38 | 0 | 0
GE 7FA CT3
FIRM GAS_GS | 0 | 0 | 0 | 0 | 0 | 0 | 0 | 0 | 0 | 0 | 0 | 0 | 0 | 0 | 0 | 0 | 0 | 0 | 0 | 0 | 0 | 0 | 0 | 0 | 0 | 0 | 0 | 0 | 0 | 0 | 0 | 0
FIRM GAS_FGT | 0 | 0 | 0 | 0 | 0 | 0 | 0 | 0 | 0 | 0 | 0 | 173.29 | 38.79 | 193.85 | 208.61 | 206.95 | 350.94 | 399.83 | 294.45 | 495.55 | 494.98 | 528.77 | 504.1 | 339.31 | 583.59 | 907.86 | 266.12 | 287.51 | 204.12 | 314.67 | 0 | 0
INTERRUPT GAS | 0 | 0 | 0 | 0 | 0 | 0 | 0 | 0 | 0 | 0 | 0 | 319.15 | 300.73 | 453.02 | 292.17 | 512.98 | 615.59 | 624.78 | 696.59 | 910.65 | 980.82 | 1068.83 | 971.3 | 1505.17 | 1630.45 | 840.8 | 541.72 | 489.89 | 425.91 | 428.08 | 0 | 0
GE 7FA CT4
FIRM GAS_GS | 0 | 0 | 0 | 0 | 0 | 0 | 0 | 0 | 0 | 0 | 0 | 0 | 0 | 0 | 0 | 0 | 0 | 0 | 0 | 0 | 0 | 0 | 0 | 0 | 0 | 0 | 0 | 0 | 0 | 0 | 0 | 0
FIRM GAS_FGT | 0 | 0 | 0 | 0 | 0 | 0 | 0 | 0 | 0 | 0 | 0 | 0 | 0 | 0 | 63.55 | 48.12 | 43.3 | 86.72 | 113.9 | 173.21 | 235.35 | 162.45 | 163.38 | 150.31 | 245.93 | 427.01 | 53.07 | 109.76 | 28.83 | 126.64 | 0 | 0
INTERRUPT GAS | 0 | 0 | 0 | 0 | 0 | 0 | 0 | 0 | 0 | 0 | 0 | 0 | 0 | 0 | 269.17 | 464.58 | 574.93 | 610.51 | 554.63 | 773.51 | 787.71 | 896.07 | 852.14 | 991.74 | 1190.59 | 802.96 | 286.37 | 357.55 | 254.33 | 232.9 | 0 | 0
GE 7FA CT5
FIRM GAS_GS | 0 | 0 | 0 | 0 | 0 | 0 | 0 | 0 | 0 | 0 | 0 | 0 | 0 | 0 | 0 | 0 | 0 | 0 | 0 | 0 | 0 | 0 | 0 | 0 | 0 | 0 | 0 | 0 | 0 | 0 | 0 | 0
FIRM GAS_FGT | 0 | 0 | 0 | 0 | 0 | 0 | 0 | 0 | 0 | 0 | 0 | 0 | 0 | 0 | 0 | 0 | 0 | 9.91 | 47.59 | 82.57 | 104.61 | 48.16 | 20.13 | 37.86 | 97.93 | 139.12 | 8.9 | 56.6 | 15.6 | 46.74 | 0 | 0
INTERRUPT GAS | 0 | 0 | 0 | 0 | 0 | 0 | 0 | 0 | 0 | 0 | 0 | 0 | 0 | 0 | 0 | 0 | 0 | 426.89 | 337.23 | 461.06 | 581.02 | 606.05 | 566.97 | 675.62 | 822.36 | 685.75 | 212.8 | 221.28 | 141.15 | 182.72 | 0 | 0
GE 7FA CT6
FIRM GAS_GS | 0 | 0 | 0 | 0 | 0 | 0 | 0 | 0 | 0 | 0 | 0 | 0 | 0 | 0 | 0 | 0 | 0 | 0 | 0 | 0 | 0 | 0 | 0 | 0 | 0 | 0 | 0 | 0 | 0 | 0 | 0 | 0
FIRM GAS_FGT | 0 | 0 | 0 | 0 | 0 | 0 | 0 | 0 | 0 | 0 | 0 | 0 | 0 | 0 | 0 | 0 | 0 | 0 | 0 | 34.97 | 50.8 | 0.51 | 24.81 | 0 | 30.92 | 40.3 | 0 | 23.9 | 0 | 18.61 | 0 | 0
INTERRUPT GAS | 0 | 0 | 0 | 0 | 0 | 0 | 0 | 0 | 0 | 0 | 0 | 0 | 0 | 0 | 0 | 0 | 0 | 0 | 0 | 258.18 | 381.12 | 320.08 | 339.37 | 343.27 | 453.23 | 392.11 | 47.87 | 135.2 | 46.63 | 100.66 | 0 | 0
GE 7FA CT7
FIRM GAS_GS | 0 | 0 | 0 | 0 | 0 | 0 | 0 | 0 | 0 | 0 | 0 | 0 | 0 | 0 | 0 | 0 | 0 | 0 | 0 | 0 | 0 | 0 | 0 | 0 | 0 | 0 | 0 | 0 | 0 | 0 | 0 | 0
FIRM GAS_FGT | 0 | 0 | 0 | 0 | 0 | 0 | 0 | 0 | 0 | 0 | 0 | 0 | 0 | 0 | 0 | 0 | 0 | 0 | 0 | 0 | 0 | 0 | 0 | 0 | 0 | 0.83 | 0 | 0.07 | 0 | 0.96 | 0 | 0
INTERRUPT GAS | 0 | 0 | 0 | 0 | 0 | 0 | 0 | 0 | 0 | 0 | 0 | 0 | 0 | 0 | 0 | 0 | 0 | 0 | 0 | 0 | 0 | 0 | 0 | 0 | 0 | 100.19 | 63.57 | 49.43 | 33.59 | 85.31 | 0 | 0
GE 7FA CT8
FIRM GAS_GS | 0 | 0 | 0 | 0 | 0 | 0 | 0 | 0 | 0 | 0 | 0 | 0 | 0 | 0 | 0 | 0 | 0 | 0 | 0 | 0 | 0 | 0 | 0 | 0 | 0 | 0 | 0 | 0 | 0 | 0 | 0 | 0
FIRM GAS_FGT | 0 | 0 | 0 | 1008.89 | 1963.28 | 0 | 0 | 0 | 0 | 0 | 0 | 0 | 0 | 0 | 0 | 0 | 0 | 0 | 0 | 0 | 0 | 0 | 0 | 0 | 0 | 0 | 0 | 0 | 0 | 0 | 0 | 0
INTERRUPT GAS | 0 | 0 | 0 | 68.81 | 98.55 | 0 | 0 | 0 | 0 | 0 | 0 | 0 | 0 | 0 | 0 | 0 | 0 | 0 | 0 | 0 | 0 | 0 | 0 | 0 | 0 | 0 | 0 | 0 | 0 | 0 | 0 | 0
GE 7FA CT9
FIRM GAS_GS | 0 | 0 | 0 | 0 | 0 | 0 | 0 | 0 | 0 | 0 | 0 | 0 | 0 | 0 | 0 | 0 | 0 | 0 | 0 | 0 | 0 | 0 | 0 | 0 | 0 | 0 | 0 | 0 | 0 | 0 | 0 | 0
FIRM GAS_FGT | 0 | 0 | 0 | 289.36 | 767.83 | 0 | 0 | 0 | 0 | 0 | 0 | 0 | 0 | 0 | 0 | 0 | 0 | 0 | 0 | 0 | 0 | 0 | 0 | 0 | 0 | 0 | 0 | 0 | 0 | 0 | 0 | 0
INTERRUPT GAS | 0 | 0 | 0 | 43.77 | 60.62 | 0 | 0 | 0 | 0 | 0 | 0 | 0 | 0 | 0 | 0 | 0 | 0 | 0 | 0 | 0 | 0 | 0 | 0 | 0 | 0 | 0 | 0 | 0 | 0 | 0 | 0 | 0
GE 7FA CT10
FIRM GAS_GS | 0 | 0 | 0 | 0 | 0 | 0 | 0 | 0 | 0 | 0 | 0 | 0 | 0 | 0 | 0 | 0 | 0 | 0 | 0 | 0 | 0 | 0 | 0 | 0 | 0 | 0 | 0 | 0 | 0 | 0 | 0 | 0
FIRM GAS_FGT | 0 | 0 | 0 | 0 | 0 | 0 | 0 | 0 | 0 | 0 | 0 | 0 | 0 | 0 | 0 | 0 | 0 | 0 | 0 | 0 | 0 | 0 | 0 | 0 | 0 | 0 | 0 | 0 | 0 | 0 | 0 | 0
INTERRUPT GAS | 0 | 0 | 0 | 0 | 0 | 0 | 0 | 0 | 0 | 0 | 0 | 0 | 0 | 0 | 0 | 0 | 0 | 0 | 0 | 0 | 0 | 0 | 0 | 0 | 0 | 0 | 0 | 0 | 0 | 0 | 0 | 0
CC 2x1 7FAwDF 1
FIRM GAS_GS | 0 | 0 | 0 | 0 | 0 | 0 | 0 | 0 | 0 | 0 | 0 | 0 | 0 | 0 | 0 | 0 | 0 | 0 | 0 | 0 | 0 | 0 | 0 | 0 | 0 | 0 | 0 | 0 | 0 | 0 | 0 | 0
FIRM GAS_FGT | 0 | 0 | 0 | 0 | 0 | 54073.95 | 54156.93 | 53472 | 53257.34 | 53193.23 | 50386.18 | 50662.14 | 50862.1 | 50494.57 | 49491.27 | 49487.53 | 49904.42 | 50222.11 | 49952.19 | 50621.76 | 51003.81 | 51216.45 | 50948.21 | 53085.46 | 54197.8 | 53704.55 | 48144.11 | 48515.76 | 48827.28 | 48769.57 | 0 | 0
INTERRUPT GAS | 0 | 0 | 0 | 0 | 0 | 0.16 | 0.07 | 0.13 | 0 | 0.07 | 0 | 0.07 | 2.04 | 1 | 2.31 | 2.92 | 2.69 | 0.27 | 0.78 | 2.25 | 3.38 | 3.86 | 3.98 | 9.28 | 1.71 | 0.13 | 524.86 | 415.45 | 411.41 | 385.77 | 0 | 0
CC 2x1 7FAwDF 2
FIRM GAS_GS | 0 | 0 | 0 | 0 | 0 | 0 | 0 | 0 | 0 | 0 | 0 | 0 | 0 | 0 | 0 | 0 | 0 | 0 | 0 | 0 | 0 | 0 | 0 | 0 | 0 | 0 | 0 | 0 | 0 | 0 | 0 | 0
FIRM GAS_FGT | 0 | 0 | 0 | 0 | 0 | 0 | 0 | 0 | 0 | 0 | 0 | 0 | 0 | 0 | 0 | 0 | 0 | 0 | 0 | 0 | 0 | 0 | 0 | 0 | 0 | 0 | 49220.82 | 49376.27 | 49039.65 | 49038.51 | 0 | 0
INTERRUPT GAS | 0 | 0 | 0 | 0 | 0 | 0 | 0 | 0 | 0 | 0 | 0 | 0 | 0 | 0 | 0 | 0 | 0 | 0 | 0 | 0 | 0 | 0 | 0 | 0 | 0 | 0 | 0.27 | 0.27 | 0.13 | 0.33 | 0 | 0
CC 2x1 7FAwDF 3
FIRM GAS_GS | 0 | 0 | 0 | 0 | 0 | 0 | 0 | 0 | 0 | 0 | 0 | 0 | 0 | 0 | 0 | 0 | 0 | 0 | 0 | 0 | 0 | 0 | 0 | 0 | 0 | 0 | 0 | 0 | 0 | 0 | 0 | 0
FIRM GAS_FGT | 0 | 0 | 0 | 0 | 0 | 0 | 0 | 0 | 0 | 0 | 0 | 0 | 0 | 0 | 0 | 0 | 0 | 0 | 0 | 0 | 0 | 0 | 0 | 0 | 0 | 15852.48 | 13684.5 | 13840.58 | 14221.66 | 14268.88 | 0 | 0
INTERRUPT GAS | 0 | 0 | 0 | 0 | 0 | 0 | 0 | 0 | 0 | 0 | 0 | 0 | 0 | 0 | 0 | 0 | 0 | 0 | 0 | 0 | 0 | 0 | 0 | 0 | 0 | 7.98 | 1839.86 | 1305.58 | 1528.93 | 1592.22 | 0 | 0
CC 2x1 7FAwDF 4
FIRM GAS_GS | 0 | 0 | 0 | 0 | 0 | 0 | 0 | 0 | 0 | 0 | 0 | 0 | 0 | 0 | 0 | 0 | 0 | 0 | 0 | 0 | 0 | 0 | 0 | 0 | 0 | 0 | 0 | 0 | 0 | 0 | 0 | 0
FIRM GAS_FGT | 0 | 0 | 0 | 0 | 0 | 0 | 0 | 0 | 0 | 0 | 0 | 0 | 0 | 0 | 0 | 0 | 0 | 0 | 0 | 0 | 0 | 0 | 0 | 0 | 0 | 0 | 0 | 0 | 0 | 0 | 0 | 0
INTERRUPT GAS | 0 | 0 | 0 | 0 | 0 | 0 | 0 | 0 | 0 | 0 | 0 | 0 | 0 | 0 | 0 | 0 | 0 | 0 | 0 | 0 | 0 | 0 | 0 | 0 | 0 | 0 | 0 | 0 | 0 | 0 | 0 | 0
CC 2x1 7FAwDF 5
FIRM GAS_GS | 0 | 0 | 0 | 0 | 0 | 0 | 0 | 0 | 0 | 0 | 0 | 0 | 0 | 0 | 0 | 0 | 0 | 0 | 0 | 0 | 0 | 0 | 0 | 0 | 0 | 0 | 0 | 0 | 0 | 0 | 0 | 0
FIRM GAS_FGT | 0 | 0 | 0 | 0 | 0 | 0 | 0 | 0 | 0 | 0 | 0 | 0 | 0 | 0 | 0 | 0 | 0 | 0 | 0 | 0 | 0 | 0 | 0 | 0 | 0 | 0 | 0 | 0 | 0 | 0 | 0 | 0
INTERRUPT GAS | 0 | 0 | 0 | 0 | 0 | 0 | 0 | 0 | 0 | 0 | 0 | 0 | 0 | 0 | 0 | 0 | 0 | 0 | 0 | 0 | 0 | 0 | 0 | 0 | 0 | 0 | 0 | 0 | 0 | 0 | 0 | 0
CC 2x1 7FAwDF 6
FIRM GAS_GS | 0 | 0 | 0 | 0 | 0 | 0 | 0 | 0 | 0 | 0 | 0 | 0 | 0 | 0 | 0 | 0 | 0 | 0 | 0 | 0 | 0 | 0 | 0 | 0 | 0 | 0 | 0 | 0 | 0 | 0 | 0 | 0
FIRM GAS_FGT | 0 | 0 | 0 | 0 | 0 | 0 | 0 | 0 | 0 | 0 | 0 | 0 | 0 | 0 | 0 | 0 | 0 | 0 | 0 | 0 | 0 | 0 | 0 | 0 | 0 | 0 | 0 | 0 | 0 | 0 | 0 | 0
INTERRUPT GAS | 0 | 0 | 0 | 0 | 0 | 0 | 0 | 0 | 0 | 0 | 0 | 0 | 0 | 0 | 0 | 0 | 0 | 0 | 0 | 0 | 0 | 0 | 0 | 0 | 0 | 0 | 0 | 0 | 0 | 0 | 0 | 0
CC_Fut_Proxy_07
FIRM GAS_GS | 0 | 0 | 0 | 0 | 0 | 0 | 0 | 0 | 0 | 0 | 0 | 0 | 0 | 0 | 0 | 0 | 0 | 0 | 0 | 0 | 0 | 0 | 0 | 0 | 0 | 0 | 0 | 0 | 0 | 0 | 0 | 0
FIRM GAS_FGT | 0 | 0 | 0 | 0 | 0 | 0 | 0 | 0 | 0 | 0 | 0 | 0 | 0 | 0 | 0 | 0 | 0 | 0 | 0 | 0 | 0 | 0 | 0 | 0 | 0 | 0 | 0 | 0 | 0 | 0 | 0 | 0
INTERRUPT GAS | 0 | 0 | 0 | 0 | 0 | 0 | 0 | 0 | 0 | 0 | 0 | 0 | 0 | 0 | 0 | 0 | 0 | 0 | 0 | 0 | 0 | 0 | 0 | 0 | 0 | 0 | 0 | 0 | 0 | 0 | 0 | 0
CC_Fut_Proxy_08
FIRM GAS_GS | 0 | 0 | 0 | 0 | 0 | 0 | 0 | 0 | 0 | 0 | 0 | 0 | 0 | 0 | 0 | 0 | 0 | 0 | 0 | 0 | 0 | 0 | 0 | 0 | 0 | 0 | 0 | 0 | 0 | 0 | 0 | 0
FIRM GAS_FGT | 0 | 0 | 0 | 0 | 0 | 0 | 0 | 0 | 0 | 0 | 0 | 0 | 0 | 0 | 0 | 0 | 0 | 0 | 0 | 0 | 0 | 0 | 0 | 0 | 0 | 0 | 0 | 0 | 0 | 0 | 0 | 0
INTERRUPT GAS | 0 | 0 | 0 | 0 | 0 | 0 | 0 | 0 | 0 | 0 | 0 | 0 | 0 | 0 | 0 | 0 | 0 | 0 | 0 | 0 | 0 | 0 | 0 | 0 | 0 | 0 | 0 | 0 | 0 | 0 | 0 | 0
CC_Fut_Proxy_09
FIRM GAS_GS | 0 | 0 | 0 | 0 | 0 | 0 | 0 | 0 | 0 | 0 | 0 | 0 | 0 | 0 | 0 | 0 | 0 | 0 | 0 | 0 | 0 | 0 | 0 | 0 | 0 | 0 | 0 | 0 | 0 | 0 | 0 | 0
FIRM GAS_FGT | 0 | 0 | 0 | 0 | 0 | 0 | 0 | 0 | 0 | 0 | 0 | 0 | 0 | 0 | 0 | 0 | 0 | 0 | 0 | 0 | 0 | 0 | 0 | 0 | 0 | 0 | 0 | 0 | 0 | 0 | 0 | 0
INTERRUPT GAS | 0 | 0 | 0 | 0 | 0 | 0 | 0 | 0 | 0 | 0 | 0 | 0 | 0 | 0 | 0 | 0 | 0 | 0 | 0 | 0 | 0 | 0 | 0 | 0 | 0 | 0 | 0 | 0 | 0 | 0 | 0 | 0
CC_Fut_Proxy_10
FIRM GAS_GS | 0 | 0 | 0 | 0 | 0 | 0 | 0 | 0 | 0 | 0 | 0 | 0 | 0 | 0 | 0 | 0 | 0 | 0 | 0 | 0 | 0 | 0 | 0 | 0 | 0 | 0 | 0 | 0 | 0 | 0 | 0 | 0
FIRM GAS_FGT | 0 | 0 | 0 | 0 | 0 | 0 | 0 | 0 | 0 | 0 | 0 | 0 | 0 | 0 | 0 | 0 | 0 | 0 | 0 | 0 | 0 | 0 | 0 | 0 | 0 | 0 | 0 | 0 | 0 | 0 | 0 | 0
INTERRUPT GAS | 0 | 0 | 0 | 0 | 0 | 0 | 0 | 0 | 0 | 0 | 0 | 0 | 0 | 0 | 0 | 0 | 0 | 0 | 0 | 0 | 0 | 0 | 0 | 0 | 0 | 0 | 0 | 0 | 0 | 0 | 0 | 0
TEC Fuel Energy (MMBTU x 1000) - "Includes No.2 Oil, Propane Start Fuel, and Other Start Fuels"
Total Solid Fuel (MMBTU x 1000) | 48340.57 | 40539.44 | 43661.84 | 38938.24 | 43775.83 | 26734.98 | 30399.35 | 38128.21 | 43344.32 | 47485.77 | 56439.65 | 53226.98 | 52133.35 | 54986.12 | 59664.32 | 59902.84 | 55258.68 | 55534.38 | 55630.95 | 45219.39 | 43803.66 | 40405.25 | 44314.14 | 30030.37 | 22591.21 | 20730.34 | 18238.37 | 20843.19 | 19994.96 | 20215.68 | 0 | 0
Total Natural Gas (MMBTU x 1000) | 108717.5 | 112328.08 | 109580.6 | 112436.68 | 110215.32 | 115675.57 | 114931.36 | 112467.04 | 109816.54 | 109765.52 | 106225.8 | 111052.99 | 114026.74 | 114279.43 | 113442.4 | 116163.26 | 121261.26 | 123713.98 | 125724.17 | 133647.78 | 134802.77 | 138036.43 | 134633.04 | 144770.2 | 149763.01 | 148369.49 | 142326.88 | 140788 | 141121.29 | 140969.88 | 0 | 0
Total #2 Oil (MMBTU x 1000) | 0 | 0 | 0 | 0 | 0 | 0 | 0 | 0 | 0 | 0 | 0 | 0 | 0 | 0 | 0 | 0 | 0 | 0 | 0 | 0 | 0 | 0 | 0 | 0 | 0 | 0 | 0 | 0 | 0 | 0 | 0 | 0
Total #6 Oil (MMBTU x 1000) | 0 | 0 | 0 | 0 | 0 | 0 | 0 | 0 | 0 | 0 | 0 | 0 | 0 | 0 | 0 | 0 | 0 | 0 | 0 | 0 | 0 | 0 | 0 | 0 | 0 | 0 | 0 | 0 | 0 | 0 | 0 | 0
Total Propane (MMBTU x 1000) | 0 | 0 | 0 | 0 | 0 | 0 | 0 | 0 | 0 | 0 | 0 | 0 | 0 | 0 | 0 | 0 | 0 | 0 | 0 | 0 | 0 | 0 | 0 | 0 | 0 | 0 | 0 | 0 | 0 | 0 | 0 | 0
CO2 Emissions (Tons x 1000)
Big Bend 1 | 120.6 | 150.99 | 121.93 | 0 | 0 | 0 | 0 | 0 | 0 | 0 | 0 | 0 | 0 | 0 | 0 | 0 | 0 | 0 | 0 | 0 | 0 | 0 | 0 | 0 | 0 | 0 | 0 | 0 | 0 | 0 | 0 | 0
Big Bend 2 | 171.17 | 174.86 | 131.91 | 40.44 | 0 | 0 | 0 | 0 | 0 | 0 | 0 | 0 | 0 | 0 | 0 | 0 | 0 | 0 | 0 | 0 | 0 | 0 | 0 | 0 | 0 | 0 | 0 | 0 | 0 | 0 | 0 | 0
Big Bend 3 | 1248.01 | 714.47 | 703.14 | 513.42 | 524.23 | 426.24 | 872.63 | 793.58 | 1072.35 | 1615.22 | 2049.39 | 2151.47 | 1709.51 | 2211.17 | 2329.99 | 2338.12 | 2301.54 | 2002.94 | 2352.89 | 2359.13 | 2242.99 | 2350.13 | 2308.85 | 799.2 | 0 | 0 | 0 | 0 | 0 | 0 | 0 | 0
Big Bend 4 | 2475.56 | 1931.15 | 2268.41 | 2102.73 | 2466.2 | 799.35 | 839.96 | 1598.9 | 1872.26 | 1903.81 | 2407.58 | 1851.04 | 2178.24 | 2064.79 | 2347.47 | 2369.16 | 2003.92 | 2242.31 | 2453.51 | 2426.65 | 2393.02 | 1926.98 | 2381.01 | 2378.48 | 2390.94 | 2194.75 | 1931.14 | 2205.72 | 2116.48 | 2139.77 | 0 | 0
TOTAL Big Bend CO2 | 4015.34 | 2971.47 | 3225.39 | 2656.59 | 2990.43 | 1225.59 | 1712.59 | 2392.48 | 2944.61 | 3519.03 | 4456.97 | 4002.51 | 3887.75 | 4275.96 | 4677.46 | 4707.28 | 4305.46 | 4245.25 | 4806.4 | 4785.78 | 4636.01 | 4277.11 | 4689.86 | 3177.68 | 2390.94 | 2194.75 | 1931.14 | 2205.72 | 2116.48 | 2139.77 | 0 | 0
Bayside 1 | 1646.33 | 1807.78 | 1824.22 | 1812.57 | 1595.49 | 932.02 | 842.05 | 913.04 | 801.42 | 791.29 | 918.52 | 813.64 | 894.28 | 853.83 | 807.64 | 954.29 | 916.99 | 964.37 | 941.77 | 889.88 | 1046.48 | 1113.25 | 960.66 | 1074.19 | 1143.24 | 243.73 | 0 | 0 | 0 | 0 | 0 | 0
Bayside 2 | 1468.78 | 1452.88 | 1548.93 | 1735.84 | 1728.11 | 602.65 | 607.48 | 664.69 | 562.33 | 689.15 | 542.71 | 652.85 | 725.29 | 695.68 | 751.23 | 769.98 | 815.8 | 784.83 | 849.52 | 1013.25 | 782.65 | 992.17 | 896.85 | 938.01 | 966.12 | 1268.85 | 0 | 0 | 0 | 0 | 0 | 0
TOTAL Bayside CC CO2 | 3115.11 | 3260.66 | 3373.15 | 3548.41 | 3323.6 | 1534.67 | 1449.53 | 1577.73 | 1363.75 | 1480.44 | 1461.23 | 1466.49 | 1619.57 | 1549.51 | 1558.87 | 1724.27 | 1732.79 | 1749.2 | 1791.29 | 1903.13 | 1829.13 | 2105.42 | 1857.51 | 2012.2 | 2109.36 | 1512.58 | 0 | 0 | 0 | 0 | 0 | 0
Bayside 3 | 20.89 | 17.8 | 12.46 | 4.12 | 6.11 | 9.88 | 9.96 | 9.32 | 6.54 | 8.42 | 4.31 | 10.03 | 9.27 | 13.27 | 9.86 | 14.52 | 16.41 | 16.32 | 15.49 | 18.73 | 20.94 | 23.96 | 23.49 | 25.73 | 28.8 | 13.02 | 11.45 | 9.53 | 9.39 | 7.56 | 0 | 0
Bayside 4 | 16.18 | 15.56 | 10.29 | 3.11 | 3.78 | 7.06 | 7.71 | 7.01 | 4.31 | 6.38 | 2.6 | 7.18 | 5.88 | 9.69 | 5.92 | 8.8 | 10.47 | 9.76 | 8.61 | 9.48 | 11.83 | 13.75 | 12.78 | 14.64 | 17.57 | 6.98 | 5.26 | 4.38 | 4.25 | 3.12 | 0 | 0
Bayside 5 | 31.56 | 24.55 | 18.62 | 9.32 | 10.6 | 13.72 | 14.34 | 13.01 | 9.66 | 12.09 | 8.05 | 16.39 | 16.16 | 18.43 | 17.02 | 23.77 | 25.02 | 29.67 | 28.39 | 34.99 | 39.58 | 42.87 | 41.11 | 49.53 | 51.76 | 31.41 | 27.65 | 24.43 | 24.34 | 21.24 | 0 | 0
Bayside 6 | 26.24 | 22.51 | 15.71 | 6.69 | 8.42 | 11.84 | 12.22 | 10.28 | 8.07 | 10.17 | 5.96 | 13.64 | 12.83 | 16.17 | 13.56 | 19.67 | 21.08 | 23.87 | 22.5 | 27.21 | 32.5 | 35.35 | 33.29 | 38.38 | 40.7 | 22.22 | 18.1 | 16.82 | 16.12 | 13.94 | 0 | 0
Big Bend CT4 | 19.03 | 14.71 | 9.75 | 2.43 | 3.05 | 6.14 | 5.91 | 5.93 | 3.58 | 5.86 | 3.65 | 8.64 | 7.56 | 10.53 | 7.95 | 11.34 | 14.65 | 17.38 | 14.29 | 18.79 | 24.65 | 25.54 | 20.11 | 39.93 | 43.65 | 44.26 | 44.21 | 34.06 | 35.25 | 35.54 | 0 | 0
Big Bend CT4o | 0 | 0 | 0 | 0 | 0 | 0 | 0 | 0 | 0 | 0 | 0 | 0 | 0 | 0 | 0 | 0 | 0 | 0 | 0 | 0 | 0 | 0 | 0 | 0 | 0 | 0 | 0 | 0 | 0 | 0 | 0 | 0
Polk 1 | 1724.02 | 2032.27 | 2039.42 | 1864.7 | 2032.71 | 1990.24 | 1865.46 | 2032.6 | 2032.23 | 1858.27 | 1864.17 | 2006.81 | 2006.94 | 1900.17 | 2012.87 | 2006.68 | 1900.31 | 2006.88 | 1329.88 | 0 | 0 | 0 | 0 | 0 | 0 | 0 | 0 | 0 | 0 | 0 | 0 | 0
Polk 1g | 34.12 | 29.21 | 32.6 | 29.09 | 37.32 | 16.51 | 19.22 | 24.42 | 6.96 | 28.33 | 10.16 | 19.36 | 22.02 | 27.66 | 24.41 | 44.22 | 20.23 | 21.58 | 23.15 | 0 | 0 | 0 | 0 | 0 | 0 | 0 | 0 | 0 | 0 | 0 | 0 | 0
Polk 2 | 29.79 | 6.61 | 2.13 | 1.86 | 3.57 | 0.98 | 0.45 | 3.32 | 0.92 | 7.46 | 2.33 | 0.29 | 1.35 | 2.39 | 3.66 | 12.41 | 2.97 | 3.11 | 2.77 | 4.21 | 3.48 | 19.21 | 2.99 | 6.79 | 5 | 1.4 | 1.69 | 28.48 | 3.24 | 1.91 | 0 | 0
Polk 2o | 0 | 0 | 0 | 0 | 0 | 0 | 0 | 0 | 0 | 0 | 0 | 0 | 0 | 0 | 0 | 0 | 0 | 0 | 0 | 0 | 0 | 0 | 0 | 0 | 0 | 0 | 0 | 0 | 0 | 0 | 0 | 0
Polk 3 | 20.49 | 6.99 | 4.88 | 1.22 | 3.5 | 0.41 | 0.18 | 8.8 | 0.38 | 5.42 | 1.86 | 0.11 | 0.99 | 2.09 | 1.79 | 7.59 | 1.67 | 2.34 | 2.77 | 3.98 | 3.38 | 18.37 | 1.93 | 6.48 | 3.12 | 2.21 | 1.28 | 20.84 | 2.51 | 0.91 | 0 | 0
Polk 3o | 0 | 0 | 0 | 0 | 0 | 0 | 0 | 0 | 0 | 0 | 0 | 0 | 0 | 0 | 0 | 0 | 0 | 0 | 0 | 0 | 0 | 0 | 0 | 0 | 0 | 0 | 0 | 0 | 0 | 0 | 0 | 0
Polk 4 | 11.67 | 4.91 | 3.47 | 0.68 | 2.51 | 0.78 | 0.18 | 6.85 | 0 | 2.77 | 0.37 | 0.11 | 0.46 | 1.31 | 1 | 5.58 | 0.61 | 1.97 | 1.66 | 2.08 | 2.88 | 14.57 | 1.91 | 5.09 | 2.07 | 1.81 | 0.55 | 15.81 | 1.24 | 0.4 | 0 | 0
Polk 5 | 7.48 | 4.11 | 2.08 | 0.56 | 1.44 | 0.69 | 0 | 4.96 | 0 | 1.47 | 0.81 | 0 | 0.74 | 1.1 | 1 | 1.29 | 0.31 | 1.06 | 0.82 | 1.26 | 2.09 | 9.7 | 1.31 | 4.17 | 1.57 | 1.41 | 0.45 | 11.04 | 0.8 | 0.69 | 0 | 0
Polk 2 CC | 2649.27 | 2804.95 | 2636.85 | 2832.24 | 2838.44 | 1945.08 | 1958.95 | 1696.31 | 1787.2 | 1600.96 | 1623.49 | 1761.6 | 1783.33 | 1812.11 | 1818.73 | 1690.82 | 1944.74 | 1956.84 | 2054.74 | 2223.65 | 2256.8 | 2092.89 | 2240.5 | 2407.82 | 2483.23 | 2280.49 | 1141.47 | 1027.73 | 1096.87 | 1090.83 | 0 | 0
Polk 2 CC DF | 66.59 | 52.01 | 39.57 | 30.21 | 36.37 | 28.16 | 31 | 24.2 | 23.18 | 22.99 | 19.33 | 37.03 | 37.73 | 41.69 | 38.03 | 46.2 | 52.02 | 67.87 | 68.65 | 86.67 | 94.81 | 98.26 | 95.97 | 123.32 | 127.84 | 109.33 | 84.81 | 68.88 | 73.04 | 70.34 | 0 | 0
Phillips 1 | 0 | 0 | 0 | 0 | 0 | 0 | 0 | 0 | 0 | 0 | 0 | 0 | 0 | 0 | 0 | 0 | 0 | 0 | 0 | 0 | 0 | 0 | 0 | 0 | 0 | 0 | 0 | 0 | 0 | 0 | 0 | 0
Phillips 2 | 0 | 0 | 0 | 0 | 0 | 0 | 0 | 0 | 0 | 0 | 0 | 0 | 0 | 0 | 0 | 0 | 0 | 0 | 0 | 0 | 0 | 0 | 0 | 0 | 0 | 0 | 0 | 0 | 0 | 0 | 0 | 0
TOTAL Phillips CO2 | 0 | 0 | 0 | 0 | 0 | 0 | 0 | 0 | 0 | 0 | 0 | 0 | 0 | 0 | 0 | 0 | 0 | 0 | 0 | 0 | 0 | 0 | 0 | 0 | 0 | 0 | 0 | 0 | 0 | 0 | 0 | 0
City of Tampa | 0 | 0 | 0 | 0 | 0 | 0 | 0 | 0 | 0 | 0 | 0 | 0 | 0 | 0 | 0 | 0 | 0 | 0 | 0 | 0 | 0 | 0 | 0 | 0 | 0 | 0 | 0 | 0 | 0 | 0 | 0 | 0
FutAeroCT1 | 0 | 0 | 0 | 0 | 0 | 0 | 0 | 0 | 0 | 0 | 0 | 0 | 0 | 0 | 0 | 0 | 0 | 0 | 0 | 0 | 0 | 0 | 0 | 0 | 0 | 0 | 16.42 | 14.99 | 14.28 | 13.33 | 0 | 0
FutAeroCT2 | 0 | 0 | 0 | 0 | 0 | 0 | 0 | 0 | 0 | 0 | 0 | 0 | 0 | 0 | 0 | 0 | 0 | 0 | 0 | 0 | 0 | 0 | 0 | 0 | 0 | 0 | 0 | 0 | 0 | 0 | 0 | 0
FutAeroCT3 | 0 | 0 | 0 | 0 | 0 | 0 | 0 | 0 | 0 | 0 | 0 | 0 | 0 | 0 | 0 | 0 | 0 | 0 | 0 | 0 | 0 | 0 | 0 | 0 | 0 | 0 | 0 | 0 | 0 | 0 | 0 | 0
FutAeroCT4 | 0 | 0 | 0 | 0 | 0 | 0 | 0 | 0 | 0 | 0 | 0 | 0 | 0 | 0 | 0 | 0 | 0 | 0 | 0 | 0 | 0 | 0 | 0 | 0 | 0 | 0 | 0 | 0 | 0 | 0 | 0 | 0
FutAeroCT5 | 0 | 0 | 0 | 0 | 0 | 0 | 0 | 0 | 0 | 0 | 0 | 0 | 0 | 0 | 0 | 0 | 0 | 0 | 0 | 0 | 0 | 0 | 0 | 0 | 0 | 0 | 0 | 0 | 0 | 0 | 0 | 0
FutAeroCT6 | 0 | 0 | 0 | 0 | 0 | 0 | 0 | 0 | 0 | 0 | 0 | 0 | 0 | 0 | 0 | 0 | 0 | 0 | 0 | 0 | 0 | 0 | 0 | 0 | 0 | 0 | 0 | 0 | 0 | 0 | 0 | 0
FutAeroCT7 | 0 | 0 | 0 | 0 | 0 | 0 | 0 | 0 | 0 | 0 | 0 | 0 | 0 | 0 | 0 | 0 | 0 | 0 | 0 | 0 | 0 | 0 | 0 | 0 | 0 | 0 | 0 | 0 | 0 | 0 | 0 | 0
FutAeroCT8 | 0 | 0 | 0 | 0 | 0 | 0 | 0 | 0 | 0 | 0 | 0 | 0 | 0 | 0 | 0 | 0 | 0 | 0 | 0 | 0 | 0 | 0 | 0 | 0 | 0 | 0 | 0 | 0 | 0 | 0 | 0 | 0
FutAeroCT9 | 0 | 0 | 0 | 0 | 0 | 0 | 0 | 0 | 0 | 0 | 0 | 0 | 0 | 0 | 0 | 0 | 0 | 0 | 0 | 0 | 0 | 0 | 0 | 0 | 0 | 0 | 0 | 0 | 0 | 0 | 0 | 0
FutAeroCT10 | 0 | 0 | 0 | 0 | 0 | 0 | 0 | 0 | 0 | 0 | 0 | 0 | 0 | 0 | 0 | 0 | 0 | 0 | 0 | 0 | 0 | 0 | 0 | 0 | 0 | 0 | 0 | 0 | 0 | 0 | 0 | 0
Total Expansion Aero CT CO2 | 0 | 0 | 0 | 0 | 0 | 0 | 0 | 0 | 0 | 0 | 0 | 0 | 0 | 0 | 0 | 0 | 0 | 0 | 0 | 0 | 0 | 0 | 0 | 0 | 0 | 0 | 16.42 | 14.99 | 14.28 | 13.33 | 0 | 0
GE_7FA_CT1 | 0 | 0 | 0 | 0 | 0 | 34.5 | 38.52 | 30.66 | 28.04 | 30.65 | 22.9 | 57.02 | 57.03 | 63.66 | 59.48 | 77.09 | 91.67 | 121.35 | 115.41 | 154.3 | 171.97 | 180.93 | 164.56 | 220.16 | 219.65 | 196.28 | 128.55 | 115.91 | 122.25 | 114.63 | 0 | 0
GE_7FA_CT2 | 0 | 0 | 0 | 0 | 0 | 0 | 0 | 0 | 18.13 | 25.32 | 13.33 | 36.62 | 36.09 | 48.53 | 44.71 | 56.31 | 76.42 | 86.2 | 83.13 | 110.85 | 130.51 | 133.15 | 129.08 | 160.31 | 175.6 | 137.52 | 88.61 | 61.19 | 72.98 | 67.82 | 0 | 0
GE_7FA_CT3 | 0 | 0 | 0 | 0 | 0 | 0 | 0 | 0 | 0 | 0 | 0 | 29.3 | 20.2 | 38.49 | 29.79 | 42.83 | 57.51 | 60.96 | 58.97 | 83.67 | 87.81 | 95.06 | 87.78 | 109.75 | 131.73 | 104.05 | 48.06 | 46.26 | 37.49 | 44.19 | 0 | 0
GE_7FA_CT4 | 0 | 0 | 0 | 0 | 0 | 0 | 0 | 0 | 0 | 0 | 0 | 0 | 0 | 0 | 19.8 | 30.5 | 36.79 | 41.49 | 39.78 | 56.33 | 60.87 | 62.99 | 60.42 | 67.95 | 85.47 | 73.19 | 20.2 | 27.8 | 16.85 | 21.39 | 0 | 0
GE_7FA_CT5 | 0 | 0 | 0 | 0 | 0 | 0 | 0 | 0 | 0 | 0 | 0 | 0 | 0 | 0 | 0 | 0 | 0 | 25.99 | 22.9 | 32.34 | 40.79 | 38.93 | 34.93 | 42.45 | 54.76 | 49.08 | 13.19 | 16.54 | 9.33 | 13.65 | 0 | 0
GE_7FA_CT6 | 0 | 0 | 0 | 0 | 0 | 0 | 0 | 0 | 0 | 0 | 0 | 0 | 0 | 0 | 0 | 0 | 0 | 0 | 0 | 17.44 | 25.7 | 19.08 | 21.67 | 20.42 | 28.81 | 25.73 | 2.85 | 9.46 | 2.77 | 7.1 | 0 | 0
GE_7FA_CT7 | 0 | 0 | 0 | 0 | 0 | 0 | 0 | 0 | 0 | 0 | 0 | 0 | 0 | 0 | 0 | 0 | 0 | 0 | 0 | 0 | 0 | 0 | 0 | 0 | 0 | 6.01 | 3.78 | 2.94 | 2 | 5.14 | 0 | 0
GE_7FA_CT8 | 0 | 0 | 0 | 64.12 | 122.67 | 0 | 0 | 0 | 0 | 0 | 0 | 0 | 0 | 0 | 0 | 0 | 0 | 0 | 0 | 0 | 0 | 0 | 0 | 0 | 0 | 0 | 0 | 0 | 0 | 0 | 0 | 0
GE_7FA_CT9 | 0 | 0 | 0 | 19.82 | 49.3 | 0 | 0 | 0 | 0 | 0 | 0 | 0 | 0 | 0 | 0 | 0 | 0 | 0 | 0 | 0 | 0 | 0 | 0 | 0 | 0 | 0 | 0 | 0 | 0 | 0 | 0 | 0
GE_7FA_CT10 | 0 | 0 | 0 | 0 | 0 | 0 | 0 | 0 | 0 | 0 | 0 | 0 | 0 | 0 | 0 | 0 | 0 | 0 | 0 | 0 | 0 | 0 | 0 | 0 | 0 | 0 | 0 | 0 | 0 | 0 | 0 | 0
Total Expansion CT CO2 | 0 | 0 | 0 | 83.94 | 171.97 | 34.5 | 38.52 | 30.66 | 46.17 | 55.97 | 36.23 | 122.94 | 113.32 | 150.68 | 153.78 | 206.73 | 262.39 | 335.99 | 320.19 | 454.93 | 517.65 | 530.14 | 498.44 | 621.04 | 696.02 | 591.86 | 305.24 | 280.1 | 263.67 | 273.92 | 0 | 0
CC 2x1 7FAwDF 1 | 0 | 0 | 0 | 0 | 0 | 3217.4 | 3222.33 | 3181.59 | 3168.81 | 3164.99 | 2997.97 | 3014.39 | 3026.41 | 3004.48 | 2944.87 | 2944.67 | 2969.47 | 2988.23 | 2972.2 | 3012.12 | 3034.92 | 3047.61 | 3031.66 | 3159.13 | 3224.86 | 3195.43 | 2895.8 | 2911.4 | 2929.7 | 2924.74 | 0 | 0
CC 2x1 7FAwDF 2 | 0 | 0 | 0 | 0 | 0 | 0 | 0 | 0 | 0 | 0 | 0 | 0 | 0 | 0 | 0 | 0 | 0 | 0 | 0 | 0 | 0 | 0 | 0 | 0 | 0 | 0 | 2928.66 | 2937.91 | 2917.87 | 2917.81 | 0 | 0
CC 2x1 7FAwDF 3 | 0 | 0 | 0 | 0 | 0 | 0 | 0 | 0 | 0 | 0 | 0 | 0 | 0 | 0 | 0 | 0 | 0 | 0 | 0 | 0 | 0 | 0 | 0 | 0 | 0 | 943.69 | 923.7 | 901.19 | 937.16 | 943.74 | 0 | 0
CC 2x1 7FAwDF 4 | 0 | 0 | 0 | 0 | 0 | 0 | 0 | 0 | 0 | 0 | 0 | 0 | 0 | 0 | 0 | 0 | 0 | 0 | 0 | 0 | 0 | 0 | 0 | 0 | 0 | 0 | 0 | 0 | 0 | 0 | 0 | 0
CC 2x1 7FAwDF 5 | 0 | 0 | 0 | 0 | 0 | 0 | 0 | 0 | 0 | 0 | 0 | 0 | 0 | 0 | 0 | 0 | 0 | 0 | 0 | 0 | 0 | 0 | 0 | 0 | 0 | 0 | 0 | 0 | 0 | 0 | 0 | 0
CC 2x1 7FAwDF 6 | 0 | 0 | 0 | 0 | 0 | 0 | 0 | 0 | 0 | 0 | 0 | 0 | 0 | 0 | 0 | 0 | 0 | 0 | 0 | 0 | 0 | 0 | 0 | 0 | 0 | 0 | 0 | 0 | 0 | 0 | 0 | 0
CC_Fut_Proxy_07 | 0 | 0 | 0 | 0 | 0 | 0 | 0 | 0 | 0 | 0 | 0 | 0 | 0 | 0 | 0 | 0 | 0 | 0 | 0 | 0 | 0 | 0 | 0 | 0 | 0 | 0 | 0 | 0 | 0 | 0 | 0 | 0
CC_Fut_Proxy_08 | 0 | 0 | 0 | 0 | 0 | 0 | 0 | 0 | 0 | 0 | 0 | 0 | 0 | 0 | 0 | 0 | 0 | 0 | 0 | 0 | 0 | 0 | 0 | 0 | 0 | 0 | 0 | 0 | 0 | 0 | 0 | 0
CC_Fut_Proxy_09 | 0 | 0 | 0 | 0 | 0 | 0 | 0 | 0 | 0 | 0 | 0 | 0 | 0 | 0 | 0 | 0 | 0 | 0 | 0 | 0 | 0 | 0 | 0 | 0 | 0 | 0 | 0 | 0 | 0 | 0 | 0 | 0
CC_Fut_Proxy_10 | 0 | 0 | 0 | 0 | 0 | 0 | 0 | 0 | 0 | 0 | 0 | 0 | 0 | 0 | 0 | 0 | 0 | 0 | 0 | 0 | 0 | 0 | 0 | 0 | 0 | 0 | 0 | 0 | 0 | 0 | 0 | 0
Total Expansion CC CO2 | 0 | 0 | 0 | 0 | 0 | 3217.4 | 3222.33 | 3181.59 | 3168.81 | 3164.99 | 2997.97 | 3014.39 | 3026.41 | 3004.48 | 2944.87 | 2944.67 | 2969.47 | 2988.23 | 2972.2 | 3012.12 | 3034.92 | 3047.61 | 3031.66 | 3159.13 | 3224.86 | 4139.12 | 6748.16 | 6750.5 | 6784.73 | 6786.29 | 0 | 0
FutureUnit_Proxy | 0 | 0 | 0 | 0 | 0 | 0 | 0 | 0 | 0 | 0 | 0 | 0 | 0 | 0 | 0 | 0 | 0 | 0 | 0 | 0 | 0 | 0 | 0 | 0 | 0 | 0 | 0 | 0 | 0 | 0 | 0 | 0
Total System CO2 | 11787.78 | 11268.32 | 11426.37 | 11075.17 | 11473.82 | 10043.65 | 10348.55 | 11029.47 | 11406.37 | 11791.02 | 12499.49 | 12487.52 | 12552.31 | 12837.24 | 13290.78 | 13475.84 | 13280.6 | 13477.32 | 13463.8 | 12587.01 | 12510.65 | 12354.75 | 12552.86 | 11691.93 | 11226.49 | 10952.85 | 10337.88 | 10513.31 | 10446.21 | 10459.79 | 0 | 0
SO2 Emissions (Tons)
Big Bend 1 | 210 | 250 | 200 | 0 | 0 | 0 | 0 | 0 | 0 | 0 | 0 | 0 | 0 | 0 | 0 | 0 | 0 | 0 | 0 | 0 | 0 | 0 | 0 | 0 | 0 | 0 | 0 | 0 | 0 | 0 | 0 | 0
Big Bend 2 | 230 | 240 | 180 | 50 | 0 | 0 | 0 | 0 | 0 | 0 | 0 | 0 | 0 | 0 | 0 | 0 | 0 | 0 | 0 | 0 | 0 | 0 | 0 | 0 | 0 | 0 | 0 | 0 | 0 | 0 | 0 | 0
Big Bend 3 | 1010 | 580 | 570 | 420 | 420 | 350 | 710 | 640 | 860 | 1300 | 1650 | 1730 | 1380 | 1770 | 1870 | 1880 | 1850 | 1610 | 1890 | 1890 | 1810 | 1890 | 1860 | 650 | 0 | 0 | 0 | 0 | 0 | 0 | 0 | 0
Big Bend 4 | 3760 | 2930 | 3440 | 3190 | 3730 | 1210 | 1280 | 2430 | 2840 | 2890 | 3650 | 2820 | 3310 | 3130 | 3550 | 3590 | 3040 | 3400 | 3710 | 3680 | 3640 | 2930 | 3610 | 3610 | 3620 | 3330 | 2930 | 3340 | 3210 | 3240 | 0 | 0
TOTAL Big Bend SO2 | 5210 | 4000 | 4390 | 3660 | 4150 | 1560 | 1990 | 3070 | 3700 | 4190 | 5300 | 4550 | 4690 | 4900 | 5420 | 5470 | 4890 | 5010 | 5600 | 5570 | 5450 | 4820 | 5470 | 4260 | 3620 | 3330 | 2930 | 3340 | 3210 | 3240 | 0 | 0
Bayside 1 | 0 | 0 | 0 | 0 | 0 | 0 | 0 | 0 | 0 | 0 | 0 | 0 | 0 | 0 | 0 | 0 | 0 | 0 | 0 | 0 | 0 | 0 | 0 | 0 | 0 | 0 | 0 | 0 | 0 | 0 | 0 | 0
Bayside 2 | 10 | 10 | 10 | 10 | 10 | 0 | 0 | 0 | 0 | 0 | 0 | 0 | 0 | 0 | 0 | 0 | 0 | 0 | 0 | 0 | 0 | 0 | 0 | 0 | 0 | 0 | 0 | 0 | 0 | 0 | 0 | 0
TOTAL Bayside CC SO2 | 10 | 10 | 10 | 10 | 10 | 0 | 0 | 0 | 0 | 0 | 0 | 0 | 0 | 0 | 0 | 0 | 0 | 0 | 0 | 0 | 0 | 0 | 0 | 0 | 0 | 0 | 0 | 0 | 0 | 0 | 0 | 0
Bayside 3 | 0 | 0 | 0 | 0 | 0 | 0 | 0 | 0 | 0 | 0 | 0 | 0 | 0 | 0 | 0 | 0 | 0 | 0 | 0 | 0 | 0 | 0 | 0 | 0 | 0 | 0 | 0 | 0 | 0 | 0 | 0 | 0
Bayside 4 | 0 | 0 | 0 | 0 | 0 | 0 | 0 | 0 | 0 | 0 | 0 | 0 | 0 | 0 | 0 | 0 | 0 | 0 | 0 | 0 | 0 | 0 | 0 | 0 | 0 | 0 | 0 | 0 | 0 | 0 | 0 | 0
Bayside 5 | 0 | 0 | 0 | 0 | 0 | 0 | 0 | 0 | 0 | 0 | 0 | 0 | 0 | 0 | 0 | 0 | 0 | 0 | 0 | 0 | 0 | 0 | 0 | 0 | 0 | 0 | 0 | 0 | 0 | 0 | 0 | 0
Bayside 6 | 0 | 0 | 0 | 0 | 0 | 0 | 0 | 0 | 0 | 0 | 0 | 0 | 0 | 0 | 0 | 0 | 0 | 0 | 0 | 0 | 0 | 0 | 0 | 0 | 0 | 0 | 0 | 0 | 0 | 0 | 0 | 0
Big Bend CT4 | 0 | 0 | 0 | 0 | 0 | 0 | 0 | 0 | 0 | 0 | 0 | 0 | 0 | 0 | 0 | 0 | 0 | 0 | 0 | 0 | 0 | 0 | 0 | 0 | 0 | 0 | 0 | 0 | 0 | 0 | 0 | 0
Big Bend CT4o | 0 | 0 | 0 | 0 | 0 | 0 | 0 | 0 | 0 | 0 | 0 | 0 | 0 | 0 | 0 | 0 | 0 | 0 | 0 | 0 | 0 | 0 | 0 | 0 | 0 | 0 | 0 | 0 | 0 | 0 | 0 | 0
Polk 1 | 1260 | 1480 | 1490 | 1360 | 1480 | 1460 | 1360 | 1480 | 1480 | 1360 | 1360 | 1470 | 1470 | 1380 | 1470 | 1470 | 1380 | 1470 | 970 | 0 | 0 | 0 | 0 | 0 | 0 | 0 | 0 | 0 | 0 | 0 | 0 | 0
Polk 1g | 50 | 50 | 50 | 40 | 60 | 20 | 30 | 40 | 10 | 40 | 20 | 30 | 40 | 50 | 40 | 70 | 30 | 40 | 40 | 0 | 0 | 0 | 0 | 0 | 0 | 0 | 0 | 0 | 0 | 0 | 0 | 0
Polk 2 | 0 | 0 | 0 | 0 | 0 | 0 | 0 | 0 | 0 | 0 | 0 | 0 | 0 | 0 | 0 | 0 | 0 | 0 | 0 | 0 | 0 | 0 | 0 | 0 | 0 | 0 | 0 | 0 | 0 | 0 | 0 | 0
Polk 2o | 0 | 0 | 0 | 0 | 0 | 0 | 0 | 0 | 0 | 0 | 0 | 0 | 0 | 0 | 0 | 0 | 0 | 0 | 0 | 0 | 0 | 0 | 0 | 0 | 0 | 0 | 0 | 0 | 0 | 0 | 0 | 0
Polk 3 | 0 | 0 | 0 | 0 | 0 | 0 | 0 | 0 | 0 | 0 | 0 | 0 | 0 | 0 | 0 | 0 | 0 | 0 | 0 | 0 | 0 | 0 | 0 | 0 | 0 | 0 | 0 | 0 | 0 | 0 | 0 | 0
Polk 3o | 0 | 0 | 0 | 0 | 0 | 0 | 0 | 0 | 0 | 0 | 0 | 0 | 0 | 0 | 0 | 0 | 0 | 0 | 0 | 0 | 0 | 0 | 0 | 0 | 0 | 0 | 0 | 0 | 0 | 0 | 0 | 0
Polk 4 | 0 | 0 | 0 | 0 | 0 | 0 | 0 | 0 | 0 | 0 | 0 | 0 | 0 | 0 | 0 | 0 | 0 | 0 | 0 | 0 | 0 | 0 | 0 | 0 | 0 | 0 | 0 | 0 | 0 | 0 | 0 | 0
Polk 5 | 0 | 0 | 0 | 0 | 0 | 0 | 0 | 0 | 0 | 0 | 0 | 0 | 0 | 0 | 0 | 0 | 0 | 0 | 0 | 0 | 0 | 0 | 0 | 0 | 0 | 0 | 0 | 0 | 0 | 0 | 0 | 0
Polk 2 CC | 0.01 | 0.01 | 0.01 | 0.01 | 0.01 | 0.01 | 0.01 | 0.01 | 0.01 | 0.01 | 0.01 | 0.01 | 0.01 | 0.01 | 0.01 | 0.01 | 0.01 | 0.01 | 0.01 | 0.01 | 0.01 | 0.01 | 0.01 | 0.01 | 0.01 | 0.01 | 0.01 | 0 | 0 | 0 | 0 | 0
Polk 2 CC DF | 0 | 0 | 0 | 0 | 0 | 0 | 0 | 0 | 0 | 0 | 0 | 0 | 0 | 0 | 0 | 0 | 0 | 0 | 0 | 0 | 0 | 0 | 0 | 0 | 0 | 0 | 0 | 0 | 0 | 0 | 0 | 0
Phillips 1 | 0 | 0 | 0 | 0 | 0 | 0 | 0 | 0 | 0 | 0 | 0 | 0 | 0 | 0 | 0 | 0 | 0 | 0 | 0 | 0 | 0 | 0 | 0 | 0 | 0 | 0 | 0 | 0 | 0 | 0 | 0 | 0
Phillips 2 | 0 | 0 | 0 | 0 | 0 | 0 | 0 | 0 | 0 | 0 | 0 | 0 | 0 | 0 | 0 | 0 | 0 | 0 | 0 | 0 | 0 | 0 | 0 | 0 | 0 | 0 | 0 | 0 | 0 | 0 | 0 | 0
TOTAL Phillips SO2 | 0 | 0 | 0 | 0 | 0 | 0 | 0 | 0 | 0 | 0 | 0 | 0 | 0 | 0 | 0 | 0 | 0 | 0 | 0 | 0 | 0 | 0 | 0 | 0 | 0 | 0 | 0 | 0 | 0 | 0 | 0 | 0
City of Tampa | 0 | 0 | 0 | 0 | 0 | 0 | 0 | 0 | 0 | 0 | 0 | 0 | 0 | 0 | 0 | 0 | 0 | 0 | 0 | 0 | 0 | 0 | 0 | 0 | 0 | 0 | 0 | 0 | 0 | 0 | 0 | 0
FutAeroCT1 | 0 | 0 | 0 | 0 | 0 | 0 | 0 | 0 | 0 | 0 | 0 | 0 | 0 | 0 | 0 | 0 | 0 | 0 | 0 | 0 | 0 | 0 | 0 | 0 | 0 | 0 | 0 | 0 | 0 | 0 | 0 | 0
FutAeroCT2 | 0 | 0 | 0 | 0 | 0 | 0 | 0 | 0 | 0 | 0 | 0 | 0 | 0 | 0 | 0 | 0 | 0 | 0 | 0 | 0 | 0 | 0 | 0 | 0 | 0 | 0 | 0 | 0 | 0 | 0 | 0 | 0
FutAeroCT3 | 0 | 0 | 0 | 0 | 0 | 0 | 0 | 0 | 0 | 0 | 0 | 0 | 0 | 0 | 0 | 0 | 0 | 0 | 0 | 0 | 0 | 0 | 0 | 0 | 0 | 0 | 0 | 0 | 0 | 0 | 0 | 0
FutAeroCT4 | 0 | 0 | 0 | 0 | 0 | 0 | 0 | 0 | 0 | 0 | 0 | 0 | 0 | 0 | 0 | 0 | 0 | 0 | 0 | 0 | 0 | 0 | 0 | 0 | 0 | 0 | 0 | 0 | 0 | 0 | 0 | 0
FutAeroCT5 | 0 | 0 | 0 | 0 | 0 | 0 | 0 | 0 | 0 | 0 | 0 | 0 | 0 | 0 | 0 | 0 | 0 | 0 | 0 | 0 | 0 | 0 | 0 | 0 | 0 | 0 | 0 | 0 | 0 | 0 | 0 | 0
FutAeroCT6 | 0 | 0 | 0 | 0 | 0 | 0 | 0 | 0 | 0 | 0 | 0 | 0 | 0 | 0 | 0 | 0 | 0 | 0 | 0 | 0 | 0 | 0 | 0 | 0 | 0 | 0 | 0 | 0 | 0 | 0 | 0 | 0
FutAeroCT7 | 0 | 0 | 0 | 0 | 0 | 0 | 0 | 0 | 0 | 0 | 0 | 0 | 0 | 0 | 0 | 0 | 0 | 0 | 0 | 0 | 0 | 0 | 0 | 0 | 0 | 0 | 0 | 0 | 0 | 0 | 0 | 0
FutAeroCT8 | 0 | 0 | 0 | 0 | 0 | 0 | 0 | 0 | 0 | 0 | 0 | 0 | 0 | 0 | 0 | 0 | 0 | 0 | 0 | 0 | 0 | 0 | 0 | 0 | 0 | 0 | 0 | 0 | 0 | 0 | 0 | 0
FutAeroCT9 | 0 | 0 | 0 | 0 | 0 | 0 | 0 | 0 | 0 | 0 | 0 | 0 | 0 | 0 | 0 | 0 | 0 | 0 | 0 | 0 | 0 | 0 | 0 | 0 | 0 | 0 | 0 | 0 | 0 | 0 | 0 | 0
FutAeroCT10 | 0 | 0 | 0 | 0 | 0 | 0 | 0 | 0 | 0 | 0 | 0 | 0 | 0 | 0 | 0 | 0 | 0 | 0 | 0 | 0 | 0 | 0 | 0 | 0 | 0 | 0 | 0 | 0 | 0 | 0 | 0 | 0
Total Expansion Aero CT SO2 | 0 | 0 | 0 | 0 | 0 | 0 | 0 | 0 | 0 | 0 | 0 | 0 | 0 | 0 | 0 | 0 | 0 | 0 | 0 | 0 | 0 | 0 | 0 | 0 | 0 | 0 | 0 | 0 | 0 | 0 | 0 | 0
GE_7FA_CT1 | 0 | 0 | 0 | 0 | 0 | 0 | 0 | 0 | 0 | 0 | 0 | 0 | 0 | 0 | 0 | 0 | 0 | 0 | 0 | 0 | 0 | 0 | 0 | 0 | 0 | 0 | 0 | 0 | 0 | 0 | 0 | 0
GE_7FA_CT2 | 0 | 0 | 0 | 0 | 0 | 0 | 0 | 0 | 0 | 0 | 0 | 0 | 0 | 0 | 0 | 0 | 0 | 0 | 0 | 0 | 0 | 0 | 0 | 0 | 0 | 0 | 0 | 0 | 0 | 0 | 0 | 0
GE_7FA_CT3 | 0 | 0 | 0 | 0 | 0 | 0 | 0 | 0 | 0 | 0 | 0 | 0 | 0 | 0 | 0 | 0 | 0 | 0 | 0 | 0 | 0 | 0 | 0 | 0 | 0 | 0 | 0 | 0 | 0 | 0 | 0 | 0
GE_7FA_CT4 | 0 | 0 | 0 | 0 | 0 | 0 | 0 | 0 | 0 | 0 | 0 | 0 | 0 | 0 | 0 | 0 | 0 | 0 | 0 | 0 | 0 | 0 | 0 | 0 | 0 | 0 | 0 | 0 | 0 | 0 | 0 | 0
GE_7FA_CT5 | 0 | 0 | 0 | 0 | 0 | 0 | 0 | 0 | 0 | 0 | 0 | 0 | 0 | 0 | 0 | 0 | 0 | 0 | 0 | 0 | 0 | 0 | 0 | 0 | 0 | 0 | 0 | 0 | 0 | 0 | 0 | 0
GE_7FA_CT6 | 0 | 0 | 0 | 0 | 0 | 0 | 0 | 0 | 0 | 0 | 0 | 0 | 0 | 0 | 0 | 0 | 0 | 0 | 0 | 0 | 0 | 0 | 0 | 0 | 0 | 0 | 0 | 0 | 0 | 0 | 0 | 0
GE_7FA_CT7 | 0 | 0 | 0 | 0 | 0 | 0 | 0 | 0 | 0 | 0 | 0 | 0 | 0 | 0 | 0 | 0 | 0 | 0 | 0 | 0 | 0 | 0 | 0 | 0 | 0 | 0 | 0 | 0 | 0 | 0 | 0 | 0
GE_7FA_CT8 | 0 | 0 | 0 | 0 | 0 | 0 | 0 | 0 | 0 | 0 | 0 | 0 | 0 | 0 | 0 | 0 | 0 | 0 | 0 | 0 | 0 | 0 | 0 | 0 | 0 | 0 | 0 | 0 | 0 | 0 | 0 | 0
GE_7FA_CT9 | 0 | 0 | 0 | 0 | 0 | 0 | 0 | 0 | 0 | 0 | 0 | 0 | 0 | 0 | 0 | 0 | 0 | 0 | 0 | 0 | 0 | 0 | 0 | 0 | 0 | 0 | 0 | 0 | 0 | 0 | 0 | 0
GE_7FA_CT10 | 0 | 0 | 0 | 0 | 0 | 0 | 0 | 0 | 0 | 0 | 0 | 0 | 0 | 0 | 0 | 0 | 0 | 0 | 0 | 0 | 0 | 0 | 0 | 0 | 0 | 0 | 0 | 0 | 0 | 0 | 0 | 0
Total Expansion CT SO2 | 0 | 0 | 0 | 0 | 0 | 0 | 0 | 0 | 0 | 0 | 0 | 0 | 0 | 0 | 0 | 0 | 0 | 0 | 0 | 0 | 0 | 0 | 0 | 0 | 0 | 0 | 0 | 0 | 0 | 0 | 0 | 0
CC 2x1 7FAwDF 1 | 0 | 0 | 0 | 0 | 0 | 10 | 10 | 10 | 10 | 10 | 10 | 10 | 10 | 10 | 10 | 10 | 10 | 10 | 10 | 10 | 10 | 10 | 10 | 10 | 10 | 10 | 10 | 10 | 10 | 10 | 0 | 0
CC 2x1 7FAwDF 2 | 0 | 0 | 0 | 0 | 0 | 0 | 0 | 0 | 0 | 0 | 0 | 0 | 0 | 0 | 0 | 0 | 0 | 0 | 0 | 0 | 0 | 0 | 0 | 0 | 0 | 0 | 10 | 10 | 10 | 10 | 0 | 0
CC 2x1 7FAwDF 3 | 0 | 0 | 0 | 0 | 0 | 0 | 0 | 0 | 0 | 0 | 0 | 0 | 0 | 0 | 0 | 0 | 0 | 0 | 0 | 0 | 0 | 0 | 0 | 0 | 0 | 0 | 0 | 0 | 0 | 0 | 0 | 0
CC 2x1 7FAwDF 4 | 0 | 0 | 0 | 0 | 0 | 0 | 0 | 0 | 0 | 0 | 0 | 0 | 0 | 0 | 0 | 0 | 0 | 0 | 0 | 0 | 0 | 0 | 0 | 0 | 0 | 0 | 0 | 0 | 0 | 0 | 0 | 0
CC 2x1 7FAwDF 5 | 0 | 0 | 0 | 0 | 0 | 0 | 0 | 0 | 0 | 0 | 0 | 0 | 0 | 0 | 0 | 0 | 0 | 0 | 0 | 0 | 0 | 0 | 0 | 0 | 0 | 0 | 0 | 0 | 0 | 0 | 0 | 0
CC 2x1 7FAwDF 6 | 0 | 0 | 0 | 0 | 0 | 0 | 0 | 0 | 0 | 0 | 0 | 0 | 0 | 0 | 0 | 0 | 0 | 0 | 0 | 0 | 0 | 0 | 0 | 0 | 0 | 0 | 0 | 0 | 0 | 0 | 0 | 0
CC_Fut_Proxy_07 | 0 | 0 | 0 | 0 | 0 | 0 | 0 | 0 | 0 | 0 | 0 | 0 | 0 | 0 | 0 | 0 | 0 | 0 | 0 | 0 | 0 | 0 | 0 | 0 | 0 | 0 | 0 | 0 | 0 | 0 | 0 | 0
CC_Fut_Proxy_08 | 0 | 0 | 0 | 0 | 0 | 0 | 0 | 0 | 0 | 0 | 0 | 0 | 0 | 0 | 0 | 0 | 0 | 0 | 0 | 0 | 0 | 0 | 0 | 0 | 0 | 0 | 0 | 0 | 0 | 0 | 0 | 0
CC_Fut_Proxy_09 | 0 | 0 | 0 | 0 | 0 | 0 | 0 | 0 | 0 | 0 | 0 | 0 | 0 | 0 | 0 | 0 | 0 | 0 | 0 | 0 | 0 | 0 | 0 | 0 | 0 | 0 | 0 | 0 | 0 | 0 | 0 | 0
CC_Fut_Proxy_10 | 0 | 0 | 0 | 0 | 0 | 0 | 0 | 0 | 0 | 0 | 0 | 0 | 0 | 0 | 0 | 0 | 0 | 0 | 0 | 0 | 0 | 0 | 0 | 0 | 0 | 0 | 0 | 0 | 0 | 0 | 0 | 0
Total Expansion CC SO2 | 0 | 0 | 0 | 0 | 0 | 10 | 10 | 10 | 10 | 10 | 10 | 10 | 10 | 10 | 10 | 10 | 10 | 10 | 10 | 10 | 10 | 10 | 10 | 10 | 10 | 10 | 20 | 20 | 20 | 20 | 0 | 0
FutureUnit_Proxy | 0 | 0 | 0 | 0 | 0 | 0 | 0 | 0 | 0 | 0 | 0 | 0 | 0 | 0 | 0 | 0 | 0 | 0 | 0 | 0 | 0 | 0 | 0 | 0 | 0 | 0 | 0 | 0 | 0 | 0 | 0 | 0
Total System SO2 | 6530.01 | 5540.01 | 5940.01 | 5070.01 | 5700.01 | 3050.01 | 3390.01 | 4600.01 | 5200.01 | 5600.01 | 6690.01 | 6060.01 | 6210.01 | 6340.01 | 6940.01 | 7020.01 | 6310.01 | 6530.01 | 6620.01 | 5580.01 | 5460.01 | 4830.01 | 5480.01 | 4270.01 | 3630.01 | 3340.01 | 2950.01 | 3360 | 3230 | 3260 | 0 | 0
Unit Heat Rate (Btu/kWh)
Big Bend 1 | 12092.2026 | 12196.6468 | 12221.874 | 0 | 0 | 0 | 0 | 0 | 0 | 0 | 0 | 0 | 0 | 0 | 0 | 0 | 0 | 0 | 0 | 0 | 0 | 0 | 0 | 0 | 0 | 0 | 0 | 0 | 0 | 0 | 0 | 0
Big Bend 2 | 11309.7581 | 11332.5046 | 11450.0994 | 11488.6583 | 0 | 0 | 0 | 0 | 0 | 0 | 0 | 0 | 0 | 0 | 0 | 0 | 0 | 0 | 0 | 0 | 0 | 0 | 0 | 0 | 0 | 0 | 0 | 0 | 0 | 0 | 0 | 0
Big Bend 3 | 10421.1154 | 10589.0669 | 10643.8703 | 10912.3778 | 10904.7721 | 10891.2683 | 10446.4071 | 10544.162 | 10475.3323 | 10506.9893 | 10345.5359 | 10337.626 | 10340.3982 | 10331.1154 | 10290.1978 | 10292.668 | 10288.5924 | 10282.5319 | 10287.4562 | 10285.5966 | 10286.4527 | 10287.6714 | 10292.0024 | 10298.5339 | 0 | 0 | 0 | 0 | 0 | 0 | 0 | 0
Big Bend 4 | 10432.7794 | 10723.4165 | 10827.1686 | 11017.7041 | 10533.7829 | 10578.4429 | 10545.1039 | 10468.5037 | 10457.6299 | 10431.9328 | 10388.9754 | 10421.5411 | 10409.9139 | 10393.5476 | 10392.2237 | 10399.8243 | 10380.8983 | 10398.9416 | 10393.3238 | 10387.0439 | 10390.6208 | 10395.8775 | 10396.749 | 10388.4554 | 10381.2388 | 10387.9722 | 10422.8019 | 10413.988 | 10429.942 | 10429.6623 | 0 | 0
TOTAL Big Bend HR | 10550.585 | 10845.5993 | 10898.586 | 11008.8456 | 10595.7607 | 10683.9374 | 10494.681 | 10493.3678 | 10464.0429 | 10466.2423 | 10368.9661 | 10376.2623 | 10379.2315 | 10361.1649 | 10341.1516 | 10346.3159 | 10331.3715 | 10343.6914 | 10341.2195 | 10336.7819 | 10339.9607 | 10336.1248 | 10344.9077 | 10365.6876 | 10381.2388 | 10387.9722 | 10422.8019 | 10413.988 | 10429.942 | 10429.6623 | 0 | 0
Bayside 1 | 7325.1479 | 7325.8036 | 7314.8316 | 7320.5688 | 7334.2013 | 7569.9467 | 7551.9635 | 7542.9392 | 7587.4915 | 7586.598 | 7601.5459 | 7572.1459 | 7561.0391 | 7557.2057 | 7573.794 | 7549.4761 | 7522.1967 | 7522.6793 | 7509.1021 | 7471.4955 | 7456.9969 | 7430.6311 | 7469.971 | 7419.0882 | 7412.4355 | 7436.913 | 0 | 0 | 0 | 0 | 0 | 0
Bayside 2 | 7502.8913 | 7561.0756 | 7571.1127 | 7554.9527 | 7587.2896 | 8028.9685 | 7982.9177 | 7964.455 | 8065.3674 | 7992.3782 | 8171.8168 | 7961.2948 | 7950.8426 | 7956.4942 | 7975.4103 | 7935.174 | 7901.4005 | 7844.9699 | 7807.0332 | 7704.1397 | 7713.4064 | 7685.9766 | 7727.9006 | 7658.0219 | 7640.5461 | 7655.2054 | 0 | 0 | 0 | 0 | 0 | 0
TOTAL Bayside CC HR | 7407.884 | 7428.7878 | 7430.3093 | 7433.3773 | 7463.6464 | 7743.7415 | 7726.6703 | 7714.8919 | 7777.4045 | 7770.1657 | 7803.6405 | 7740.5394 | 7730.7092 | 7731.3543 | 7762.1248 | 7716.9576 | 7696.0502 | 7663.901 | 7647.4951 | 7593.5789 | 7564.5561 | 7548.7869 | 7592.2958 | 7528.5492 | 7515.1687 | 7619.1662 | 0 | 0 | 0 | 0 | 0 | 0
Bayside 3 | 11463.3012 | 11534.3541 | 11512.0583 | 11613.3568 | 11678.91 | 11516.3121 | 11509.8453 | 11495.8553 | 11506.4935 | 11492.5373 | 11501.6447 | 11468.1596 | 11495.7983 | 11471.0831 | 11492.4731 | 11493.2039 | 11483.2905 | 11486.2865 | 11507.8341 | 11509.8935 | 11477.7287 | 11513.4248 | 11489.5423 | 11494.0394 | 11498.0276 | 11457.9439 | 11443.5434 | 11411.7205 | 11440.7945 | 11444.7619 | 0 | 0
Bayside 4 | 11466.2656 | 11493.5007 | 11489.1304 | 11469.2483 | 11590.9091 | 11473.3202 | 11485.9729 | 11476.5235 | 11494.2717 | 11463.4678 | 11495.9128 | 11462.2179 | 11492.7184 | 11468.0697 | 11471.0145 | 11469.1259 | 11472.5796 | 11490.7613 | 11478.2609 | 11511.1111 | 11479.0018 | 11513.1996 | 11501.7084 | 11504.7334 | 11516.5916 | 11463.2124 | 11455.5556 | 11422.1854 | 11437.6068 | 11453.0516 | 0 | 0
Bayside 5 | 11496.3696 | 11685.6814 | 11711.0004 | 12048 | 11960.9211 | 11602.1505 | 11672.1068 | 11637.7523 | 11647.535 | 11588.785 | 11717.4888 | 11544.7921 | 11564.0017 | 11524.0804 | 11564.876 | 11552.1327 | 11516.3271 | 11521.4319 | 11537.9106 | 11557.5186 | 11529.9735 | 11567.6784 | 11537.7937 | 11544.0532 | 11537.017 | 11516.3824 | 11455.6152 | 11442.9277 | 11450.7001 | 11472.1477 | 0 | 0
Bayside 6 | 11467.6354 | 11591.4615 | 11575.9069 | 11736.1564 | 11805.5556 | 11547.8158 | 11547.2779 | 11545.082 | 11534.4978 | 11532.7812 | 11548.926 | 11485.9047 | 11526.0846 | 11482.3428 | 11527.2162 | 11495.1837 | 11497.679 | 11495.5908 | 11530.1129 | 11515.8113 | 11495.7911 | 11531.9744 | 11496.623 | 11506.7865 | 11506.9888 | 11470.7371 | 11442.0063 | 11420.1183 | 11435.3772 | 11439.3241 | 0 | 0
Big Bend CT4 | 11989.3007 | 11681.9498 | 11760.8536 | 11726.1905 | 12080.0971 | 11557.7143 | 11548.6936 | 11654.6763 | 11609.901 | 11576.7386 | 11653.6965 | 11579.4621 | 11607.3102 | 11530.6258 | 11509.7002 | 11542.5401 | 11544.9331 | 11520.1126 | 11584.7374 | 11580.0898 | 11549.4037 | 11571.2321 | 11544.2817 | 11532.354 | 11544.7272 | 11637.3346 | 11461.6468 | 11450.0305 | 11450.7762 | 11459.0803 | 0 | 0
Big Bend CT4o | 0 | 0 | 0 | 0 | 0 | 0 | 0 | 0 | 0 | 0 | 0 | 0 | 0 | 0 | 0 | 0 | 0 | 0 | 0 | 0 | 0 | 0 | 0 | 0 | 0 | 0 | 0 | 0 | 0 | 0 | 0 | 0
Polk 1 | 10203.5703 | 10190.6353 | 10190.7508 | 10197.6527 | 10190.7536 | 10190.5428 | 10198.1575 | 10190.7589 | 10190.6027 | 10197.0636 | 10197.3593 | 10197.507 | 10197.507 | 10197.5904 | 10197.6251 | 10197.5678 | 10197.5821 | 10197.7146 | 10197.2899 | 0 | 0 | 0 | 0 | 0 | 0 | 0 | 0 | 0 | 0 | 0 | 0 | 0
Polk 1g | 8011.078 | 8014.6325 | 8026.6627 | 8028.6714 | 8035.3509 | 8018.711 | 8037.3571 | 8033.8338 | 8048.6944 | 8018.4165 | 8048.1464 | 8018.6257 | 7996.2356 | 8030.6338 | 8012.7872 | 8009.6111 | 8029.6815 | 8007.8811 | 8012.6077 | 0 | 0 | 0 | 0 | 0 | 0 | 0 | 0 | 0 | 0 | 0 | 0 | 0
Polk 2 | 11226.904 | 11275.5102 | 11015.528 | 11115.1079 | 11117.3184 | 11020.2703 | 11765.625 | 11112.4498 | 11636.3636 | 11488.9299 | 11287.7907 | 11512.1951 | 11098.0392 | 11237.2881 | 11409.3458 | 11523.4114 | 11407.8341 | 11300.6536 | 11103.3654 | 11240.3846 | 11095.4198 | 11302.4648 | 11349.2063 | 11051.7073 | 11305.2917 | 11161.9048 | 11051.5873 | 11252.1246 | 11159.4203 | 11020.8333 | 0 | 0
Polk 2o | 0 | 0 | 0 | 0 | 0 | 0 | 0 | 0 | 0 | 0 | 0 | 0 | 0 | 0 | 0 | 0 | 0 | 0 | 0 | 0 | 0 | 0 | 0 | 0 | 0 | 0 | 0 | 0 | 0 | 0 | 0 | 0
Polk 3 | 11176.4514 | 11172.2488 | 10920.8054 | 10876.3441 | 11099.0476 | 11389.8305 | 11538.4615 | 11522.763 | 11555.5556 | 11428.0303 | 11166.065 | 11133.3333 | 10926.6667 | 11255.6634 | 11214.2857 | 11349.2349 | 11237.9032 | 11016.9014 | 11105.7692 | 11267.7966 | 11108.2677 | 11214.1813 | 11348.5915 | 10993.9086 | 11183.5853 | 11204.2683 | 11046.875 | 11047.2416 | 11170.6667 | 11162.963 | 0 | 0
Polk 3o | 0 | 0 | 0 | 0 | 0 | 0 | 0 | 0 | 0 | 0 | 0 | 0 | 0 | 0 | 0 | 0 | 0 | 0 | 0 | 0 | 0 | 0 | 0 | 0 | 0 | 0 | 0 | 0 | 0 | 0 | 0 | 0
Polk 4 | 11157.4127 | 11132.1526 | 10950.7576 | 10875 | 11034.2105 | 10900 | 11538.4615 | 11521.1694 | 0 | 10887.3239 | 11745.098 | 11133.3333 | 10785.7143 | 11622.3404 | 11160 | 11575 | 11191.0112 | 10933.3333 | 11080 | 11076.6773 | 11106.2356 | 11174.5305 | 11186.6197 | 11011.6732 | 11261.4379 | 11162.963 | 10963.8554 | 10949.0472 | 10837.6963 | 11166.6667 | 0 | 0
Polk 5 | 11144.7721 | 11102.107 | 10776.3975 | 10906.9767 | 11111.6279 | 10740.7407 | 0 | 11052.2788 | 0 | 10819.3833 | 10785.7143 | 0 | 11044.2478 | 11163.6364 | 11160 | 11375.6614 | 11155.5556 | 11031.4465 | 11158.3333 | 11063.8298 | 11053.9683 | 11090.2256 | 11190.7216 | 10982.7044 | 11294.3723 | 11161.9048 | 10885.7143 | 10895.7963 | 10860.6557 | 10777.7778 | 0 | 0
Polk 2 CC | 6744.7681 | 6742.0797 | 6740.7667 | 6741.9462 | 6742.5531 | 6744.2971 | 6745.0712 | 6745.3902 | 6747.8259 | 6746.9941 | 6748.3615 | 6749.8666 | 6747.9232 | 6749.8354 | 6748.4208 | 6748.4527 | 6748.8144 | 6750.714 | 6749.8152 | 6750.5568 | 6750.3907 | 6748.9926 | 6750.5675 | 6751.7649 | 6751.1603 | 6753.3427 | 6764.2634 | 6762.5309 | 6764.5605 | 6763.64 | 0 | 0
Polk 2 CC DF | 8255.5138 | 8255.8799 | 8260.713 | 8248.1728 | 8253.9168 | 8263.1395 | 8262.1313 | 8260.8166 | 8254.9809 | 8259.5681 | 8242.3243 | 8253.8798 | 8261.6287 | 8257.9847 | 8250.71 | 8253.1094 | 8258.549 | 8258.3448 | 8257.2819 | 8259.1144 | 8255.6995 | 8266.4064 | 8260.2171 | 8259.8334 | 8260.4283 | 8259.7087 | 8257.56 | 8264.1873 | 8257.0794 | 8260.1314 | 0 | 0
Phillips 1 | 0 | 0 | 0 | 0 | 0 | 0 | 0 | 0 | 0 | 0 | 0 | 0 | 0 | 0 | 0 | 0 | 0 | 0 | 0 | 0 | 0 | 0 | 0 | 0 | 0 | 0 | 0 | 0 | 0 | 0 | 0 | 0
Phillips 2 | 0 | 0 | 0 | 0 | 0 | 0 | 0 | 0 | 0 | 0 | 0 | 0 | 0 | 0 | 0 | 0 | 0 | 0 | 0 | 0 | 0 | 0 | 0 | 0 | 0 | 0 | 0 | 0 | 0 | 0 | 0 | 0
TOTAL Phillips HR | 0 | 0 | 0 | 0 | 0 | 0 | 0 | 0 | 0 | 0 | 0 | 0 | 0 | 0 | 0 | 0 | 0 | 0 | 0 | 0 | 0 | 0 | 0 | 0 | 0 | 0 | 0 | 0 | 0 | 0 | 0 | 0
City of Tampa | 0 | 0 | 0 | 0 | 0 | 0 | 0 | 0 | 0 | 0 | 0 | 0 | 0 | 0 | 0 | 0 | 0 | 0 | 0 | 0 | 0 | 0 | 0 | 0 | 0 | 0 | 0 | 0 | 0 | 0 | 0 | 0
FutAeroCT1 | 0 | 0 | 0 | 0 | 0 | 0 | 0 | 0 | 0 | 0 | 0 | 0 | 0 | 0 | 0 | 0 | 0 | 0 | 0 | 0 | 0 | 0 | 0 | 0 | 0 | 0 | 10800.7828 | 10800.1715 | 10802.4302 | 10801.2542 | 0 | 0
FutAeroCT2 | 0 | 0 | 0 | 0 | 0 | 0 | 0 | 0 | 0 | 0 | 0 | 0 | 0 | 0 | 0 | 0 | 0 | 0 | 0 | 0 | 0 | 0 | 0 | 0 | 0 | 0 | 0 | 0 | 0 | 0 | 0 | 0
FutAeroCT3 | 0 | 0 | 0 | 0 | 0 | 0 | 0 | 0 | 0 | 0 | 0 | 0 | 0 | 0 | 0 | 0 | 0 | 0 | 0 | 0 | 0 | 0 | 0 | 0 | 0 | 0 | 0 | 0 | 0 | 0 | 0 | 0
FutAeroCT4 | 0 | 0 | 0 | 0 | 0 | 0 | 0 | 0 | 0 | 0 | 0 | 0 | 0 | 0 | 0 | 0 | 0 | 0 | 0 | 0 | 0 | 0 | 0 | 0 | 0 | 0 | 0 | 0 | 0 | 0 | 0 | 0
FutAeroCT5 | 0 | 0 | 0 | 0 | 0 | 0 | 0 | 0 | 0 | 0 | 0 | 0 | 0 | 0 | 0 | 0 | 0 | 0 | 0 | 0 | 0 | 0 | 0 | 0 | 0 | 0 | 0 | 0 | 0 | 0 | 0 | 0
FutAeroCT6 | 0 | 0 | 0 | 0 | 0 | 0 | 0 | 0 | 0 | 0 | 0 | 0 | 0 | 0 | 0 | 0 | 0 | 0 | 0 | 0 | 0 | 0 | 0 | 0 | 0 | 0 | 0 | 0 | 0 | 0 | 0 | 0
FutAeroCT7 | 0 | 0 | 0 | 0 | 0 | 0 | 0 | 0 | 0 | 0 | 0 | 0 | 0 | 0 | 0 | 0 | 0 | 0 | 0 | 0 | 0 | 0 | 0 | 0 | 0 | 0 | 0 | 0 | 0 | 0 | 0 | 0
FutAeroCT8 | 0 | 0 | 0 | 0 | 0 | 0 | 0 | 0 | 0 | 0 | 0 | 0 | 0 | 0 | 0 | 0 | 0 | 0 | 0 | 0 | 0 | 0 | 0 | 0 | 0 | 0 | 0 | 0 | 0 | 0 | 0 | 0
FutAeroCT9 | 0 | 0 | 0 | 0 | 0 | 0 | 0 | 0 | 0 | 0 | 0 | 0 | 0 | 0 | 0 | 0 | 0 | 0 | 0 | 0 | 0 | 0 | 0 | 0 | 0 | 0 | 0 | 0 | 0 | 0 | 0 | 0
FutAeroCT10 | 0 | 0 | 0 | 0 | 0 | 0 | 0 | 0 | 0 | 0 | 0 | 0 | 0 | 0 | 0 | 0 | 0 | 0 | 0 | 0 | 0 | 0 | 0 | 0 | 0 | 0 | 0 | 0 | 0 | 0 | 0 | 0
Total Expansion Aero CT HR | 0 | 0 | 0 | 0 | 0 | 0 | 0 | 0 | 0 | 0 | 0 | 0 | 0 | 0 | 0 | 0 | 0 | 0 | 0 | 0 | 0 | 0 | 0 | 0 | 0 | 0 | 10800.7828 | 10800.1715 | 10802.4302 | 10801.2542 | 0 | 0
GE_7FA_CT1 | 0 | 0 | 0 | 0 | 0 | 11089.9252 | 11099.8418 | 11115.3931 | 11069.9976 | 11098.5081 | 11039.3608 | 11074.5187 | 11052.1698 | 11075.6642 | 11031.5825 | 11038.5254 | 11054.2027 | 11044.9961 | 11033.9151 | 11034.6013 | 11036.9025 | 11036.4338 | 11040.0163 | 11027.3526 | 11038.9995 | 11042.1262 | 11006.2196 | 11021.8341 | 11009.5312 | 11025.4142 | 0 | 0
GE_7FA_CT2 | 0 | 0 | 0 | 0 | 0 | 0 | 0 | 0 | 11076.9803 | 11140.0321 | 11077.4325 | 11076.4846 | 11069.3793 | 11101.4473 | 11040.7396 | 11063.1428 | 11070.2341 | 11042.613 | 11040.3069 | 11044.4512 | 11036.9626 | 11041.387 | 11048.5847 | 11033.4507 | 11045.1001 | 11033.8867 | 10987.2592 | 10988.8317 | 10988.4291 | 11008.4653 | 0 | 0
GE_7FA_CT3 | 0 | 0 | 0 | 0 | 0 | 0 | 0 | 0 | 0 | 0 | 0 | 11117.1171 | 11100.7674 | 11108.4591 | 11054.4835 | 11082.4677 | 11086.7221 | 11061.3035 | 11042.6259 | 11040.9507 | 11045.144 | 11046.2411 | 11060.6805 | 11038.7987 | 11058.6733 | 11038.4417 | 10975.4386 | 10984.268 | 10981.3017 | 11007.9584 | 0 | 0
GE_7FA_CT4 | 0 | 0 | 0 | 0 | 0 | 0 | 0 | 0 | 0 | 0 | 0 | 0 | 0 | 0 | 11079.6703 | 11120.5407 | 11111.7051 | 11067.3187 | 11057.4382 | 11041.6168 | 11058.5171 | 11047.3639 | 11064.4945 | 11038.5226 | 11067.671 | 11047.9477 | 10991.9598 | 11001.2157 | 10975.2099 | 11023.4326 | 0 | 0
GE_7FA_CT5 | 0 | 0 | 0 | 0 | 0 | 0 | 0 | 0 | 0 | 0 | 0 | 0 | 0 | 0 | 0 | 0 | 0 | 11088.558 | 11074.8521 | 11052.8302 | 11079.2915 | 11047.155 | 11076.4319 | 11051.3639 | 11082.1071 | 11061.4918 | 11005.6584 | 11014.6879 | 10980.4631 | 11031.5116 | 0 | 0
GE_7FA_CT6 | 0 | 0 | 0 | 0 | 0 | 0 | 0 | 0 | 0 | 0 | 0 | 0 | 0 | 0 | 0 | 0 | 0 | 0 | 0 | 11077.5285 | 11102.5641 | 11069.0766 | 11107.1541 | 11072.8853 | 11116.0482 | 11089.7063 | 11012.1359 | 11025.8435 | 11014.6699 | 11049.6657 | 0 | 0
GE_7FA_CT7 | 0 | 0 | 0 | 0 | 0 | 0 | 0 | 0 | 0 | 0 | 0 | 0 | 0 | 0 | 0 | 0 | 0 | 0 | 0 | 0 | 0 | 0 | 0 | 0 | 0 | 11103.9548 | 11048.913 | 10995.4023 | 10983.1081 | 11042.953 | 0 | 0
GE_7FA_CT8 | 0 | 0 | 0 | 9447.6173 | 9434.9517 | 0 | 0 | 0 | 0 | 0 | 0 | 0 | 0 | 0 | 0 | 0 | 0 | 0 | 0 | 0 | 0 | 0 | 0 | 0 | 0 | 0 | 0 | 0 | 0 | 0 | 0 | 0
GE_7FA_CT9 | 0 | 0 | 0 | 9371.9389 | 9326.5353 | 0 | 0 | 0 | 0 | 0 | 0 | 0 | 0 | 0 | 0 | 0 | 0 | 0 | 0 | 0 | 0 | 0 | 0 | 0 | 0 | 0 | 0 | 0 | 0 | 0 | 0 | 0
GE_7FA_CT10 | 0 | 0 | 0 | 0 | 0 | 0 | 0 | 0 | 0 | 0 | 0 | 0 | 0 | 0 | 0 | 0 | 0 | 0 | 0 | 0 | 0 | 0 | 0 | 0 | 0 | 0 | 0 | 0 | 0 | 0 | 0 | 0
Total Expansion CT HR | 0 | 0 | 0 | 9429.591 | 9403.6046 | 11089.9252 | 11099.8418 | 11115.3931 | 11072.7459 | 11117.2289 | 11053.3508 | 11085.2491 | 11066.3326 | 11092.3567 | 11044.8187 | 11066.4037 | 11074.0104 | 11053.4307 | 11043.0017 | 11041.9422 | 11047.4128 | 11042.6726 | 11054.2556 | 11035.2774 | 11054.2962 | 11044.5404 | 10995.4783 | 11005.7741 | 10996.3175 | 11019.499 | 0 | 0
CC 2x1 7FAwDF 1 | 0 | 0 | 0 | 0 | 0 | 6256.4997 | 6257.0119 | 6261.1335 | 6262.903 | 6263.5247 | 6290.2455 | 6287.0948 | 6284.7253 | 6287.8581 | 6303.6716 | 6302.6717 | 6292.2911 | 6291.3655 | 6295.9868 | 6287.6675 | 6284.3768 | 6282.1217 | 6285.577 | 6263.5744 | 6255.3044 | 6259.5443 | 6303.4063 | 6300.1354 | 6304.6211 | 6304.2646 | 0 | 0
CC 2x1 7FAwDF 2 | 0 | 0 | 0 | 0 | 0 | 0 | 0 | 0 | 0 | 0 | 0 | 0 | 0 | 0 | 0 | 0 | 0 | 0 | 0 | 0 | 0 | 0 | 0 | 0 | 0 | 0 | 6271.6026 | 6267.3637 | 6272.6525 | 6271.7233 | 0 | 0
CC 2x1 7FAwDF 3 | 0 | 0 | 0 | 0 | 0 | 0 | 0 | 0 | 0 | 0 | 0 | 0 | 0 | 0 | 0 | 0 | 0 | 0 | 0 | 0 | 0 | 0 | 0 | 0 | 0 | 6365.6091 | 6365.0311 | 6363.8922 | 6368.3488 | 6367.0131 | 0 | 0
CC 2x1 7FAwDF 4 | 0 | 0 | 0 | 0 | 0 | 0 | 0 | 0 | 0 | 0 | 0 | 0 | 0 | 0 | 0 | 0 | 0 | 0 | 0 | 0 | 0 | 0 | 0 | 0 | 0 | 0 | 0 | 0 | 0 | 0 | 0 | 0
CC 2x1 7FAwDF 5 | 0 | 0 | 0 | 0 | 0 | 0 | 0 | 0 | 0 | 0 | 0 | 0 | 0 | 0 | 0 | 0 | 0 | 0 | 0 | 0 | 0 | 0 | 0 | 0 | 0 | 0 | 0 | 0 | 0 | 0 | 0 | 0
CC 2x1 7FAwDF 6 | 0 | 0 | 0 | 0 | 0 | 0 | 0 | 0 | 0 | 0 | 0 | 0 | 0 | 0 | 0 | 0 | 0 | 0 | 0 | 0 | 0 | 0 | 0 | 0 | 0 | 0 | 0 | 0 | 0 | 0 | 0 | 0
CC_Fut_Proxy_07 | 0 | 0 | 0 | 0 | 0 | 0 | 0 | 0 | 0 | 0 | 0 | 0 | 0 | 0 | 0 | 0 | 0 | 0 | 0 | 0 | 0 | 0 | 0 | 0 | 0 | 0 | 0 | 0 | 0 | 0 | 0 | 0
CC_Fut_Proxy_08 | 0 | 0 | 0 | 0 | 0 | 0 | 0 | 0 | 0 | 0 | 0 | 0 | 0 | 0 | 0 | 0 | 0 | 0 | 0 | 0 | 0 | 0 | 0 | 0 | 0 | 0 | 0 | 0 | 0 | 0 | 0 | 0
CC_Fut_Proxy_09 | 0 | 0 | 0 | 0 | 0 | 0 | 0 | 0 | 0 | 0 | 0 | 0 | 0 | 0 | 0 | 0 | 0 | 0 | 0 | 0 | 0 | 0 | 0 | 0 | 0 | 0 | 0 | 0 | 0 | 0 | 0 | 0
CC_Fut_Proxy_10 | 0 | 0 | 0 | 0 | 0 | 0 | 0 | 0 | 0 | 0 | 0 | 0 | 0 | 0 | 0 | 0 | 0 | 0 | 0 | 0 | 0 | 0 | 0 | 0 | 0 | 0 | 0 | 0 | 0 | 0 | 0 | 0
Total Expansion CC HR | 0 | 0 | 0 | 0 | 0 | 6256.4997 | 6257.0119 | 6261.1335 | 6262.903 | 6263.5247 | 6290.2455 | 6287.0948 | 6284.7253 | 6287.8581 | 6303.6716 | 6302.6717 | 6292.2911 | 6291.3655 | 6295.9868 | 6287.6675 | 6284.3768 | 6282.1217 | 6285.577 | 6263.5744 | 6255.3044 | 6283.4119 | 6297.8509 | 6294.179 | 6299.4761 | 6298.8007 | 0 | 0
Future Proxy Unit | 0 | 0 | 0 | 0 | 0 | 0 | 0 | 0 | 0 | 0 | 0 | 0 | 0 | 0 | 0 | 0 | 0 | 0 | 0 | 0 | 0 | 0 | 0 | 0 | 0 | 0 | 0 | 0 | 0 | 0 | 0 | 0
Total System Heat Rate HR | 8014.6785 | 7573.5353 | 7504.1233 | 7317.6318 | 7377.4709 | 6740.2468 | 6792.2847 | 6944.7092 | 7012.2809 | 7108.2309 | 7245.4287 | 7215.9535 | 7202.6017 | 7257.3014 | 7329.6468 | 7368.7531 | 7294.301 | 7313.8218 | 7311.7712 | 7208.1912 | 7200.0529 | 7186.7869 | 7211.5614 | 7040.071 | 6952.3675 | 6813.9122 | 6464.9118 | 6508.8054 | 6488.9121 | 6490.917 | 0 | 0
Dispatch Fuel Cost ($/MWh)
Big Bend 1 | 48.6353 | 50.6458 | 55.229 | 0 | 0 | 0 | 0 | 0 | 0 | 0 | 0 | 0 | 0 | 0 | 0 | 0 | 0 | 0 | 0 | 0 | 0 | 0 | 0 | 0 | 0 | 0 | 0 | 0 | 0 | 0 | 0 | 0
Big Bend 2 | 45.5702 | 46.2266 | 50.612 | 56.3123 | 0 | 0 | 0 | 0 | 0 | 0 | 0 | 0 | 0 | 0 | 0 | 0 | 0 | 0 | 0 | 0 | 0 | 0 | 0 | 0 | 0 | 0 | 0 | 0 | 0 | 0 | 0 | 0
Big Bend 3 | 24.7092 | 28.3182 | 31.7921 | 35.9298 | 36.4381 | 37.0777 | 34.9322 | 36.169 | 36.7539 | 37.2649 | 38.4286 | 39.9847 | 42.7633 | 43.6869 | 44.8537 | 45.3553 | 47.0127 | 48.4116 | 50.0646 | 51.8655 | 53.5899 | 55.7942 | 57.5881 | 60.3512 | 0 | 0 | 0 | 0 | 0 | 0 | 0 | 0
Big Bend 4 | 24.2223 | 27.7593 | 31.0942 | 34.316 | 33.3036 | 34.508 | 34.8936 | 35.3479 | 36.0575 | 36.9824 | 38.502 | 40.3083 | 43.1176 | 44.0071 | 45.3038 | 45.8934 | 47.2716 | 48.9887 | 50.624 | 52.4046 | 54.129 | 56.4882 | 58.2458 | 61.0879 | 64.0794 | 67.5209 | 70.291 | 73.4044 | 76.9939 | 77.0378 | 0 | 0
TOTAL Big Bend ($/MWh) | 26.6747 | 31.0355 | 33.672 | 35.1403 | 33.8272 | 35.3746 | 34.9133 | 35.6178 | 36.3098 | 37.1115 | 38.4682 | 40.1337 | 42.9612 | 43.841 | 45.0784 | 45.6247 | 47.1327 | 48.7148 | 50.3486 | 52.1375 | 53.8668 | 56.105 | 57.9203 | 60.9014 | 64.0794 | 67.5209 | 70.291 | 73.4044 | 76.9939 | 77.0378 | 0 | 0
Bayside 1 | 23.7856 | 23.8618 | 26.0895 | 27.7667 | 28.993 | 31.8384 | 33.6927 | 35.5153 | 37.6046 | 39.6207 | 44.1274 | 45.9887 | 50.2299 | 52.0589 | 56.4368 | 56.9182 | 60.5768 | 63.0405 | 64.2173 | 65.5478 | 66.7259 | 68.4789 | 70.0512 | 71.9981 | 74.9329 | 78.1458 | 0 | 0 | 0 | 0 | 0 | 0
Bayside 2 | 23.4819 | 24.4877 | 26.994 | 28.5574 | 30.3079 | 34.2002 | 36.0351 | 37.8905 | 40.3984 | 42.1333 | 48.0155 | 48.916 | 53.6484 | 55.5683 | 60.0447 | 60.6194 | 64.5489 | 66.823 | 67.7496 | 68.7249 | 70.4112 | 72.0379 | 73.9163 | 76.056 | 79.2129 | 80.8702 | 0 | 0 | 0 | 0 | 0 | 0
TOTAL Bayside CC ($/MWh) | 23.6442 | 24.1358 | 26.497 | 28.1473 | 29.6655 | 32.7326 | 34.6423 | 36.4842 | 38.7149 | 40.7573 | 45.5053 | 47.2555 | 51.7179 | 53.5896 | 58.1287 | 58.5254 | 62.3979 | 64.6979 | 65.8581 | 67.215 | 68.2718 | 70.1257 | 71.8842 | 73.8571 | 76.8605 | 80.4204 | 0 | 0 | 0 | 0 | 0 | 0
Bayside 3 | 38.4653 | 40.0495 | 42.7022 | 49.1494 | 51.3365 | 50.195 | 54.488 | 58.2547 | 60.1526 | 62.5299 | 71.102 | 74.2841 | 83.466 | 82.9621 | 91.7219 | 91.3908 | 99.8252 | 107.7488 | 109.8286 | 112.519 | 114.0265 | 121.085 | 121.5562 | 126.6019 | 129.5893 | 128.823 | 130.5253 | 135.6319 | 140.4714 | 141.239 | 0 | 0
Bayside 4 | 38.6343 | 40.0211 | 42.9327 | 49.6059 | 50.3864 | 50.7836 | 54.5357 | 58.7902 | 62.6383 | 65.675 | 73.7411 | 78.1246 | 87.284 | 87.8266 | 98.0254 | 96.5966 | 104.6371 | 112.9076 | 114.1689 | 118.4567 | 120.2459 | 125.8611 | 127.9567 | 131.3707 | 133.6157 | 135.6207 | 133.8292 | 137.4983 | 142.7624 | 144.1362 | 0 | 0
Bayside 5 | 38.6257 | 40.8781 | 44.0218 | 49.7888 | 51.3266 | 50.3149 | 54.9852 | 58.0316 | 60.4356 | 63.3218 | 72.5865 | 74.3219 | 83.3111 | 83.2787 | 91.136 | 91.2008 | 98.7296 | 104.9534 | 107.0487 | 110.2588 | 111.4552 | 118.4368 | 118.0649 | 123.8552 | 127.3094 | 127.3398 | 129.0921 | 134.2071 | 138.9557 | 139.6544 | 0 | 0
Bayside 6 | 38.4412 | 40.6575 | 43.2553 | 48.8393 | 51.4288 | 50.1434 | 54.5857 | 57.6387 | 59.7852 | 63.0338 | 71.8508 | 73.9616 | 83.1955 | 82.9363 | 91.1255 | 90.9722 | 98.6817 | 105.6964 | 108.1079 | 110.9715 | 111.6859 | 119.3755 | 119.039 | 124.8116 | 127.8804 | 126.273 | 129.4851 | 134.5342 | 139.296 | 139.9672 | 0 | 0
Big Bend CT4 | 46.8429 | 47.0458 | 51.5762 | 57.2083 | 59.2718 | 59.3223 | 63.0463 | 68.0372 | 69.7703 | 73.8729 | 80.2315 | 82.7531 | 91.0075 | 93.4674 | 100.9577 | 99.77 | 107.4962 | 110.2627 | 115.3944 | 117.3757 | 118.8245 | 122.7142 | 124.0216 | 128.0414 | 132.6996 | 135.86 | 125.9987 | 130.9292 | 135.3743 | 135.3131 | 0 | 0
Big Bend CT4o | 0 | 0 | 0 | 0 | 0 | 0 | 0 | 0 | 0 | 0 | 0 | 0 | 0 | 0 | 0 | 0 | 0 | 0 | 0 | 0 | 0 | 0 | 0 | 0 | 0 | 0 | 0 | 0 | 0 | 0 | 0 | 0
Polk 1 | 23.3224 | 23.6305 | 24.0183 | 24.876 | 25.1545 | 25.4069 | 25.6484 | 25.8326 | 26.3584 | 26.9912 | 27.5491 | 28.2009 | 28.8571 | 29.5314 | 29.5044 | 30.1533 | 30.8896 | 31.5711 | 32.8597 | 0 | 0 | 0 | 0 | 0 | 0 | 0 | 0 | 0 | 0 | 0 | 0 | 0
Polk 1g | 27.2436 | 27.8133 | 30.2708 | 31.4629 | 33.1494 | 36.0157 | 38.2968 | 39.9319 | 42.7756 | 44.2267 | 48.9942 | 51.6743 | 57.3933 | 58.6949 | 63.9668 | 64.4407 | 69.9573 | 71.429 | 72.8966 | 0 | 0 | 0 | 0 | 0 | 0 | 0 | 0 | 0 | 0 | 0 | 0 | 0
Polk 2 | 36.8152 | 38.1224 | 41.8758 | 45.1223 | 46.311 | 48.8649 | 55.5 | 54.9659 | 60.5606 | 62.9732 | 68.8837 | 75.6585 | 76.9118 | 81.1045 | 88.8318 | 90.7492 | 97.4032 | 99.0675 | 100.5144 | 104.8125 | 110.4179 | 107.9891 | 113.5397 | 117.4849 | 126.0326 | 134.4048 | 132.6349 | 132.6136 | 135.8261 | 143.7465 | 0 | 0
Polk 2o | 0 | 0 | 0 | 0 | 0 | 0 | 0 | 0 | 0 | 0 | 0 | 0 | 0 | 0 | 0 | 0 | 0 | 0 | 0 | 0 | 0 | 0 | 0 | 0 | 0 | 0 | 0 | 0 | 0 | 0 | 0 | 0
Polk 3 | 36.7854 | 38.89 | 43.5342 | 47.1559 | 46.4381 | 50.9661 | 55.3462 | 57.2276 | 60.6481 | 62.5619 | 68.1119 | 74.5333 | 76.2333 | 81.3463 | 87.8797 | 89.5842 | 101.0685 | 96.5549 | 104.7764 | 105.5831 | 111.685 | 107.9196 | 117.7852 | 117.1543 | 124.3585 | 136.2866 | 131.6042 | 130.5954 | 138.4107 | 152.1852 | 0 | 0
Polk 3o | 0 | 0 | 0 | 0 | 0 | 0 | 0 | 0 | 0 | 0 | 0 | 0 | 0 | 0 | 0 | 0 | 0 | 0 | 0 | 0 | 0 | 0 | 0 | 0 | 0 | 0 | 0 | 0 | 0 | 0 | 0 | 0
Polk 4 | 36.7407 | 38.6444 | 42.3409 | 48.2212 | 47.4211 | 48.0667 | 55.3462 | 56.9879 | 0 | 59.5164 | 73.1569 | 74.5333 | 75.3429 | 85.8245 | 87.64 | 91.36 | 97.2809 | 98.48 | 107.848 | 106.8051 | 112.7229 | 107.7467 | 118.2254 | 119.9896 | 130.2941 | 137.2333 | 123.5542 | 130.4205 | 131.3979 | 152.45 | 0 | 0
Polk 5 | 36.8445 | 38.2301 | 43.2298 | 48.4651 | 51.8419 | 48.0833 | 0 | 55.634 | 0 | 59.2775 | 65.2698 | 0 | 76.2566 | 83.8788 | 90.28 | 89.6455 | 106.7778 | 104.1761 | 111.5083 | 107.7074 | 112.5429 | 108.4204 | 121.9124 | 118.3113 | 133.4113 | 138.019 | 133.8714 | 130.8508 | 132.3525 | 129.7037 | 0 | 0
Polk 2 CC | 22.2212 | 22.4449 | 24.4396 | 26.1347 | 27.0673 | 28.9641 | 30.6879 | 32.3858 | 34.1407 | 35.982 | 39.99 | 41.8336 | 45.7394 | 47.4531 | 51.2877 | 51.9228 | 55.4052 | 57.6895 | 58.7824 | 60.2106 | 61.4075 | 63.1998 | 64.4438 | 66.3544 | 69.1401 | 72.3967 | 75.9915 | 78.7281 | 81.3447 | 81.4949 | 0 | 0
Polk2 CC DF | 26.8014 | 27.9132 | 29.5533 | 31.823 | 33.16 | 35.6866 | 37.8988 | 39.974 | 41.8516 | 44.6186 | 49.1558 | 51.705 | 57.3127 | 59.1579 | 63.6117 | 64.4743 | 68.7405 | 71.6682 | 73.2157 | 75.209 | 76.4931 | 79.0537 | 80.4568 | 83.5579 | 87.2506 | 89.5133 | 95.4181 | 98.4266 | 101.4812 | 101.6913 | 0 | 0
Phillips 1 | 0 | 0 | 0 | 0 | 0 | 0 | 0 | 0 | 0 | 0 | 0 | 0 | 0 | 0 | 0 | 0 | 0 | 0 | 0 | 0 | 0 | 0 | 0 | 0 | 0 | 0 | 0 | 0 | 0 | 0 | 0 | 0
Phillips 2 | 0 | 0 | 0 | 0 | 0 | 0 | 0 | 0 | 0 | 0 | 0 | 0 | 0 | 0 | 0 | 0 | 0 | 0 | 0 | 0 | 0 | 0 | 0 | 0 | 0 | 0 | 0 | 0 | 0 | 0 | 0 | 0
TOTAL Phillips ($/MWh) | 0 | 0 | 0 | 0 | 0 | 0 | 0 | 0 | 0 | 0 | 0 | 0 | 0 | 0 | 0 | 0 | 0 | 0 | 0 | 0 | 0 | 0 | 0 | 0 | 0 | 0 | 0 | 0 | 0 | 0 | 1 | 2
City of Tampa | 0 | 0 | 0 | 0 | 0 | 0 | 0 | 0 | 0 | 0 | 0 | 0 | 0 | 0 | 0 | 0 | 0 | 0 | 0 | 0 | 0 | 0 | 0 | 0 | 0 | 0 | 0 | 0 | 0 | 0 | 0 | 0
FutAeroCT1 | 0 | 0 | 0 | 0 | 0 | 0 | 0 | 0 | 0 | 0 | 0 | 0 | 0 | 0 | 0 | 0 | 0 | 0 | 0 | 0 | 0 | 0 | 0 | 0 | 0 | 0 | 183.3616 | 192.8126 | 203.0144 | 209.2094 | 0 | 0
FutAeroCT2 | 0 | 0 | 0 | 0 | 0 | 0 | 0 | 0 | 0 | 0 | 0 | 0 | 0 | 0 | 0 | 0 | 0 | 0 | 0 | 0 | 0 | 0 | 0 | 0 | 0 | 0 | 0 | 0 | 0 | 0 | 0 | 0
FutAeroCT3 | 0 | 0 | 0 | 0 | 0 | 0 | 0 | 0 | 0 | 0 | 0 | 0 | 0 | 0 | 0 | 0 | 0 | 0 | 0 | 0 | 0 | 0 | 0 | 0 | 0 | 0 | 0 | 0 | 0 | 0 | 0 | 0
FutAeroCT4 | 0 | 0 | 0 | 0 | 0 | 0 | 0 | 0 | 0 | 0 | 0 | 0 | 0 | 0 | 0 | 0 | 0 | 0 | 0 | 0 | 0 | 0 | 0 | 0 | 0 | 0 | 0 | 0 | 0 | 0 | 0 | 0
FutAeroCT5 | 0 | 0 | 0 | 0 | 0 | 0 | 0 | 0 | 0 | 0 | 0 | 0 | 0 | 0 | 0 | 0 | 0 | 0 | 0 | 0 | 0 | 0 | 0 | 0 | 0 | 0 | 0 | 0 | 0 | 0 | 0 | 0
FutAeroCT6 | 0 | 0 | 0 | 0 | 0 | 0 | 0 | 0 | 0 | 0 | 0 | 0 | 0 | 0 | 0 | 0 | 0 | 0 | 0 | 0 | 0 | 0 | 0 | 0 | 0 | 0 | 0 | 0 | 0 | 0 | 0 | 0
FutAeroCT7 | 0 | 0 | 0 | 0 | 0 | 0 | 0 | 0 | 0 | 0 | 0 | 0 | 0 | 0 | 0 | 0 | 0 | 0 | 0 | 0 | 0 | 0 | 0 | 0 | 0 | 0 | 0 | 0 | 0 | 0 | 0 | 0
FutAeroCT8 | 0 | 0 | 0 | 0 | 0 | 0 | 0 | 0 | 0 | 0 | 0 | 0 | 0 | 0 | 0 | 0 | 0 | 0 | 0 | 0 | 0 | 0 | 0 | 0 | 0 | 0 | 0 | 0 | 0 | 0 | 0 | 0
FutAeroCT9 | 0 | 0 | 0 | 0 | 0 | 0 | 0 | 0 | 0 | 0 | 0 | 0 | 0 | 0 | 0 | 0 | 0 | 0 | 0 | 0 | 0 | 0 | 0 | 0 | 0 | 0 | 0 | 0 | 0 | 0 | 0 | 0
FutAeroCT10 | 0 | 0 | 0 | 0 | 0 | 0 | 0 | 0 | 0 | 0 | 0 | 0 | 0 | 0 | 0 | 0 | 0 | 0 | 0 | 0 | 0 | 0 | 0 | 0 | 0 | 0 | 0 | 0 | 0 | 0 | 0 | 0
Total Expansion Aero CT ($/MWh) | 0 | 0 | 0 | 0 | 0 | 0 | 0 | 0 | 0 | 0 | 0 | 0 | 0 | 0 | 0 | 0 | 0 | 0 | 0 | 0 | 0 | 0 | 0 | 0 | 0 | 0 | 183.3616 | 192.8126 | 203.0144 | 209.2094 | 0 | 0
GE_7FA_CT1 | 0 | 0 | 0 | 0 | 0 | 55.0272 | 57.3359 | 61.1276 | 63.503 | 64.9364 | 75.4762 | 77.3453 | 85.1093 | 87.0333 | 93.037 | 94.2275 | 98.9919 | 103.5766 | 105.7213 | 108.1521 | 110.4126 | 113.7302 | 115.1953 | 120.533 | 124.6174 | 128.5104 | 137.9418 | 142.7503 | 148.3752 | 148.1614 | 0 | 0
GE_7FA_CT2 | 0 | 0 | 0 | 0 | 0 | 0 | 0 | 0 | 64.1339 | 67.4917 | 76.6271 | 77.5348 | 88.5541 | 88.2785 | 94.313 | 96.024 | 100.7703 | 106.3208 | 108.3266 | 111.0801 | 113.8179 | 116.8377 | 118.6814 | 124.4362 | 127.7376 | 130.2073 | 139.2247 | 141.9293 | 151.0886 | 147.7587 | 0 | 0
GE_7FA_CT3 | 0 | 0 | 0 | 0 | 0 | 0 | 0 | 0 | 0 | 0 | 0 | 82.0797 | 90.5896 | 92.4423 | 98.9669 | 100.3489 | 105.2978 | 109.5116 | 111.9805 | 113.6359 | 117.3555 | 120.5148 | 122.5239 | 127.6549 | 130.9695 | 132.3519 | 142.1409 | 145.7497 | 151.3553 | 150.4901 | 0 | 0
GE_7FA_CT4 | 0 | 0 | 0 | 0 | 0 | 0 | 0 | 0 | 0 | 0 | 0 | 0 | 0 | 0 | 102.6985 | 102.8768 | 110.3296 | 113.528 | 114.2208 | 116.6793 | 118.8507 | 123.4069 | 125.1083 | 129.345 | 132.8939 | 135.9928 | 145.5722 | 148.7287 | 154.9348 | 151.9155 | 0 | 0
GE_7FA_CT5 | 0 | 0 | 0 | 0 | 0 | 0 | 0 | 0 | 0 | 0 | 0 | 0 | 0 | 0 | 0 | 0 | 0 | 115.6758 | 116.0521 | 118.8595 | 119.9202 | 125.6466 | 127.5652 | 131.4613 | 135.0219 | 140.0421 | 148.1307 | 148.3293 | 155.4812 | 151.7371 | 0 | 0
GE_7FA_CT6 | 0 | 0 | 0 | 0 | 0 | 0 | 0 | 0 | 0 | 0 | 0 | 0 | 0 | 0 | 0 | 0 | 0 | 0 | 0 | 122.5136 | 121.8165 | 128.7627 | 129.6911 | 134.5099 | 136.8594 | 142.71 | 154.7549 | 151.3869 | 158.3178 | 154.937 | 0 | 0
GE_7FA_CT7 | 0 | 0 | 0 | 0 | 0 | 0 | 0 | 0 | 0 | 0 | 0 | 0 | 0 | 0 | 0 | 0 | 0 | 0 | 0 | 0 | 0 | 0 | 0 | 0 | 0 | 143.0508 | 151.2772 | 153.0736 | 157.2838 | 162.9034 | 0 | 0
GE_7FA_CT8 | 0 | 0 | 0 | 47.7594 | 48.9286 | 0 | 0 | 0 | 0 | 0 | 0 | 0 | 0 | 0 | 0 | 0 | 0 | 0 | 0 | 0 | 0 | 0 | 0 | 0 | 0 | 0 | 0 | 0 | 0 | 0 | 0 | 0
GE_7FA_CT9 | 0 | 0 | 0 | 69.7923 | 62.0357 | 0 | 0 | 0 | 0 | 0 | 0 | 0 | 0 | 0 | 0 | 0 | 0 | 0 | 0 | 0 | 0 | 0 | 0 | 0 | 0 | 0 | 0 | 0 | 0 | 0 | 0 | 0
GE_7FA_CT10 | 0 | 0 | 0 | 0 | 0 | 0 | 0 | 0 | 0 | 0 | 0 | 0 | 0 | 0 | 0 | 0 | 0 | 0 | 0 | 0 | 0 | 0 | 0 | 0 | 0 | 0 | 0 | 0 | 0 | 0 | 0 | 0
Total Expansion CT ($/MWh) | 0 | 0 | 0 | 53.0075 | 52.7184 | 55.0272 | 57.3359 | 61.1276 | 63.7513 | 66.0884 | 75.8991 | 78.5292 | 87.1849 | 88.8171 | 95.7885 | 97.2576 | 102.4709 | 107.511 | 109.3381 | 112.2272 | 114.7468 | 118.2771 | 120.073 | 124.9576 | 128.9358 | 132.2139 | 140.2293 | 144.3833 | 150.3908 | 149.3552 | 0 | 0
CC 2x1 7FAwDF 1 | 0 | 0 | 0 | 0 | 0 | 27.6264 | 29.2415 | 30.8651 | 32.5144 | 34.2258 | 38.1621 | 39.8413 | 43.4554 | 45.0862 | 48.8541 | 49.4111 | 52.5986 | 54.6611 | 55.7584 | 56.9548 | 58.0408 | 59.6578 | 60.9144 | 62.3021 | 64.7718 | 67.9394 | 70.9052 | 73.4244 | 76.0048 | 76.0479 | 0 | 0
CC 2x1 7FAwDF 2 | 0 | 0 | 0 | 0 | 0 | 0 | 0 | 0 | 0 | 0 | 0 | 0 | 0 | 0 | 0 | 0 | 0 | 0 | 0 | 0 | 0 | 0 | 0 | 0 | 0 | 0 | 70.4374 | 72.956 | 75.565 | 75.6039 | 0 | 0
CC 2x1 7FAwDF 3 | 0 | 0 | 0 | 0 | 0 | 0 | 0 | 0 | 0 | 0 | 0 | 0 | 0 | 0 | 0 | 0 | 0 | 0 | 0 | 0 | 0 | 0 | 0 | 0 | 0 | 69.3713 | 74.3271 | 76.9396 | 79.4817 | 79.5463 | 0 | 0
CC 2x1 7FAwDF 4 | 0 | 0 | 0 | 0 | 0 | 0 | 0 | 0 | 0 | 0 | 0 | 0 | 0 | 0 | 0 | 0 | 0 | 0 | 0 | 0 | 0 | 0 | 0 | 0 | 0 | 0 | 0 | 0 | 0 | 0 | 0 | 0
CC 2x1 7FAwDF 5 | 0 | 0 | 0 | 0 | 0 | 0 | 0 | 0 | 0 | 0 | 0 | 0 | 0 | 0 | 0 | 0 | 0 | 0 | 0 | 0 | 0 | 0 | 0 | 0 | 0 | 0 | 0 | 0 | 0 | 0 | 0 | 0
CC 2x1 7FAwDF 6 | 0 | 0 | 0 | 0 | 0 | 0 | 0 | 0 | 0 | 0 | 0 | 0 | 0 | 0 | 0 | 0 | 0 | 0 | 0 | 0 | 0 | 0 | 0 | 0 | 0 | 0 | 0 | 0 | 0 | 0 | 0 | 0
CC_Fut_Proxy_07 | 0 | 0 | 0 | 0 | 0 | 0 | 0 | 0 | 0 | 0 | 0 | 0 | 0 | 0 | 0 | 0 | 0 | 0 | 0 | 0 | 0 | 0 | 0 | 0 | 0 | 0 | 0 | 0 | 0 | 0 | 0 | 0
CC_Fut_Proxy_08 | 0 | 0 | 0 | 0 | 0 | 0 | 0 | 0 | 0 | 0 | 0 | 0 | 0 | 0 | 0 | 0 | 0 | 0 | 0 | 0 | 0 | 0 | 0 | 0 | 0 | 0 | 0 | 0 | 0 | 0 | 0 | 0
CC_Fut_Proxy_09 | 0 | 0 | 0 | 0 | 0 | 0 | 0 | 0 | 0 | 0 | 0 | 0 | 0 | 0 | 0 | 0 | 0 | 0 | 0 | 0 | 0 | 0 | 0 | 0 | 0 | 0 | 0 | 0 | 0 | 0 | 0 | 0
CC_Fut_Proxy_10 | 0 | 0 | 0 | 0 | 0 | 0 | 0 | 0 | 0 | 0 | 0 | 0 | 0 | 0 | 0 | 0 | 0 | 0 | 0 | 0 | 0 | 0 | 0 | 0 | 0 | 0 | 0 | 0 | 0 | 0 | 0 | 0
Total Expansion CC ($/MWh) | 0 | 0 | 0 | 0 | 0 | 27.6264 | 29.2415 | 30.8651 | 32.5144 | 34.2258 | 38.1621 | 39.8413 | 43.4554 | 45.0862 | 48.8541 | 49.4111 | 52.5986 | 54.6611 | 55.7584 | 56.9548 | 58.0408 | 59.6578 | 60.9144 | 62.3021 | 64.7718 | 68.2617 | 71.1629 | 73.6815 | 76.2878 | 76.3354 | 0 | 0
Future Proxy Unit | 0 | 0 | 0 | 0 | 0 | 0 | 0 | 0 | 0 | 0 | 0 | 0 | 0 | 0 | 0 | 0 | 0 | 0 | 0 | 0 | 0 | 0 | 0 | 0 | 0 | 0 | 0 | 0 | 0 | 0 | 0 | 0
Unit Service Hours (HRS)
Big Bend 1 | 816 | 1040 | 847 | 0 | 0 | 0 | 0 | 0 | 0 | 0 | 0 | 0 | 0 | 0 | 0 | 0 | 0 | 0 | 0 | 0 | 0 | 0 | 0 | 0 | 0 | 0 | 0 | 0 | 0 | 0 | 0 | 0
Big Bend 2 | 1162 | 1198 | 931 | 290 | 0 | 0 | 0 | 0 | 0 | 0 | 0 | 0 | 0 | 0 | 0 | 0 | 0 | 0 | 0 | 0 | 0 | 0 | 0 | 0 | 0 | 0 | 0 | 0 | 0 | 0 | 0 | 0
Big Bend 3 | 3821 | 2465 | 2516 | 2127 | 2164 | 1743 | 2706 | 2659 | 3395 | 5272 | 5901 | 6155 | 4911 | 6289 | 6388 | 6424 | 6296 | 5462 | 6434 | 6439 | 6129 | 6428 | 6342 | 2235 | 0 | 0 | 0 | 0 | 0 | 0 | 0 | 0
Big Bend 4 | 6558 | 5846 | 7126 | 7051 | 6999 | 2271 | 2347 | 4304 | 4996 | 5038 | 6265 | 4901 | 5671 | 5343 | 5994 | 6065 | 5080 | 5730 | 6248 | 6148 | 6080 | 4933 | 6111 | 6050 | 6043 | 5570 | 5091 | 5758 | 5568 | 5630 | 0 | 0
TOTAL Big Bend | 12357 | 10549 | 11420 | 9468 | 9163 | 4014 | 5053 | 6963 | 8391 | 10310 | 12166 | 11056 | 10582 | 11632 | 12382 | 12489 | 11376 | 11192 | 12682 | 12587 | 12209 | 11361 | 12453 | 8285 | 6043 | 5570 | 5091 | 5758 | 5568 | 5630 | 0 | 0
Bayside 1 (Steam Turbine) | 7135 | 7763 | 7676 | 7697 | 6807 | 5982 | 5223 | 5666 | 5221 | 5151 | 6081 | 5175 | 5620 | 5352 | 5167 | 5952 | 5515 | 5765 | 5529 | 4886 | 5686 | 5783 | 5317 | 5406 | 5737 | 1446 | 0 | 0 | 0 | 0 | 0 | 0
Bayside 2 (Steam Turbine) | 5621 | 6111 | 6639 | 7275 | 7576 | 4088 | 3970 | 4276 | 3921 | 4565 | 4074 | 4205 | 4623 | 4453 | 4884 | 4839 | 4995 | 4549 | 4742 | 5093 | 3946 | 4871 | 4610 | 4435 | 4466 | 5974 | 0 | 0 | 0 | 0 | 0 | 0
TOTAL Bayside CC | 12756 | 13874 | 14315 | 14972 | 14383 | 10070 | 9193 | 9942 | 9142 | 9716 | 10155 | 9380 | 10243 | 9805 | 10051 | 10791 | 10510 | 10314 | 10271 | 9979 | 9632 | 10654 | 9927 | 9841 | 10203 | 7420 | 0 | 0 | 0 | 0 | 0 | 0
Bayside 3 | 542 | 472 | 328 | 110 | 168 | 259 | 260 | 243 | 169 | 220 | 112 | 257 | 239 | 342 | 253 | 376 | 422 | 416 | 397 | 481 | 531 | 615 | 600 | 656 | 739 | 326 | 285 | 234 | 233 | 187 | 0 | 0
Bayside 4 | 419 | 407 | 268 | 80 | 101 | 182 | 200 | 181 | 111 | 165 | 67 | 183 | 150 | 248 | 149 | 225 | 266 | 246 | 216 | 239 | 297 | 348 | 321 | 367 | 448 | 173 | 129 | 107 | 104 | 76 | 0 | 0
Bayside 5 | 831 | 683 | 519 | 281 | 313 | 371 | 394 | 355 | 263 | 325 | 223 | 433 | 429 | 485 | 453 | 632 | 657 | 780 | 749 | 929 | 1042 | 1143 | 1087 | 1311 | 1369 | 817 | 698 | 612 | 612 | 536 | 0 | 0
Bayside 6 | 683 | 609 | 422 | 187 | 239 | 315 | 324 | 273 | 212 | 269 | 157 | 354 | 336 | 420 | 355 | 513 | 549 | 619 | 588 | 708 | 842 | 926 | 863 | 997 | 1059 | 569 | 453 | 417 | 402 | 347 | 0 | 0
Big Bend CT4 | 572 | 406 | 274 | 67 | 92 | 163 | 156 | 161 | 96 | 157 | 99 | 230 | 202 | 277 | 208 | 300 | 387 | 456 | 380 | 502 | 653 | 680 | 531 | 1053 | 1157 | 1204 | 1144 | 875 | 907 | 918 | 0 | 0
Big Bend CT4o | 0 | 0 | 0 | 0 | 0 | 0 | 0 | 0 | 0 | 0 | 0 | 0 | 0 | 0 | 0 | 0 | 0 | 0 | 0 | 0 | 0 | 0 | 0 | 0 | 0 | 0 | 0 | 0 | 0 | 0 | 0 | 0
Polk 1 | 6080 | 7149 | 7174 | 6569 | 7150 | 7001 | 6573 | 7150 | 7149 | 6546 | 6568 | 7070 | 7070 | 6694 | 7091 | 7070 | 6694 | 7070 | 4685 | 0 | 0 | 0 | 0 | 0 | 0 | 0 | 0 | 0 | 0 | 0 | 0 | 0
Polk 1g | 388 | 334 | 375 | 340 | 439 | 188 | 226 | 285 | 83 | 323 | 121 | 222 | 244 | 323 | 277 | 493 | 235 | 244 | 263 | 0 | 0 | 0 | 0 | 0 | 0 | 0 | 0 | 0 | 0 | 0 | 0 | 0
Polk 2 | 301 | 67 | 20 | 18 | 35 | 9 | 5 | 32 | 10 | 77 | 23 | 3 | 13 | 24 | 38 | 129 | 31 | 31 | 27 | 42 | 34 | 191 | 31 | 65 | 51 | 14 | 16 | 279 | 31 | 18 | 0 | 0
Polk 2o | 0 | 0 | 0 | 0 | 0 | 0 | 0 | 0 | 0 | 0 | 0 | 0 | 0 | 0 | 0 | 0 | 0 | 0 | 0 | 0 | 0 | 0 | 0 | 0 | 0 | 0 | 0 | 0 | 0 | 0 | 0 | 0
Polk 3 | 205 | 69 | 44 | 11 | 34 | 4 | 2 | 91 | 4 | 55 | 18 | 1 | 9 | 21 | 18 | 76 | 17 | 22 | 27 | 40 | 33 | 179 | 20 | 61 | 31 | 22 | 12 | 195 | 24 | 9 | 0 | 0
Polk 3o | 0 | 0 | 0 | 0 | 0 | 0 | 0 | 0 | 0 | 0 | 0 | 0 | 0 | 0 | 0 | 0 | 0 | 0 | 0 | 0 | 0 | 0 | 0 | 0 | 0 | 0 | 0 | 0 | 0 | 0 | 0 | 0
Polk 4 | 116 | 48 | 32 | 6 | 24 | 7 | 2 | 71 | 0 | 25 | 4 | 1 | 4 | 14 | 10 | 58 | 6 | 18 | 16 | 20 | 28 | 141 | 19 | 48 | 21 | 18 | 5 | 144 | 11 | 4 | 0 | 0
Polk 5 | 74 | 40 | 18 | 5 | 14 | 6 | 0 | 47 | 0 | 13 | 7 | 0 | 7 | 11 | 10 | 13 | 3 | 10 | 8 | 12 | 20 | 92 | 13 | 39 | 16 | 14 | 4 | 99 | 7 | 6 | 0 | 0
Polk 2 CC (Steam Turbine) | 8116 | 8641 | 8141 | 8639 | 8645 | 8603 | 8555 | 7575 | 8524 | 7394 | 7953 | 8098 | 8009 | 8105 | 8173 | 7191 | 8203 | 8252 | 8318 | 8495 | 8490 | 7510 | 8450 | 8578 | 8636 | 8571 | 5640 | 5280 | 5724 | 5751 | 0 | 0
Polk 2 CC DF | 1309 | 1063 | 838 | 722 | 879 | 599 | 667 | 555 | 536 | 495 | 436 | 761 | 783 | 878 | 784 | 914 | 1023 | 1320 | 1352 | 1668 | 1824 | 1844 | 1814 | 2337 | 2397 | 2129 | 1683 | 1406 | 1460 | 1432 | 0 | 0
Phillips 1 | 0 | 0 | 0 | 0 | 0 | 0 | 0 | 0 | 0 | 0 | 0 | 0 | 0 | 0 | 0 | 0 | 0 | 0 | 0 | 0 | 0 | 0 | 0 | 0 | 0 | 0 | 0 | 0 | 0 | 0 | 0 | 0
Phillips 2 | 0 | 0 | 0 | 0 | 0 | 0 | 0 | 0 | 0 | 0 | 0 | 0 | 0 | 0 | 0 | 0 | 0 | 0 | 0 | 0 | 0 | 0 | 0 | 0 | 0 | 0 | 0 | 0 | 0 | 0 | 0 | 0
City of Tampa | 0 | 0 | 0 | 0 | 0 | 0 | 0 | 0 | 0 | 0 | 0 | 0 | 0 | 0 | 0 | 0 | 0 | 0 | 0 | 0 | 0 | 0 | 0 | 0 | 0 | 0 | 0 | 0 | 0 | 0 | 0 | 0
FutAeroCT1 | 0 | 0 | 0 | 0 | 0 | 0 | 0 | 0 | 0 | 0 | 0 | 0 | 0 | 0 | 0 | 0 | 0 | 0 | 0 | 0 | 0 | 0 | 0 | 0 | 0 | 0 | 1037 | 950 | 909 | 828 | 0 | 0
FutAeroCT2 | 0 | 0 | 0 | 0 | 0 | 0 | 0 | 0 | 0 | 0 | 0 | 0 | 0 | 0 | 0 | 0 | 0 | 0 | 0 | 0 | 0 | 0 | 0 | 0 | 0 | 0 | 0 | 0 | 0 | 0 | 0 | 0
FutAeroCT3 | 0 | 0 | 0 | 0 | 0 | 0 | 0 | 0 | 0 | 0 | 0 | 0 | 0 | 0 | 0 | 0 | 0 | 0 | 0 | 0 | 0 | 0 | 0 | 0 | 0 | 0 | 0 | 0 | 0 | 0 | 0 | 0
FutAeroCT4 | 0 | 0 | 0 | 0 | 0 | 0 | 0 | 0 | 0 | 0 | 0 | 0 | 0 | 0 | 0 | 0 | 0 | 0 | 0 | 0 | 0 | 0 | 0 | 0 | 0 | 0 | 0 | 0 | 0 | 0 | 0 | 0
FutAeroCT5 | 0 | 0 | 0 | 0 | 0 | 0 | 0 | 0 | 0 | 0 | 0 | 0 | 0 | 0 | 0 | 0 | 0 | 0 | 0 | 0 | 0 | 0 | 0 | 0 | 0 | 0 | 0 | 0 | 0 | 0 | 0 | 0
FutAeroCT6 | 0 | 0 | 0 | 0 | 0 | 0 | 0 | 0 | 0 | 0 | 0 | 0 | 0 | 0 | 0 | 0 | 0 | 0 | 0 | 0 | 0 | 0 | 0 | 0 | 0 | 0 | 0 | 0 | 0 | 0 | 0 | 0
FutAeroCT7 | 0 | 0 | 0 | 0 | 0 | 0 | 0 | 0 | 0 | 0 | 0 | 0 | 0 | 0 | 0 | 0 | 0 | 0 | 0 | 0 | 0 | 0 | 0 | 0 | 0 | 0 | 0 | 0 | 0 | 0 | 0 | 0
FutAeroCT8 | 0 | 0 | 0 | 0 | 0 | 0 | 0 | 0 | 0 | 0 | 0 | 0 | 0 | 0 | 0 | 0 | 0 | 0 | 0 | 0 | 0 | 0 | 0 | 0 | 0 | 0 | 0 | 0 | 0 | 0 | 0 | 0
FutAeroCT9 | 0 | 0 | 0 | 0 | 0 | 0 | 0 | 0 | 0 | 0 | 0 | 0 | 0 | 0 | 0 | 0 | 0 | 0 | 0 | 0 | 0 | 0 | 0 | 0 | 0 | 0 | 0 | 0 | 0 | 0 | 0 | 0
FutAeroCT10 | 0 | 0 | 0 | 0 | 0 | 0 | 0 | 0 | 0 | 0 | 0 | 0 | 0 | 0 | 0 | 0 | 0 | 0 | 0 | 0 | 0 | 0 | 0 | 0 | 0 | 0 | 0 | 0 | 0 | 0 | 0 | 0
Total Expansion Aero CT (HRS) | 0 | 0 | 0 | 0 | 0 | 0 | 0 | 0 | 0 | 0 | 0 | 0 | 0 | 0 | 0 | 0 | 0 | 0 | 0 | 0 | 0 | 0 | 0 | 0 | 0 | 0 | 1037 | 950 | 909 | 828 | 0 | 0
GE_7FA_CT1 | 0 | 0 | 0 | 0 | 0 | 242 | 269 | 214 | 201 | 210 | 166 | 407 | 418 | 456 | 435 | 553 | 647 | 876 | 849 | 1129 | 1254 | 1328 | 1194 | 1614 | 1610 | 1488 | 1005 | 903 | 964 | 904 | 0 | 0
GE_7FA_CT2 | 0 | 0 | 0 | 0 | 0 | 0 | 0 | 0 | 124 | 168 | 91 | 249 | 253 | 333 | 310 | 389 | 522 | 599 | 587 | 783 | 906 | 940 | 908 | 1133 | 1240 | 995 | 661 | 447 | 551 | 501 | 0 | 0
GE_7FA_CT3 | 0 | 0 | 0 | 0 | 0 | 0 | 0 | 0 | 0 | 0 | 0 | 195 | 136 | 258 | 201 | 288 | 386 | 416 | 409 | 582 | 599 | 660 | 602 | 758 | 906 | 725 | 343 | 325 | 276 | 316 | 0 | 0
GE_7FA_CT4 | 0 | 0 | 0 | 0 | 0 | 0 | 0 | 0 | 0 | 0 | 0 | 0 | 0 | 0 | 131 | 202 | 241 | 278 | 270 | 387 | 411 | 432 | 410 | 462 | 579 | 501 | 139 | 191 | 119 | 146 | 0 | 0
GE_7FA_CT5 | 0 | 0 | 0 | 0 | 0 | 0 | 0 | 0 | 0 | 0 | 0 | 0 | 0 | 0 | 0 | 0 | 0 | 172 | 152 | 217 | 274 | 263 | 236 | 284 | 368 | 332 | 89 | 114 | 64 | 94 | 0 | 0
GE_7FA_CT6 | 0 | 0 | 0 | 0 | 0 | 0 | 0 | 0 | 0 | 0 | 0 | 0 | 0 | 0 | 0 | 0 | 0 | 0 | 0 | 115 | 170 | 126 | 143 | 134 | 189 | 170 | 19 | 65 | 19 | 48 | 0 | 0
GE_7FA_CT7 | 0 | 0 | 0 | 0 | 0 | 0 | 0 | 0 | 0 | 0 | 0 | 0 | 0 | 0 | 0 | 0 | 0 | 0 | 0 | 0 | 0 | 0 | 0 | 0 | 0 | 40 | 25 | 20 | 14 | 34 | 0 | 0
GE_7FA_CT8 | 0 | 0 | 0 | 395 | 751 | 0 | 0 | 0 | 0 | 0 | 0 | 0 | 0 | 0 | 0 | 0 | 0 | 0 | 0 | 0 | 0 | 0 | 0 | 0 | 0 | 0 | 0 | 0 | 0 | 0 | 0 | 0
GE_7FA_CT9 | 0 | 0 | 0 | 118 | 286 | 0 | 0 | 0 | 0 | 0 | 0 | 0 | 0 | 0 | 0 | 0 | 0 | 0 | 0 | 0 | 0 | 0 | 0 | 0 | 0 | 0 | 0 | 0 | 0 | 0 | 0 | 0
GE_7FA_CT10 | 0 | 0 | 0 | 0 | 0 | 0 | 0 | 0 | 0 | 0 | 0 | 0 | 0 | 0 | 0 | 0 | 0 | 0 | 0 | 0 | 0 | 0 | 0 | 0 | 0 | 0 | 0 | 0 | 0 | 0 | 0 | 0
Total Expansion CT (HRS) | 0 | 0 | 0 | 513 | 1037 | 242 | 269 | 214 | 325 | 378 | 257 | 851 | 807 | 1047 | 1077 | 1432 | 1796 | 2341 | 2267 | 3213 | 3614 | 3749 | 3493 | 4385 | 4892 | 4251 | 2281 | 2065 | 2007 | 2043 | 0 | 0
CC 2x1 7FAwDF 1 | 0 | 0 | 0 | 0 | 0 | 8132 | 8149 | 8127 | 8127 | 8131 | 8145 | 8137 | 8129 | 8132 | 8151 | 8133 | 8123 | 8140 | 8150 | 8127 | 8134 | 8127 | 8162 | 8128 | 8133 | 8131 | 8043 | 8037 | 8134 | 8125 | 0 | 0
CC 2x1 7FAwDF 2 | 0 | 0 | 0 | 0 | 0 | 0 | 0 | 0 | 0 | 0 | 0 | 0 | 0 | 0 | 0 | 0 | 0 | 0 | 0 | 0 | 0 | 0 | 0 | 0 | 0 | 0 | 8143 | 8116 | 8130 | 8121 | 0 | 0
CC 2x1 7FAwDF 3 | 0 | 0 | 0 | 0 | 0 | 0 | 0 | 0 | 0 | 0 | 0 | 0 | 0 | 0 | 0 | 0 | 0 | 0 | 0 | 0 | 0 | 0 | 0 | 0 | 0 | 5212 | 5073 | 4936 | 5167 | 5192 | 0 | 0
CC 2x1 7FAwDF 4 | 0 | 0 | 0 | 0 | 0 | 0 | 0 | 0 | 0 | 0 | 0 | 0 | 0 | 0 | 0 | 0 | 0 | 0 | 0 | 0 | 0 | 0 | 0 | 0 | 0 | 0 | 0 | 0 | 0 | 0 | 0 | 0
CC 2x1 7FAwDF 5 | 0 | 0 | 0 | 0 | 0 | 0 | 0 | 0 | 0 | 0 | 0 | 0 | 0 | 0 | 0 | 0 | 0 | 0 | 0 | 0 | 0 | 0 | 0 | 0 | 0 | 0 | 0 | 0 | 0 | 0 | 0 | 0
CC 2x1 7FAwDF 6 | 0 | 0 | 0 | 0 | 0 | 0 | 0 | 0 | 0 | 0 | 0 | 0 | 0 | 0 | 0 | 0 | 0 | 0 | 0 | 0 | 0 | 0 | 0 | 0 | 0 | 0 | 0 | 0 | 0 | 0 | 0 | 0
CC_Fut_Proxy_07 | 0 | 0 | 0 | 0 | 0 | 0 | 0 | 0 | 0 | 0 | 0 | 0 | 0 | 0 | 0 | 0 | 0 | 0 | 0 | 0 | 0 | 0 | 0 | 0 | 0 | 0 | 0 | 0 | 0 | 0 | 0 | 0
CC_Fut_Proxy_08 | 0 | 0 | 0 | 0 | 0 | 0 | 0 | 0 | 0 | 0 | 0 | 0 | 0 | 0 | 0 | 0 | 0 | 0 | 0 | 0 | 0 | 0 | 0 | 0 | 0 | 0 | 0 | 0 | 0 | 0 | 0 | 0
CC_Fut_Proxy_09 | 0 | 0 | 0 | 0 | 0 | 0 | 0 | 0 | 0 | 0 | 0 | 0 | 0 | 0 | 0 | 0 | 0 | 0 | 0 | 0 | 0 | 0 | 0 | 0 | 0 | 0 | 0 | 0 | 0 | 0 | 0 | 0
CC_Fut_Proxy_10 | 0 | 0 | 0 | 0 | 0 | 0 | 0 | 0 | 0 | 0 | 0 | 0 | 0 | 0 | 0 | 0 | 0 | 0 | 0 | 0 | 0 | 0 | 0 | 0 | 0 | 0 | 0 | 0 | 0 | 0 | 0 | 0
Total Expansion CC (HRS) | 0 | 0 | 0 | 0 | 0 | 8132 | 8149 | 8127 | 8127 | 8131 | 8145 | 8137 | 8129 | 8132 | 8151 | 8133 | 8123 | 8140 | 8150 | 8127 | 8134 | 8127 | 8162 | 8128 | 8133 | 13343 | 21259 | 21089 | 21431 | 21438 | 0 | 0
Unit Starts (No. of STRT)
Big Bend 1 | 19 | 23.79 | 19.25 | 0 | 0 | 0 | 0 | 0 | 0 | 0 | 0 | 0 | 0 | 0 | 0 | 0 | 0 | 0 | 0 | 0 | 0 | 0 | 0 | 0 | 0 | 0 | 0 | 0 | 0 | 0 | 0 | 0
Big Bend 2 | 23 | 21.88 | 16.79 | 5.08 | 0 | 0 | 0 | 0 | 0 | 0 | 0 | 0 | 0 | 0 | 0 | 0 | 0 | 0 | 0 | 0 | 0 | 0 | 0 | 0 | 0 | 0 | 0 | 0 | 0 | 0 | 0 | 0
Big Bend 3 | 39 | 33.33 | 38.75 | 41.67 | 42 | 35.25 | 31.75 | 27.5 | 33.25 | 18.25 | 16.17 | 15.33 | 14 | 16 | 14.58 | 13.08 | 22 | 12.25 | 14.08 | 14 | 14.21 | 14 | 13 | 4 | 0 | 0 | 0 | 0 | 0 | 0 | 0 | 0
Big Bend 4 | 13.92 | 9.42 | 10 | 12.33 | 11 | 20.67 | 19.67 | 21 | 18.33 | 19 | 11.67 | 14.17 | 18 | 16.67 | 14.17 | 15 | 13 | 13.83 | 17 | 16 | 15 | 15.5 | 16 | 14 | 15 | 16.25 | 15 | 13.12 | 14.29 | 14.21 | 0 | 0
Bayside 1 (Steam Turbine) | 4.17 | 4 | 3.67 | 5 | 4 | 20.83 | 19.67 | 21 | 20.67 | 17.33 | 14.33 | 24.83 | 22 | 31.83 | 23.5 | 27 | 28.33 | 28.83 | 34.67 | 33.17 | 33.17 | 35.17 | 39.33 | 37 | 38.83 | 5.5 | 0 | 0 | 0 | 0 | 0 | 0
Bayside 2 (Steam Turbine) | 14 | 14.83 | 17 | 8.67 | 8.17 | 24.33 | 34.83 | 30.17 | 31.17 | 32 | 32 | 30 | 34 | 37.17 | 30.83 | 26.67 | 36 | 39 | 36.83 | 39 | 40.5 | 45.67 | 48.17 | 52 | 50.67 | 33 | 0 | 0 | 0 | 0 | 0 | 0
Bayside 3 | 92.83 | 83.67 | 61.75 | 47.42 | 65.5 | 54.58 | 56.42 | 62.25 | 57.17 | 44.5 | 37.33 | 70.5 | 83.58 | 73.42 | 83.5 | 110.75 | 122.58 | 161.83 | 164.58 | 190.83 | 222.58 | 257.83 | 242.92 | 275.92 | 275 | 159.83 | 139.33 | 127.83 | 123.67 | 106.83 | 0 | 0
Bayside 4 | 78.42 | 79.67 | 59.5 | 29.42 | 36.5 | 41.58 | 41.5 | 42.5 | 35.33 | 31.5 | 23.33 | 57.17 | 64.42 | 74.58 | 67.33 | 74.67 | 100.75 | 131.58 | 114.83 | 139.83 | 157.5 | 200.83 | 196.83 | 233.83 | 219.92 | 100.83 | 92.42 | 70.92 | 71.5 | 57.58 | 0 | 0
Bayside 5 | 122.92 | 107.67 | 114.67 | 95.67 | 103.75 | 60.58 | 77.58 | 82.67 | 62.5 | 73.58 | 72.58 | 95.58 | 105.83 | 92.67 | 94.58 | 147.83 | 120.83 | 145.92 | 152.83 | 190.83 | 203.83 | 236.08 | 202 | 248 | 244.17 | 227.83 | 261.83 | 254.83 | 253.67 | 233 | 0 | 0
Bayside 6 | 109.83 | 98.75 | 86.75 | 66.83 | 87.58 | 52.92 | 61.75 | 57.83 | 52.92 | 58.75 | 52.25 | 80.42 | 87.75 | 79.67 | 83.67 | 129.67 | 115.5 | 157.5 | 163.67 | 200.83 | 209.92 | 262.08 | 227.75 | 273.92 | 262.92 | 166.83 | 188.58 | 191.83 | 181.83 | 169.75 | 0 | 0
Big Bend CT4 | 91.75 | 78.67 | 61.42 | 21.17 | 24.25 | 31.5 | 32.33 | 39.25 | 22.42 | 29.33 | 22.08 | 49.08 | 51.33 | 57.42 | 48.58 | 53.5 | 73.75 | 89.58 | 98.67 | 96.67 | 114.75 | 130.58 | 107.5 | 177.75 | 188.75 | 215 | 164.75 | 150.83 | 148.75 | 143.83 | 0 | 0
Big Bend CT4o | 0 | 0 | 0 | 0 | 0 | 0 | 0 | 0 | 0 | 0 | 0 | 0 | 0 | 0 | 0 | 0 | 0 | 0 | 0 | 0 | 0 | 0 | 0 | 0 | 0 | 0 | 0 | 0 | 0 | 0 | 0 | 0
Polk 1 | 11 | 9.17 | 9.58 | 9.58 | 10.17 | 9 | 8.58 | 9.58 | 9 | 9 | 7.83 | 9.58 | 10.17 | 9.58 | 10.17 | 9 | 10.17 | 10.17 | 6.25 | 0 | 0 | 0 | 0 | 0 | 0 | 0 | 0 | 0 | 0 | 0 | 0 | 0
Polk 1g | 18.67 | 17.67 | 24.17 | 14.5 | 22.5 | 15 | 13.33 | 18.17 | 6 | 20.5 | 7 | 13.5 | 18 | 17.33 | 18.17 | 36.33 | 14.5 | 14.17 | 15.33 | 0 | 0 | 0 | 0 | 0 | 0 | 0 | 0 | 0 | 0 | 0 | 0 | 0
Polk 2 | 24.33 | 7.08 | 3 | 3 | 3.17 | 1.08 | 1.08 | 3.33 | 1.08 | 9.08 | 4.08 | 2 | 1.25 | 4 | 5.08 | 19.08 | 3.33 | 4.17 | 3 | 5.25 | 4.25 | 18.25 | 3.08 | 7.17 | 6.17 | 1.17 | 4.08 | 19.17 | 5.08 | 4 | 0 | 0
Polk 2o | 0 | 0 | 0 | 0 | 0 | 0 | 0 | 0 | 0 | 0 | 0 | 0 | 0 | 0 | 0 | 0 | 0 | 0 | 0 | 0 | 0 | 0 | 0 | 0 | 0 | 0 | 0 | 0 | 0 | 0 | 0 | 0
Polk 3 | 18.33 | 6.17 | 6.33 | 2 | 4.08 | 1 | 1 | 11.17 | 1 | 5.17 | 3 | 1 | 2 | 3.17 | 2.17 | 14.33 | 3 | 2.33 | 3 | 5.33 | 3.33 | 19.17 | 3.17 | 6.5 | 5.33 | 3.17 | 3 | 19.17 | 4 | 2 | 0 | 0
Polk 3o | 0 | 0 | 0 | 0 | 0 | 0 | 0 | 0 | 0 | 0 | 0 | 0 | 0 | 0 | 0 | 0 | 0 | 0 | 0 | 0 | 0 | 0 | 0 | 0 | 0 | 0 | 0 | 0 | 0 | 0 | 0 | 0
Polk 4 | 11.17 | 8 | 5 | 1 | 3 | 0.08 | 1 | 8 | 0 | 1.17 | 2 | 1 | 1 | 2.08 | 0.08 | 11 | 2 | 2 | 2.08 | 3 | 3.08 | 9.25 | 4.08 | 7.08 | 4 | 2.08 | 0.08 | 14.08 | 2 | 1 | 0 | 0
Polk 5 | 10 | 7 | 2.08 | 1 | 3 | 0.08 | 0 | 10 | 0 | 1.08 | 0.08 | 0 | 0.17 | 1.08 | 1 | 2.08 | 1 | 2 | 3 | 3.08 | 2.08 | 7.17 | 3 | 3.17 | 3 | 3 | 0.08 | 15.08 | 2 | 0.08 | 0 | 0
Polk 2 CC (Steam Turbine) | 2.92 | 1.08 | 2.92 | 1 | 1 | 1 | 1 | 2.75 | 1.92 | 29 | 50 | 39.17 | 37 | 36 | 32 | 32.92 | 24 | 24.08 | 23 | 6.08 | 11 | 9.92 | 11.17 | 6 | 1 | 6 | 237.33 | 228 | 241.25 | 238.08 | 0 | 0
Polk 2 CC DF | 180.33 | 186.92 | 171.5 | 210.5 | 273.25 | 134.67 | 162.92 | 160.58 | 160.75 | 132.5 | 127 | 162.08 | 171.92 | 188.92 | 161.67 | 152.33 | 167.58 | 209.92 | 211.58 | 256.83 | 275.67 | 243.42 | 244.92 | 312.67 | 303 | 310.25 | 320.67 | 293.58 | 294.67 | 289.67 | 0 | 0
Phillips 1 | 0 | 0 | 0 | 0 | 0 | 0 | 0 | 0 | 0 | 0 | 0 | 0 | 0 | 0 | 0 | 0 | 0 | 0 | 0 | 0 | 0 | 0 | 0 | 0 | 0 | 0 | 0 | 0 | 0 | 0 | 0 | 0
Phillips 2 | 0 | 0 | 0 | 0 | 0 | 0 | 0 | 0 | 0 | 0 | 0 | 0 | 0 | 0 | 0 | 0 | 0 | 0 | 0 | 0 | 0 | 0 | 0 | 0 | 0 | 0 | 0 | 0 | 0 | 0 | 0 | 0
City of Tampa | 0 | 0 | 0 | 0 | 0 | 0 | 0 | 0 | 0 | 0 | 0 | 0 | 0 | 0 | 0 | 0 | 0 | 0 | 0 | 0 | 0 | 0 | 0 | 0 | 0 | 0 | 0 | 0 | 0 | 0 | 0 | 0
FutAeroCT1 | 0 | 0 | 0 | 0 | 0 | 0 | 0 | 0 | 0 | 0 | 0 | 0 | 0 | 0 | 0 | 0 | 0 | 0 | 0 | 0 | 0 | 0 | 0 | 0 | 0 | 0 | 366.83 | 338.5 | 337.67 | 304 | 0 | 0
FutAeroCT2 | 0 | 0 | 0 | 0 | 0 | 0 | 0 | 0 | 0 | 0 | 0 | 0 | 0 | 0 | 0 | 0 | 0 | 0 | 0 | 0 | 0 | 0 | 0 | 0 | 0 | 0 | 0 | 0 | 0 | 0 | 0 | 0
FutAeroCT3 | 0 | 0 | 0 | 0 | 0 | 0 | 0 | 0 | 0 | 0 | 0 | 0 | 0 | 0 | 0 | 0 | 0 | 0 | 0 | 0 | 0 | 0 | 0 | 0 | 0 | 0 | 0 | 0 | 0 | 0 | 0 | 0
FutAeroCT4 | 0 | 0 | 0 | 0 | 0 | 0 | 0 | 0 | 0 | 0 | 0 | 0 | 0 | 0 | 0 | 0 | 0 | 0 | 0 | 0 | 0 | 0 | 0 | 0 | 0 | 0 | 0 | 0 | 0 | 0 | 0 | 0
FutAeroCT5 | 0 | 0 | 0 | 0 | 0 | 0 | 0 | 0 | 0 | 0 | 0 | 0 | 0 | 0 | 0 | 0 | 0 | 0 | 0 | 0 | 0 | 0 | 0 | 0 | 0 | 0 | 0 | 0 | 0 | 0 | 0 | 0
FutAeroCT6 | 0 | 0 | 0 | 0 | 0 | 0 | 0 | 0 | 0 | 0 | 0 | 0 | 0 | 0 | 0 | 0 | 0 | 0 | 0 | 0 | 0 | 0 | 0 | 0 | 0 | 0 | 0 | 0 | 0 | 0 | 0 | 0
FutAeroCT7 | 0 | 0 | 0 | 0 | 0 | 0 | 0 | 0 | 0 | 0 | 0 | 0 | 0 | 0 | 0 | 0 | 0 | 0 | 0 | 0 | 0 | 0 | 0 | 0 | 0 | 0 | 0 | 0 | 0 | 0 | 0 | 0
FutAeroCT8 | 0 | 0 | 0 | 0 | 0 | 0 | 0 | 0 | 0 | 0 | 0 | 0 | 0 | 0 | 0 | 0 | 0 | 0 | 0 | 0 | 0 | 0 | 0 | 0 | 0 | 0 | 0 | 0 | 0 | 0 | 0 | 0
FutAeroCT9 | 0 | 0 | 0 | 0 | 0 | 0 | 0 | 0 | 0 | 0 | 0 | 0 | 0 | 0 | 0 | 0 | 0 | 0 | 0 | 0 | 0 | 0 | 0 | 0 | 0 | 0 | 0 | 0 | 0 | 0 | 0 | 0
FutAeroCT10 | 0 | 0 | 0 | 0 | 0 | 0 | 0 | 0 | 0 | 0 | 0 | 0 | 0 | 0 | 0 | 0 | 0 | 0 | 0 | 0 | 0 | 0 | 0 | 0 | 0 | 0 | 0 | 0 | 0 | 0 | 0 | 0
Total Expansion Aero CT (STRT) | 0 | 0 | 0 | 0 | 0 | 0 | 0 | 0 | 0 | 0 | 0 | 0 | 0 | 0 | 0 | 0 | 0 | 0 | 0 | 0 | 0 | 0 | 0 | 0 | 0 | 0 | 366.83 | 338.5 | 337.67 | 304 | 0 | 0
GE_7FA_CT1 | 0 | 0 | 0 | 0 | 0 | 32.33 | 31.83 | 26.83 | 25.17 | 18.5 | 23.83 | 52.83 | 52.83 | 55.17 | 50.17 | 64 | 67.17 | 92.67 | 86.17 | 116.17 | 127.83 | 132.33 | 118.5 | 167.83 | 153.83 | 149.33 | 109.5 | 110.17 | 112.5 | 113.5 | 0 | 0
GE_7FA_CT2 | 0 | 0 | 0 | 0 | 0 | 0 | 0 | 0 | 13.67 | 17.33 | 13.17 | 26 | 32.17 | 35.5 | 33.83 | 42.67 | 53 | 67.83 | 60.67 | 83.33 | 105 | 100.17 | 100 | 124.5 | 122.67 | 102.83 | 81 | 49.5 | 78.67 | 69.17 | 0 | 0
GE_7FA_CT3 | 0 | 0 | 0 | 0 | 0 | 0 | 0 | 0 | 0 | 0 | 0 | 22.33 | 13.67 | 27.83 | 27.67 | 31.5 | 41 | 50 | 44.33 | 62.33 | 74.33 | 80.17 | 70.83 | 87 | 96.83 | 74.5 | 51.67 | 46.67 | 38.5 | 47 | 0 | 0
GE_7FA_CT4 | 0 | 0 | 0 | 0 | 0 | 0 | 0 | 0 | 0 | 0 | 0 | 0 | 0 | 0 | 20.17 | 21.67 | 30.83 | 36.5 | 31.83 | 46.83 | 50.5 | 55.17 | 47.83 | 60.5 | 66.5 | 59 | 22.67 | 29.67 | 17.33 | 22.83 | 0 | 0
GE_7FA_CT5 | 0 | 0 | 0 | 0 | 0 | 0 | 0 | 0 | 0 | 0 | 0 | 0 | 0 | 0 | 0 | 0 | 0 | 24.67 | 21 | 32.83 | 32.67 | 38.67 | 29.33 | 41.33 | 48.17 | 45.17 | 15.5 | 15.83 | 10 | 10.83 | 0 | 0
GE_7FA_CT6 | 0 | 0 | 0 | 0 | 0 | 0 | 0 | 0 | 0 | 0 | 0 | 0 | 0 | 0 | 0 | 0 | 0 | 0 | 0 | 23.33 | 23.83 | 22.67 | 23.5 | 24.17 | 27.67 | 26.67 | 5 | 11 | 3.17 | 7.17 | 0 | 0
GE_7FA_CT7 | 0 | 0 | 0 | 0 | 0 | 0 | 0 | 0 | 0 | 0 | 0 | 0 | 0 | 0 | 0 | 0 | 0 | 0 | 0 | 0 | 0 | 0 | 0 | 0 | 0 | 5.5 | 5.17 | 3.33 | 2.17 | 8 | 0 | 0
GE_7FA_CT8 | 0 | 0 | 0 | 57.83 | 97.17 | 0 | 0 | 0 | 0 | 0 | 0 | 0 | 0 | 0 | 0 | 0 | 0 | 0 | 0 | 0 | 0 | 0 | 0 | 0 | 0 | 0 | 0 | 0 | 0 | 0 | 0 | 0
GE_7FA_CT9 | 0 | 0 | 0 | 15.67 | 38 | 0 | 0 | 0 | 0 | 0 | 0 | 0 | 0 | 0 | 0 | 0 | 0 | 0 | 0 | 0 | 0 | 0 | 0 | 0 | 0 | 0 | 0 | 0 | 0 | 0 | 0 | 0
GE_7FA_CT10 | 0 | 0 | 0 | 0 | 0 | 0 | 0 | 0 | 0 | 0 | 0 | 0 | 0 | 0 | 0 | 0 | 0 | 0 | 0 | 0 | 0 | 0 | 0 | 0 | 0 | 0 | 0 | 0 | 0 | 0 | 0 | 0
Total Expansion CT (STRT) | 0 | 0 | 0 | 73.5 | 135.17 | 32.33 | 31.83 | 26.83 | 38.84 | 35.83 | 37 | 101.16 | 98.67 | 118.5 | 131.84 | 159.84 | 192 | 271.67 | 244 | 364.82 | 414.16 | 429.18 | 389.99 | 505.33 | 515.67 | 463 | 290.51 | 266.17 | 262.34 | 278.5 | 0 | 0
CC 2x1 7FAwDF 1 | 0 | 0 | 0 | 0 | 0 | 2 | 2 | 2.17 | 2.17 | 2.17 | 2 | 2 | 2 | 2 | 2.17 | 2 | 2 | 2 | 2 | 2.33 | 2 | 2 | 2 | 2 | 2 | 2.33 | 29 | 26.17 | 2.17 | 2 | 0 | 0
CC 2x1 7FAwDF 2 | 0 | 0 | 0 | 0 | 0 | 0 | 0 | 0 | 0 | 0 | 0 | 0 | 0 | 0 | 0 | 0 | 0 | 0 | 0 | 0 | 0 | 0 | 0 | 0 | 0 | 0 | 2 | 2.17 | 2 | 2 | 0 | 0
CC 2x1 7FAwDF 3 | 0 | 0 | 0 | 0 | 0 | 0 | 0 | 0 | 0 | 0 | 0 | 0 | 0 | 0 | 0 | 0 | 0 | 0 | 0 | 0 | 0 | 0 | 0 | 0 | 0 | 5.5 | 174.5 | 208.5 | 189 | 189.5 | 0 | 0
CC 2x1 7FAwDF 4 | 0 | 0 | 0 | 0 | 0 | 0 | 0 | 0 | 0 | 0 | 0 | 0 | 0 | 0 | 0 | 0 | 0 | 0 | 0 | 0 | 0 | 0 | 0 | 0 | 0 | 0 | 0 | 0 | 0 | 0 | 0 | 0
CC 2x1 7FAwDF 5 | 0 | 0 | 0 | 0 | 0 | 0 | 0 | 0 | 0 | 0 | 0 | 0 | 0 | 0 | 0 | 0 | 0 | 0 | 0 | 0 | 0 | 0 | 0 | 0 | 0 | 0 | 0 | 0 | 0 | 0 | 0 | 0
CC 2x1 7FAwDF 6 | 0 | 0 | 0 | 0 | 0 | 0 | 0 | 0 | 0 | 0 | 0 | 0 | 0 | 0 | 0 | 0 | 0 | 0 | 0 | 0 | 0 | 0 | 0 | 0 | 0 | 0 | 0 | 0 | 0 | 0 | 0 | 0
CC_Fut_Proxy_07 | 0 | 0 | 0 | 0 | 0 | 0 | 0 | 0 | 0 | 0 | 0 | 0 | 0 | 0 | 0 | 0 | 0 | 0 | 0 | 0 | 0 | 0 | 0 | 0 | 0 | 0 | 0 | 0 | 0 | 0 | 0 | 0
CC_Fut_Proxy_08 | 0 | 0 | 0 | 0 | 0 | 0 | 0 | 0 | 0 | 0 | 0 | 0 | 0 | 0 | 0 | 0 | 0 | 0 | 0 | 0 | 0 | 0 | 0 | 0 | 0 | 0 | 0 | 0 | 0 | 0 | 0 | 0
CC_Fut_Proxy_09 | 0 | 0 | 0 | 0 | 0 | 0 | 0 | 0 | 0 | 0 | 0 | 0 | 0 | 0 | 0 | 0 | 0 | 0 | 0 | 0 | 0 | 0 | 0 | 0 | 0 | 0 | 0 | 0 | 0 | 0 | 0 | 0
CC_Fut_Proxy_10 | 0 | 0 | 0 | 0 | 0 | 0 | 0 | 0 | 0 | 0 | 0 | 0 | 0 | 0 | 0 | 0 | 0 | 0 | 0 | 0 | 0 | 0 | 0 | 0 | 0 | 0 | 0 | 0 | 0 | 0 | 0 | 0
Total Expansion CC (STRT) | 0 | 0 | 0 | 0 | 0 | 2 | 2 | 2.17 | 2.17 | 2.17 | 2 | 2 | 2 | 2 | 2.17 | 2 | 2 | 2 | 2 | 2.33 | 2 | 2 | 2 | 2 | 2 | 7.83 | 205.5 | 236.84 | 193.17 | 193.5 | 0 | 0
Unit Net Operating Factor (NOF%)
Big Bend 1 | 49.4974 | 48.2035 | 47.6888 | 0 | 0 | 0 | 0 | 0 | 0 | 0 | 0 | 0 | 0 | 0 | 0 | 0 | 0 | 0 | 0 | 0 | 0 | 0 | 0 | 0 | 0 | 0 | 0 | 0 | 0 | 0 | 0 | 0
Big Bend 2 | 53.1384 | 52.6996 | 50.5976 | 49.6464 | 0 | 0 | 0 | 0 | 0 | 0 | 0 | 0 | 0 | 0 | 0 | 0 | 0 | 0 | 0 | 0 | 0 | 0 | 0 | 0 | 0 | 0 | 0 | 0 | 0 | 0 | 0 | 0
Big Bend 3 | 77.3345 | 67.217 | 64.3064 | 53.7365 | 53.9857 | 54.5195 | 76.0486 | 69.7668 | 74.4057 | 72.3928 | 83.4291 | 84.0544 | 83.6561 | 84.5965 | 88.136 | 87.9448 | 88.2564 | 88.68 | 88.3972 | 88.5801 | 88.4606 | 88.3743 | 87.9715 | 86.3691 | 0 | 0 | 0 | 0 | 0 | 0 | 0 | 0
Big Bend 4 | 81.4352 | 69.3478 | 66.1963 | 60.9146 | 75.3139 | 74.4225 | 75.9678 | 79.6844 | 80.55 | 81.4201 | 83.2727 | 81.5158 | 82.9775 | 83.6202 | 84.8069 | 84.5188 | 85.5021 | 84.6817 | 85.002 | 85.4996 | 85.2364 | 84.5075 | 84.3172 | 85.1662 | 85.7613 | 85.3246 | 81.8564 | 82.7808 | 81.9961 | 81.9905 | 0 | 0
TOTAL Big Bend (NOF) | 65.3514 | 59.367 | 57.1973 | 54.7659 | 64.6498 | 64.471 | 76.0082 | 74.7256 | 77.4779 | 76.9065 | 83.3509 | 82.7851 | 83.3168 | 84.1084 | 86.4714 | 86.2318 | 86.8793 | 86.6808 | 86.6996 | 87.0399 | 86.8485 | 86.4409 | 86.1443 | 85.7677 | 85.7613 | 85.3246 | 81.8564 | 82.7808 | 81.9961 | 81.9905 | 0 | 0
Bayside 1 | 66.839 | 67.4512 | 68.94 | 68.2578 | 67.8127 | 43.6465 | 45.2703 | 45.3037 | 42.8976 | 42.9413 | 42.1471 | 44.0214 | 44.6266 | 44.7475 | 43.7572 | 45.0286 | 46.8632 | 47.1458 | 48.0832 | 51.6708 | 52.3246 | 54.9244 | 51.2638 | 56.7766 | 56.9914 | 48.0628 | 0 | 0 | 0 | 0 | 0 | 0
Bayside 2 | 55.8891 | 50.4587 | 49.4501 | 50.6892 | 48.2526 | 29.4381 | 30.7165 | 31.2881 | 28.4962 | 30.2783 | 26.1216 | 31.2608 | 31.6304 | 31.4686 | 30.9208 | 32.1554 | 33.1367 | 35.2503 | 36.788 | 41.4056 | 41.2128 | 42.4827 | 40.3454 | 44.26 | 45.378 | 44.5031 | 0 | 0 | 0 | 0 | 0 | 0
TOTAL Bayside CC (NOF) | 61.3641 | 58.955 | 59.195 | 59.4735 | 58.0326 | 36.5423 | 37.9934 | 38.2959 | 35.6969 | 36.6098 | 34.1344 | 37.6411 | 38.1285 | 38.1081 | 37.339 | 38.592 | 40 | 41.198 | 42.4356 | 46.5382 | 46.7687 | 48.7035 | 45.8046 | 50.5183 | 51.1847 | 46.2829 | 0 | 0 | 0 | 0 | 0 | 0
Bayside 3 | 91.0713 | 88.4621 | 89.1144 | 84.7988 | 82.3575 | 89.2462 | 89.6595 | 89.523 | 89.6304 | 89.8659 | 88.993 | 91.1526 | 89.7867 | 91.1705 | 90.3907 | 89.8151 | 90.6689 | 90.5186 | 89.6065 | 89.5675 | 90.7968 | 89.3509 | 90.1366 | 90.1389 | 89.9754 | 91.4714 | 92.2059 | 93.2465 | 92.0988 | 92.0487 | 0 | 0
Bayside 4 | 91.0443 | 89.8618 | 90.0416 | 89.959 | 85.7004 | 91.1547 | 90.5738 | 90.6621 | 90.2378 | 91.1078 | 89.7969 | 91.2837 | 90.0546 | 91.0894 | 91.0991 | 90.8561 | 91.0267 | 90.1639 | 90.7711 | 89.5123 | 90.6883 | 89.2218 | 89.6788 | 89.6502 | 89.3223 | 91.4432 | 91.4983 | 92.5387 | 92.2131 | 91.8896 | 0 | 0
Bayside 5 | 89.6609 | 83.3113 | 82.4094 | 72.9246 | 75.0537 | 86.2976 | 84.1308 | 84.6456 | 84.7098 | 86.3556 | 81.9672 | 88.3277 | 87.4699 | 89.133 | 87.5764 | 87.57 | 89.4029 | 89.2392 | 88.6209 | 87.8964 | 88.9683 | 87.4174 | 88.5879 | 88.4196 | 88.6372 | 89.4115 | 91.808 | 92.2265 | 91.8247 | 91.1426 | 0 | 0
Bayside 6 | 90.848 | 86.3819 | 86.7454 | 80.7399 | 79.0178 | 88.1603 | 88.2918 | 87.9121 | 88.5401 | 88.3052 | 87.5013 | 90.3492 | 88.8466 | 90.6323 | 89.0787 | 89.5727 | 90.0594 | 90.0977 | 88.8815 | 89.3304 | 90.2029 | 88.5883 | 90.0025 | 89.646 | 89.7073 | 91.0715 | 92.3533 | 93.0141 | 92.4476 | 92.2663 | 0 | 0
Big Bend CT4 | 75.0029 | 83.6631 | 81.3091 | 82.2119 | 73.4141 | 88.0016 | 88.4826 | 84.9201 | 86.2363 | 87.0836 | 85.1134 | 87.4555 | 86.5931 | 88.8915 | 89.3758 | 88.6339 | 88.6178 | 89.373 | 87.0578 | 87.2575 | 88.4191 | 87.6567 | 88.5431 | 89.0197 | 88.5416 | 85.412 | 91.5396 | 92.0468 | 91.9804 | 91.6461 | 0 | 0
Big Bend CT4o | 0 | 0 | 0 | 0 | 0 | 0 | 0 | 0 | 0 | 0 | 0 | 0 | 0 | 0 | 0 | 0 | 0 | 0 | 0 | 0 | 0 | 0 | 0 | 0 | 0 | 0 | 0 | 0 | 0 | 0 | 0 | 0
Polk 1 | 97.0342 | 97.4427 | 97.4396 | 97.2225 | 97.4387 | 97.4452 | 97.209 | 97.4393 | 97.4427 | 97.2391 | 97.2311 | 97.2258 | 97.2258 | 97.2241 | 97.2238 | 97.2252 | 97.2248 | 97.2213 | 97.2329 | 0 | 0 | 0 | 0 | 0 | 0 | 0 | 0 | 0 | 0 | 0 | 0 | 0
Polk 1g | 88.5215 | 87.8341 | 86.8423 | 86.0689 | 85.1825 | 87.3638 | 84.9342 | 85.4942 | 83.2795 | 87.7445 | 83.7331 | 87.2995 | 90.2839 | 85.7812 | 88.1395 | 89.5661 | 86.0197 | 88.7845 | 88.2686 | 0 | 0 | 0 | 0 | 0 | 0 | 0 | 0 | 0 | 0 | 0 | 0 | 0
Polk 2 | 81.9121 | 81.2604 | 89.4444 | 85.8025 | 85.2381 | 91.358 | 71.1111 | 86.4583 | 73.3333 | 78.2107 | 83.0918 | 75.9259 | 87.1795 | 81.9444 | 78.2164 | 77.261 | 77.7778 | 82.2581 | 85.5967 | 82.5397 | 85.6209 | 82.6062 | 79.0323 | 87.6068 | 80.2832 | 83.3333 | 87.5 | 84.3489 | 86.5591 | 88.8889 | 0 | 0
Polk 2o | 0 | 0 | 0 | 0 | 0 | 0 | 0 | 0 | 0 | 0 | 0 | 0 | 0 | 0 | 0 | 0 | 0 | 0 | 0 | 0 | 0 | 0 | 0 | 0 | 0 | 0 | 0 | 0 | 0 | 0 | 0 | 0
Polk 3 | 83.0894 | 84.1385 | 94.0657 | 93.9394 | 85.7843 | 81.9444 | 72.2222 | 77.7778 | 75 | 80 | 85.4938 | 83.3333 | 92.5926 | 81.746 | 82.0988 | 81.2135 | 81.0458 | 89.6465 | 85.5967 | 81.9444 | 85.5219 | 84.9162 | 78.8889 | 89.7086 | 82.9749 | 82.8283 | 88.8889 | 89.8575 | 86.8056 | 83.3333 | 0 | 0
Polk 3o | 0 | 0 | 0 | 0 | 0 | 0 | 0 | 0 | 0 | 0 | 0 | 0 | 0 | 0 | 0 | 0 | 0 | 0 | 0 | 0 | 0 | 0 | 0 | 0 | 0 | 0 | 0 | 0 | 0 | 0 | 0 | 0
Polk 4 | 83.6686 | 84.9537 | 91.6667 | 96.2963 | 87.963 | 95.2381 | 72.2222 | 77.6213 | 0 | 94.6667 | 70.8333 | 83.3333 | 97.2222 | 74.6032 | 83.3333 | 76.6284 | 82.4074 | 92.5926 | 86.8056 | 86.9444 | 85.9127 | 86.0126 | 83.0409 | 89.2361 | 80.9524 | 83.3333 | 92.2222 | 93.1327 | 96.4646 | 83.3333 | 0 | 0
Polk 5 | 84.009 | 85.6944 | 99.3827 | 95.5556 | 85.3175 | 100 | 0 | 88.1797 | 0 | 97.0085 | 100 | 0 | 89.6825 | 83.3333 | 83.3333 | 80.7692 | 83.3333 | 88.3333 | 83.3333 | 87.037 | 87.5 | 88.3454 | 82.906 | 90.5983 | 80.2083 | 83.3333 | 97.2222 | 94.7811 | 96.8254 | 100 | 0 | 0
Polk 2 CC | 75.3123 | 74.924 | 74.7732 | 75.6722 | 75.7784 | 52.1682 | 52.8286 | 51.6606 | 48.352 | 49.9187 | 47.0393 | 50.126 | 51.3251 | 51.5218 | 51.2936 | 54.1952 | 54.6503 | 54.6484 | 56.9361 | 60.3384 | 61.2723 | 64.2506 | 61.1162 | 64.6925 | 66.2799 | 61.3071 | 46.3306 | 44.5551 | 43.8526 | 43.414 | 0 | 0
Polk 2 CC DF | 86.3063 | 82.9962 | 80.0617 | 71.0642 | 70.1934 | 79.6745 | 78.7856 | 73.9189 | 73.352 | 78.7374 | 75.3249 | 82.5558 | 81.6837 | 80.5334 | 82.3342 | 85.7677 | 86.2333 | 87.1907 | 86.1255 | 88.1145 | 88.1762 | 90.2793 | 89.7005 | 89.4773 | 90.429 | 87.0831 | 85.4724 | 83.0311 | 84.8573 | 83.2868 | 0 | 0
Phillips 1 | 0 | 0 | 0 | 0 | 0 | 0 | 0 | 0 | 0 | 0 | 0 | 0 | 0 | 0 | 0 | 0 | 0 | 0 | 0 | 0 | 0 | 0 | 0 | 0 | 0 | 0 | 0 | 0 | 0 | 0 | 0 | 0
Phillips 2 | 0 | 0 | 0 | 0 | 0 | 0 | 0 | 0 | 0 | 0 | 0 | 0 | 0 | 0 | 0 | 0 | 0 | 0 | 0 | 0 | 0 | 0 | 0 | 0 | 0 | 0 | 0 | 0 | 0 | 0 | 0 | 0
City of Tampa | 0 | 0 | 0 | 0 | 0 | 0 | 0 | 0 | 0 | 0 | 0 | 0 | 0 | 0 | 0 | 0 | 0 | 0 | 0 | 0 | 0 | 0 | 0 | 0 | 0 | 0 | 0 | 0 | 0 | 0 | 0 | 0
FutAeroCT1 | 0 | 0 | 0 | 0 | 0 | 0 | 0 | 0 | 0 | 0 | 0 | 0 | 0 | 0 | 0 | 0 | 0 | 0 | 0 | 0 | 0 | 0 | 0 | 0 | 0 | 0 | 66.5902 | 66.3442 | 66.0661 | 67.6655 | 0 | 0
FutAeroCT2 | 0 | 0 | 0 | 0 | 0 | 0 | 0 | 0 | 0 | 0 | 0 | 0 | 0 | 0 | 0 | 0 | 0 | 0 | 0 | 0 | 0 | 0 | 0 | 0 | 0 | 0 | 0 | 0 | 0 | 0 | 0 | 0
FutAeroCT3 | 0 | 0 | 0 | 0 | 0 | 0 | 0 | 0 | 0 | 0 | 0 | 0 | 0 | 0 | 0 | 0 | 0 | 0 | 0 | 0 | 0 | 0 | 0 | 0 | 0 | 0 | 0 | 0 | 0 | 0 | 0 | 0
FutAeroCT4 | 0 | 0 | 0 | 0 | 0 | 0 | 0 | 0 | 0 | 0 | 0 | 0 | 0 | 0 | 0 | 0 | 0 | 0 | 0 | 0 | 0 | 0 | 0 | 0 | 0 | 0 | 0 | 0 | 0 | 0 | 0 | 0
FutAeroCT5 | 0 | 0 | 0 | 0 | 0 | 0 | 0 | 0 | 0 | 0 | 0 | 0 | 0 | 0 | 0 | 0 | 0 | 0 | 0 | 0 | 0 | 0 | 0 | 0 | 0 | 0 | 0 | 0 | 0 | 0 | 0 | 0
FutAeroCT6 | 0 | 0 | 0 | 0 | 0 | 0 | 0 | 0 | 0 | 0 | 0 | 0 | 0 | 0 | 0 | 0 | 0 | 0 | 0 | 0 | 0 | 0 | 0 | 0 | 0 | 0 | 0 | 0 | 0 | 0 | 0 | 0
FutAeroCT7 | 0 | 0 | 0 | 0 | 0 | 0 | 0 | 0 | 0 | 0 | 0 | 0 | 0 | 0 | 0 | 0 | 0 | 0 | 0 | 0 | 0 | 0 | 0 | 0 | 0 | 0 | 0 | 0 | 0 | 0 | 0 | 0
FutAeroCT8 | 0 | 0 | 0 | 0 | 0 | 0 | 0 | 0 | 0 | 0 | 0 | 0 | 0 | 0 | 0 | 0 | 0 | 0 | 0 | 0 | 0 | 0 | 0 | 0 | 0 | 0 | 0 | 0 | 0 | 0 | 0 | 0
FutAeroCT9 | 0 | 0 | 0 | 0 | 0 | 0 | 0 | 0 | 0 | 0 | 0 | 0 | 0 | 0 | 0 | 0 | 0 | 0 | 0 | 0 | 0 | 0 | 0 | 0 | 0 | 0 | 0 | 0 | 0 | 0 | 0 | 0
FutAeroCT10 | 0 | 0 | 0 | 0 | 0 | 0 | 0 | 0 | 0 | 0 | 0 | 0 | 0 | 0 | 0 | 0 | 0 | 0 | 0 | 0 | 0 | 0 | 0 | 0 | 0 | 0 | 0 | 0 | 0 | 0 | 0 | 0
Total Expansion Aero CT (NOF) | 0 | 0 | 0 | 0 | 0 | 0 | 0 | 0 | 0 | 0 | 0 | 0 | 0 | 0 | 0 | 0 | 0 | 0 | 0 | 0 | 0 | 0 | 0 | 0 | 0 | 0 | 66.5902 | 66.3442 | 66.0661 | 67.6655 | 0 | 0
GE_7FA_CT1 | 0 | 0 | 0 | 0 | 0 | 85.7143 | 86.3212 | 86.1148 | 84.1304 | 88.5909 | 83.0834 | 84.3805 | 82.3552 | 84.2284 | 82.89 | 84.4891 | 86.0108 | 84.0835 | 82.6422 | 83.0643 | 83.3512 | 82.8405 | 83.8034 | 82.9325 | 83.0118 | 80.0911 | 77.7054 | 77.6324 | 76.8524 | 76.5712 | 0 | 0
GE_7FA_CT2 | 0 | 0 | 0 | 0 | 0 | 0 | 0 | 0 | 88.5122 | 90.9135 | 88.0466 | 89.1566 | 86.0369 | 88.0799 | 87.5839 | 87.7394 | 88.842 | 87.3088 | 86.0828 | 85.9593 | 87.3902 | 86.0313 | 86.2312 | 85.9412 | 86.1224 | 84.0119 | 81.4227 | 83.395 | 80.0252 | 81.8037 | 0 | 0
GE_7FA_CT3 | 0 | 0 | 0 | 0 | 0 | 0 | 0 | 0 | 0 | 0 | 0 | 90.6122 | 89.946 | 90.144 | 89.4507 | 90.051 | 90.2295 | 88.6676 | 87.5605 | 87.3413 | 88.7534 | 87.1985 | 88.2704 | 87.852 | 88.2236 | 87.285 | 84.7861 | 86.2166 | 82.2538 | 84.3968 | 0 | 0
GE_7FA_CT4 | 0 | 0 | 0 | 0 | 0 | 0 | 0 | 0 | 0 | 0 | 0 | 0 | 0 | 0 | 90.7306 | 91.1901 | 91.8791 | 90.0749 | 89.2215 | 88.1928 | 89.6072 | 88.1708 | 89.2185 | 88.9831 | 89.38 | 88.525 | 87.6523 | 87.894 | 85.7829 | 88.2863 | 0 | 0
GE_7FA_CT5 | 0 | 0 | 0 | 0 | 0 | 0 | 0 | 0 | 0 | 0 | 0 | 0 | 0 | 0 | 0 | 0 | 0 | 90.8401 | 90.7626 | 89.7207 | 89.9896 | 89.1907 | 89.3808 | 90.0977 | 89.6961 | 89.1689 | 89.1539 | 87.7551 | 88.1378 | 88.1893 | 0 | 0
GE_7FA_CT6 | 0 | 0 | 0 | 0 | 0 | 0 | 0 | 0 | 0 | 0 | 0 | 0 | 0 | 0 | 0 | 0 | 0 | 0 | 0 | 90.1863 | 90.8283 | 90.5086 | 90.5666 | 91.1057 | 91.3724 | 90.7323 | 88.507 | 87.4725 | 87.8625 | 89.0306 | 0 | 0
GE_7FA_CT7 | 0 | 0 | 0 | 0 | 0 | 0 | 0 | 0 | 0 | 0 | 0 | 0 | 0 | 0 | 0 | 0 | 0 | 0 | 0 | 0 | 0 | 0 | 0 | 0 | 0 | 90.3061 | 90.1224 | 88.7755 | 86.2974 | 89.4358 | 0 | 0
GE_7FA_CT8 | 0 | 0 | 0 | 80.2966 | 81.1794 | 0 | 0 | 0 | 0 | 0 | 0 | 0 | 0 | 0 | 0 | 0 | 0 | 0 | 0 | 0 | 0 | 0 | 0 | 0 | 0 | 0 | 0 | 0 | 0 | 0 | 0 | 0
GE_7FA_CT9 | 0 | 0 | 0 | 84.0436 | 86.7033 | 0 | 0 | 0 | 0 | 0 | 0 | 0 | 0 | 0 | 0 | 0 | 0 | 0 | 0 | 0 | 0 | 0 | 0 | 0 | 0 | 0 | 0 | 0 | 0 | 0 | 0 | 0
GE_7FA_CT10 | 0 | 0 | 0 | 0 | 0 | 0 | 0 | 0 | 0 | 0 | 0 | 0 | 0 | 0 | 0 | 0 | 0 | 0 | 0 | 0 | 0 | 0 | 0 | 0 | 0 | 0 | 0 | 0 | 0 | 0 | 0 | 0
Total Expansion CT (NOF) | 0 | 0 | 0 | 81.1891 | 82.7765 | 85.7143 | 86.3212 | 86.1148 | 85.855 | 89.638 | 84.9072 | 87.293 | 84.8835 | 86.9818 | 86.5279 | 87.513 | 88.578 | 86.9992 | 85.8343 | 85.9305 | 86.9094 | 85.7911 | 86.5532 | 85.9916 | 86.4288 | 84.6221 | 81.2945 | 82.3751 | 79.6539 | 81.1842 | 0 | 0
CC 2x1 7FAwDF 1 | 0 | 0 | 0 | 0 | 0 | 94.8934 | 94.8328 | 93.8251 | 93.4218 | 93.2543 | 87.8067 | 88.4189 | 88.8922 | 88.1715 | 86.004 | 86.2027 | 87.179 | 87.5595 | 86.919 | 88.4526 | 89.0923 | 89.5738 | 88.674 | 93.1153 | 95.12 | 94.2106 | 85.6914 | 86.2643 | 85.727 | 85.6816 | 0 | 0
CC 2x1 7FAwDF 2 | 0 | 0 | 0 | 0 | 0 | 0 | 0 | 0 | 0 | 0 | 0 | 0 | 0 | 0 | 0 | 0 | 0 | 0 | 0 | 0 | 0 | 0 | 0 | 0 | 0 | 0 | 85.4421 | 86.0552 | 85.2492 | 85.3547 | 0 | 0
CC 2x1 7FAwDF 3 | 0 | 0 | 0 | 0 | 0 | 0 | 0 | 0 | 0 | 0 | 0 | 0 | 0 | 0 | 0 | 0 | 0 | 0 | 0 | 0 | 0 | 0 | 0 | 0 | 0 | 94.4628 | 94.589 | 94.7668 | 94.1437 | 94.3695 | 0 | 0
CC 2x1 7FAwDF 4 | 0 | 0 | 0 | 0 | 0 | 0 | 0 | 0 | 0 | 0 | 0 | 0 | 0 | 0 | 0 | 0 | 0 | 0 | 0 | 0 | 0 | 0 | 0 | 0 | 0 | 0 | 0 | 0 | 0 | 0 | 0 | 0
CC 2x1 7FAwDF 5 | 0 | 0 | 0 | 0 | 0 | 0 | 0 | 0 | 0 | 0 | 0 | 0 | 0 | 0 | 0 | 0 | 0 | 0 | 0 | 0 | 0 | 0 | 0 | 0 | 0 | 0 | 0 | 0 | 0 | 0 | 0 | 0
CC 2x1 7FAwDF 6 | 0 | 0 | 0 | 0 | 0 | 0 | 0 | 0 | 0 | 0 | 0 | 0 | 0 | 0 | 0 | 0 | 0 | 0 | 0 | 0 | 0 | 0 | 0 | 0 | 0 | 0 | 0 | 0 | 0 | 0 | 0 | 0
CC_Fut_Proxy_07 | 0 | 0 | 0 | 0 | 0 | 0 | 0 | 0 | 0 | 0 | 0 | 0 | 0 | 0 | 0 | 0 | 0 | 0 | 0 | 0 | 0 | 0 | 0 | 0 | 0 | 0 | 0 | 0 | 0 | 0 | 0 | 0
CC_Fut_Proxy_08 | 0 | 0 | 0 | 0 | 0 | 0 | 0 | 0 | 0 | 0 | 0 | 0 | 0 | 0 | 0 | 0 | 0 | 0 | 0 | 0 | 0 | 0 | 0 | 0 | 0 | 0 | 0 | 0 | 0 | 0 | 0 | 0
CC_Fut_Proxy_09 | 0 | 0 | 0 | 0 | 0 | 0 | 0 | 0 | 0 | 0 | 0 | 0 | 0 | 0 | 0 | 0 | 0 | 0 | 0 | 0 | 0 | 0 | 0 | 0 | 0 | 0 | 0 | 0 | 0 | 0 | 0 | 0
CC_Fut_Proxy_10 | 0 | 0 | 0 | 0 | 0 | 0 | 0 | 0 | 0 | 0 | 0 | 0 | 0 | 0 | 0 | 0 | 0 | 0 | 0 | 0 | 0 | 0 | 0 | 0 | 0 | 0 | 0 | 0 | 0 | 0 | 0 | 0
Total Expansion CC (NOF) | 0 | 0 | 0 | 0 | 0 | 94.8934 | 94.8328 | 93.8251 | 93.4218 | 93.2543 | 87.8067 | 88.4189 | 88.8922 | 88.1715 | 86.004 | 86.2027 | 87.179 | 87.5595 | 86.919 | 88.4526 | 89.0923 | 89.5738 | 88.674 | 93.1153 | 95.12 | 94.2674 | 86.7832 | 87.2902 | 86.6658 | 86.7307 | 0 | 0
Future Unit Proxy | 0 | 0 | 0 | 0 | 0 | 0 | 0 | 0 | 0 | 0 | 0 | 0 | 0 | 0 | 0 | 0 | 0 | 0 | 0 | 0 | 0 | 0 | 0 | 0 | 0 | 0 | 0 | 0 | 0 | 0 | 0 | 0
Unit Net Capacity Factor (NCF%)
Big Bend 1 | 4.6107 | 5.7228 | 4.5984 | 0 | 0 | 0 | 0 | 0 | 0 | 0 | 0 | 0 | 0 | 0 | 0 | 0 | 0 | 0 | 0 | 0 | 0 | 0 | 0 | 0 | 0 | 0 | 0 | 0 | 0 | 0 | 0 | 0
Big Bend 2 | 7.0487 | 7.2071 | 5.3627 | 1.6435 | 0 | 0 | 0 | 0 | 0 | 0 | 0 | 0 | 0 | 0 | 0 | 0 | 0 | 0 | 0 | 0 | 0 | 0 | 0 | 0 | 0 | 0 | 0 | 0 | 0 | 0 | 0 | 0
Big Bend 3 | 33.7323 | 18.9144 | 18.4193 | 13.0477 | 13.3362 | 10.8479 | 23.4275 | 21.1769 | 28.8365 | 43.5679 | 56.0468 | 59.0588 | 46.899 | 60.7337 | 64.0952 | 64.4929 | 63.4318 | 55.2934 | 64.7481 | 65.1104 | 61.8921 | 64.8482 | 63.5149 | 22.036 | 0 | 0 | 0 | 0 | 0 | 0 | 0 | 0
Big Bend 4 | 60.9648 | 46.2794 | 53.7016 | 49.0307 | 60.1738 | 19.2938 | 20.2979 | 39.1509 | 45.9392 | 46.8259 | 59.3925 | 45.6061 | 53.7175 | 51.0026 | 57.8703 | 58.5167 | 49.5834 | 55.3911 | 60.4614 | 60.0059 | 59.1595 | 47.5885 | 58.6592 | 58.8191 | 59.1616 | 54.2532 | 47.442 | 54.4123 | 52.1181 | 52.6948 | 0 | 0
TOTAL Big Bend (NCF) | 26.5891 | 19.5309 | 20.5205 | 21.2406 | 36.755 | 15.0708 | 21.8627 | 30.1639 | 37.3878 | 45.1969 | 57.7196 | 52.3324 | 50.3083 | 55.8682 | 60.9828 | 61.5048 | 56.5076 | 55.3423 | 62.6048 | 62.5582 | 60.5258 | 56.2184 | 61.0871 | 40.4275 | 59.1616 | 54.2532 | 47.442 | 54.4123 | 52.1181 | 52.6948 | 0 | 0
Bayside 1 | 54.4402 | 59.7744 | 60.244 | 59.9749 | 52.6942 | 29.8052 | 26.9179 | 29.3026 | 25.5672 | 25.2501 | 29.1777 | 26.0058 | 28.6303 | 27.3389 | 25.7392 | 30.5948 | 29.5035 | 31.0269 | 30.2655 | 28.82 | 33.9632 | 36.2588 | 31.0302 | 35.0382 | 37.3242 | 7.9336 | 0 | 0 | 0 | 0 | 0 | 0
Bayside 2 | 35.8622 | 35.2002 | 37.3747 | 42.0964 | 41.7308 | 13.7378 | 13.8826 | 15.2726 | 12.755 | 15.7786 | 12.1151 | 15.0059 | 16.6926 | 15.9966 | 17.1923 | 17.7625 | 18.8947 | 18.3052 | 19.8598 | 24.0729 | 18.5646 | 23.6225 | 21.174 | 22.4079 | 23.1345 | 30.3495 | 0 | 0 | 0 | 0 | 0 | 0
TOTAL Bayside CC (NCF) | 45.1512 | 47.4873 | 48.8093 | 51.0356 | 47.2125 | 21.7715 | 20.4002 | 22.2876 | 19.1611 | 20.5143 | 20.6464 | 20.5058 | 22.6615 | 21.6677 | 21.4658 | 24.1786 | 24.1991 | 24.666 | 25.0627 | 26.4465 | 26.2639 | 29.9407 | 26.1021 | 28.723 | 30.2293 | 19.1416 | 0 | 0 | 0 | 0 | 0 | 0
Bayside 3 | 5.6348 | 4.7664 | 3.3276 | 1.0648 | 1.5795 | 2.6387 | 2.6539 | 2.4833 | 1.7292 | 2.2569 | 1.1347 | 2.6742 | 2.4497 | 3.5594 | 2.6035 | 3.8551 | 4.3678 | 4.2986 | 4.0498 | 4.918 | 5.5038 | 6.2729 | 6.1569 | 6.7501 | 7.5904 | 3.4041 | 2.9917 | 2.4908 | 2.4497 | 1.965 | 0 | 0
Bayside 4 | 4.3547 | 4.1751 | 2.7472 | 0.82154 | 0.9881 | 1.8939 | 2.0622 | 1.8733 | 1.1434 | 1.7161 | 0.68493 | 1.907 | 1.542 | 2.5788 | 1.5453 | 2.3336 | 2.7641 | 2.532 | 2.2321 | 2.4422 | 3.0747 | 3.5444 | 3.2772 | 3.7559 | 4.5681 | 1.8059 | 1.3437 | 1.1303 | 1.0948 | 0.79722 | 0 | 0
Bayside 5 | 8.5055 | 6.4956 | 4.8691 | 2.3392 | 2.6817 | 3.6548 | 3.7736 | 3.4303 | 2.5432 | 3.2038 | 2.0809 | 4.366 | 4.2836 | 4.9349 | 4.5164 | 6.3178 | 6.7052 | 7.946 | 7.5566 | 9.3214 | 10.5828 | 11.4062 | 10.9626 | 13.2327 | 13.8521 | 8.3389 | 7.2953 | 6.4432 | 6.4152 | 5.5768 | 0 | 0
Bayside 6 | 7.0832 | 6.0053 | 4.1674 | 1.7236 | 2.1558 | 3.1701 | 3.2567 | 2.7397 | 2.1428 | 2.7117 | 1.5639 | 3.6511 | 3.4078 | 4.3454 | 3.6001 | 5.2455 | 5.6441 | 6.3665 | 5.9497 | 7.2199 | 8.6702 | 9.3645 | 8.8425 | 10.2029 | 10.8447 | 5.9155 | 4.7628 | 4.4277 | 4.2425 | 3.6548 | 0 | 0
Big Bend CT4 | 4.8974 | 3.8775 | 2.5363 | 0.62879 | 0.77102 | 1.6375 | 1.5714 | 1.5607 | 0.94506 | 1.5607 | 0.95927 | 2.2962 | 1.9968 | 2.8108 | 2.1164 | 3.0354 | 3.915 | 4.6523 | 3.7662 | 5.0004 | 6.5911 | 6.8044 | 5.3525 | 10.7007 | 11.6944 | 11.7393 | 11.9218 | 9.1942 | 9.5235 | 9.604 | 0 | 0
Big Bend CT4o | 0 | 0 | 0 | 0 | 0 | 0 | 0 | 0 | 0 | 0 | 0 | 0 | 0 | 0 | 0 | 0 | 0 | 0 | 0 | 0 | 0 | 0 | 0 | 0 | 0 | 0 | 0 | 0 | 0 | 0 | 0 | 0
Polk 1 | 67.348 | 79.5226 | 79.5801 | 72.9058 | 79.5304 | 77.8783 | 72.7407 | 79.5309 | 79.5226 | 72.6629 | 72.7019 | 78.4688 | 78.4688 | 74.2943 | 78.4852 | 78.4682 | 74.2948 | 78.4651 | 51.8598 | 0 | 0 | 0 | 0 | 0 | 0 | 0 | 0 | 0 | 0 | 0 | 0 | 0
Polk 1g | 3.9208 | 3.3489 | 3.7074 | 3.3406 | 4.2688 | 1.8749 | 2.1852 | 2.7815 | 0.78906 | 3.2353 | 1.1534 | 2.2124 | 2.5148 | 3.1629 | 2.7794 | 5.0407 | 2.3076 | 2.473 | 2.6428 | 0 | 0 | 0 | 0 | 0 | 0 | 0 | 0 | 0 | 0 | 0 | 0 | 0
Polk 2 | 2.8146 | 0.62151 | 0.20365 | 0.17631 | 0.34056 | 0.093861 | 0.040478 | 0.31583 | 0.083714 | 0.68747 | 0.21757 | 0.026002 | 0.12938 | 0.22451 | 0.33837 | 1.1377 | 0.27524 | 0.2911 | 0.2631 | 0.39574 | 0.33232 | 1.8011 | 0.27892 | 0.65005 | 0.4674 | 0.13318 | 0.15938 | 2.6865 | 0.30632 | 0.18265 | 0 | 0
Polk 2o | 0 | 0 | 0 | 0 | 0 | 0 | 0 | 0 | 0 | 0 | 0 | 0 | 0 | 0 | 0 | 0 | 0 | 0 | 0 | 0 | 0 | 0 | 0 | 0 | 0 | 0 | 0 | 0 | 0 | 0 | 0 | 0
Polk 3 | 1.9444 | 0.66273 | 0.47118 | 0.11796 | 0.33295 | 0.037418 | 0.016444 | 0.80797 | 0.034247 | 0.50228 | 0.17519 | 0.0095129 | 0.095129 | 0.19597 | 0.16824 | 0.70459 | 0.15728 | 0.22514 | 0.2631 | 0.37418 | 0.32217 | 1.7352 | 0.17962 | 0.62468 | 0.29363 | 0.20802 | 0.12143 | 2.0003 | 0.23782 | 0.085616 | 0 | 0
Polk 3o | 0 | 0 | 0 | 0 | 0 | 0 | 0 | 0 | 0 | 0 | 0 | 0 | 0 | 0 | 0 | 0 | 0 | 0 | 0 | 0 | 0 | 0 | 0 | 0 | 0 | 0 | 0 | 0 | 0 | 0 | 0 | 0
Polk 4 | 1.1079 | 0.4655 | 0.33394 | 0.065956 | 0.24099 | 0.076104 | 0.016444 | 0.62912 | 0 | 0.27017 | 0.032256 | 0.0095129 | 0.044394 | 0.11923 | 0.094869 | 0.50736 | 0.056443 | 0.19026 | 0.15812 | 0.1985 | 0.27461 | 1.3844 | 0.17962 | 0.48896 | 0.19406 | 0.17123 | 0.052494 | 1.5309 | 0.12113 | 0.038052 | 0 | 0
Polk 5 | 0.70967 | 0.3913 | 0.20365 | 0.054541 | 0.13635 | 0.068493 | 0 | 0.47311 | 0 | 0.14396 | 0.07969 | 0 | 0.071664 | 0.10464 | 0.094869 | 0.11986 | 0.028539 | 0.10084 | 0.075896 | 0.11923 | 0.19977 | 0.92783 | 0.1227 | 0.40335 | 0.1465 | 0.13318 | 0.044272 | 1.0712 | 0.077372 | 0.068493 | 0 | 0
Polk 2 CC | 69.7756 | 73.9062 | 69.2997 | 74.627 | 74.7836 | 51.2332 | 51.4514 | 44.6722 | 47.0494 | 42.1346 | 42.5892 | 46.3379 | 46.925 | 47.6694 | 47.7257 | 44.4883 | 51.1754 | 51.4793 | 53.9156 | 58.5131 | 59.3838 | 55.0824 | 58.7923 | 63.3484 | 65.3417 | 59.9844 | 29.7478 | 26.8551 | 28.6543 | 28.5016 | 0 | 0
Polk 2 CC DF | 12.8967 | 10.0713 | 7.6379 | 5.8571 | 7.0434 | 5.4481 | 5.9825 | 4.6832 | 4.4882 | 4.4492 | 3.7388 | 7.1718 | 7.3012 | 8.0717 | 7.3486 | 8.9488 | 10.0704 | 13.1383 | 13.2561 | 16.778 | 18.36 | 19.004 | 18.5242 | 23.8708 | 24.7441 | 21.1644 | 16.3764 | 13.3267 | 14.1429 | 13.6149 | 0 | 0
Phillips 1 | 0 | 0 | 0 | 0 | 0 | 0 | 0 | 0 | 0 | 0 | 0 | 0 | 0 | 0 | 0 | 0 | 0 | 0 | 0 | 0 | 0 | 0 | 0 | 0 | 0 | 0 | 0 | 0 | 0 | 0 | 0 | 0
Phillips 2 | 0 | 0 | 0 | 0 | 0 | 0 | 0 | 0 | 0 | 0 | 0 | 0 | 0 | 0 | 0 | 0 | 0 | 0 | 0 | 0 | 0 | 0 | 0 | 0 | 0 | 0 | 0 | 0 | 0 | 0 | 0 | 0
City of Tampa | 0 | 0 | 0 | 0 | 0 | 0 | 0 | 0 | 0 | 0 | 0 | 0 | 0 | 0 | 0 | 0 | 0 | 0 | 0 | 0 | 0 | 0 | 0 | 0 | 0 | 0 | 0 | 0 | 0 | 0 | 0 | 0
FutAeroCT1 | 0 | 0 | 0 | 0 | 0 | 0 | 0 | 0 | 0 | 0 | 0 | 0 | 0 | 0 | 0 | 0 | 0 | 0 | 0 | 0 | 0 | 0 | 0 | 0 | 0 | 0 | 7.8613 | 7.1949 | 6.8555 | 6.3958 | 0 | 0
FutAeroCT2 | 0 | 0 | 0 | 0 | 0 | 0 | 0 | 0 | 0 | 0 | 0 | 0 | 0 | 0 | 0 | 0 | 0 | 0 | 0 | 0 | 0 | 0 | 0 | 0 | 0 | 0 | 0 | 0 | 0 | 0 | 0 | 0
FutAeroCT3 | 0 | 0 | 0 | 0 | 0 | 0 | 0 | 0 | 0 | 0 | 0 | 0 | 0 | 0 | 0 | 0 | 0 | 0 | 0 | 0 | 0 | 0 | 0 | 0 | 0 | 0 | 0 | 0 | 0 | 0 | 0 | 0
FutAeroCT4 | 0 | 0 | 0 | 0 | 0 | 0 | 0 | 0 | 0 | 0 | 0 | 0 | 0 | 0 | 0 | 0 | 0 | 0 | 0 | 0 | 0 | 0 | 0 | 0 | 0 | 0 | 0 | 0 | 0 | 0 | 0 | 0
FutAeroCT5 | 0 | 0 | 0 | 0 | 0 | 0 | 0 | 0 | 0 | 0 | 0 | 0 | 0 | 0 | 0 | 0 | 0 | 0 | 0 | 0 | 0 | 0 | 0 | 0 | 0 | 0 | 0 | 0 | 0 | 0 | 0 | 0
FutAeroCT6 | 0 | 0 | 0 | 0 | 0 | 0 | 0 | 0 | 0 | 0 | 0 | 0 | 0 | 0 | 0 | 0 | 0 | 0 | 0 | 0 | 0 | 0 | 0 | 0 | 0 | 0 | 0 | 0 | 0 | 0 | 0 | 0
FutAeroCT7 | 0 | 0 | 0 | 0 | 0 | 0 | 0 | 0 | 0 | 0 | 0 | 0 | 0 | 0 | 0 | 0 | 0 | 0 | 0 | 0 | 0 | 0 | 0 | 0 | 0 | 0 | 0 | 0 | 0 | 0 | 0 | 0
FutAeroCT8 | 0 | 0 | 0 | 0 | 0 | 0 | 0 | 0 | 0 | 0 | 0 | 0 | 0 | 0 | 0 | 0 | 0 | 0 | 0 | 0 | 0 | 0 | 0 | 0 | 0 | 0 | 0 | 0 | 0 | 0 | 0 | 0
FutAeroCT9 | 0 | 0 | 0 | 0 | 0 | 0 | 0 | 0 | 0 | 0 | 0 | 0 | 0 | 0 | 0 | 0 | 0 | 0 | 0 | 0 | 0 | 0 | 0 | 0 | 0 | 0 | 0 | 0 | 0 | 0 | 0 | 0
FutAeroCT10 | 0 | 0 | 0 | 0 | 0 | 0 | 0 | 0 | 0 | 0 | 0 | 0 | 0 | 0 | 0 | 0 | 0 | 0 | 0 | 0 | 0 | 0 | 0 | 0 | 0 | 0 | 0 | 0 | 0 | 0 | 0 | 0
Total Expansion Aero CT (NCF) | 0 | 0 | 0 | 0 | 0 | 0 | 0 | 0 | 0 | 0 | 0 | 0 | 0 | 0 | 0 | 0 | 0 | 0 | 0 | 0 | 0 | 0 | 0 | 0 | 0 | 0 | 7.8613 | 7.1949 | 6.8555 | 6.3958 | 0 | 0
GE_7FA_CT1 | 0 | 0 | 0 | 0 | 0 | 2.3679 | 2.6435 | 2.1037 | 1.9304 | 2.1238 | 1.5701 | 3.9204 | 3.9297 | 4.3845 | 4.1049 | 5.3336 | 6.3526 | 8.4083 | 7.9876 | 10.7054 | 11.9318 | 12.5585 | 11.3913 | 15.28 | 15.2567 | 13.6045 | 8.8905 | 8.0025 | 8.4573 | 7.9019 | 0 | 0
GE_7FA_CT2 | 0 | 0 | 0 | 0 | 0 | 0 | 0 | 0 | 1.2529 | 1.7435 | 0.91214 | 2.5342 | 2.4849 | 3.3482 | 3.091 | 3.8962 | 5.294 | 5.9701 | 5.7526 | 7.6833 | 9.0383 | 9.2317 | 8.9137 | 11.1155 | 12.1908 | 9.5424 | 6.1271 | 4.2554 | 5.0335 | 4.6785 | 0 | 0
GE_7FA_CT3 | 0 | 0 | 0 | 0 | 0 | 0 | 0 | 0 | 0 | 0 | 0 | 2.0171 | 1.3964 | 2.6549 | 2.0469 | 2.9606 | 3.9759 | 4.2107 | 4.077 | 5.8028 | 6.0689 | 6.5698 | 6.0495 | 7.6018 | 9.1245 | 7.2239 | 3.3108 | 3.1987 | 2.5916 | 3.0445 | 0 | 0
GE_7FA_CT4 | 0 | 0 | 0 | 0 | 0 | 0 | 0 | 0 | 0 | 0 | 0 | 0 | 0 | 0 | 1.3531 | 2.1028 | 2.5277 | 2.8585 | 2.7425 | 3.8962 | 4.2042 | 4.3482 | 4.1643 | 4.6929 | 5.9077 | 5.0629 | 1.387 | 1.9164 | 1.1653 | 1.4714 | 0 | 0
GE_7FA_CT5 | 0 | 0 | 0 | 0 | 0 | 0 | 0 | 0 | 0 | 0 | 0 | 0 | 0 | 0 | 0 | 0 | 0 | 1.7836 | 1.5706 | 2.2225 | 2.8147 | 2.6778 | 2.4014 | 2.921 | 3.7681 | 3.3795 | 0.90331 | 1.142 | 0.64393 | 0.94632 | 0 | 0
GE_7FA_CT6 | 0 | 0 | 0 | 0 | 0 | 0 | 0 | 0 | 0 | 0 | 0 | 0 | 0 | 0 | 0 | 0 | 0 | 0 | 0 | 1.184 | 1.7627 | 1.3018 | 1.4744 | 1.3936 | 1.9714 | 1.7608 | 0.19144 | 0.64905 | 0.19057 | 0.48784 | 0 | 0
GE_7FA_CT7 | 0 | 0 | 0 | 0 | 0 | 0 | 0 | 0 | 0 | 0 | 0 | 0 | 0 | 0 | 0 | 0 | 0 | 0 | 0 | 0 | 0 | 0 | 0 | 0 | 0 | 0.41236 | 0.2565 | 0.20268 | 0.13792 | 0.34713 | 0 | 0
GE_7FA_CT8 | 0 | 0 | 0 | 3.6207 | 6.9596 | 0 | 0 | 0 | 0 | 0 | 0 | 0 | 0 | 0 | 0 | 0 | 0 | 0 | 0 | 0 | 0 | 0 | 0 | 0 | 0 | 0 | 0 | 0 | 0 | 0 | 0 | 0
GE_7FA_CT9 | 0 | 0 | 0 | 1.1321 | 2.8307 | 0 | 0 | 0 | 0 | 0 | 0 | 0 | 0 | 0 | 0 | 0 | 0 | 0 | 0 | 0 | 0 | 0 | 0 | 0 | 0 | 0 | 0 | 0 | 0 | 0 | 0 | 0
GE_7FA_CT10 | 0 | 0 | 0 | 0 | 0 | 0 | 0 | 0 | 0 | 0 | 0 | 0 | 0 | 0 | 0 | 0 | 0 | 0 | 0 | 0 | 0 | 0 | 0 | 0 | 0 | 0 | 0 | 0 | 0 | 0 | 0 | 0
Total Expansion CT (NCF) | 0 | 0 | 0 | 3.0279 | 5.7658 | 2.3679 | 2.6435 | 2.1037 | 1.6637 | 1.9523 | 1.3283 | 3.0526 | 3.0172 | 3.6084 | 3.0601 | 3.9749 | 4.9905 | 5.8294 | 5.5808 | 7.2659 | 8.0846 | 8.5553 | 7.8819 | 10.4016 | 10.7349 | 8.9945 | 6.1892 | 5.0509 | 5.7852 | 5.1392 | 0 | 0
CC 2x1 7FAwDF 1 | 0 | 0 | 0 | 0 | 0 | 88.0905 | 87.9773 | 87.0453 | 86.6712 | 86.5583 | 81.4191 | 82.1306 | 82.4891 | 81.8505 | 79.8063 | 80.0327 | 80.8397 | 81.3623 | 80.6455 | 82.061 | 82.7257 | 83.1011 | 82.3949 | 86.3974 | 88.3117 | 87.446 | 78.4627 | 79.1445 | 79.6009 | 79.4707 | 0 | 0
CC 2x1 7FAwDF 2 | 0 | 0 | 0 | 0 | 0 | 0 | 0 | 0 | 0 | 0 | 0 | 0 | 0 | 0 | 0 | 0 | 0 | 0 | 0 | 0 | 0 | 0 | 0 | 0 | 0 | 0 | 79.2071 | 79.7287 | 79.1183 | 79.1285 | 0 | 0
CC 2x1 7FAwDF 3 | 0 | 0 | 0 | 0 | 0 | 0 | 0 | 0 | 0 | 0 | 0 | 0 | 0 | 0 | 0 | 0 | 0 | 0 | 0 | 0 | 0 | 0 | 0 | 0 | 0 | 56.2032 | 54.6277 | 53.3983 | 55.5298 | 55.9322 | 0 | 0
CC 2x1 7FAwDF 4 | 0 | 0 | 0 | 0 | 0 | 0 | 0 | 0 | 0 | 0 | 0 | 0 | 0 | 0 | 0 | 0 | 0 | 0 | 0 | 0 | 0 | 0 | 0 | 0 | 0 | 0 | 0 | 0 | 0 | 0 | 0 | 0
CC 2x1 7FAwDF 5 | 0 | 0 | 0 | 0 | 0 | 0 | 0 | 0 | 0 | 0 | 0 | 0 | 0 | 0 | 0 | 0 | 0 | 0 | 0 | 0 | 0 | 0 | 0 | 0 | 0 | 0 | 0 | 0 | 0 | 0 | 0 | 0
CC 2x1 7FAwDF 6 | 0 | 0 | 0 | 0 | 0 | 0 | 0 | 0 | 0 | 0 | 0 | 0 | 0 | 0 | 0 | 0 | 0 | 0 | 0 | 0 | 0 | 0 | 0 | 0 | 0 | 0 | 0 | 0 | 0 | 0 | 0 | 0
CC_Fut_Proxy_07 | 0 | 0 | 0 | 0 | 0 | 0 | 0 | 0 | 0 | 0 | 0 | 0 | 0 | 0 | 0 | 0 | 0 | 0 | 0 | 0 | 0 | 0 | 0 | 0 | 0 | 0 | 0 | 0 | 0 | 0 | 0 | 0
CC_Fut_Proxy_08 | 0 | 0 | 0 | 0 | 0 | 0 | 0 | 0 | 0 | 0 | 0 | 0 | 0 | 0 | 0 | 0 | 0 | 0 | 0 | 0 | 0 | 0 | 0 | 0 | 0 | 0 | 0 | 0 | 0 | 0 | 0 | 0
CC_Fut_Proxy_09 | 0 | 0 | 0 | 0 | 0 | 0 | 0 | 0 | 0 | 0 | 0 | 0 | 0 | 0 | 0 | 0 | 0 | 0 | 0 | 0 | 0 | 0 | 0 | 0 | 0 | 0 | 0 | 0 | 0 | 0 | 0 | 0
CC_Fut_Proxy_10 | 0 | 0 | 0 | 0 | 0 | 0 | 0 | 0 | 0 | 0 | 0 | 0 | 0 | 0 | 0 | 0 | 0 | 0 | 0 | 0 | 0 | 0 | 0 | 0 | 0 | 0 | 0 | 0 | 0 | 0 | 0 | 0
Total Expansion CC (NCF) | 0 | 0 | 0 | 0 | 0 | 88.0905 | 87.9773 | 87.0453 | 86.6712 | 86.5583 | 81.4191 | 82.1306 | 82.4891 | 81.8505 | 79.8063 | 80.0327 | 80.8397 | 81.3623 | 80.6455 | 82.061 | 82.7257 | 83.1011 | 82.3949 | 86.3974 | 88.3117 | 80.4154 | 75.5714 | 76.0165 | 76.1169 | 76.0978 | 0 | 0
Future Unit Proxy | 0 | 0 | 0 | 0 | 0 | 0 | 0 | 0 | 0 | 0 | 0 | 0 | 0 | 0 | 0 | 0 | 0 | 0 | 0 | 0 | 0 | 0 | 0 | 0 | 0 | 0 | 0 | 0 | 0 | 0 | 0 | 0