## JP-7
TAMPA ELECTRIC COMPANY
Allocation of Production Plant and Fuel Costs Under the 12CP-25%AD Method
Test Year Ending December 31, 2009
Recovery of Fuel and
|  | Allocated Net Production Plant |  |  | Purchased Power Expense
|  | Amount | 12CP | $ Per | Amount | Energy | ¢ Per
Line | Rate Class | (000) | (MW) | kW | (000) | (GWh) | kWh
|  | -1 | -2 | -3 | -4 | -5 | -6
1 | RS | 1080579.9157 | 2040.5109 | 529.5634 | 567195.6994 | 9565.8445 | 5.9294 | 1615705.3842 | 535125.4685 | 1080579.9157
2 | GS | 123568.9236 | 233.9312 | 528.2277 | 68214.234 | 1150.4438 | 5.9294 | 184927.4681 | 61358.5445 | 123568.9236
3 | GSD | 517618.6877 | 923.0911 | 560.745 | 351925.7802 | 5935.2835 | 5.9294 | 777894.1151 | 260275.4274 | 517618.6877
4 | GSLD | 212685.9719 | 369.5426 | 575.5384 | 159918.4284 | 2697.0494 | 5.9294 | 320383.4533 | 107697.4815 | 212685.9719
5 | IS | 99541.4179 | 115.1525 | 864.4316 | 84404.9212 | 1423.5022 | 5.9294 | 150415.5373 | 50874.1194 | 99541.4179
6 | SL/OL ENERGY | 6729.3949 | 4.872 | 1381.2334 | 14101.9369 | 237.8314 | 5.9294 | 10581.0037 | 3851.6088 | 6729.3949
7 | Fl Juris | 2040724.3117 | 3687.1002 | 553.4768 | 1245761 | 21009.9547 | 5.9294 | 0 | 0 | 0
[8 empty] | 3059906.9617 | 1019182.65 | 2040724.3117
Fl Juris

## JP-7
TAMPA ELECTRIC COMPANY
Comparison of Net Plant Investment and
Fuel Costs By Capacity Type
Forecast Year Ending December 31, 2009
|  | Net Investment | Fuel Costs
Line | Capacity Type | ($/kW) | (¢/kWh)
|  | (1) | (2)
1 | Base Load | 558.4773 | 3.9468
2 | Intermediate | 403.3244 | 7.1673
3 | Peaking | 309.0907 | 14.884
4 | System Average | 441.8784 | 5.4564

## JCP Wkpp
Net
[6 empty] | Plant per |  |  |  |  | Energy | Fuel | Variable
| Gross | Depreciation | Net | Capacity Rating |  | kW Winter | Fuel | Variable | Energy | Output | Cost per | Cost per | O&M per | Capacity
| Plant | Reserve | Plant | Winter | Summer | Capacity | Cost | O&M | Cost | (MWh) | MWh | MWh | MWh | Factor
(000)
Base Load
Big Bend Coal | 1284951.7039 | -577461.8481 | 707489.8558 | 1619 | 1579 | 436.9919 | 361248.762 | 0 |  | 9366461 |  | 38.5683 |  | 66.04%
BB Common
Polk Gasifier | 482924.1514 | -182543.2558 | 300380.8956 | 240 | 235 | 1251.5871 | 66820.931 | 0 |  | 1479463 |  | 45.1657 |  | 70.37%
Polk Common | 48081.6023 | -17743.0349 | 30338.5674
Total Base Load | 1815957.4577 | -777748.1388 | 1038209.3189 | 1859 | 1814 | 558.4773 | 428069.693 | 0 | 428069.693 | 10845924 | 39.4683 | 39.4683 | 0 | 66.6% | 428069.693
Total Base Load | 1815957.4577 | -777748.1388 | 1038209.3189 | 1859 | 1814 | 558.4773 | 428069.693 | 0 | 428069.693 | 10845924 |  |  | 0
Intermediate
Bayside 1 | 302303.636 | -54423.9279 | 247879.7081 | 791 | 700 | 313.3751 | 275321.687 | 0 |  | 3852152 |  | 71.4722 |  | 55.59% |  | 382.1791
Bayside 2 | 478242.9996 | -63728.8964 | 414514.1032 | 1046 | 928 | 396.285 | 295460.085 | 0 |  | 4111570 |  | 71.8606 |  | 44.87% |  | 457.2113
Common | 102713.5298 | -24200.5068 | 78513.023
Total Plant | 883260.1654 | -142353.331 | 740906.8343 | 1837 | 1628 | 403.3244 | 570781.772 | 0 | 570781.772 | 7963722 | 71.6727 | 71.6727 | 0 | 49.49% | 570781.772
0
Total Intermediate | 883260.1654 | -142353.331 | 740906.8343 | 1837 | 1628 | 403.3244 | 570781.772 | 0 | 570781.772 | 7963722 |  |  | 0
Peaking
Big Bend | 54385.5763 | -4478.9226 | 49906.6537 | 73 | 67 | 683.6528 | 195.468 | 0 |  | 1868 |  | 104.6403 | 0 | 0.2921% | 0 | 745.0079
Dismantling |  | -15873.1373 | -15873.1373
Phillips | 60693.5764 | -58616.0911 | 2077.4853 | 36 | 34 | 57.7079 | 297.177 |  |  | 1650 |  | 180.1073 |  | 0.5232% |  | 1685.9327
Partnership | 6498.5482 | -2347.2286 | 4151.3196 | 6 | 6 | 691.8866 | 109.552 |  |  | 956 |  | 114.5941 |  | 1.819% |  | 1083.0914
Bayside | 129182.7207 | -4011.6204 | 125171.1004 | 248 | 228 | 504.7222 | 7798.919 |  |  | 78552 |  | 99.2835 |  | 3.616% |  | 520.8981
Bayside Common | 35139.7449 | -7266.9604 | 27872.7845
Polk | 168008.8679 | -39369.1082 | 128639.7597 | 736 | 621 | 174.7823 | 34981.203 |  |  | 208443 |  | 167.8214 |  | 3.233% |  | 228.2729
Polk Common | 23893.6509 | -6148.9162 | 17744.7347
Total Peaking | 477802.6853 | -138111.9848 | 339690.7005 | 1099 | 956 | 309.0907 | 43382.319 | 0 | 0 | 291469 |  | 148.8403 | 0 | 3.028% |  | 434.7613
Total Production | 3177020.3084 | -1058213.4546 | 2118806.8538 | 4795 | 4398 | 441.8784 | 1042233.784 | 0 | 998851.465 | 19101115 |  | 54.564 | 0
Total Plant | 3177020.3084 | -1058213.4546 | 2118806.8538
Total Plant | 3177083.8527 | -1058211.5015
| -63.5444 | -1.9531
BB Common | 0 | 0
Total Big Bend | 1339337.2803 | -581940.7707
Bayside Common | 137853.2747 | -31467.4672
Total Bayside | 1047582.631 | -153631.9118
Polk Common | 71975.2532 | -23891.951
Total Polk | 722908.2724 | -245804.315
Big Bend | 0 | 0
Bayside | 0 | 0
Polk | 0 | 0
Purchased Power | [6 empty] | Total $ |  |  | MWh Purchased
QFs | 27238.9 |  |  | 65 | 65 | 419.06 | 67477.1 |  |  | 1035065 |  | #REF! |  | #REF!
Hardee PP |  |  |  | 441 | 441 | 0 | 30527 |  |  | 221118 |  | 138.0575 |  | 5.724%
Pasco Cogen |  |  |  | 121 | 121 | 0 | 23802 |  |  | 216335 |  | 110.0238 |  | 20.41%
Seminole | 18055 |  |  | 6.1 | 6.1 | 2959.8361 |  |  |  | n/a |  | #VALUE! |  | #VALUE!
Calpine |  |  |  | 170 | 170 | 0 | 2264.4 |  |  | 13264 |  | 170.7177 |  | 0.8907%
Reliant |  |  |  | 121 | 121 | 0 | 21309.6 |  |  | 140751 |  | 151.3993 |  | 13.28%
Total: |  |  |  | 924.1 |  | 0
Note on C4: JCP: Jurisdictional Separation Study, Table 11-A

## Workpaper Sch E4
TAMPA ELECTRIC COMPANY
System Net Generation and Fuel Cost
Schedule E4
|  | SUMMER | NET |  | AS BURNED | FUEL
|  | CAPACITY | GENERATION | CAPACITY | FUEL | COST
LINE | PLANT/UNIT | (MW) | (MWH) | FACTOR | COST | ¢/ KWH
1 | B.B.#l | 383 | 2176233 | 64.86% | 83989834 | 3.8594
2 | B.B.#2 | 378 | 1930023 | 58.29% | 74288026 | 3.8491
3 | B.B.#3 | 383 | 2464327 | 73.45% | 94098202 | 3.8184
4 | B.B.#4 | 435 | 2795878 | 73.37% | 108872700 | 3.894
5 | PHILLIPS #1 (HVY OIL) | 17 | 820 | 0.5506% | 147974 | 18.0456
6 | PHILLIPS #2 (HVY OIL) | 17 | 830 | 0.5573% | 149203 | 17.9763
7 | POLK #1 GASIFIER | 235 | 1479463 | 71.87% | 66820931 | 4.5166
8 | POLK #1 CT OIL | 215 | 45757 | 2.429% | 13989034 | 30.5724
9 | POLK #2 CT GAS | 149 | 26068 | 1.997% | 3281847 | 12.5896
10 | POLK #2 CT OIL | 159 | 1372 | 0.0985% | 503066 | 36.6666
11 | POLK #3 CT GAS | 149 | 26161 | 2.004% | 3191878 | 12.2009
12 | POLK #3 CT OIL | 164 | 1376 | 0.09578% | 517393 | 37.6012
13 | POLK #4 CT GAS | 149 | 64970 | 4.978% | 8074699 | 12.4284
14 | POLK #5 CT GAS | 149 | 42739 | 3.274% | 5423286 | 12.6893
15 | CITY OF TAMPA GAS | 3 | 956 | 3.638% | 109552 | 11.4594
16 | BAYSIDE #1 | 700 | 3852152 | 62.82% | 275321687 | 7.1472
17 | BAYSIDE #2 | 928 | 4111570 | 50.58% | 295460085 | 7.1861
18 | BAYSIDE #3 | 57 | 6512 | 1.304% | 656266 | 10.0778
19 | BAYSIDE #4 | 57 | 5127 | 1.027% | 529944 | 10.3363
20 | BAYSIDE #5 | 57 | 35714 | 7.153% | 3526793 | 9.8751
21 | BAYSIDE #6 | 57 | 31199 | 6.248% | 3085916 | 9.8911
22 | B.B.C.T.#1 Oil | 10 | 8 | 0.009132% | 4237 | 52.9625
23 | B.B.C.T.#2 Oil | 0 | 0 | 0 | 0 | 0
24 | B.B.C.T.#3 Oil | 0 | 0 | 0 | 300 | 0
25 | B.B.C.T.#4 GAS | 57 | 1860 | 0.3725% | 190931 | 10.2651
26
27
28
29
30
31
32
33
34
35
36
37
38
39
40
41
42
43 | TOTAL |  | 19101115 |  | 1042233784 | 5.4564
|  |  | -19101115 |  | -1042233784
$/MWH
Base Load
| Big Bend Coal |  | 9366461 |  | 361248762 | 38.5683 | 361248.762
| Polk Gasifier |  | 1479463 |  | 66820931 | 45.1657 | 66820.931
| Total Plant |  | 10845924 |  | 428069693 | 39.4683 | 428069.693
Purchases
Total Base Load
Intermediate
| Bayside 1 |  | 3852152 |  | 275321687 | 71.4722 | 275321.687
| Bayside 2 |  | 4111570 |  | 295460085 | 71.8606 | 295460.085
| Total Plant |  | 7963722 |  | 570781772 | 71.6727 | 570781.772
Purchases
Total Intermediate
Peaking
| All CTs |  | 291469 |  | 43382319 | 148.8403 | 43382.319
Purchases
| Total Peaking |  | 291469 |  | 43382319 | 148.8403 | 43382.319
|  |  | 19101115 |  | 1042233784 | 54.564 | 1042233.784
Note on D18: John R. Oxford: Schedule E4, TECO Original Fuel Filing 2008
Note on D19: John R. Oxford: Schedule E4, TECO Original Fuel Filing 2008
Note on D21: John R. Oxford: Schedule E4, TECO Original Fuel Filing 2008
Note on D25: John R. Oxford: Schedule E4, TECO Original Fuel Filing 2008

## Investment
TAMPA ELECTRIC COMPANY
PRODUCTION PLANT COST
FOR THE FORECAST PERIOD ENDING 12/31/09
($000)
|  | Net | Avg of | 13-Mo Avg |  | Tools &
|  | Capability | 12CP | Plant | Coal | Other | Steam | TOTAL | UNIT |  | STA |  | REQ |  | OTHER | FL | FL JURIS DEMAND/ENERGY SPLIT
|  | (MW) * | (MW) | Cost | Handling | Common | Common | COMPANY | SALES | Balance | SALES | Balance | SALES | Balance | SALE | JURIS | Demand | Energy | Total
|  | (1) | (2) | (3) | (4) | (5) | (7) | (8) | (9) | (10) | (11) | (12) | (13) | (14) | (15) | (16) | (17) | (18) | (19)
1 | Steam Production
2 | Big Bend Common | (3): 273754.7607
3 | Coal Handling |  |  | 0 | 0 |  |  | 0 | 0 | 0 | 0 | 0 | 0 | 0 | 0 | 0 | 0 | 0 | 0
4 | Other Common |  |  | 273754.7607 |  | -273754.7607 |  | 0 | 0 | 0 | 0 | 0 | 0 | 0 | 0 | 0 | 0 | 0 | 0
5
6 | Big Bend Unit 1 | 393 |  | 116665.7407 | 0 | 66952.1857 | 784.3333 | 184402.2597 | 0 | 184402.2597 | 0 | 184402.2597 | 6801.1058 | 177601.1539 | 0 | 177601.1539 | 177601.1539 | 0 | 177601.1539
7 | Big Bend Unit 2 | 388 |  | 108986.0111 | 0 | 66100.3767 | 774.3545 | 175860.7423 | 0 | 175860.7423 | 0 | 175860.7423 | 6486.0784 | 169374.6639 | 0 | 169374.6639 | 169374.6639 | 0 | 169374.6639
8 | Big Bend Unit 3 | 393 |  | 172718.4055 | 0 | 66952.1857 | 784.3333 | 240454.9245 | 0 | 240454.9245 | 0 | 240454.9245 | 8868.4346 | 231586.4899 | 0 | 231586.4899 | 231586.4899 | 0 | 231586.4899
9 | Big Bend Unit 4 | 445 |  | 404953.3608 |  | 75810.9991 | 888.1128 | 481652.4727 | 0 | 481652.4727 | 0 | 481652.4727 | 17764.2587 | 463888.214 | 0 | 463888.214 | 463888.214 | 0 | 463888.214
10 | Big Bend Unit 4 FGD |  |  | 202581.3048 |  |  | 0 | 202581.3048 | 0 | 202581.3048 | 0 | 202581.3048 | 7471.5836 | 195109.7212 | 0 | 195109.7212 | 0 | 195109.7212 | 195109.7212
11 | Big Bend Tools |  |  | 2060.9866 |  | -2060.9866 | 0 | 0 |  | 0 | 0 | 0 | 0 | 0 | 0 | 0 | 0 | 0 | 0
12
13 | Total Big Bend | 1619 | 0 | 1281720.57 | 0 | -1.3188e-11 | 3231.1339 | 1284951.7039 | 0 | 1284951.7039 | 0 | 1284951.7039 | 47391.4611 | 1237560.2428 | 0 | 1237560.2428 | 1042450.5216 | 195109.7212 | 1237560.2428
14
15 | New Unit Common |  |  | 63.5444 | 0 | 0 | 0 | 63.5444 | 0 | 63.5444 | 0 | 63.5444 | 2.3436 | 61.2007 | 0 | 61.2007 | 61.2007 | 0 | 61.2007
16 | New Unit Unit 1 | 0 |  | 0 | 0 | 0 | 0 | 0 | 0 | 0 | 0 | 0 | 0 | 0 | 0 | 0 | 0 | 0 | 0
17 | New Unit Unit 2 | 0 |  | 0 | 0 | 0 | 0 | 0 | 0 | 0 | 0 | 0 | 0 | 0 | 0 | 0 | 0 | 0 | 0
18 | New Unit Unit 3 | 0 |  | 0 | 0 | 0 | 0 | 0 | 0 | 0 | 0 | 0 | 0 | 0 | 0 | 0 | 0 | 0 | 0
19 | New Unit Unit 4 | 0 |  | 0 | 0 | 0 | 0 | 0 | 0 | 0 | 0 | 0 | 0 | 0 | 0 | 0 | 0 | 0 | 0
20 | New Unit Unit 5 | 0 |  | 0 | 0 | 0 | 0 | 0 | 0 | 0 | 0 | 0 | 0 | 0 | 0 | 0 | 0 | 0 | 0
21 | New Unit Unit 6 | 0 |  | 0 | 0 | 0 | 0 | 0 | 0 | 0 | 0 | 0 | 0 | 0 | 0 | 0 | 0 | 0 | 0
22 | New Unit Tools |  |  | 0 | 0 | 0 |  | 0 | 0 | 0 | 0 | 0 | 0 | 0 | 0 | 0 | 0 | 0 | 0
23
24 | Total New Unit | 0 | 0 | 63.5444 | 0 | 0 | 0 | 63.5444 | 0 | 63.5444 | 0 | 63.5444 | 2.3436 | 61.2007 | 0 | 61.2007 | 61.2007 | 0 | 61.2007
25
26 | Steam Dismantling |  |  | 0 | 0 | 0 | 0 | 0 | 0 | 0 | 0 | 0 | 0 | 0 | 0 | 0 | 0 | 0 | 0
27 | Steam Common |  |  | 3231.1339 | 0 | 0 | -3231.1339 | 0 | 0 | 0 | 0 | 0 | 0 | 0 | 0 | 0 | 0 | 0 | 0
28
29 | TOTAL STEAM | 1619 | 0 | 1285015.2483 | 0 | -1.3188e-11 | 0 | 1285015.2483 | 0 | 1285015.2483 | 0 | 1285015.2483 | 47393.8047 | 1237621.4436 | 0 | 1237621.4436 | 1042511.7224 | 195109.7212 | 1237621.4436
30
31 | Other Production
32 | Big Bend CT1 | 10 |  | 1754.8375 | 0 | 0 | 0 | 1754.8375 | 0 | 1754.8375 | 0 | 1754.8375 | 64.7217 | 1690.1158 | 0 | 1690.1158 | 1690.1158 | 0 | 1690.1158
33 | Big Bend CT2&3 | 0 |  | 0 | 0 | 0 | 0 | 0 | 0 | 0 | 0 | 0 | 0 | 0 | 0 | 0 | 0 | 0 | 0
34 | Big Bend CT4 | 57 |  | 52630.7388 | 0 | 0 | 0 | 52630.7388 | 0 | 52630.7388 | 0 | 52630.7388 | 1941.1217 | 50689.6171 | 0 | 50689.6171 | 50689.6171 | 0 | 50689.6171
34 | Phillips Station | 34 |  | 60693.5764 | 0 | 0 | 0 | 60693.5764 | 0 | 60693.5764 | 0 | 60693.5764 | 2238.4945 | 58455.082 | 0 | 58455.082 | 58455.082 | 0 | 58455.082
35 | Cty of Tpa Prime Mvrs | 6 |  | 6498.5482 | 0 | 0 | 0 | 6498.5482 | 0 | 6498.5482 | 0 | 6498.5482 | 239.6788 | 6258.8694 | 0 | 6258.8694 | 6258.8694 | 0 | 6258.8694
36
37 | Bayside Unit 1 | 700 |  | 302303.636 | 0 | 0 | 0 | 302303.636 | 0 | 302303.636 | 0 | 302303.636 | 11149.5327 | 291154.1034 | 0 | 291154.1034 | 291154.1034 | 0 | 291154.1034
38 | Bayside Unit 2 | 928 |  | 478242.9996 | 0 | 0 | 0 | 478242.9996 | 0 | 478242.9996 | 0 | 478242.9996 | 17638.5108 | 460604.4888 | 0 | 460604.4888 | 460604.4888 | 0 | 460604.4888
39 | Bayside Unit 3 | 114 |  | 28796.7117 | 0 | 0 | 0 | 28796.7117 | 0 | 28796.7117 | 0 | 28796.7117 | 1062.0775 | 27734.6342 | 0 | 27734.6342 | 27734.6342 | 0 | 27734.6342
40 | Bayside Unit 4 | 0 |  | 0 | 0 | 0 | 0 | 0 | 0 | 0 | 0 | 0 | 0 | 0 | 0 | 0 | 0 | 0 | 0
41 | Bayside Unit 5 | 114 |  | 100386.0091 | 0 | 0 | 0 | 100386.0091 | 0 | 100386.0091 | 0 | 100386.0091 | 3702.4268 | 96683.5822 | 0 | 96683.5822 | 96683.5822 | 0 | 96683.5822
42 | Bayside Common |  |  | 137853.2747 | 0 | 0 | 0 | 137853.2747 | 0 | 137853.2747 | 0 | 137853.2747 | 5084.2908 | 132768.9839 | 0 | 132768.9839 | 132768.9839 | 0 | 132768.9839
43
44 | Polk 1 | 240 |  | 482924.1514 | 0 | 0 | 0 | 482924.1514 | 0 | 482924.1514 | 0 | 482924.1514 | 17811.1606 | 465112.9908 | 0 | 465112.9908 | 204787.7458 | 260325.245 | 465112.9908
45 | Polk 2 | 159 |  | 47469.1225 | 0 | 0 | 0 | 47469.1225 | 0 | 47469.1225 | 0 | 47469.1225 | 1750.7515 | 45718.371 | 0 | 45718.371 | 45718.371 | 0 | 45718.371
46 | Polk 3 | 164 |  | 51302.408 | 0 | 0 | 0 | 51302.408 | 0 | 51302.408 | 0 | 51302.408 | 1892.1303 | 49410.2777 | 0 | 49410.2777 | 49410.2777 | 0 | 49410.2777
47 | Polk 4 | 149 | 0 | 35016.8098 | 0 | 0 | 0 | 35016.8098 | 0 | 35016.8098 | 0 | 35016.8098 | 1291.4865 | 33725.3233 | 0 | 33725.3233 | 33725.3233 | 0 | 33725.3233
48 | Polk 5 | 149 | 0 | 34220.5276 | 0 | 0 | 0 | 34220.5276 | 0 | 34220.5276 | 0 | 34220.5276 | 1262.1181 | 32958.4095 | 0 | 32958.4095 | 32958.4095 | 0 | 32958.4095
49 | Polk Common |  |  | 71975.2532 | 0 | 0 | 0 | 71975.2532 | 0 | 71975.2532 | 0 | 71975.2532 | 2654.5841 | 69320.669 | 0 | 69320.669 | 63181.315 | 6139.354 | 69320.669
50 | TOTAL OTHER | 2824 | 0 | 1892068.6044 | 0 | 0 | 0 | 1892068.6044 | 0 | 1892068.6044 | 0 | 1892068.6044 | 69783.0863 | 1822285.5181 | 0 | 1822285.5181 | 1555820.9191 | 266464.599 | 1822285.5181
51
52 | Total Steam & Other Gen | 4443 | 0 | 3177083.8527 | 0 | -1.3188e-11 | 0 | 3177083.8527 | 0 | 3177083.8527 | 0 | 3177083.8527 | 117176.8911 | 3059906.9617 | 0 | 3059906.9617 | 2598332.6415 | 461574.3202 | 3059906.9617
53
54 | * From TYSP Jan 2008 to Dec 2017 - Schedule 1 - Existing Generating Facilities as of December 31, 2007; Winter Ratings (col 14) for Big Bend & Polk 1; Summer Ratings (col 13) for all other Units/Stations
55
56
57 |  | (8): Total
58 | DEMAND RATIOS | bar: (1) to (7); (9) to (10)
59 |  | (3): CUST; (4): RATIO; (5): TOTAL
60 |  | (3): 12CP MW; (4): CUST / TOTAL; (5): $
61
62 | UNIT SALES | (3): 0; (4): 0%; (5): 0
63 | REQ SALES | (3): 141194.7966; (4): 3.688%; (5): 117176.8911
64 | STATION SALE | (3): 0; (4): 0%; (5): 0
65 | OTHER | (3): 0; (4): 0%; (5): 0
66 | TOTAL WHOLESALE | (3): 141194.7966; (5): 117176.8911
67 | FL JURISDICTIONAL (RETAIL) | (3): 3687100.2223; (4): 96.31%; (5): 3059906.9617
68
69 | TOTAL MW | (3): 3828295.0189; (5): 3177083.8527
70
71 | ENERGY RATIOS | bar: (1) to (7); (9) to (10)
72 |  | (4): MWH; (5): RATIO
73 |  | (3): TOTAL; (4): AT; (5): CUSTOMER /
74 |  | (3): MWH; (4): GENERATOR; (5): TOTAL
75
76 | UNIT SALES | (4): 0; (5): 0%
77 | REQ SALES | (4): 777094.4675; (5): 3.567%
78 | STATION SALE | (4): 0; (5): 0%
79 | OTHER | (4): 0; (5): 0%
80 | TOTAL WHOLESALE | (4): 777094.4675
81 | FL JURISDICTIONAL (INCL NON-SEPAR SALES) | (4): 21787049.2041; (5): 103.7%
82
83 | TOTAL MWH OUTPUT | (1): MWH at Generation (No Resale); (4): 21009954.7366
84
85
86
87
88
89
90
91
92
93
94
95
TAMPA ELECTRIC COMPANY
PRODUCTION PLANT ACCUM RESERVE FOR DEPREC
FOR THE FORECAST PERIOD ENDING 12/31/09
($000)
|  | Net | Avg of | 13-Mo Avg |  | Tools & | [10 empty] | 12 CP & 1/13TH
|  | Capability | 12CP | Plant | Coal | Other | Steam | TOTAL | UNIT |  | STA |  | REQ |  | OTHER | FL | AVG DEMAND STUDY
|  | (MW) * | (MW) | Reserve | Handling | Common | Common | COMPANY | SALES | Balance | SALES | Balance | SALES | Balance | SALE | JURIS | Demand | Energy | Total
|  | (1) | (2) | (3) | (4) | (5) | (7) | (8) | (9) | (10) | (11) | (12) | (13) | (14) | (15) | (16) | (17) | (18) | (19)
1 | Steam Production
2 | Big Bend Common | (3): 76866.9228
3 | Coal Handling |  |  | 0 | 0 |  |  | 0 | 0 | 0 | 0 | 0 | 0 | 0 | 0 | 0 | 0 | 0 | 0
4 | Other Common |  |  | 76866.9228 |  | -76866.9228 |  | 0 | 0 | 0 | 0 | 0 | 0 | 0 | 0 | 0 | 0 | 0 | 0
5
6 | Big Bend Unit 1 | 393 | 0 | 49527.7222 | 0 | 19064.4701 | 1233.8194 | 69826.0116 | 0 | 69826.0116 | 0 | 69826.0116 | 2575.316 | 67250.6956 | 0 | 67250.6956 | 67250.6956 | 0 | 67250.6956
7 | Big Bend Unit 2 | 388 | 0 | 26097.3798 | 0 | 18821.9196 | 1218.1219 | 46137.4213 | 0 | 46137.4213 | 0 | 46137.4213 | 1701.6358 | 44435.7855 | 0 | 44435.7855 | 44435.7855 | 0 | 44435.7855
8 | Big Bend Unit 3 | 393 | 0 | 62053.7376 | 0 | 19064.4701 | 1233.8194 | 82352.027 | 0 | 82352.027 | 0 | 82352.027 | 3037.2993 | 79314.7277 | 0 | 79314.7277 | 79314.7277 | 0 | 79314.7277
9 | Big Bend Unit 4 | 445 | 0 | 191879.2695 |  | 21586.9954 | 1397.0728 | 214863.3377 | 0 | 214863.3377 | 0 | 214863.3377 | 7924.5683 | 206938.7694 | 0 | 206938.7694 | 206938.7694 | 0 | 206938.7694
10 | Big Bend Unit 4 FGD |  |  | 92048.4014 |  |  | 0 | 92048.4014 | 0 | 92048.4014 | 0 | 92048.4014 | 3394.92 | 88653.4814 | 0 | 88653.4814 | 0 | 88653.4814 | 88653.4814
11 | Big Bend Tools Amort. |  |  | 1670.9323 |  | -1670.9323 | 0 | 0 |  | 0 | 0 | 0 | 0 | 0 | 0 | 0 | 0 | 0 | 0
12
13 | Total Big Bend | 1619 | 0 | 500144.3656 | 0 | -5.9117e-12 | 5082.8335 | 505227.1991 | 0 | 505227.1991 | 0 | 505227.1991 | 18633.7394 | 486593.4597 | 0 | 486593.4597 | 397939.9782 | 88653.4814 | 486593.4597
14
15 | New Unit Common |  |  | 1.2307 | 0 | 0 | 0 | 1.2307 | 0 | 1.2307 | 0 | 1.2307 | 0.045389 | 1.1853 | 0 | 1.1853 | 1.1853 | 0 | 1.1853
16 | New Unit Unit 1 | 0 | 0 | 0 | 0 | 0 | 0 | 0 | 0 | 0 | 0 | 0 | 0 | 0 | 0 | 0 | 0 | 0 | 0
17 | New Unit Unit 2 | 0 | 0 | 3 | 0 | 0 | 0 | 3 | 0 | 3 | 0 | 3 | 0.11065 | 2.8894 | 0 | 2.8894 | 2.8894 | 0 | 2.8894
18 | New Unit Unit 3 | 0 | 0 | 0 | 0 | 0 | 0 | 0 | 0 | 0 | 0 | 0 | 0 | 0 | 0 | 0 | 0 | 0 | 0
19 | New Unit Unit 4 | 0 | 0 | -0.3 | 0 | 0 | 0 | -0.3 | 0 | -0.3 | 0 | -0.3 | -0.011065 | -0.28894 | 0 | -0.28894 | -0.28894 | 0 | -0.28894
20 | New Unit Unit 5 | 0 | 0 | -5.8838 | 0 | 0 | 0 | -5.8838 | 0 | -5.8838 | 0 | -5.8838 | -0.217 | -5.6668 | 0 | -5.6668 | -5.6668 | 0 | -5.6668
21 | New Unit Unit 6 | 0 | 0 | 0 | 0 | 0 | 0 | 0 | 0 | 0 | 0 | 0 | 0 | 0 | 0 | 0 | 0 | 0 | 0
22 | New Unit Tools Amort. |  |  | 0 | 0 | 0 |  | 0 | 0 | 0 | 0 | 0 | 0 | 0 | 0 | 0 | 0 | 0 | 0
23
24 | Total New Unit | 0 | 0 | -1.9531 | 0 | 0 | 0 | -1.9531 | 0 | -1.9531 | 0 | -1.9531 | -0.072034 | -1.8811 | 0 | -1.8811 | -1.8811 | 0 | -1.8811
25
26 | Steam Prod Dismantling |  |  | 72234.6491 | 0 | 0 | 0 | 72234.6491 | 0 | 72234.6491 | 0 | 72234.6491 | 2664.1512 | 69570.4979 | 0 | 69570.4979 | 69570.4979 | 0 | 69570.4979
27 | Steam Common |  |  | 5082.8335 | 0 | 0 | -5082.8335 | 0 | 0 | 0 | 0 | 0 | 0 | 0 | 0 | 0 | 0 | 0 | 0
28
29 | TOTAL STEAM | 1619 | 0 | 577459.895 | 0 | -5.9117e-12 | 0 | 577459.895 | 0 | 577459.895 | 0 | 577459.895 | 21297.8185 | 556162.0765 | 0 | 556162.0765 | 467508.5951 | 88653.4814 | 556162.0765
30
31 | Other Production
32 | Big Bend CT1 | 10 | 0 | 1735.9966 | 0 | 0 | 0 | 1735.9966 | 0 | 1735.9966 | 0 | 1735.9966 | 64.0269 | 1671.9698 | 0 | 1671.9698 | 1671.9698 | 0 | 1671.9698
33 | Big Bend CT2&3 | 0 | 0 | 1657.4015 | 0 | 0 | 0 | 1657.4015 | 0 | 1657.4015 | 0 | 1657.4015 | 61.1281 | 1596.2734 | 0 | 1596.2734 | 1596.2734 | 0 | 1596.2734
34 | Big Bend CT4 | 57 | 0 | 1085.5245 | 0 | 0 | 0 | 1085.5245 | 0 | 1085.5245 | 0 | 1085.5245 | 40.0362 | 1045.4883 | 0 | 1045.4883 | 1045.4883 | 0 | 1045.4883
35 | Phillips Station | 34 | 0 | 58616.0911 | 0 | 0 | 0 | 58616.0911 | 0 | 58616.0911 | 0 | 58616.0911 | 2161.8729 | 56454.2183 | 0 | 56454.2183 | 56454.2183 | 0 | 56454.2183
36 | Cty of Tpa Prim Mvrs | 6 | 0 | 2347.2286 | 0 | 0 | 0 | 2347.2286 | 0 | 2347.2286 | 0 | 2347.2286 | 86.5703 | 2260.6583 | 0 | 2260.6583 | 2260.6583 | 0 | 2260.6583
37 |  | (17): 0; (18): 0
38 | Bayside Unit 1 | 700 | 0 | 54423.9279 | 0 | 0 | 0 | 54423.9279 | 0 | 54423.9279 | 0 | 54423.9279 | 2007.2579 | 52416.67 | 0 | 52416.67 | 52416.67 | 0 | 52416.67
39 | Bayside Unit 2 | 928 | 0 | 63728.8964 | 0 | 0 | 0 | 63728.8964 | 0 | 63728.8964 | 0 | 63728.8964 | 2350.4428 | 61378.4535 | 0 | 61378.4535 | 61378.4535 | 0 | 61378.4535
40 | Bayside Unit 3 | 114 | 0 | 1964.8534 | 0 | 0 | 0 | 1964.8534 | 0 | 1964.8534 | 0 | 1964.8534 | 72.4675 | 1892.3859 | 0 | 1892.3859 | 1892.3859 | 0 | 1892.3859
41 | Bayside Unit 4 | 0 | 0 | 0 | 0 | 0 | 0 | 0 | 0 | 0 | 0 | 0 | 0 | 0 | 0 | 0 | 0 | 0 | 0
42 | Bayside Unit 5 | 114 | 0 | 2046.767 | 0 | 0 | 0 | 2046.767 | 0 | 2046.767 | 0 | 2046.767 | 75.4887 | 1971.2783 | 0 | 1971.2783 | 1971.2783 | 0 | 1971.2783
43 | Bayside Common |  |  | 31467.4672 | 0 | 0 | 0 | 31467.4672 | 0 | 31467.4672 | 0 | 31467.4672 | 1160.58 | 30306.8872 | 0 | 30306.8872 | 30306.8872 | 0 | 30306.8872
44 |  | (17): 0; (18): 0
45 | Polk 1 | 240 | 0 | 182543.2558 | 0 | 0 | 0 | 182543.2558 | 0 | 182543.2558 | 0 | 182543.2558 | 6732.5422 | 175810.7136 | 0 | 175810.7136 | 77408.8887 | 98401.8249 | 175810.7136
46 | Polk 2 | 159 | 0 | 16846.1112 | 0 | 0 | 0 | 16846.1112 | 0 | 16846.1112 | 0 | 16846.1112 | 621.3166 | 16224.7946 | 0 | 16224.7946 | 16224.7946 | 0 | 16224.7946
47 | Polk 3 | 164 | 0 | 15908.7994 | 0 | 0 | 0 | 15908.7994 | 0 | 15908.7994 | 0 | 15908.7994 | 586.7468 | 15322.0526 | 0 | 15322.0526 | 15322.0526 | 0 | 15322.0526
48 | Polk 4 | 149 | 0 | 3397.9744 | 0 | 0 | 0 | 3397.9744 | 0 | 3397.9744 | 0 | 3397.9744 | 125.3238 | 3272.6507 | 0 | 3272.6507 | 3272.6507 | 0 | 3272.6507
49 | Polk 5 | 149 | 0 | 3216.2231 | 0 | 0 | 0 | 3216.2231 | 0 | 3216.2231 | 0 | 3216.2231 | 118.6204 | 3097.6027 | 0 | 3097.6027 | 3097.6027 | 0 | 3097.6027
50 | Polk Common |  |  | 23891.951 | 0 | 0 | 0 | 23891.951 | 0 | 23891.951 | 0 | 23891.951 | 881.1806 | 23010.7705 | 0 | 23010.7705 | 20972.8319 | 2037.9386 | 23010.7705
51 |  | (17): 0; (18): 0
52 | Other Prod Dismantling |  |  | 15873.1373 | 0 | 0 | 0 | 15873.1373 | 0 | 15873.1373 | 0 | 15873.1373 | 585.4315 | 15287.7058 | 0 | 15287.7058 | 15287.7058 | 0 | 15287.7058
53
54 | TOTAL OTHER PROD | 2824 | 0 | 480751.6065 | 0 | 0 | 0 | 480751.6065 | 0 | 480751.6065 | 0 | 480751.6065 | 17731.033 | 463020.5735 | 0 | 463020.5735 | 362580.81 | 100439.7635 | 463020.5735
55
56 | Total Steam & Other Gen | 4443 | 0 | 1058211.5015 | 0 | -5.9117e-12 | 0 | 1058211.5015 | 0 | 1058211.5015 | 0 | 1058211.5015 | 39028.8515 | 1019182.65 | 0 | 1019182.65 | 830089.4051 | 189093.2449 | 1019182.65
TAMPA ELECTRIC COMPANY
PRODUCTION PLANT DEPRECIATION EXPENSE
FOR THE FORECAST PERIOD ENDING 12/31/09
($000)
|  | Net | Avg of | 13-Mo Avg |  | Tools & | [10 empty] | 12 CP & 1/13TH
|  | Capability | 12CP | Plant | Coal | Other | Steam | TOTAL | UNIT |  | STA |  | REQ |  | OTHER | FL | AVG DEMAND STUDY
|  | (MW) * | (MW) | Cost | Handling | Common | Common | COMPANY | SALES | Balance | SALES | Balance | SALES | Balance | SALE | JURIS | Demand | Energy | Total
|  | (1) | (2) | (3) | (4) | (5) | (7) | (8) | (9) | (10) | (11) | (12) | (13) | (14) | (15) | (16) | (17) | (18) | (19)
1 | Steam Production
2 | Big Bend Common | (3): 6157.4396
3 | Coal Handling |  |  | 0 | 0 |  |  | 0 | 0 | 0 | 0 | 0 | 0 | 0 | 0 | 0 | 0 | 0 | 0
4 | Other Common |  |  | 6157.4396 |  | -6157.4396 |  | 0 | 0 | 0 | 0 | 0 | 0 | 0 | 0 | 0 | 0 | 0 | 0
5
6 | Big Bend Unit 1 | 393 | 0 | 3378.4411 | 0 | 1566.3361 | 49.5897 | 4994.367 | 0 | 4994.367 | 0 | 4994.367 | 184.2017 | 4810.1652 | 0 | 4810.1652 | 4810.1652 | 0 | 4810.1652
7 | Big Bend Unit 2 | 388 | 0 | 2156.1429 | 0 | 1546.4082 | 48.9588 | 3751.5099 | 0 | 3751.5099 | 0 | 3751.5099 | 138.3628 | 3613.1471 | 0 | 3613.1471 | 3613.1471 | 0 | 3613.1471
8 | Big Bend Unit 3 | 393 | 0 | 2888.0645 | 0 | 1566.3361 | 49.5897 | 4503.9904 | 0 | 4503.9904 | 0 | 4503.9904 | 166.1157 | 4337.8746 | 0 | 4337.8746 | 4337.8746 | 0 | 4337.8746
9 | Big Bend Unit 4 | 445 | 0 | 7940.2951 |  | 1773.5867 | 56.1512 | 9770.033 | 0 | 9770.033 | 0 | 9770.033 | 360.3374 | 9409.6957 | 0 | 9409.6957 | 9409.6957 | 0 | 9409.6957
10 | Big Bend Unit 4 FGD |  |  | 4437.8074 |  |  | 0 | 4437.8074 | 0 | 4437.8074 | 0 | 4437.8074 | 163.6748 | 4274.1326 | 0 | 4274.1326 | 0 | 4274.1326 | 4274.1326
11 | Big Bend Tools Amort. |  |  | 295.2275 |  | -295.2275 | 0 | 0 |  | 0 | 0 | 0 | 0 | 0 | 0 | 0 | 0 | 0 | 0
12
13 | Total Big Bend | 1619 | 0 | 27253.4181 | 0 | 5.1159e-13 | 204.2896 | 27457.7076 | 0 | 27457.7076 | 0 | 27457.7076 | 1012.6924 | 26445.0152 | 0 | 26445.0152 | 22170.8826 | 4274.1326 | 26445.0152
14 |  | (17): 0; (18): 0
15 | New Unit Common |  |  | 0.82044 | 0 | 0 | 0 | 0.82044 | 0 | 0.82044 | 0 | 0.82044 | 0.030259 | 0.79018 | 0 | 0.79018 | 0.79018 | 0 | 0.79018
16 | New Unit Unit 1 | 0 | 0 | 0 | 0 | 0 | 0 | 0 | 0 | 0 | 0 | 0 | 0 | 0 | 0 | 0 | 0 | 0 | 0
17 | New Unit Unit 2 | 0 | 0 | 0 | 0 | 0 | 0 | 0 | 0 | 0 | 0 | 0 | 0 | 0 | 0 | 0 | 0 | 0 | 0
18 | New Unit Unit 3 | 0 | 0 | 0 | 0 | 0 | 0 | 0 | 0 | 0 | 0 | 0 | 0 | 0 | 0 | 0 | 0 | 0 | 0
19 | New Unit Unit 4 | 0 | 0 | 0 | 0 | 0 | 0 | 0 | 0 | 0 | 0 | 0 | 0 | 0 | 0 | 0 | 0 | 0 | 0
20 | New Unit Unit 5 | 0 | 0 | 0 | 0 | 0 | 0 | 0 | 0 | 0 | 0 | 0 | 0 | 0 | 0 | 0 | 0 | 0 | 0
21 | New Unit Unit 6 | 0 | 0 | 0 | 0 | 0 | 0 | 0 | 0 | 0 | 0 | 0 | 0 | 0 | 0 | 0 | 0 | 0 | 0
22 | New Unit Tools Amort. |  |  | 0 | 0 | 0 |  | 0 | 0 | 0 | 0 | 0 | 0 | 0 | 0 | 0 | 0 | 0 | 0
23
24 | Total New Unit | 0 | 0 | 0.82044 | 0 | 0 | 0 | 0.82044 | 0 | 0.82044 | 0 | 0.82044 | 0.030259 | 0.79018 | 0 | 0.79018 | 0.79018 | 0 | 0.79018
25
26 | Steam Prod Dismantling |  |  | 839.452 | 0 | 0 | 0 | 839.452 | 0 | 839.452 | 0 | 839.452 | 30.9606 | 808.4914 | 0 | 808.4914 | 808.4914 | 0 | 808.4914
27 | Steam Common |  |  | 204.2896 | 0 | 0 | -204.2896 | 0 | 0 | 0 | 0 | 0 | 0 | 0 | 0 | 0 | 0 | 0 | 0
28 |  | (17): 0; (18): 0
29 | TOTAL STEAM | 1619 | 0 | 28297.9801 | 0 | 5.1159e-13 | 0 | 28297.9801 | 0 | 28297.9801 | 0 | 28297.9801 | 1043.6833 | 27254.2968 | 0 | 27254.2968 | 22980.1642 | 4274.1326 | 27254.2968
30
31 | Other Production
32 | Big Bend CT1 | 10 | 0 | 0 | 0 | 0 | 0 | 0 | 0 | 0 | 0 | 0 | 0 | 0 | 0 | 0 | 0 | 0 | 0
33 | Big Bend CT2&3 | 0 | 0 | 0 | 0 | 0 | 0 | 0 | 0 | 0 | 0 | 0 | 0 | 0 | 0 | 0 | 0 | 0 | 0
34 | Big Bend CT4 | 57 | 0 | 2134.058 | 0 | 0 | 0 | 2134.058 | 0 | 2134.058 | 0 | 2134.058 | 78.7081 | 2055.3498 | 0 | 2055.3498 | 2055.3498 | 0 | 2055.3498
35 | Phillips Station | 34 | 0 | 1615.5352 | 0 | 0 | 0 | 1615.5352 | 0 | 1615.5352 | 0 | 1615.5352 | 59.584 | 1555.9512 | 0 | 1555.9512 | 1555.9512 | 0 | 1555.9512
36 | Cty of Tpa Prim Mvrs | 6 | 0 | 292.4347 | 0 | 0 | 0 | 292.4347 | 0 | 292.4347 | 0 | 292.4347 | 10.7855 | 281.6491 | 0 | 281.6491 | 281.6491 | 0 | 281.6491
37 |  | (17): 0; (18): 0
38 | Bayside Unit 1 | 700 | 0 | 10659.543 | 0 | 0 | 0 | 10659.543 | 0 | 10659.543 | 0 | 10659.543 | 393.1442 | 10266.3988 | 0 | 10266.3988 | 10266.3988 | 0 | 10266.3988
39 | Bayside Unit 2 | 928 | 0 | 14472.5081 | 0 | 0 | 0 | 14472.5081 | 0 | 14472.5081 | 0 | 14472.5081 | 533.7736 | 13938.7345 | 0 | 13938.7345 | 13938.7345 | 0 | 13938.7345
40 | Bayside Unit 3 | 114 | 0 | 3860.8297 | 0 | 0 | 0 | 3860.8297 | 0 | 3860.8297 | 0 | 3860.8297 | 142.3947 | 3718.4349 | 0 | 3718.4349 | 3718.4349 | 0 | 3718.4349
41 | Bayside Unit 4 | 0 | 0 | 0 | 0 | 0 | 0 | 0 | 0 | 0 | 0 | 0 | 0 | 0 | 0 | 0 | 0 | 0 | 0
42 | Bayside Unit 5 | 114 | 0 | 4136.0353 | 0 | 0 | 0 | 4136.0353 | 0 | 4136.0353 | 0 | 4136.0353 | 152.5448 | 3983.4904 | 0 | 3983.4904 | 3983.4904 | 0 | 3983.4904
43 | Bayside Common |  |  | 3684.1671 | 0 | 0 | 0 | 3684.1671 | 0 | 3684.1671 | 0 | 3684.1671 | 135.8791 | 3548.288 | 0 | 3548.288 | 3548.288 | 0 | 3548.288
44 |  | (17): 0; (18): 0
45 | Polk 1 | 240 | 0 | 18945.5058 | 0 | 0 | 0 | 18945.5058 | 0 | 18945.5058 | 0 | 18945.5058 | 698.7463 | 18246.7596 | 0 | 18246.7596 | 8033.9892 | 10212.7703 | 18246.7596
46 | Polk 2 | 159 | 0 | 2672.9316 | 0 | 0 | 0 | 2672.9316 | 0 | 2672.9316 | 0 | 2672.9316 | 98.5828 | 2574.3488 | 0 | 2574.3488 | 2574.3488 | 0 | 2574.3488
47 | Polk 3 | 164 | 0 | 2466.2723 | 0 | 0 | 0 | 2466.2723 | 0 | 2466.2723 | 0 | 2466.2723 | 90.9608 | 2375.3115 | 0 | 2375.3115 | 2375.3115 | 0 | 2375.3115
48 | Polk 4 | 149 | 0 | 1505.7228 | 0 | 0 | 0 | 1505.7228 | 0 | 1505.7228 | 0 | 1505.7228 | 55.5339 | 1450.1889 | 0 | 1450.1889 | 1450.1889 | 0 | 1450.1889
49 | Polk 5 | 149 | 0 | 1471.4827 | 0 | 0 | 0 | 1471.4827 | 0 | 1471.4827 | 0 | 1471.4827 | 54.2711 | 1417.2116 | 0 | 1417.2116 | 1417.2116 | 0 | 1417.2116
50 | Polk Common |  |  | 1776.3705 | 0 | 0 | 0 | 1776.3705 | 0 | 1776.3705 | 0 | 1776.3705 | 65.5159 | 1710.8546 | 0 | 1710.8546 | 1559.3335 | 151.5211 | 1710.8546
51 |  | (17): 0; (18): 0
52 | Other Prod Dismantling |  |  | 497.534 | 0 | 0 | 0 | 497.534 | 0 | 497.534 | 0 | 497.534 | 18.35 | 479.184 | 0 | 479.184 | 479.184 | 0 | 479.184
53
54 | TOTAL OTHER PROD | 2824 | 0 | 70190.9307 | 0 | 0 | 0 | 70190.9307 | 0 | 70190.9307 | 0 | 70190.9307 | 2588.7749 | 67602.1558 | 0 | 67602.1558 | 57237.8644 | 10364.2914 | 67602.1558
55
56 | Total Steam & Other Gen | 4443 | 0 | 98488.9108 | 0 | 5.1159e-13 | 0 | 98488.9108 | 0 | 98488.9108 | 0 | 98488.9108 | 3632.4582 | 94856.4526 | 0 | 94856.4526 | 80218.0286 | 14638.424 | 94856.4526

## F-8
SCHEDULE F-8 | [6 empty] | ASSUMPTIONS | [9 empty] | Page 1 of 24
FLORIDA PUBLIC SERVICE COMMISSION | [5 empty] | EXPLANATION: | For a projected test year, provide a schedule of assumptions used in developing projected or estimated | [7 empty] | Type of data shown:
[7 empty] | data. As a minimum, state assumptions used for balance sheet, income statement and sales forecast. | [7 empty] | XX | Projected Test Year Ended 12/31/2009
COMPANY: TAMPA ELECTRIC COMPANY | [15 empty] | Projected Prior Year Ended 12/31/2008
Historical Prior Year Ended 12/31/2007
Witness: L.L. Cifuentes / M.J. Hornick/
R.B. Haines/J.S. Chronister/
DOCKET No. 080317-EI | [15 empty] | G.L. Gillette/D.S. Merrill/W.R. Ashburn
1 | [6 empty] | INDEX TO ASSUMPTIONS
2
3 |  |  | 2009 FORECAST / BUDGET | [7 empty] | Page(s)
4 |  | I. | Overview | [7 empty] | 2
5
6 |  | II. | Customer, Demand and Energy Forecast | [7 empty] | 2 - 3
7
8 |  | III. | System Construction Requirements
9 |  |  | 1. Production Plant | [7 empty] | 4
10 |  |  | 2. Transmission and Distribution Plant | [7 empty] | 5 - 8
11 |  |  | 3. General Plant | [7 empty] | 8
12 |  |  | 4. AFUDC rate | [7 empty] | 8
13
14 |  | IV. | System Operations
15 |  |  | 1. System Capacity | [7 empty] | 9
16 |  |  | 2. Planned Maintenance | [7 empty] | 10
17 |  |  | 3. Unit Outage Rates | [7 empty] | 11
18 |  |  | 4. Unit Heat Rates | [7 empty] | 12
19 |  |  | 5. Fuel Prices | [7 empty] | 13
20 |  |  | 6. Interchange | [7 empty] | 14 - 16
21 |  |  | 7. Revenue Budget | [7 empty] | 17 - 18
22 |  |  | 8. Operation and Maintenance Expenses Budget
23 |  |  |  | a. Cost Change Rates | [6 empty] | 19
24 |  |  |  | b. Labor | [6 empty] | 19
25 |  |  |  | c. Material | [6 empty] | 19
26 |  |  |  | d. Contractors | [6 empty] | 19
27 |  |  |  | e. Vehicle Rates | [6 empty] | 19
28
29 |  | V. | Financial Analysis
30 |  |  | 1. Financing / Capital Structure | [7 empty] | 20
31 |  |  | 2. Budgeted Income Statement | [7 empty] | 20 - 21
32 |  |  | 3. Budgeted Balance Sheet | [7 empty] | 21 - 24
33
34
35
36
37
38
39
40
41
42
Supporting Schedules: | [15 empty] | Recap Schedules:
SCHEDULE F-8 | [6 empty] | ASSUMPTIONS | [9 empty] | Page 2 of 24
FLORIDA PUBLIC SERVICE COMMISSION | [5 empty] | EXPLANATION: | For a projected test year, provide a schedule of assumptions used in developing projected or estimated | [7 empty] | Type of data shown:
[7 empty] | data. As a minimum, state assumptions used for balance sheet, income statement and sales forecast. | [7 empty] | XX | Projected Test Year Ended 12/31/2009
COMPANY: TAMPA ELECTRIC COMPANY | [15 empty] | Projected Prior Year Ended 12/31/2008
Historical Prior Year Ended 12/31/2007
Witness: L.L. Cifuentes / M.J. Hornick/
R.B. Haines/J.S. Chronister/
DOCKET No. 080317-EI | [15 empty] | G.L. Gillette/D.S. Merrill/W.R. Ashburn
1 | I. | OVERVIEW
2 |  | MFR Schedule F-8 follows the same general format as MFR Schedule F-5, which provides a brief description of each method or model used in the forecasting
3 |  | process. Schedule F-8 provides the assumptions which were used in the forecasting process described in Schedule F-5.
4
5 | II. | CUSTOMER, DEMAND AND ENERGY FORECAST
6 |  | For the projected test year, 2009, the following assumptions were used in developing Tampa Electric Company's sales forecast. For a detailed description
7 |  | and source of each model variable, refer to Schedule F-7. The customer models interact with the average usage models to arrive at total sales for each class.
8 | [11 empty] | 2009 Data
9 |  | Assumptions of MetrixND Input Variables for Customer Models | [8 empty] | 2009 | Annual | Level
10 | [11 empty] | Change (%) | Change
11 |  | 1) Florida Population (Thousands) | [8 empty] | 19168.9774 | 1.258% | 238.1834
12 |  | 2) Hillsborough County Construction Employment (Thousands) | [8 empty] | 42.5917 | -2.696% | -1.18
13 |  | 3) Hillsborough County Commercial Employment (Thousands) | [8 empty] | 545.9333 | 0.8564% | 4.6358
14 |  | 4) Hillsborough County Manufacturing Employment (Thousands) | [8 empty] | 30.9817 | 0.00807% | 0.0025
15
16 |  | Assumptions of MetrixND Input Variables for Average Use Models
17
18 |  | 5) Billing Cycle-Based Heating Degree Days | [8 empty] | 488 | 0% | 0
19 |  | 6) Billing Cycle-Based Cooling Degree Days | [8 empty] | 3655 | 0% | 0
20 |  | 7) Number of Billing Days in Billing Cycles | [8 empty] | 365.37 | 0.4316% | 1.57
21 |  | 8) Daylight Hours | [8 empty] | 4437 | -0.2473% | -11
22 |  | 9) Real Commercial Price of Electricity Index | [8 empty] | 1.1695 | -0.7005% | -0.00825
23 |  | 10) Real Industrial Price of Electricity Index | [8 empty] | 1.301 | -0.9824% | -0.012908
24 |  | 11) Real Residential Price of Electricity Index | [8 empty] | 1.0544 | 0.1908% | 0.0020083
25 |  | 12) Real Sales to Public Authorities Price of Electricity Index | [8 empty] | 1.1782 | -0.9216% | -0.010958
26 |  | 13) Real Hillsborough County Household Income (Deflated by GDP-Implicit Price Deflator, Dollars per Household) | [8 empty] | 77334.758 | -0.3725% | -289.1691
27 |  | 14) Hillsborough County Persons Per Household | [8 empty] | 2.53 | -0.5242% | -0.013333
28 |  | 15) Residential Cooling Appliance Trend Index | [8 empty] | 451.2182 | -0.6584% | -2.9904
29 |  | 16) Residential Heating Appliance Trend Index | [8 empty] | 120.4921 | -0.08712% | -0.10507
30 |  | 17) Residential Other Appliance Trend Index | [8 empty] | 8832.2892 | 0.8012% | 70.2039
31 |  | 18) Commercial Cooling Appliance Trend Index | [8 empty] | 0.086975 | 0.617% | 0.00053333
32 |  | 19) Commercial Heating Appliance Trend Index | [8 empty] | 0.084925 | -0.07844% | -6.6667e-05
33 |  | 20) Commercial Other Appliance Trend | [8 empty] | 0.95059 | 0.9478% | 0.008925
34 |  | 21) Hillsborough County Commercial Output Per Employee | [8 empty] | 82.2392 | 2.327% | 1.87
35 |  | 22) Hillsborough County Construction Output | [8 empty] | 2818.845 | 0.2963% | 8.3267
36 |  | 23) Hillsborough County Industrial Output Per Employee | [8 empty] | 90.8917 | 3.665% | 3.2133
37 |  | 24) Hillsborough County Industrial Output | [8 empty] | 2815.8808 | 3.677% | 99.8625
38 |  | 25) Industrial Production Index: Manufacturing | [8 empty] | 119.9917 | 2.029% | 2.3858
39 |  | 26) Hillsborough County Governmental Output Per Employee | [8 empty] | 61.05 | 0.3837% | 0.23333
40
41
42
Supporting Schedules: | [15 empty] | Recap Schedules:
SCHEDULE F-8 | [6 empty] | ASSUMPTIONS | [9 empty] | Page 3 of 24
FLORIDA PUBLIC SERVICE COMMISSION | [5 empty] | EXPLANATION: | For a projected test year, provide a schedule of assumptions used in developing projected or estimated | [7 empty] | Type of data shown:
[7 empty] | data. As a minimum, state assumptions used for balance sheet, income statement and sales forecast. | [7 empty] | XX | Projected Test Year Ended 12/31/2009
COMPANY: TAMPA ELECTRIC COMPANY | [15 empty] | Projected Prior Year Ended 12/31/2008
Historical Prior Year Ended 12/31/2007
Witness: L.L. Cifuentes / M.J. Hornick/
R.B. Haines/J.S. Chronister/
DOCKET No. 080317-EI | [15 empty] | G.L. Gillette/D.S. Merrill/W.R. Ashburn
1 | II. | CUSTOMER, DEMAND AND ENERGY FORECAST (continued) | [9 empty] | 2009 Data
2 | [10 empty] | 2009 | Annual | Level
3 |  | Assumptions of MetrixND Input Variables for Peak Demand Models | [9 empty] | Change (%) | Change
4
5 |  | 27) Peak Day Heating Degree Days (based on 65 degrees less 24-hour temperature on the peak day) | [8 empty] | 76 | 0% | 0
6 |  | 28) Peak Day Cooling Degree Days (based on 24-hour temperature on the peak day less 65 degrees) | [8 empty] | 119 | 0% | 0
7 |  | 29) Peak Day Heating Degree Days (based on 50 degrees less temperature at the peak hour) | [8 empty] | 47 | 0% | 0
8 |  | 30) Peak Day Cooling Degree Days (based on temperature at the peak hour less 80 degrees) | [8 empty] | 61 | 0% | 0
9 |  | 31) Non-phosphate Net Energy for Load Trend (MWH/customer), 12-month moving average | [8 empty] | 2.5133 | 1.208% | 0.03
10
11 |  | Assumptions for Escalation Rates
12
13 |  | 32) Non-Production Escalation Rate: Consumer Price Index, All Urban Consumers, All Items | [8 empty] | 2.1%
14 |  | 33) Production Escalation Rate: Blend of 2 Handy Whitman Indices, South Atlantic Region | [8 empty] | 3.6%
15
16
17
18
19
20
21
22
23
24
25
26
27
28
29
30
31
32
33
34
35
36
37
38
39
40
41
42
Supporting Schedules: | [15 empty] | Recap Schedules:
SCHEDULE F-8 | [6 empty] | ASSUMPTIONS | [9 empty] | Page 4 of 24
FLORIDA PUBLIC SERVICE COMMISSION | [5 empty] | EXPLANATION: | For a projected test year, provide a schedule of assumptions used in developing projected or estimated | [7 empty] | Type of data shown:
[7 empty] | data. As a minimum, state assumptions used for balance sheet, income statement and sales forecast. | [7 empty] | XX | Projected Test Year Ended 12/31/2009
COMPANY: TAMPA ELECTRIC COMPANY | [15 empty] | Projected Prior Year Ended 12/31/2008
Historical Prior Year Ended 12/31/2007
Witness: L.L. Cifuentes / M.J. Hornick/
R.B. Haines/J.S. Chronister/
DOCKET No. 080317-EI | [15 empty] | G.L. Gillette/D.S. Merrill/W.R. Ashburn
1 | III. | SYSTEM CONSTRUCTION REQUIREMENTS
2 |  | 1. | PRODUCTION PLANT EXPANSION |  |  |  | Production plant expansion is required to meet the needs of Tampa Electric's growing customer base cost-effectively while maintaining
3 | [6 empty] | system reliability and environmental requirements. The major projects associated with the plan are listed below:
4
5 | [6 empty] | Major Projects
6
7 | [6 empty] | 2009 Generation Expansion Aero-Derivative CT's
8
9 | [6 empty] | Tampa Electric is in the process of adding five aero-derivative combustion turbines to its generating fleet. The aero-derivatives will be Pratt &
10 | [6 empty] | Whitney FT8 Swiftpac engines, which are derived from the JT8D Turbo fan aero engine used on the Boeing 727, the McDonnell Douglas DC-9
11 | [6 empty] | and the MD-80. The Swiftpac engines are 57MW each; three will provide quick start capability (cold start to full power in under ten minutes)
12 | [6 empty] | and two will be configured for black start (the ability to start independent of an energized interconnection to the grid) with high availability.
13 | [6 empty] | Two of the Swiftpac engines will be installed in May of 2009 at the Bayside Power Station and the remaining three units will be installed in
14 | [6 empty] | September of 2009, one at the Big Bend Power Station and two more at the Bayside Power Station.
15
16 | [6 empty] | General Generation Plant Facilities
17
18 | [6 empty] | General Plant Facilities plans reflect the need to support company activities that serve growing customer requirements. The plan includes
19 | [6 empty] | necessary major improvements and replacements at the Big Bend Power stations to ensure the production of reliable and cost effective energy
20 | [6 empty] | that meets environmental requirements. Big Bend station has a 132 day outage on Big Bend unit 2 to install an Selective Catalytic Reduction
21 | [6 empty] | (SCR) technology for NOx control in accordance with the consent final judgment and consent decree. A rewind of the unit 2 generator and
22 | [6 empty] | replacement of various boiler components. Big Bend unit 4 will have a 56 day outage to replace the condenser tube bundle, the deaerator and
23 | [6 empty] | various boiler components. The outage will also add a condenser ball cleaning system and remove a high pressure turbine restriction currently
24 | [6 empty] | limiting the unit by 25 MW.
25
26 | [6 empty] | The plan includes the addition of rail delivery and unloading facilities at the Big Bend Power station for the delivery of coal. The rail delivery facilities
27 | [6 empty] | would provide bimodal fuel transportation to the plant. The facilities would support unit trains in excess of 100 cars and could supply up to 50% of
28 | [6 empty] | the station's fuel requirements. The rail facilities are expected to be completed in November 2009.
29
30
31
32
33
34
35
36
37
38
39
40
41
42
Supporting Schedules: | [15 empty] | Recap Schedules:
SCHEDULE F-8 | [6 empty] | ASSUMPTIONS | [9 empty] | Page 5 of 24
FLORIDA PUBLIC SERVICE COMMISSION | [5 empty] | EXPLANATION: | For a projected test year, provide a schedule of assumptions used in developing projected or estimated | [7 empty] | Type of data shown:
[7 empty] | data. As a minimum, state assumptions used for balance sheet, income statement and sales forecast. | [7 empty] | XX | Projected Test Year Ended 12/31/2009
COMPANY: TAMPA ELECTRIC COMPANY | [15 empty] | Projected Prior Year Ended 12/31/2008
Historical Prior Year Ended 12/31/2007
Witness: L.L. Cifuentes / M.J. Hornick/
R.B. Haines/J.S. Chronister/
DOCKET No. 080317-EI | [15 empty] | G.L. Gillette/D.S. Merrill/W.R. Ashburn
1 |  | 2. | TRANSMISSION AND DISTRIBUTION EXPANSION |  |  |  | The Energy Delivery (ED) expansion plan reflects the need to serve growing customer requirements while maintaining system integrity and reliability.
2 | [6 empty] | Information for these expansion plans were developed by the Energy Delivery System Planning, Operations, Distribution, Transmission and
3 | [6 empty] | Substation Engineering Departments. The following major projects are included in the plan:
4
5 | [6 empty] | 2009 Projects
6
7 | [6 empty] | Energy Management System (EMS) Upgrade
8 | [6 empty] | Upgrade to the Energy Management Systems that manage and control real-time transmission and distribution functions and the control rooms at the
9 | [6 empty] | Energy Control Center. It includes the addition of a fully redundant and NERC compliant disaster recovery facility plus other NERC cyber security
10 | [6 empty] | requirements, the hardware and software used for automated generation control, supervisory control and data acquisition, and advanced applications
11 | [6 empty] | used to operate TEC's transmission network.
12
13 | [6 empty] | Transmission Line Construction
14
15 | [6 empty] | There are three 230 kV line construction projects underway in 2009: Pebbledale to Willow Oak, Willow Oak to Davis and Lake Agnes to Gifford.
16 | [6 empty] | These projects include the construction of approximately 50 miles of 230 kV line.
17
18 | [6 empty] | Pebbledale to Willow Oak
19
20 | [6 empty] | The Pebbledale to Willow Oak project includes the construction of approximately 10 miles of 230 kV circuit from Pebbledale Substation to the Willow
21 | [6 empty] | Oak site located on the south side of SR 60 near the intersection of SR 60 and Coronet Road. At the Willow Oak Substation site, construction includes
22 | [6 empty] | a 230 kV ring bus, a 69 kV ring bus and the installation of a 224 MVA, 230/69 kV transformer. The 69 kV circuit 66603 will be looped into Willow
23 | [6 empty] | Oak along with a new circuit 66428 to Plant City via Coronet tap. The in service date for this project is December 2009.
24
25 | [6 empty] | Willow Oak to Davis
26
27 | [6 empty] | In 2007, the Florida Public Service Commission (FPSC) approved a Petition of Need for the Willow Oak to Davis 230 kV line. This line is being
28 | [6 empty] | constructed in two phases: Davis to Wheeler Road 230 kV circuit including the Wheeler 230/69 kV transformer , Davis Substation and Willow Oak
29 | [6 empty] | to Wheeler Road 230 kV circuit. This project is being permitted under the Transmission Line Siting Act (TLSA). The two projects individually and
30 | [6 empty] | in combination enhance system reliability, increase power transfer capability, and meet the local load requirements by serving existing and future
31 | [6 empty] | distribution substations east of I-75 and north of S.R. 60 in Hillsborough County while minimizing cost to customers.
32
33 | [6 empty] | The first phase of this project, Davis to Wheeler Road, consists of constructing the new Davis 230 kV Substation adjacent to the existing River
34 | [6 empty] | Substation and 12 miles of a single circuit 230 kV line to a new 230/69 kV substation at the existing Wheeler Road 69 kV Substation site. A 336
35 | [6 empty] | MVA, 230/69 kV transformer will be installed at the existing Wheeler Road Substation. In addition, a 230 kV circuit will be built from the new
36 | [6 empty] | Davis Road Substation to the existing River Substation. The in service date for this project is June 2010. In 2008 the route study/analysis, TLSA
37 | [6 empty] | application, and route certification of the Davis to Wheeler Road project is underway.
38
39 | [6 empty] | The second phase of this project consists of constructing approximately 17 miles of a single circuit 230 kV line from the Wheeler Road Substation
40 | [6 empty] | to the Willow Oak Substation in Polk County. This will complete a 230 kV circuit from Pebbledale to Davis Substations when it goes into service
41
42
Supporting Schedules: | [15 empty] | Recap Schedules:
SCHEDULE F-8 | [6 empty] | ASSUMPTIONS | [9 empty] | Page 6 of 24
FLORIDA PUBLIC SERVICE COMMISSION | [5 empty] | EXPLANATION: | For a projected test year, provide a schedule of assumptions used in developing projected or estimated | [7 empty] | Type of data shown:
[7 empty] | data. As a minimum, state assumptions used for balance sheet, income statement and sales forecast. | [7 empty] | XX | Projected Test Year Ended 12/31/2009
COMPANY: TAMPA ELECTRIC COMPANY | [15 empty] | Projected Prior Year Ended 12/31/2008
Historical Prior Year Ended 12/31/2007
Witness: L.L. Cifuentes / M.J. Hornick/
R.B. Haines/J.S. Chronister/
DOCKET No. 080317-EI | [15 empty] | G.L. Gillette/D.S. Merrill/W.R. Ashburn
1 |  | 2. | TRANSMISSION AND DISTRIBUTION EXPANSION |  |  |  | Lake Agnes to Gifford
2 |  |  | (continued) |  |  |  | The Lake Agnes to Gifford, which is a joint transmission line with Florida Power Corporation d.b.a Progress Energy Florida, is being permitted
3 | [6 empty] | under the TLSA also. This project includes installing 3000 Amp equipment at Lake Agnes Substation, relocating existing circuit 230612 to a new
4 | [6 empty] | terminal position, upgrading some existing equipment to 3000 Amps, and installing new circuit 230630 before the in service date of summer 2011.
5 | [6 empty] | In addition, TEC will build approximately 11 miles of new transmission line from Lake Agnes Substation to the TEC/PEF service area boundary.
6
7 | [6 empty] | Progress Energy Florida (PEF) will install new 3000 Amp equipment at their planned Gifford Substation and build approximately 17.0 miles of new
8 | [6 empty] | transmission line from Gifford Substation to the TEC/PEF service area boundary. In 2008, work to complete Lake Agnes-Gifford TLSA corridor
9 | [6 empty] | certification is underway, including costs for System Planning, Project Management, Community Affairs, public outreach, the route study,
10 | [6 empty] | preparation and filing of the TLSA, and consultant fees.
11
12 | [6 empty] | Substation and Switching Station Projects:
13
14 | [6 empty] | Two new 230/69 kV substations and two new 69 kV switching stations are being constructed. Three existing substations are being upgraded and
15 | [6 empty] | a 69 kV capacitor bank is being installed in an existing substation. These projects include a total of approximately 18 miles of transmission or
16 | [6 empty] | distribution construction or rebuild.
17
18 | [6 empty] | Gannon 230/69kV Substation:
19 | [6 empty] | At Gannon 230kV Substation, install one 230kV circuit breaker, one supervisory controlled switch and 5 miles of 69 kV circuit. Demolish and
20 | [6 empty] | rebuild Gannon 69kV Substation as an 8 breaker ring bus and install a new 230/69kV, 336MVA autotransformer.
21
22 | [6 empty] | Willow Oak 230/69kV Substation:
23 | [6 empty] | At the Willow Oak Substation site, construction includes a 230 kV ring bus, a 69 kV ring bus and the installation of a 224 MVA, 230/69 kV
24 | [6 empty] | transformer.
25
26 | [6 empty] | Whitehurst 69kV Switching Station:
27 | [6 empty] | Construct a 3 breaker, 69kV ring bus switching station to accommodate 3 transmission circuits and a future single transformer distribution station.
28
29 | [6 empty] | Wilderness 69kV Switching Station:
30 | [6 empty] | Construct a 6 breaker, 69kV ring bus switching station to accommodate 3 existing transmission circuits; a new circuit to Mansfield Substation
31 | [6 empty] | and two 69/13kv transformers.
32
33 | [6 empty] | Gulf City Transformer Upgrade to 37 MVA and 1-13kV Circuit
34 | [6 empty] | Replace the existing 12.5 MVA transformer with a 28 MVA transformer and construct a 3rd 13kV circuit at Gulf City Substation.
35
36 | [6 empty] | Boy scout 2nd TX & 2-13kV Circuits –
37 | [6 empty] | Install a 2nd 37 MVA 138/13kV TX on the East side of Boy scout Substation. Construct one new Boy scout 13 kV Circuit.
38
39 | [6 empty] | Meadow Park 2nd TX & 2-13kV Circuits –
40 | [6 empty] | Install a 2nd 28 MVA 69/13kV TX on the West side of Meadow Park Substation. Construct two new Meadow Park 13kV circuits.
41
42
Supporting Schedules: | [15 empty] | Recap Schedules:
SCHEDULE F-8 | [6 empty] | ASSUMPTIONS | [9 empty] | Page 7 of 24
FLORIDA PUBLIC SERVICE COMMISSION | [5 empty] | EXPLANATION: | For a projected test year, provide a schedule of assumptions used in developing projected or estimated | [7 empty] | Type of data shown:
[7 empty] | data. As a minimum, state assumptions used for balance sheet, income statement and sales forecast. | [7 empty] | XX | Projected Test Year Ended 12/31/2009
COMPANY: TAMPA ELECTRIC COMPANY | [15 empty] | Projected Prior Year Ended 12/31/2008
Historical Prior Year Ended 12/31/2007
Witness: L.L. Cifuentes / M.J. Hornick/
R.B. Haines/J.S. Chronister/
DOCKET No. 080317-EI | [15 empty] | G.L. Gillette/D.S. Merrill/W.R. Ashburn
1 |  | 2. | TRANSMISSION AND DISTRIBUTION EXPANSION |  |  |  | Saint Cloud 69kV Cap Bank:
2 |  |  | (continued) |  |  |  | Install a 36.0 MVAR cap bank and 69kV circuit switcher at Saint Cloud Substation. The capacitor bank rack will accommodate expansion to 57.6
3 | [6 empty] | MVAR.
4
5 | [6 empty] | Miller Mac 1-13kV Circuit
6 | [6 empty] | Construct a 4th 13 kV circuit at Miller Mac Substation.
7
8 | [6 empty] | Trout Creek 4th 13kV Circuit
9 | [6 empty] | Construct a 4th 13kV circuit at Trout Creek Substation.
10
11 | [6 empty] | Harbour Island 4th 13-kV Circuit
12 | [6 empty] | Construct a 4th 13kV circuit at Harbour Island Substation.
13
14 | [6 empty] | Cross Creek 2nd 13kV Circuit
15 | [6 empty] | Construct a 2nd 13-kV circuit at Cross Creek Substation.
16
17 | [6 empty] | Cypress 13447Y / 13452Y L/T - extend 13447Y to Courtney Campbell
18 | [6 empty] | Extend Cypress 13447Y North along Memorial Highway to Courtney Campbell Causeway.
19
20 | [6 empty] | 2009 Road Projects
21
22 | [6 empty] | Van Dyke Road – (Whirley Rd. to Tobacco Rd.) Relocate approximately 2 miles of transmission and distribution.
23
24 | [6 empty] | Lutz Lake Fern Phase 3 – (Blvd. of Roses to Dale Mabry) Relocate approximately 3 miles of distribution.
25
26 | [6 empty] | SR 574 MLK – (Highview to Parsons) Relocate approximately 1 mile of distribution.
27 | [6 empty] | Bell Shoals – (Bloomingdale to Boyette) Relocate approximately 2 miles of transmission and distribution circuits.
28
29 | [6 empty] | Pauls Drive – (Brandon Blvd. to Brandon Pkwy) Convert approximately 1 mile of overhead distribution feeder to underground.
30
31 | [6 empty] | I-4 & Crosstown Connector Project – Relocate approximately 1 mile of multiple overhead transmission and distribution lines.
32
33 | [6 empty] | 22nd St. – (Club to Fletcher) Convert approximately 1 mile of overhead distribution to underground.
34 | [6 empty] | Cargo Road - Install 1 mile of underground distribution duct system for new road.
35
36 | [6 empty] | Jobs Likely to extend from 2008 to 2009
37
38 | [6 empty] | Bruce B. Downs – (Phase 1) Project is approximately 3.5 miles. Relocate multiple transmission and distribution feeder facilities.
39
40 | [6 empty] | Race Track Road – (Hillsborough to Douglas) Relocate approximately 1 mile of overhead distribution.
41 | [6 empty] | CR 655 Berkley Road - Relocate approximately 4 miles of overhead distribution and transmission facilities.
42
Supporting Schedules: | [15 empty] | Recap Schedules:
SCHEDULE F-8 | [6 empty] | ASSUMPTIONS | [9 empty] | Page 8 of 24
FLORIDA PUBLIC SERVICE COMMISSION | [5 empty] | EXPLANATION: | For a projected test year, provide a schedule of assumptions used in developing projected or estimated | [7 empty] | Type of data shown:
[7 empty] | data. As a minimum, state assumptions used for balance sheet, income statement and sales forecast. | [7 empty] | XX | Projected Test Year Ended 12/31/2009
COMPANY: TAMPA ELECTRIC COMPANY | [15 empty] | Projected Prior Year Ended 12/31/2008
Historical Prior Year Ended 12/31/2007
Witness: L.L. Cifuentes / M.J. Hornick/
R.B. Haines/J.S. Chronister/
DOCKET No. 080317-EI | [15 empty] | G.L. Gillette/D.S. Merrill/W.R. Ashburn
1 |  | 2. | TRANSMISSION AND DISTRIBUTION EXPANSION
2 |  |  | (continued) |  |  |  | Lutz Lake Phase 2 - Relocate .3 miles of overhead distribution.
3
4 |  | 3. | GENERAL PLANT FACILITY PLANS |  |  |  | General Plant Facilities plans reflect the need to support company activities that serve growing Customer
5 | [6 empty] | requirements. There are no major projects in this category. Activities related to General Plant are those
6 | [6 empty] | replacements and upgrades required to take advantage of improved technologies and equipment that is available.
7
8 |  | 4. | AFUDC RATE |  |  |  | The AFUDC rate used is the rate that was approved by FPSC. The rate is in this schedule in Section V. 2. b.
9
10
11
12
13
14
15
16
17
18
19
20
21
22
23
24
25
26
27
28
29
30
31
32
33
34
35
36
37
38
39
40
41
42
Supporting Schedules: | [15 empty] | Recap Schedules:
SCHEDULE F-8 | [6 empty] | ASSUMPTIONS | [9 empty] | Page 9 of 24
FLORIDA PUBLIC SERVICE COMMISSION | [5 empty] | EXPLANATION: | For a projected test year, provide a schedule of assumptions used in developing projected or estimated | [7 empty] | Type of data shown:
[7 empty] | data. As a minimum, state assumptions used for balance sheet, income statement and sales forecast. | [7 empty] | XX | Projected Test Year Ended 12/31/2009
COMPANY: TAMPA ELECTRIC COMPANY | [15 empty] | Projected Prior Year Ended 12/31/2008
Historical Prior Year Ended 12/31/2007
Witness: L.L. Cifuentes / M.J. Hornick/
R.B. Haines/J.S. Chronister/
DOCKET No. 080317-EI | [15 empty] | G.L. Gillette/D.S. Merrill/W.R. Ashburn
1 | IV. | SYSTEM OPERATIONS
2 |  | 1. | NET SYSTEM CAPACITY
3
4 |  |  |  |  | Summer | Winter |  | Supporting Basis for Assumptions
5 |  | Units |  |  | MW | MW
6 |  | Bayside |  | 1 | 700 | 791 |  | The unit capabilities for Tampa Electric are developed by the Operations Planning department in
7 |  |  |  | 2 | 928 | 1046 |  | conjunction with each operating station. All ratings are maximum net dependable capability. Summer
8 |  |  |  | 3 | 57 | 62 |  | ratings are effective April 1 to November 30. Winter ratings are effective from December 1 to March 31.
9 |  |  |  | 4 | 57 | 62
10 |  |  |  | 5 | 57 | 62 |  | Bayside 5 & 6 are new CTs with a commercial in-service date of 5/09
11 |  |  |  | 6 | 57 | 62 |  | Bayside 3, 4 and Big Bend CT4 are new CTs with a commercial in-service date of 10/09
12 |  |  |  | Total | 1856 | 2085
13
14 |  | Big Bend |  | 1 | 383 | 393 |  | Big Bend CT1 will be retired in 5/09
15 |  |  |  | 2 | 378 | 388 |  | Big Bend CT2 will be retired in 10/08
16 |  |  |  | 3 | 383 | 393 |  | Big Bend CT3 will be retired in 10/08
17 |  |  |  | 4 | 435 | 445
18 |  |  |  | CT1 | 10 | 11
19 |  |  |  | CT2 | 0 | 0
20 |  |  |  | CT3 | 0 | 0
21 |  |  |  | CT4 | 57 | 62
22 |  |  |  | Total | 1646 | 1692
23
24 |  | Partnership |  | 1 | 3 | 3
25 |  |  |  | 2 | 3 | 3
26 |  |  |  | Total | 6 | 6
27
28 |  | Phillips |  | 1 | 17 | 18
29 |  |  |  | 2 | 17 | 18
30 |  |  |  | Total | 34 | 36
31
32 |  | Polk |  | 1 | 235 | 240
33 |  |  |  | 2 | 159 | 184
34 |  |  |  | 3 | 164 | 184
35 |  |  |  | 4 | 149 | 184
36 |  |  |  | 5 | 149 | 184
37 |  |  |  | Total | 856 | 976
38
39 |  | Grand Total |  |  | 4398 | 4795
40
41
42
Supporting Schedules: | [15 empty] | Recap Schedules:
SCHEDULE F-8 | [6 empty] | ASSUMPTIONS | [9 empty] | Page 10 of 24
FLORIDA PUBLIC SERVICE COMMISSION | [5 empty] | EXPLANATION: | For a projected test year, provide a schedule of assumptions used in developing projected or estimated | [7 empty] | Type of data shown:
[7 empty] | data. As a minimum, state assumptions used for balance sheet, income statement and sales forecast. | [7 empty] | XX | Projected Test Year Ended 12/31/2009
COMPANY: TAMPA ELECTRIC COMPANY | [15 empty] | Projected Prior Year Ended 12/31/2008
Historical Prior Year Ended 12/31/2007
Witness: L.L. Cifuentes / M.J. Hornick/
R.B. Haines/J.S. Chronister/
DOCKET No. 080317-EI | [15 empty] | G.L. Gillette/D.S. Merrill/W.R. Ashburn
1 |  | 2. | PLANNED UNIT MAINTENANCE
2
3 | [6 empty] | Outage |  | Supporting Basis for Assumptions
4 |  | Units |  |  | Start Date | End Date | Weeks
5 |  | Bayside |  | 1 | 2009-03-21 | 2009-03-27 | 1 |  | The planned outage schedule for Tampa Electric is developed by the Operations Planning department in
6 |  |  |  | 1 | 2009-10-17 | 2009-10-23 | 1 |  | conjunction with each operating station. Scheduling of planned outages is developed based on unit
7 |  |  |  | 2 | 2009-03-08 | 2009-03-14 | 1 |  | and system requirements.
8 |  |  |  | 2 | 2009-10-31 | 2009-11-06 | 1
9 | [8 empty] | Big Bend 2 planned outage includes the addition of a SCR.
10 |  | Big Bend |  | 1 | 2009-11-28 | 2009-12-31 | 5
11 |  |  |  | 2 | 2009-01-01 | 2009-04-08 | 14 |  | Units not listed have no planned maintenance scheduled in 2009.
12 |  |  |  | 2 | 2009-11-30 | 2009-12-20 | 3 |  | All planned outages are based on 2009 MOP Rev. 9 dated 4/1/2008
13 |  |  |  | 3 | 2009-10-03 | 2009-10-16 | 2
14 |  |  |  | 4 | 2009-04-04 | 2009-05-29 | 8
15
16 |  | Phillips |  | 1 | 2009-02-01 | 2009-03-07 | 5
17 |  |  |  | 2 | 2009-11-13 | 2009-11-15 | 1
18
19 |  | Polk |  | 1 | 2009-02-01 | 2009-03-07 | 5
20 |  |  |  | 1 | 2009-11-08 | 2009-11-12 | 1
21 |  |  |  | 2 | 2009-11-13 | 2009-11-15 | 1
22 |  |  |  | 3 | 2009-11-15 | 2009-11-17 | 1
23 |  |  |  | 4 | 2009-03-21 | 2009-03-27 | 1
24 |  |  |  | 4 | 2009-11-17 | 2009-11-19 | 1
25 |  |  |  | 5 | 2009-03-28 | 2009-04-03 | 1
26 |  |  |  | 5 | 2009-11-19 | 2009-11-21 | 1
27
28
29
30
31
32
33
34
35
36
37
38
39
40
41
42
Supporting Schedules: | [15 empty] | Recap Schedules:
SCHEDULE F-8 | [6 empty] | ASSUMPTIONS | [9 empty] | Page 11 of 24
FLORIDA PUBLIC SERVICE COMMISSION | [5 empty] | EXPLANATION: | For a projected test year, provide a schedule of assumptions used in developing projected or estimated | [7 empty] | Type of data shown:
[7 empty] | data. As a minimum, state assumptions used for balance sheet, income statement and sales forecast. | [7 empty] | XX | Projected Test Year Ended 12/31/2009
COMPANY: TAMPA ELECTRIC COMPANY | [15 empty] | Projected Prior Year Ended 12/31/2008
Historical Prior Year Ended 12/31/2007
Witness: L.L. Cifuentes / M.J. Hornick/
R.B. Haines/J.S. Chronister/
DOCKET No. 080317-EI | [15 empty] | G.L. Gillette/D.S. Merrill/W.R. Ashburn
1 |  | 3. | UNIT OUTAGE RATES
2
3 |  |  |  |  | Equivalent |  | Equivalent |  |  | Supporting Basis for Assumptions
4 |  |  |  |  | Forced | Maintenance | Unplanned
5 |  |  |  |  | Outage | Outage | Outage |  |  | Outage rates for Tampa Electric are developed by the Operations Planning department in conjunction
6 |  | Units |  |  | Rate | Rate | Rate |  |  | with each operating station utilizing historical data and expected unit operations.
7 |  | Bayside |  | 1 | 1.4 | 4 | 5.3
8 |  |  |  | 2 | 1.4 | 3.6 | 4.9 |  |  | Rates are based on NERC definitions and are not additive. PROMOD model rates vary slightly.
9 |  |  |  | 3-6 | 4.9 | 1 | 5.8
10
11 |  | Big Bend |  | 1 | 24.3 | 3.6 | 26.7
12 |  |  |  | 2 | 12 | 2.3 | 13.9
13 |  |  |  | 3 | 19.5 | 3.6 | 22.2
14 |  |  |  | 4 | 11.1 | 1.4 | 12.2
15 |  |  |  | CT1 | 32.9 | 3.6 | 34.6
16 |  |  |  | CT4 | 4.9 | 1 | 5.8
17
18 |  | Partnership |  | 1&2 | 7 | 0 | 7
19
20 |  | Phillips |  | 1 | 2.2 | 14.9 | 16.6
21 |  |  |  | 2 | 2.1 | 14.9 | 16.4
22
23 |  | Polk |  | 1 | 9.3 | 4.8 | 13.4
24 |  |  |  | 2 | 0.7 | 0.6 | 1.3
25 |  |  |  | 3 | 0.7 | 0.6 | 1.3
26 |  |  |  | 4 | 0.7 | 0.6 | 1.3
27 |  |  |  | 5 | 0.7 | 0.6 | 1.3
28
29
30
31
32
33
34
35
36
37
38
39
40
41
42
Supporting Schedules: | [15 empty] | Recap Schedules:
SCHEDULE F-8 | [6 empty] | ASSUMPTIONS | [9 empty] | Page 12 of 24
FLORIDA PUBLIC SERVICE COMMISSION | [5 empty] | EXPLANATION: | For a projected test year, provide a schedule of assumptions used in developing projected or estimated | [7 empty] | Type of data shown:
[7 empty] | data. As a minimum, state assumptions used for balance sheet, income statement and sales forecast. | [7 empty] | XX | Projected Test Year Ended 12/31/2009
COMPANY: TAMPA ELECTRIC COMPANY | [15 empty] | Projected Prior Year Ended 12/31/2008
Historical Prior Year Ended 12/31/2007
Witness: L.L. Cifuentes / M.J. Hornick/
R.B. Haines/J.S. Chronister/
DOCKET No. 080317-EI | [15 empty] | G.L. Gillette/D.S. Merrill/W.R. Ashburn
1 |  | 4. | UNIT NET HEAT RATES
2
3 |  |  |  |  | Unit | ANOHR |  |  |  | Supporting Basis for Assumptions
4 |  | Units |  |  | Type | (Btu/KWh)
5 |  | Bayside |  | 1&2 | CC | 7384 |  |  |  | Units were grouped by station and similar unit types
6 |  |  |  | 3-6 | CT | 10562 |  |  |  | * Big Bend CT1 and Polk 2-5 have low service hours
7
8 |  | Big Bend |  | 1-4 | ST | 10690 |  |  |  | CC = Combined Cycle
9 |  |  |  | CT1 | CT | 20672 | * |  |  | CT = Combustion Turbine
10 |  |  |  | CT4 | CT | 10562 |  |  |  | ST = Steam Turbine (Coal fired)
11 | [9 empty] | IC = Internal Combustion Engines
12 |  | Partnership |  | 1&2 | IC | 10457 |  |  |  | IGCC = Integrated Gasification Combined Cycle
13
14 |  | Phillips |  | 1&2 | IC | 9745
15
16 |  | Polk |  | 1 | IGCC | 10514
17 |  |  |  | 2-5 | CT | 12989 | *
18
19
20
21
22
23
24
25
26
27
28
29
30
31
32
33
34
35
36
37
38
39
40
41
42
Supporting Schedules: | [15 empty] | Recap Schedules:
SCHEDULE F-8 | [6 empty] | ASSUMPTIONS | [9 empty] | Page 13 of 24
FLORIDA PUBLIC SERVICE COMMISSION | [5 empty] | EXPLANATION: | For a projected test year, provide a schedule of assumptions used in developing projected or estimated | [7 empty] | Type of data shown:
[7 empty] | data. As a minimum, state assumptions used for balance sheet, income statement and sales forecast. | [7 empty] | XX | Projected Test Year Ended 12/31/2009
COMPANY: TAMPA ELECTRIC COMPANY | [15 empty] | Projected Prior Year Ended 12/31/2008
Historical Prior Year Ended 12/31/2007
Witness: L.L. Cifuentes / M.J. Hornick/
R.B. Haines/J.S. Chronister/
DOCKET No. 080317-EI | [15 empty] | G.L. Gillette/D.S. Merrill/W.R. Ashburn
1 |  | 5. | FUEL PRICES
2
3 |  |  |  | FUEL PRICES |  | Average |  |  |  | Supporting Basis for Assumptions
4 | [5 empty] | Price Consumed
5 |  |  |  | Coal |  | 76.4653 | per ton |  |  | Future fuel prices are provided by the Fuels Department based on a review of current contracts, various
6 |  |  |  | No. 6 Oil |  | 87.9048 | per bbl |  |  | industry publications, and contracts with existing suppliers. This information was input into the production
7 |  |  |  | No. 2 Oil |  | 118.2265 | per bbl |  |  | cost model, and the values at left represent the output average system cost per unit of fuel.
8 |  |  |  | Natural gas |  | 8.9009 | per MCF
9
10
11
12
13
14
15
16
17
18
19
20
21
22
23
24
25
26
27
28
29
30
31
32
33
34
35
36
37
38
39
40
41
42
Supporting Schedules: | [15 empty] | Recap Schedules:
SCHEDULE F-8 | [6 empty] | ASSUMPTIONS | [9 empty] | Page 14 of 24
FLORIDA PUBLIC SERVICE COMMISSION | [5 empty] | EXPLANATION: | For a projected test year, provide a schedule of assumptions used in developing projected or estimated | [7 empty] | Type of data shown:
[7 empty] | data. As a minimum, state assumptions used for balance sheet, income statement and sales forecast. | [7 empty] | XX | Projected Test Year Ended 12/31/2009
COMPANY: TAMPA ELECTRIC COMPANY | [15 empty] | Projected Prior Year Ended 12/31/2008
Historical Prior Year Ended 12/31/2007
Witness: L.L. Cifuentes / M.J. Hornick/
R.B. Haines/J.S. Chronister/
DOCKET No. 080317-EI | [15 empty] | G.L. Gillette/D.S. Merrill/W.R. Ashburn
1 |  | 6. | INTERCHANGE |  |  |  | Supporting Basis for Assumptions
2 |  | a | Hardee CC/2A & Hardee 2B Purchase |  |  |  | Tampa Electric purchases up to 370 MW of power from Invenergy's Hardee Power Station. The station consists of a 220 MW combine cycle unit
3 | [6 empty] | and two 75 MW combustion turbines. The primary fuel is natural gas and the station has light oil backup. The contract ends after December 31,
4 |  |  | MWH |  | 184708 |  | 2012.
5 |  |  | Fuel Cost ($000) |  | 17324.2
6 |  |  | O&M Cost ($000) |  | 2128.2
7 |  |  | Capacity Charge ($000) |  | 20532
8 |  |  | Total Cost ($000) |  | 39984.4
9
10 |  | b | Cogeneration Purchase |  |  |  | TEC will purchase 1035 GWH of firm and as-available energy from cogenerators based on TEC's production cost model forecast. The firm
11 | [6 empty] | contract fuel is based on the lesser of system incremental or average fuel cost. The as-available contract's fuel is based on system incremental
12 |  |  | MWH |  | 1035064 |  | fuel costs. The O&M payment is $2.19/MWH. The capacity charges on the firm cogenerators are based on the individual contracts. There is no
13 |  |  | Fuel Cost ($000) |  | 53314.2 |  | capacity charge on as-available cogeneration.
14 |  |  | O&M Cost ($000) |  | 2263.1
15 |  |  | Capacity Charge ($000) |  | 27238.8
16 |  |  | SO2 Payment ($000) |  | 1086.8
17 |  |  | Total Cost ($000) |  | 83902.9
18
19 |  | c | PASCO Cogen Purchase |  |  |  | Tampa Electric purchases 121 MW of combined cycle power at a guaranteed heat rate. The purchase is based on natural gas but has light oil as a
20 | [6 empty] | backup fuel. The contract begins January 1, 2009 and ends after December 31, 2018.
21 |  |  | MWH |  | 141049
22 |  |  | Fuel Cost ($000) |  | 10585.7
23 |  |  | O&M Cost ($000) |  | 528.9
24 |  |  | Capacity Charge ($000) |  | 8450.6
25 |  |  | Startup Cost ($000) |  | 100.5
26 |  |  | Transmission Cost ($000) |  | 1588.5
27 |  |  | Total Cost ($000) |  | 21254.3
28
29 |  | d | Calpine Purchase |  |  |  | Tampa Electric purchases 170 MW of peaking power at a guaranteed heat rate. The purchase is based on natural gas fuel pricing. The contract
30 | [6 empty] | ends after April 30, 2011.
31 |  |  | MWH |  | 5732
32 |  |  | Fuel Cost ($000) |  | 699.4
33 |  |  | O&M Cost ($000) |  | 9.3
34 |  |  | Capacity Charge ($000) |  | 7058.4
35 |  |  | Startup Cost ($000) |  | 46.4
36 |  |  | Total Cost ($000) |  | 7813.4
37
38
39
40
41
42
Supporting Schedules: | [15 empty] | Recap Schedules:
SCHEDULE F-8 | [6 empty] | ASSUMPTIONS | [9 empty] | Page 15 of 24
FLORIDA PUBLIC SERVICE COMMISSION | [5 empty] | EXPLANATION: | For a projected test year, provide a schedule of assumptions used in developing projected or estimated | [7 empty] | Type of data shown:
[7 empty] | data. As a minimum, state assumptions used for balance sheet, income statement and sales forecast. | [7 empty] | XX | Projected Test Year Ended 12/31/2009
COMPANY: TAMPA ELECTRIC COMPANY | [15 empty] | Projected Prior Year Ended 12/31/2008
Historical Prior Year Ended 12/31/2007
Witness: L.L. Cifuentes / M.J. Hornick/
R.B. Haines/J.S. Chronister/
DOCKET No. 080317-EI | [15 empty] | G.L. Gillette/D.S. Merrill/W.R. Ashburn
1 |  | 6. | INTERCHANGE (Continued) |  |  |  | Supporting Basis for Assumptions
2 |  | e | Reliant Vandolah Purchase |  |  |  | Tampa Electric purchases 158 MW of peaking power at a guaranteed heat rate. The purchase is based on natural gas but has light oil as a
3 | [6 empty] | backup. The contract ends after May 31, 2012.
4 |  |  | MWH |  | 63984
5 |  |  | Fuel Cost ($000) |  | 6639
6 |  |  | O&M Cost ($000) |  | 85.1
7 |  |  | Capacity Charge ($000) |  | 7925.3
8 |  |  | Startup Cost ($000) |  | 752
9 |  |  | Transmission Cost ($000) |  | 2261.9
10 |  |  | Total Cost ($000) |  | 17663.3
11
12 |  | f | Economy; Non-Firm "J" Market Based Purchase |  |  |  | Economy purchases are forecasted by representing peninsular Florida's spot power market through an hourly price profile. This market profile is
13 | [6 empty] | based on 1) historical trends, 2) detailed fuel commodity price forecast, 3) available generating resources and 4) associated system energy
14 |  |  | MWH |  | 1480092 |  | requirements for other utilities throughout the state. The TEC production cost model compares the hourly "market" price with the TEC energy
15 |  |  | Transaction Cost ($000) |  | 102983.1 |  | needed and transacts when the price is favorable. Minimum savings for any purchase is set at $3/MWH. Transaction fuel savings are split 50/50
16 | [6 empty] | between the buyer and seller.
17
18 |  | g | JA Emergency Purchase |  |  |  | This interchange represents the expected unserved energy (EUE) on the TEC system as estimated by production cost modeling; the amount of
19 | [6 empty] | energy that may not be served by available Tampa Electric resources. PROMOD is the software currently employed by TEC and uses a
20 |  |  | MWH |  | 207 |  | probabilistic simulation based on unit availabilities, capacity, and system demand. The projected cost of the emergency energy is based on
21 |  |  | Fuel Cost ($000) |  | 17.9 |  | historical trends and is escalated using TEC fuel forecasts and available resources from throughout peninsular Florida.
22 |  |  | Transaction Cost ($000) |  | 17.9
23
24 |  | h | Optional Provision |  |  |  | The amount of optional provision expected to be purchased by TEC is determined by a system reliability analysis. The maximum amount of
25 | [6 empty] | capacity that can be interrupted is based on the load forecast and is input into the Production Cost Model (PROMOD). During hours of
26 |  |  | MWH |  | 410 |  | capacity deficiency the interruptible load is first utilized to reduce total system requirements before emergency energy is purchased for the firm
27 |  |  | Fuel Cost ($000) |  | 35.4 |  | customers. The cost of optional provision energy is assumed to be the same as the emergency purchase.
28 |  |  | Transaction Cost ($000) |  | 35.4
29
30 |  | i | Schedule D Sales |  |  |  | Tampa Electric will sell energy to Seminole Electric Cooperative on an interruptible basis. The sale has a 65% projected capacity factor based on
31 | [6 empty] | recent historic usage. The fuel is based on system incremental fuel cost. The O&M charge is 10% of fuel cost. The capacity charge is $6.12 per
32 |  |  | MWH |  | 18055 |  | kw for capacity and $1.482 per kW for transmission. The contract has a three-year notice for termination and Tampa Electric projects the sale will
33 |  |  | Fuel Cost ($000) |  | 1048.1 |  | end after December 31, 2012.
34 |  |  | O&M Cost ($000) |  | 9.8
35 |  |  | Capacity Charge ($000) |  | 13
36 |  |  | Total Revenue ($000) |  | 1070.9
37
38
39
40
41
42
Supporting Schedules: | [15 empty] | Recap Schedules:
SCHEDULE F-8 | [6 empty] | ASSUMPTIONS | [9 empty] | Page 16 of 24
FLORIDA PUBLIC SERVICE COMMISSION | [5 empty] | EXPLANATION: | For a projected test year, provide a schedule of assumptions used in developing projected or estimated | [7 empty] | Type of data shown:
[7 empty] | data. As a minimum, state assumptions used for balance sheet, income statement and sales forecast. | [7 empty] | XX | Projected Test Year Ended 12/31/2009
COMPANY: TAMPA ELECTRIC COMPANY | [15 empty] | Projected Prior Year Ended 12/31/2008
Historical Prior Year Ended 12/31/2007
Witness: L.L. Cifuentes / M.J. Hornick/
R.B. Haines/J.S. Chronister/
DOCKET No. 080317-EI | [15 empty] | G.L. Gillette/D.S. Merrill/W.R. Ashburn
1 |  | 6. | INTERCHANGE (Continued) |  |  |  | Supporting Basis for Assumptions
2 |  | j | Economy; Non-Firm Market Based Sales |  |  |  | Economy sales are forecasted by representing peninsular Florida's spot power market through an hourly price profile. This market profile is based
3 | [6 empty] | on 1) historical trends, 2) detailed fuel commodity price forecast, 3) available generating resources and 4) associated system energy
4 |  |  | MWH |  | 178454 |  | requirements for other utilities throughout the state. The TEC production cost model compares the hourly "market" price with the TEC energy
5 |  |  | Fuel Cost ($000) |  | 7941.5 |  | available and transacts when the price is favorable, and bidders would be expected to strike on the differential. The minimum savings for any sale
6 |  |  | O&M Cost ($000) |  | 662.1 |  | is set at $11 / MWH. Transaction fuel savings are split 50/50 between the buyer and seller.
7 |  |  | Transmission Rev ($000) |  | 226.1
8 |  |  | Ancil Rev ($000) |  | 41
9 |  |  | Capacity Charge ($000) |  | 267.2
10 |  |  | Total Revenue ($000) |  | 9137.9
11
12 |  | k | Partial Requirement Sales |  |  |  | Wauchula | Tampa Electric sells partial requirements, load following energy and capacity to the City of Wauchula, Florida. Demand for this contract
13 | [7 empty] | peaks at approximately 15 MW and is projected to have about a 50% load factor. Capacity is $9.42 per kW demand per month, non-fuel
14 |  |  | SEBRING/FPC (MWH) |  | 375300 |  |  | energy is $5.54 per MWH and fuel is system average. The contract ends after December 31, 2013.
15 |  |  | WAUCHULA (MWH) |  | 70500
16 |  |  | STCLOUD (MWH) |  | 70400 |  | St. Cloud | Tampa Electric sells partial requirements of 15 MWs of capacity to the City of St. Cloud, Florida. Capacity is $9.42 per kW demand per
17 |  |  | REEDY CREEK (MWH) |  | 268200 |  |  | month, non-fuel energy is $5.54 per MWH and fuel is system average. Based on recent history usage, St. Cloud utilizes the capacity at
18 | [7 empty] | about a 40% utilization factor. The contract ends after December 31, 2012.
19 |  |  | SEBRING/FPC (MW) |  | 71.4
20 |  |  | WAUCHULA (MW) |  | 16.2 |  | Progress | Tampa Electric sells partial requirements of 70 MWs of capacity to the Progress Energy Florida. Capacity is $9.42 per kW demand per
21 |  |  | STCLOUD (MW) |  | 15.3 |  | Energy FL. | month, non-fuel energy is $5.54 per MWH and fuel is system average. Based on recent history usage, Progress Energy Florida utilizes
22 |  |  | REEDY CREEK (MW) |  | 40.8 |  |  | the capacity at about a 40% utilization factor. The contract ends after February 28, 2011.
23
24 | [6 empty] | Reedy Creek | Tampa Electric sells partial requirements of up to 75 MWs of capacity to the Progress Energy Florida. Capacity is $9.42 per kW demand
25 | [6 empty] | Improve Dist. | per month, non-fuel energy is $5.54 per MWH and fuel is system average. Reedy Creek has projected to take 50, 50, 25 and 5 MWs of
26 | [7 empty] | monthly demand in 2009, 2010, 2011 and 2012, respectively. Based on the contract and recent history, Tampa Electric projects Reedy
27 | [7 empty] | Creek to take 80% of the projected demand and to utilize the capacity at a 75% utilization factor. The contract ends after May 31, 2017.
28
29
30
31
32
33
34
35
36
37
38
39
40
41
42
Supporting Schedules: | [15 empty] | Recap Schedules:
SCHEDULE F-8 | [6 empty] | ASSUMPTIONS | [9 empty] | Page 17 of 24
FLORIDA PUBLIC SERVICE COMMISSION | [5 empty] | EXPLANATION: | For a projected test year, provide a schedule of assumptions used in developing projected or estimated | [7 empty] | Type of data shown:
[7 empty] | data. As a minimum, state assumptions used for balance sheet, income statement and sales forecast. | [7 empty] | XX | Projected Test Year Ended 12/31/2009
COMPANY: TAMPA ELECTRIC COMPANY | [15 empty] | Projected Prior Year Ended 12/31/2008
Historical Prior Year Ended 12/31/2007
Witness: L.L. Cifuentes / M.J. Hornick/
R.B. Haines/J.S. Chronister/
DOCKET No. 080317-EI | [15 empty] | G.L. Gillette/D.S. Merrill/W.R. Ashburn
1 |  | 7. | 2009 REVENUE BUDGET
2 |  |  | Assumptions | [8 empty] | Supporting Basis for Assumptions
3
4 |  |  | 1. Operating Revenue
5
6 |  |  | a. Base Revenues
7 |  |  |  | (1) The assumptions used in developing MWH sales are in Mrs. Cifuentes 2009 Customer, | [7 empty] | Supports KWh forecast.
8 |  |  |  | Demand and Energy Forecast, Section II., pages 2 through 3 of this Schedule.
9
10 |  |  |  | (2) See MFR Schedule E-15 for discussion of the conversion of MWH sales to rate classes. | [7 empty] | Presents proper allocation to rate classes.
11
12 |  |  | b. Fuel Revenues
13 |  |  |  | (1) Assumes budgeted forecast for 2009. | [7 empty] | Assumes the existing Fuel and Purchased Power Cost Recovery Clause will remain
14 | [11 empty] | in effect.
15 |  |  | c. Capacity Revenues
16 |  |  |  | (1) Assumes budgeted forecast for 2009. | [7 empty] | Assumes the existing Capacity Cost Recovery Clause will remain in effect.
17
18 |  |  | d. Environmental Revenues
19 |  |  |  | (1) Assumes budgeted forecast for 2009. | [7 empty] | Assumes the existing Environmental Cost Recovery Clause will remain in effect.
20
21 |  |  | e. Conservation Revenues
22 |  |  |  | (1) Assumes budgeted forecast for 2009. | [7 empty] | Assumes the existing Conservation Cost Recovery Clause will remain in effect.
23
24 |  |  | f. Optional Provision Revenues
25 |  |  |  | (1) Assumes there will be requests from some Interruptible Customers to purchase power | [7 empty] | Optional Provision Energy is forecasted using the PROMOD production costing
26 |  |  |  | during times of generation deficiency rather than curtail usage. | [7 empty] | computer program.
27
28 |  |  | g. Gross Receipts Tax Revenues | [8 empty] | As per State of Florida Statute.
29
30 |  |  | h. Franchise Revenues
31 |  |  |  | (1) The percentage of Franchise Revenues to Base, Fuel, Capacity, Environmental, Conservation, | [7 empty] | Assumes no changes in Franchise agreements.
32 |  |  |  | and Optional Provision Revenue in 2007 will apply to 2009.
33
34
35
36
37
38
39
40
41
42
Supporting Schedules: | [15 empty] | Recap Schedules:
SCHEDULE F-8 | [6 empty] | ASSUMPTIONS | [9 empty] | Page 18 of 24
FLORIDA PUBLIC SERVICE COMMISSION | [5 empty] | EXPLANATION: | For a projected test year, provide a schedule of assumptions used in developing projected or estimated | [7 empty] | Type of data shown:
[7 empty] | data. As a minimum, state assumptions used for balance sheet, income statement and sales forecast. | [7 empty] | XX | Projected Test Year Ended 12/31/2009
COMPANY: TAMPA ELECTRIC COMPANY | [15 empty] | Projected Prior Year Ended 12/31/2008
Historical Prior Year Ended 12/31/2007
Witness: L.L. Cifuentes / M.J. Hornick/
R.B. Haines/J.S. Chronister/
DOCKET No. 080317-EI | [15 empty] | G.L. Gillette/D.S. Merrill/W.R. Ashburn
1 |  | 7. | 2009 REVENUE BUDGET (continued)
2 |  |  | Assumptions | [8 empty] | Supporting Basis for Assumptions
3
4 |  |  | 2. Deferred Fuel Revenue
5
6 |  |  | a. | Deferred fuel revenue will reflect the amount by which estimated fuel cost recovered through
7 |  |  |  | fuel rates is greater than actual fuel costs.
8
9 |  |  | b. | Interest is accrued at 5%. | [7 empty] | See Financing Section V.1. of this schedule.
10
11 |  |  | 3. Unbilled Revenues
12
13 |  |  | a. | The projection is based on the net change in unbilled revenues betweeen December 31, 2008 | [7 empty] | All generation, less line losses and company use, will either be recorded as billed
14 |  |  |  | and December 31, 2009. | [7 empty] | or unbilled revenues.
15
16 |  |  | 4. Other Operating Revenues
17
18 |  |  | a. | The 2009 projection for other operating revenues assumes an overall increase of 1.7% for | [7 empty] | Miscellaneous Service Revenues -- Bill Copy Fees, Late Pay Fees, Turn-on charges,
19 |  |  |  | miscellaneous service revenues, rent from electric property and other electric revenues combined. | [7 empty] | and Returned Check Fees are budgeted by Billing Data Management based on previous
20 | [11 empty] | history and customer growth projections from Load Forecasting. Reconnect Fees,
21 | [11 empty] | Tampering Fees, and Field Credit Fees are budgeted by Field Services based on
22 | [11 empty] | previous history and planned deployment of department recourses. Temporary Poles
23 | [11 empty] | are budgeted by ED Business Planning based on actual trends.
24
25 | [11 empty] | Rent from electric property consist primarily of rent for pole attachments and Metro
26 | [11 empty] | Link. Rental revenue from pole attachments and metro link are based on known
27 | [11 empty] | contracts.
28
29 | [11 empty] | Other electric revenues consist primarily of point to point transmission, wheeling,
30 | [11 empty] | gypsum and sulphuric acid revenues. Point to point transmission revenue assumption
31 | [11 empty] | was based on existing contracts and expected activities in the current year. Wheeling
32 | [11 empty] | revenue was based on prior years actuals multiplied by the CPI and the projected
33 | [11 empty] | Capacity Rate and Short Term Power Rate. Gypsum and sulphuric acid revenues were
34 | [11 empty] | primarily based on estimated production of plant (from PROMOD) and current market
35 | [11 empty] | conditions and/or contract agreements.
36
37
38
39
40
41
42
Supporting Schedules: | [15 empty] | Recap Schedules:
SCHEDULE F-8 | [6 empty] | ASSUMPTIONS | [9 empty] | Page 19 of 24
FLORIDA PUBLIC SERVICE COMMISSION | [5 empty] | EXPLANATION: | For a projected test year, provide a schedule of assumptions used in developing projected or estimated | [7 empty] | Type of data shown:
[7 empty] | data. As a minimum, state assumptions used for balance sheet, income statement and sales forecast. | [7 empty] | XX | Projected Test Year Ended 12/31/2009
COMPANY: TAMPA ELECTRIC COMPANY | [15 empty] | Projected Prior Year Ended 12/31/2008
Historical Prior Year Ended 12/31/2007
Witness: L.L. Cifuentes / M.J. Hornick/
R.B. Haines/J.S. Chronister/
DOCKET No. 080317-EI | [15 empty] | G.L. Gillette/D.S. Merrill/W.R. Ashburn
1 |  | 8. | OPERATION and MAINTENANCE EXPENSES |  |  |  | Supporting Basis for Assumptions
2 |  |  | A. | COST CHANGE RATES
3 |  |  | a. | General Inflation Rate |  |  | 2009 forecasted CPI-U rate of 2.1% per Moody's Economy.com (December 2007 release)
4
5 |  |  | b. | Labor |  |  | 2009 salary and wage increases are based on the following guidelines:
6
7 | [6 empty] | Supervisory payroll – 4.0% | [6 empty] | Managerial recommendation
8
9 | [6 empty] | Operating payroll - 3.5% January through March of 2009 and 3.85% for April | [6 empty] | IBEW and OPEIU contract
10 | [6 empty] | through December 2009 (IBEW), 3.85% for OPEIU for all of 2009
11
12 | [6 empty] | Office payroll – 4.0% for all of 2009 for all office employees, non-covered, | [6 empty] | Managerial recommendation
13 | [6 empty] | non-exempt
14
15 | [6 empty] | Success sharing - 5.0%. In general employees can earn additional base | [6 empty] | Managerial recommendation
16 | [6 empty] | wages in a lump sum pay out based on the company successfully meeting all
17 | [6 empty] | of its goals for 2009.
18
19 | [6 empty] | Promotions and merit adjustments follow normal historical patterns | [6 empty] | Consistent with historical performance
20 | [6 empty] | budgeted.
21
22 | [6 empty] | All positions that are budgeted for 2009 will be filled with qualified employees | [6 empty] | Consistent with historical performance
23 | [6 empty] | at rates and in the time frame that they were budgeted.
24
25 |  |  | c. | Material |  |  | The 2.1% CPI-U general inflation rate and the 2009 forecasted Handy-Whitman Index rate (production costs) of 3.6% per Moody's Economy.com
26 | [6 empty] | (February 2008 release) were utilized when specific information for 2009 material cost changes were not available. When they exist contract
27 | [6 empty] | data were used.
28
29 |  |  | d. | Contractors |  |  | The 2.1% CPI-U general inflation rate was utilized when specific information on 2009 contractor costs changes was not available.
30
31 |  |  | e. | Vehicle Rates
32 |  |  |  | a. Light Vehicles |  | $5.33/hour | The 2009 vehicle charge out rates are calculated based on Fleet Services detailed budget for all vehicles costs to
33 |  |  |  | b. Medium Vehicles |  | $9.46/hour | purchase, operate and maintain each type of vehicle. These costs are then divided by the budgeted vehicle
34 |  |  |  | c. Heavy Vehicles |  | $22.65/hour | utilization for the Energy Delivery, Customer Service and Facilities to determine the monthly cost for the
35 | [6 empty] | budget and to compute the hourly rate.
36
37
38
39
40
41
42 |  |  | * See Schedule C-8 for explanations of changes in expenses from projected Prior Year Ended 2008 to Projected Test Year Ended 2009.
Supporting Schedules: | [15 empty] | Recap Schedules:
SCHEDULE F-8 | [6 empty] | ASSUMPTIONS | [9 empty] | Page 20 of 24
FLORIDA PUBLIC SERVICE COMMISSION | [5 empty] | EXPLANATION: | For a projected test year, provide a schedule of assumptions used in developing projected or estimated | [7 empty] | Type of data shown:
[7 empty] | data. As a minimum, state assumptions used for balance sheet, income statement and sales forecast. | [7 empty] | XX | Projected Test Year Ended 12/31/2009
COMPANY: TAMPA ELECTRIC COMPANY | [15 empty] | Projected Prior Year Ended 12/31/2008
Historical Prior Year Ended 12/31/2007
Witness: L.L. Cifuentes / M.J. Hornick/
R.B. Haines/J.S. Chronister/
DOCKET No. 080317-EI | [15 empty] | G.L. Gillette/D.S. Merrill/W.R. Ashburn
1 | V. | FINANCIAL ANALYSIS |  |  |  |  | Supporting Basis for Assumptions
2 |  | 1. | Financial / Capital Structure
3 |  |  | a. | Capital Structure Objectives:
4 |  |  |  | Total Debt |  | 44.7%
5 |  |  |  | Common Equity |  | 55.3% | The 2009 test year equity ratio is projected to be 55.3% on a jurisdictional adjusted basis including off balance sheet debt obligations for purchased
6 | [6 empty] | power agreements..
7
8 |  | 2. | Budgeted Income Statements
9 |  |  | a. | Unbilled Revenues |  |  | The projection is based on the net change in unbilled revenues betweeen December 31, 2008
10 | [6 empty] | and December 31, 2009.
11
12 |  |  | b. | Allowance for Funds Used During Construction |  |  | Assumed AFUDC rate of 7.79% applied to eligible projects.
13
14 | [6 empty] | Commission practices for determining AFUDC rates. The 7.79% rate was approved by the Commission in Order No. PSC-95-1229-FOF-EI,
15 | [6 empty] | Docket No. 950621-EI, effective January 1, 1995.
16
17 |  |  | c. | Depreciation and amortization |  |  | Depreciation and amortization expense is computed by applying the rates in the last depreciation study approved by the FPSC to the budgeted
18 | [6 empty] | average monthly plant-in-service balances on an account/subaccount level in the same manner that actual depreciation and amortization expense
19 | [6 empty] | is computed.
20 |  |  | d. | Taxes - Other than Income Taxes
21
22 |  |  |  | 1. Regulatory Assessment Fee |  |  | Assumes no rate changes from current .072% and no change in fee base – operating revenue less sales for resale.
23
24 |  |  |  | 2. Property Tax |  |  | Assumes a 4% annual increase in property assessment (tax base) from 2007 actual assessment. Assumes increases in net plant per plant &
25 | [6 empty] | depreciation budget.
26 |  |  |  | 3. Gross Receipts Tax |  |  | Assumes no rate change from current 2.5% and no change in tax base – retail sales of electrical energy.
27
28 |  |  |  | 4. Franchise Fee |  |  | Assumes no new franchise fee agreements and no change in existing agreements bases or rates.
29
30 |  |  |  | 5. Miscellaneous other taxes |  |  | Assumes no significant change from prior years for tax rates on state & federal excise, use tax on company, use electric energy, licenses, etc..
31
32 |  |  |  | 6. Payroll Taxes |  |  | Assumptions
33 | [7 empty] | 1. The 2009 Labor budget and Success Sharing budgets were used for total gross wages.
34 | [7 empty] | 2. For the purposes of the calculation of the State and Federal Unemployment taxes, the total employee count was based on
35 | [7 empty] | the active employee population as of 02/28/08 excluding Coops/BCE's.
36 | [7 empty] | 3. Under current tax law the employer portion for FICA are the following:
37 | [7 empty] | OASDI 6.2%, and MEDICARE 1.45%
38 | [7 empty] | The 2009 budgeted FICA tax calculation was based on the current rates.
39 | [7 empty] | 4. The percentage of FICA taxable wages for 2009 was based on 2007 historical data.
40
41
42
Supporting Schedules: | [15 empty] | Recap Schedules:
SCHEDULE F-8 | [6 empty] | ASSUMPTIONS | [9 empty] | Page 21 of 24
FLORIDA PUBLIC SERVICE COMMISSION | [5 empty] | EXPLANATION: | For a projected test year, provide a schedule of assumptions used in developing projected or estimated | [7 empty] | Type of data shown:
[7 empty] | data. As a minimum, state assumptions used for balance sheet, income statement and sales forecast. | [7 empty] | XX | Projected Test Year Ended 12/31/2009
COMPANY: TAMPA ELECTRIC COMPANY | [15 empty] | Projected Prior Year Ended 12/31/2008
Historical Prior Year Ended 12/31/2007
Witness: L.L. Cifuentes / M.J. Hornick/
R.B. Haines/J.S. Chronister/
DOCKET No. 080317-EI | [15 empty] | G.L. Gillette/D.S. Merrill/W.R. Ashburn
1 |  | 2. | Budgeted Income Statements (continued) |  |  |  | Supporting Basis for Assumptions
2
3 |  |  | e. | Income Taxes
4
5 |  |  |  | 1. Income taxes are computed at statutory rates adjusted for permanent differences.
6
7 |  |  |  | 2. Full interperiod tax allocation was followed.
8
9 |  |  |  | 3. Amortization of investment tax credit using an average plant life of 53.5 years.
10
11 |  | 3. | Balance Sheet Assumptions - Assets |  |  |  | Supporting basis for assumptions
12 |  |  | a. | Electric Plant |  |  | The Capital Budget is the source of plant-in-service, property held for future use and construction work in progress additions, cost of removal and
13 | [6 empty] | salvage. Retirements of plant-in-service are based on the five year average for the year ended 2006, except steam and other production
14 | [6 empty] | retirements are based on budgeted in service additions and amortizable plant retirements are based on the recovery schedule and the in service
15 | [6 empty] | additions.
16
17 | [6 empty] | Past performance is the basis for plant retirements that cannot be discretely determined.
18
19 |  |  | b. | Cash |  |  | Assumed cash balances are set to meet liquidity needs.
20
21 |  |  | c. | Customer Receivables |  |  | Assumed the last three year average ratio (2006 & 2007 actual and 2008 budget) of monthly revenues billed compared to accounts receivable
22 | [6 empty] | balances. This ratio is applied to the 2009 monthly revenue budget.
23
24 | [6 empty] | Based on historical trends.
25
26 |  |  | d. | Associated Companies Receivables |  |  | Assumes a 1 month balance. Billings to associated companies are assumed to be collected in the month following the
27 | [6 empty] | recording of the receivable.
28
29 |  |  | e. | Unbilled Utility Revenues |  |  | The projection is based on a calculation of budgeted unbilled MWHs multiplied by a budgeted revenue rate. The budgeted unbilled MWHs are
30 | [6 empty] | determined by taking the budgeted Retail Net Energy for Load (NEL) MWHs and subtracting estimated line loss, company usage, and usage of
31 | [6 empty] | interruptible customers to calculate the total MWHs to be billed. These MWHs are then divided into an estimated unbilled and billed MWH
32 | [6 empty] | classification based on the timing of meter reads. The budgeted revenue rate is calculated by taking budgeted base revenues (excluding
33 | [6 empty] | interruptible customers) divided by budgeted billed MWHs (excluding interruptible customers). The unbilled MWHs are then multiplied by the
34 | [6 empty] | average rate per MWH.
35
36 |  |  | f. | Interchange sales Receivable |  |  | The monthly balances for interchange receivable are based on the current month's interchange sales. It is assumed that each month's
37 | [6 empty] | sales will be collected in the subsequent month.
38
39
40
41
42
Supporting Schedules: | [15 empty] | Recap Schedules:
SCHEDULE F-8 | [6 empty] | ASSUMPTIONS | [9 empty] | Page 22 of 24
FLORIDA PUBLIC SERVICE COMMISSION | [5 empty] | EXPLANATION: | For a projected test year, provide a schedule of assumptions used in developing projected or estimated | [7 empty] | Type of data shown:
[7 empty] | data. As a minimum, state assumptions used for balance sheet, income statement and sales forecast. | [7 empty] | XX | Projected Test Year Ended 12/31/2009
COMPANY: TAMPA ELECTRIC COMPANY | [15 empty] | Projected Prior Year Ended 12/31/2008
Page 22 of 24 | [15 empty] | Historical Prior Year Ended 12/31/2007
Witness: L.L. Cifuentes / M.J. Hornick/
R.B. Haines/J.S. Chronister/
DOCKET No. 080317-EI | [15 empty] | G.L. Gillette/D.S. Merrill/W.R. Ashburn
1 |  | 3. | Balance Sheet Assumptions - Assets (cont.) |  |  |  | Supporting Basis for Assumptions
2
3 |  |  | g. | Fuel Stock |  |  | The projected balances for fuel stock were based on amounts expected to be on hand on December 31, 2008 by generating plant,
4 | [6 empty] | increased for the projected cost of required monthly deliveries of fuel stock and reduced for the projected cost of fuel burned by plant
5 | [6 empty] | each month based on the Fuel and Interchange Budget.
6
7 |  |  | h. | Other Plant Materials & Supplies |  |  | The balance consists of materials and supplies inventory for general stores issues, major & minor materials, transformers, reclosers,
8 | [6 empty] | bushings and generation related material and supplies. Projected inventory reductions are offset by projected increases for new parts
9 | [6 empty] | for operating areas.
10
11 |  |  | i | Prepayments |  |  | Primarily prepaid insurance, ammonia pipeline reservation/capacity (recovered thru ECRC) and LTSA for Polk unit 1. The prepaid
12 | [6 empty] | insurance balance assumes the balance as of December 31, 2008 increased by the expected payments for insurance policy premiums
13 | [6 empty] | then decreased by the monthly amortization over the life of the policy. The ammonia pipeline reservation/capacity balance assumes the
14 | [6 empty] | balance as of December 31, 2008 decreased by the monthly amortization recognition of expense recovered thru ECRC. The LTSA
15 | [6 empty] | balance assumes the balance as of December 31, 2008 increased by a cash payment made at the beginning of year then reduced by
16 | [6 empty] | the cost of O&M and capital related work performed monthly.
17
18 |  |  | j. | Derivatives |  |  | Derivatives are based on the current natural gas mark-to-market swaps as of March 31, 2008.
19
20 |  |  | k. | Unamortized Debt Expense |  |  | The projected balance for unamortized debt expense was calculated based on required monthly amortization of existing bonds and an
21 | [6 empty] | estimated issue cost of bonds to be issued in 2009.
22
23 |  |  | l. | Deferred Income Tax |  |  | The budgeted balances for accumulated deferred income taxes are derived by adding the monthly deferred tax provisions estimated for
24 | [6 empty] | income statement purposes to the forecast balance at the prior year-end. The monthly provisions are computed on estimates of
25 | [6 empty] | difference in the recognition of items on income and expense for book versus tax purposes.
26
27 |  | 4. | Balance Sheet Assumptions - Liabilities |  |  |  | Supporting basis for assumptions
28
29 |  |  | a. | Equity Contributions |  |  | Equity Contributions from TECO Energy are estimated at $285.0M in 2009.
30
31 | [6 empty] | Need for capital and maintenance of capital structure goals.
32
33 |  |  | b. | Long-Term Debt |  |  | Assumed an additional $125 million of debt issuance @6.9% in 2009, with $1.3 million in associated debt issuance costs.
34
35 | [6 empty] | Need for capital and maintenance of capital structure goals.
36
37 |  |  | c. | Short-Term Debt |  |  | Short-term debt balances are projected to range from $11.8M to $103.8M in 2009 at a short-term debt interest rate of 4.5%.
38
39 | [6 empty] | Need for capital and maintenance of capital structure goals.
40
41 |  |  | d. | Shares Outstanding |  |  | Assumes no additional sales of stock in 2009.
42
Supporting Schedules: | [15 empty] | Recap Schedules:
SCHEDULE F-8 | [6 empty] | ASSUMPTIONS | [9 empty] | Page 23 of 24
FLORIDA PUBLIC SERVICE COMMISSION | [5 empty] | EXPLANATION: | For a projected test year, provide a schedule of assumptions used in developing projected or estimated | [7 empty] | Type of data shown:
[7 empty] | data. As a minimum, state assumptions used for balance sheet, income statement and sales forecast. | [7 empty] | XX | Projected Test Year Ended 12/31/2009
COMPANY: TAMPA ELECTRIC COMPANY | [15 empty] | Projected Prior Year Ended 12/31/2008
Page 23 of 24 | [15 empty] | Historical Prior Year Ended 12/31/2007
Witness: L.L. Cifuentes / M.J. Hornick/
R.B. Haines/J.S. Chronister/
DOCKET No. 080317-EI | [15 empty] | G.L. Gillette/D.S. Merrill/W.R. Ashburn
1 |  | 4. | Balance Sheet Assumptions - Liabilities (cont.) |  |  |  | Supporting Basis for Assumptions
2 |  |  | e. | Misc. Paid in Capital |  |  | The projected balances are derived from the estimated December 31, 2008 balances increased by equity contributions
3 | [6 empty] | forecasted to be made by TECO Energy Inc.
4
5 |  |  | f. | Retained Earnings |  |  | Derived by adding to the December 31, 2008 balance monthly income projections developed in
6 | [6 empty] | connection with the budgeted income statement and deducting expected dividend accruals based on the financing plan.
7
8 |  |  | g. | Capital Stock Issuance Expense |  |  | Assumes no change in 2009
9
10 |  |  | h. | Accumulated Other Comprehensive Income |  |  | Assumes the after tax loss on the interest rate swap derivative transaction associated with the $100M (Tampa Electric portion)
11 | [6 empty] | long-term debt issuance in 2008. This balance is being amortized over the 10 year life of the debt instrument.
12
13 |  |  | i | Account Payables |  |  | Consists of manual accrual, payroll, fuel (including coal and oil), natural gas, purchased power accruals and other miscellaneous accruals.
14 | [6 empty] | Manual accrual balances are based on the sum of each business units percentage of completed but unpaid project costs at month end. Payroll
15 | [6 empty] | accrual is calculated using accrual factor based on number of days accrued for each month multiplied by the average monthly budgeted payroll.
16 | [6 empty] | Fuel, natural gas and purchased power accruals reflect current month purchases (Current month's activity is paid in the subsequent month).
17 | [6 empty] | Other payable balances are based on historical activities and/or current forecasted activities.
18
19 |  |  | j. | Customer Deposits |  |  | The budgeted balances for customer deposits are calculated by applying growth factors based on actual monthly deposits
20 | [6 empty] | for the previous year. An average percentage of the deposit balance is determined and the average percentage is applied
21 | [6 empty] | to each month's balance for the budgeted year.
22
23 |  |  | k. | Taxes Accrued |  |  | The balance for federal and state income taxes is determined by adding to the forecasted prior year-end balance the monthly
24 | [6 empty] | budgeted expense developed per the income statement, net of payments based on statutory requirements.
25
26 |  |  | l. | Accrued Vacation Pay |  |  | Based on active employee population (excluding coop's and BCE's) and their vacation allotment and salary projections.
27 | [6 empty] | In addition, vacation carryover was based on 2008 actuals increased by 4%.
28
29 |  |  | m. | Other Deferred Credits |  |  | Other Deferred Credits consist primarily of employee benefit plan cost including the impact of FAS 158, deferred clause, and contract retention
30 | [6 empty] | balances. Projected monthly balances for pension plan costs are derived by adding monthly expense to the prior year’s year end balance based
31 | [6 empty] | on an actuarial valuation of pension costs and deducting payments made to fund such costs consistent with the Company’s existing funding
32 | [6 empty] | policies. Projected monthly balances for postretirement health and welfare costs are derived by adding monthly expense to the prior year’s year
33 | [6 empty] | end balance based on an actuarial valuation of costs then deducting projected claims. Deferred clauses are calculated by comparing budgeted
34 | [6 empty] | monthly revenues with budgeted monthly recoverable expense the deferring the excess amounts billed in accordance with current FERC/FPSC
35 | [6 empty] | guidance. Contract Retention balances are based on contract requirements, projected completion & approval dates as well as potential letters of
36 | [6 empty] | credit to be received.
37
38 |  |  | n. | Asset Retirement Obligation |  |  | The projected balance for ARO is increased by taking the forecasted ending balance as of the prior year-end multiplied by the
39 | [6 empty] | accretion amortization rate of 6%.
40
41
42
Supporting Schedules: | [15 empty] | Recap Schedules:
SCHEDULE F-8 | [6 empty] | ASSUMPTIONS | [9 empty] | Page 24 of 24
FLORIDA PUBLIC SERVICE COMMISSION | [5 empty] | EXPLANATION: | For a projected test year, provide a schedule of assumptions used in developing projected or estimated | [7 empty] | Type of data shown:
[7 empty] | data. As a minimum, state assumptions used for balance sheet, income statement and sales forecast. | [7 empty] | XX | Projected Test Year Ended 12/31/2009
COMPANY: TAMPA ELECTRIC COMPANY | [15 empty] | Projected Prior Year Ended 12/31/2008
Page 24 of 24 | [15 empty] | Historical Prior Year Ended 12/31/2007
Witness: L.L. Cifuentes / M.J. Hornick/
R.B. Haines/J.S. Chronister/
DOCKET No. 080317-EI | [15 empty] | G.L. Gillette/D.S. Merrill/W.R. Ashburn
1 |  | 4. | Balance Sheet Assumptions - Liabilities (cont.) |  |  |  | Supporting Basis for Assumptions
2 |  |  | o. | Deferred Income Taxes |  |  | The budgeted balances for accumulated deferred income taxes are derived by adding the monthly deferred tax provisions estimated
3 | [6 empty] | for income statement purposes to the forecast balance at the prior year-end. The monthly provisions are computed on estimates of
4 | [6 empty] | differences in the recognition of items of income and expense for book versus tax purposes.
5
6 |  |  | p. | Reserve for Injuries & Damages |  |  | The Reserve for I&D balance is based on the balance at December 31, 2008 and the year-end 2009 balance recommended by Towers Perrin.
7
8
9
10
11
12
13
14
15
16
17
18
19
20
21
22
23
24
25
26
27
28
29
30
31
32
33
34
35
36
37
38
39
40
41
42
Supporting Schedules:

## Condensed Data for Sch E4
NET GENERATION (MWH) | Original
TOTALYEAR
B.B.#l | 2176233
B.B.#2 | 1930023
B.B.#3 | 2464327
B.B.#4 | 2795878
PHILLIPS #1 (HVY OIL) | 820
PHILLIPS #2 (HVY OIL) | 830
POLK #1 GASIFIER | 1479463
POLK #1 CT OIL | 45757
POLK #2 CT GAS | 26068
POLK #2 CT OIL | 1372
POLK #3 CT GAS | 26161
POLK #3 CT OIL | 1376
POLK #4 CT GAS | 64970
POLK #5 CT GAS | 42739
CITY OF TAMPA GAS | 956
BAYSIDE #1 | 3852152
BAYSIDE #2 | 4111570
BAYSIDE #3 | 6512
BAYSIDE #4 | 5127
BAYSIDE #5 | 35714
BAYSIDE #6 | 31199
B.B.C.T.#1 Oil | 8
B.B.C.T.#2 Oil | 0
B.B.C.T.#3 Oil | 0
B.B.C.T.#4 GAS | 1860
SYSTEM | 19101115
AS BURNED FUEL COST | Original
TOTALYEAR
B.B.#l | 83989834
B.B.#2 | 74288026
B.B.#3 | 94098202
B.B.#4 | 108872700
PHILLIPS #1 (HVY OIL) | 147974
PHILLIPS #2 (HVY OIL) | 149203
POLK #1 GASIFIER | 66820931
POLK #1 CT OIL | 13989034
POLK #2 CT GAS | 3904275
POLK #2 CT OIL | 503066
POLK #3 CT GAS | 3790291
POLK #3 CT OIL | 517393
POLK #4 CT GAS | 9720956
POLK #5 CT GAS | 6498652
CITY OF TAMPA GAS | 128645
BAYSIDE #1 | 333918015
BAYSIDE #2 | 357117681
BAYSIDE #3 | 792634
BAYSIDE #4 | 639812
BAYSIDE #5 | 4283190
BAYSIDE #6 | 3748288
B.B.C.T.#1 Oil | 4237
B.B.C.T.#2 Oil | 0
B.B.C.T.#3 Oil | 300
B.B.C.T.#4 GAS | 231015
SYSTEM | 1168154354
AS BURNED FUEL COST | Updated
TOTALYEAR
B.B.#l | 83989834
B.B.#2 | 74288026
B.B.#3 | 94098202
B.B.#4 | 108872700
PHILLIPS #1 (HVY OIL) | 147974
PHILLIPS #2 (HVY OIL) | 149203
POLK #1 GASIFIER | 66820931
POLK #1 CT OIL | 13989034
POLK #2 CT GAS | 3281847
POLK #2 CT OIL | 503066
POLK #3 CT GAS | 3191878
POLK #3 CT OIL | 517393
POLK #4 CT GAS | 8074699
POLK #5 CT GAS | 5423286
CITY OF TAMPA GAS | 109552
BAYSIDE #1 | 275321687
BAYSIDE #2 | 295460085
BAYSIDE #3 | 656266
BAYSIDE #4 | 529944
BAYSIDE #5 | 3526793
BAYSIDE #6 | 3085916
B.B.C.T.#1 Oil | 4237
B.B.C.T.#2 Oil | 0
B.B.C.T.#3 Oil | 300
B.B.C.T.#4 GAS | 190931
SYSTEM | 1042233784

## Data for Sch E4
NET GENERATION (MWH) | Data from TECO's Updated Fuel Filing 2008
| JAN | FEB | MAR | APR | MAY | JUN | JUL | AUG | SEP | OCT | NOV | DEC | TOTALYEAR
B.B.#l | 205356 | 184783 | 205202 | 197155 | 203111 | 196626 | 203381 | 203344 | 196866 | 203945 | 176464 | 0 | 2176233
B.B.#2 | 0 | 0 | 0 | 172652 | 242785 | 235192 | 243122 | 243093 | 235357 | 243250 | 226836 | 87736 | 1930023
B.B.#3 | 220602 | 193109 | 220069 | 213064 | 217313 | 208769 | 217197 | 216744 | 210995 | 120936 | 202999 | 222530 | 2464327
B.B.#4 | 268823 | 252983 | 286331 | 27389 | 18076 | 271135 | 281035 | 280838 | 272416 | 283141 | 266441 | 287270 | 2795878
B.B.STA. | 694781 | 630875 | 711602 | 610260 | 681285 | 911722 | 944735 | 944019 | 915634 | 851272 | 872740 | 597536 | 9366461
PHILLIPS #1 (HVY OIL) | 585 | 0 | 2 | 4 | 13 | 15 | 67 | 65 | 66 | 3 | 0 | 0 | 820
PHILLIPS #2 (HVY OIL) | 595 | 7 | 3 | 4 | 12 | 14 | 65 | 63 | 64 | 3 | 0 | 0 | 830
SEB·PHILUPS TOTAL | 1180 | 7 | 5 | 8 | 25 | 29 | 132 | 128 | 130 | 6 | 0 | 0 | 1650
POLK #1 GASIFIER | 118503 | 0 | 112478 | 140214 | 144009 | 137291 | 142722 | 142685 | 138347 | 145187 | 112456 | 145571 | 1479463
POLK #1 CT OIL | 3665 | 0 | 3479 | 4337 | 4454 | 4246 | 4414 | 4413 | 4279 | 4490 | 3478 | 4502 | 45757
POLK #1 TOTAL | 122168 | 0 | 115957 | 144551 | 148463 | 141537 | 147136 | 147098 | 142626 | 149677 | 115934 | 150073 | 1525220
POLK #2 CT GAS | 3499 | 642 | 2833 | 3194 | 3402 | 2280 | 2248 | 3594 | 2068 | 2292 | 4 | 12 | 26068
POLK #2 CT OIL | 184 | 34 | 149 | 168 | 179 | 120 | 118 | 189 | 109 | 121 | 0 | 1 | 1372
POLK #2 TOTAL | 3683 | 676 | 2982 | 3362 | 3581 | 2400 | 2366 | 3783 | 2177 | 2413 | 4 | 13 | 27440
POLK #3 CT GAS | 3078 | 313 | 234 | 2233 | 2391 | 3200 | 5497 | 5377 | 3611 | 224 | 1 | 2 | 26161
POLK #3 CT OIL | 162 | 16 | 12 | 118 | 126 | 168 | 289 | 283 | 190 | 12 | 0 | 0 | 1376
POLK #3 TOTAL | 3240 | 329 | 246 | 2351 | 2517 | 3368 | 5786 | 5660 | 3801 | 236 | 1 | 2 | 27537
POLK #4 CT GAS | 4849 | 2143 | 4053 | 6587 | 8645 | 9080 | 10539 | 10880 | 3123 | 4871 | 47 | 153 | 64970
POLK #5 CT GAS | 4136 | 1175 | 3275 | 4033 | 5721 | 4700 | 7662 | 7785 | 1017 | 3175 | 14 | 46 | 42739
CITY OF TAMPA GAS | 70 | 6 | 4 | 58 | 92 | 178 | 154 | 175 | 163 | 56 | 0 | 0 | 956
BAYSIDE #1 | 254731 | 385033 | 247694 | 305051 | 348752 | 344735 | 365865 | 368661 | 343440 | 254800 | 192187 | 441203 | 3852152
BAYSIDE #2 | 280307 | 252897 | 291582 | 330978 | 491935 | 391038 | 421124 | 427707 | 379291 | 362937 | 206939 | 274835 | 4111570
BAYSIDE #3 | 0 | 0 | 0 | 0 | 0 | 0 | 0 | 0 | 0 | 5434 | 581 | 497 | 6512
BAYSIDE #4 | 0 | 0 | 0 | 0 | 0 | 0 | 0 | 0 | 0 | 4036 | 608 | 483 | 5127
BAYSIDE #5 | 0 | 0 | 0 | 0 | 3049 | 2489 | 8258 | 9498 | 3943 | 7284 | 642 | 551 | 35714
BAYSIDE #6 | 0 | 0 | 0 | 0 | 2752 | 2268 | 7339 | 8573 | 2823 | 6321 | 604 | 519 | 31199
BAYSIDE TOTAL | 535038 | 637930 | 539276 | 636029 | 846488 | 740530 | 802586 | 814439 | 729497 | 640812 | 401561 | 718088 | 8042274
B.B.C.T.#1 Oil | 3 | 2 | 1 | 2 | 0 | 0 | 0 | 0 | 0 | 0 | 0 | 0 | 8
B.B.C.T.#2 Oil | 0 | 0 | 0 | 0 | 0 | 0 | 0 | 0 | 0 | 0 | 0 | 0 | 0
B.B.C.T.#3 Oil | 0 | 0 | 0 | 0 | 0 | 0 | 0 | 0 | 0 | 0 | 0 | 0 | 0
C.T. TOTAL Oil | 3 | 2 | 1 | 2 | 0 | 0 | 0 | 0 | 0 | 0 | 0 | 0 | 8
B.B.C.T.#4 GAS | 0 | 0 | 0 | 0 | 0 | 0 | 0 | 0 | 0 | 1285 | 100 | 475 | 1860
TOT.COAL (BB,POLK) | 813284 | 630875 | 824080 | 750474 | 825294 | 1049013 | 1087457 | 1086704 | 1053981 | 996459 | 985196 | 743107 | 10845924
SYSTEM | 1369148 | 1273143 | 1377401 | 1407241 | 1696817 | 1813544 | 1921096 | 1933967 | 1798168 | 1653803 | 1390401 | 1466386 | 19101115
AS BURNED FUEL COST | Data from TECO's Updated Fuel Filing 2008 JAN: Data from TECO's Original Fuel Filing 2008
| JAN | FEB | MAR | APR | MAY | JUN | JUL | AUG | SEP | OCT | NOV | DEC | TOTALYEAR
B.B.#l | 7328080 | 6803327 | 7638702 | 7616509 | 8049260 | 7740456 | 8083377 | 8104851 | 7740251 | 7961938 | 6923083 | 0 | 83989834
B.B.#2 | 0 | 0 | 0 | 6538418 | 9391036 | 9038384 | 9400342 | 9425886 | 9033590 | 9309491 | 8756716 | 3394163 | 74288026
B.B.#3 | 7825704 | 7076801 | 8115453 | 8156322 | 8476114 | 8091680 | 8491555 | 8498706 | 8163823 | 4669489 | 7888313 | 8644242 | 94098202
B.B.#4 | 9703446 | 9444373 | 10743666 | 1065463 | 718755 | 10768150 | 11245853 | 11270044 | 10804523 | 11131434 | 10583228 | 11393765 | 108872700
B.B.STA. | 24857230 | 23324501 | 26497821 | 23376712 | 26635165 | 35638670 | 37221127 | 37299487 | 35742187 | 33072352 | 34151340 | 23432170 | 361248762
PHILLIPS #1 (HVY OIL) | 105939 | 0 | 321 | 692 | 2140 | 2570 | 12086 | 11751 | 11885 | 590 | 0 | 0 | 147974
PHILLIPS #2 (HVY OIL) | 107695 | 1069 | 428 | 692 | 2033 | 2356 | 11626 | 11175 | 11539 | 590 | 0 | 0 | 149203
SEB·PHILUPS TOTAL | 213634 | 1069 | 749 | 1384 | 4173 | 4926 | 23712 | 22926 | 23424 | 1180 | 0 | 0 | 297177
POLK #1 GASIFIER | 4252821 | 0 | 4174995 | 5611640 | 6167774 | 6147997 | 6640968 | 6826821 | 6733613 | 7187956 | 5684346 | 7392000 | 66820931
POLK #1 CT OIL | 1122584 | 0 | 1030206 | 1298023 | 1347223 | 1296294 | 1351318 | 1356340 | 1318843 | 1383670 | 1085495 | 1399038 | 13989034
POLK #1 TOTAL | 5375405 | 0 | 5205201 | 6909663 | 7514997 | 7444291 | 7992286 | 8183161 | 8052456 | 8571626 | 6769841 | 8791038 | 80809965
POLK #2 CT GAS | 538247 | 105066 | 480169 | 519971 | 511516 | 343497 | 299585 | 499354 | 274142 | 331527 | 0 | 1201 | 3904275
POLK #2 CT OIL | 70662 | 17706 | 52892 | 69827 | 69109 | 51432 | 34195 | 68483 | 34322 | 34438 | 0 | 0 | 503066
POLK #2 TOTAL | 608909 | 122772 | 533061 | 589798 | 580625 | 394929 | 333780 | 567837 | 308464 | 365965 | 0 | 1201 | 4407341
POLK #3 CT GAS | 471671 | 54634 | 43528 | 361399 | 353670 | 493557 | 747793 | 756561 | 472458 | 35020 | 0 | 0 | 3790291
POLK #3 CT OIL | 70662 | 0 | 0 | 52371 | 51831 | 68575 | 102585 | 102724 | 68645 | 0 | 0 | 0 | 517393
POLK #3 TOTAL | 542333 | 54634 | 43528 | 413770 | 405501 | 562132 | 850378 | 859285 | 541103 | 35020 | 0 | 0 | 4307684
POLK #4 CT GAS | 754900 | 339012 | 715493 | 1055923 | 1295998 | 1341161 | 1472181 | 1542088 | 437461 | 734263 | 6061 | 26415 | 9720956
POLK #5 CT GAS | 648830 | 189118 | 587629 | 665023 | 869933 | 726853 | 1071954 | 1107615 | 142321 | 480948 | 2425 | 6003 | 6498652
CITY OF TAMPA GAS | 9722 | 1667 | 0 | 8284 | 12000 | 23241 | 20692 | 23297 | 22020 | 7722 | 0 | 0 | 128645
BAYSIDE #1 | 20466919 | 37970716 | 24003032 | 26824623 | 29798454 | 29129220 | 30842074 | 30765287 | 28874782 | 21293620 | 16692748 | 37256540 | 333918015
BAYSIDE #2 | 22749672 | 25512735 | 28652378 | 29241322 | 42045158 | 33099948 | 35578097 | 35769252 | 31952176 | 30599730 | 18174123 | 23743090 | 357117681
BAYSIDE #3 | 0 | 0 | 0 | 0 | 0 | 0 | 0 | 0 | 0 | 650214 | 77584 | 64836 | 792634
BAYSIDE #4 | 0 | 0 | 0 | 0 | 0 | 0 | 0 | 0 | 0 | 494956 | 81221 | 63635 | 639812
BAYSIDE #5 | 0 | 0 | 0 | 0 | 372659 | 302465 | 988866 | 1124994 | 471292 | 870843 | 82433 | 69638 | 4283190
BAYSIDE #6 | 0 | 0 | 0 | 0 | 337054 | 276673 | 878862 | 1016086 | 337137 | 756442 | 78797 | 67237 | 3748288
BAYSIDE TOTAL | 43216591 | 63483451 | 52655410 | 56065945 | 72553325 | 62808306 | 68287899 | 68675619 | 61635387 | 54665805 | 35186906 | 61264976 | 700499620
B.B.C.T.#1 Oil | 1462 | 1180 | 695 | 900 | 0 | 0 | 0 | 0 | 0 | 0 | 0 | 0 | 4237
B.B.C.T.#2 Oil | 0 | 0 | 0 | 0 | 0 | 0 | 0 | 0 | 0 | 0 | 0 | 0 | 0
B.B.C.T.#3 Oil | 0 | 0 | 0 | 0 | 0 | 100 | 0 | 0 | 100 | 0 | 0 | 100 | 300
C.T. TOTAL Oil | 1462 | 1180 | 695 | 900 | 0 | 100 | 0 | 0 | 100 | 0 | 0 | 100 | 4537
B.B.C.T.#4 GAS | 0 | 0 | 0 | 0 | 0 | 0 | 0 | 0 | 0 | 155257 | 12123 | 63635 | 231015
TOT.COAL (BB,POLK) | 29110051 | 23324501 | 30672816 | 28988352 | 32802939 | 41786667 | 43862095 | 44126308 | 42475800 | 40260308 | 39835686 | 30824170 | 428069693
SYSTEM | 76229016 | 87517404 | 86239587 | 89087402 | 109871717 | 108944609 | 117274009 | 118281315 | 106904923 | 98090138 | 76128696 | 93585538 | 1168154354
AS BURNED FUEL COST | Data from TECO's Original Fuel Filing 2008 JAN: Data from TECO's Updated Fuel Filing 2008
| JAN | FEB | MAR | APR | MAY | JUN | JUL | AUG | SEP | OCT | NOV | DEC | TOTALYEAR
B.B.#l | 7328080 | 6803327 | 7638702 | 7616509 | 8049260 | 7740456 | 8083377 | 8104851 | 7740251 | 7961938 | 6923083 | 0 | 83989834
B.B.#2 | 0 | 0 | 0 | 6538418 | 9391036 | 9038384 | 9400342 | 9425886 | 9033590 | 9309491 | 8756716 | 3394163 | 74288026
B.B.#3 | 7825704 | 7076801 | 8115453 | 8156322 | 8476114 | 8091680 | 8491555 | 8498706 | 8163823 | 4669489 | 7888313 | 8644242 | 94098202
B.B.#4 | 9703446 | 9444373 | 10743666 | 1065463 | 718755 | 10768150 | 11245853 | 11270044 | 10804523 | 11131434 | 10583228 | 11393765 | 108872700
B.B.STA. | 24857230 | 23324501 | 26497821 | 23376712 | 26635165 | 35638670 | 37221127 | 37299487 | 35742187 | 33072352 | 34151340 | 23432170 | 361248762
PHILLIPS #1 (HVY OIL) | 105939 | 0 | 321 | 692 | 2140 | 2570 | 12086 | 11751 | 11885 | 590 | 0 | 0 | 147974
PHILLIPS #2 (HVY OIL) | 107695 | 1069 | 428 | 692 | 2033 | 2356 | 11626 | 11175 | 11539 | 590 | 0 | 0 | 149203
SEB·PHILUPS TOTAL | 213634 | 1069 | 749 | 1384 | 4173 | 4926 | 23712 | 22926 | 23424 | 1180 | 0 | 0 | 297177
POLK #1 GASIFIER | 4252821 | 0 | 4174995 | 5611640 | 6167774 | 6147997 | 6640968 | 6826821 | 6733613 | 7187956 | 5684346 | 7392000 | 66820931
POLK #1 CT OIL | 1122584 | 0 | 1030206 | 1298023 | 1347223 | 1296294 | 1351318 | 1356340 | 1318843 | 1383670 | 1085495 | 1399038 | 13989034
POLK #1 TOTAL | 5375405 | 0 | 5205201 | 6909663 | 7514997 | 7444291 | 7992286 | 8183161 | 8052456 | 8571626 | 6769841 | 8791038 | 80809965
POLK #2 CT GAS | 538247 | 79640 | 385564 | 420991 | 415833 | 283138 | 247107 | 409273 | 226907 | 274159 | 0 | 988 | 3281847
POLK #2 CT OIL | 70662 | 17706 | 52892 | 69827 | 69109 | 51432 | 34195 | 68483 | 34322 | 34438 | 0 | 0 | 503066
POLK #2 TOTAL | 608909 | 97346 | 438456 | 490818 | 484942 | 334570 | 281302 | 477756 | 261229 | 308597 | 0 | 988 | 3784913
POLK #3 CT GAS | 471671 | 41413 | 34952 | 292604 | 287513 | 406829 | 616801 | 620082 | 391052 | 28961 | 0 | 0 | 3191878
POLK #3 CT OIL | 70662 | 0 | 0 | 52371 | 51831 | 68575 | 102585 | 102724 | 68645 | 0 | 0 | 0 | 517393
POLK #3 TOTAL | 542333 | 41413 | 34952 | 344975 | 339344 | 475404 | 719386 | 722806 | 459697 | 28961 | 0 | 0 | 3709271
POLK #4 CT GAS | 754900 | 256973 | 574524 | 854920 | 1053573 | 1105493 | 1214297 | 1263904 | 362085 | 607205 | 5096 | 21729 | 8074699
POLK #5 CT GAS | 648830 | 143352 | 471852 | 538430 | 707206 | 599131 | 884178 | 907808 | 117798 | 397724 | 2039 | 4938 | 5423286
CITY OF TAMPA GAS | 9722 | 1328 | 0 | 6884 | 10001 | 19540 | 17418 | 19540 | 18612 | 6507 | 0 | 0 | 109552
BAYSIDE #1 | 20466919 | 28781986 | 19273844 | 21718346 | 24224449 | 24010650 | 25439427 | 25215413 | 23899541 | 17608949 | 14035073 | 30647090 | 275321687
BAYSIDE #2 | 22749672 | 19338776 | 23007154 | 23675007 | 34180324 | 27283644 | 29345835 | 29316692 | 26446688 | 25304720 | 15280596 | 19530977 | 295460085
BAYSIDE #3 | 0 | 0 | 0 | 0 | 0 | 0 | 0 | 0 | 0 | 537700 | 65232 | 53334 | 656266
BAYSIDE #4 | 0 | 0 | 0 | 0 | 0 | 0 | 0 | 0 | 0 | 409308 | 68290 | 52346 | 529944
BAYSIDE #5 | 0 | 0 | 0 | 0 | 302950 | 249316 | 815645 | 922052 | 390086 | 720151 | 69309 | 57284 | 3526793
BAYSIDE #6 | 0 | 0 | 0 | 0 | 274006 | 228056 | 724910 | 832790 | 279047 | 625547 | 66251 | 55309 | 3085916
BAYSIDE TOTAL | 43216591 | 48120762 | 42280998 | 45393353 | 58981729 | 51771666 | 56325817 | 56286947 | 51015362 | 45206375 | 29584751 | 50396340 | 578580691
B.B.C.T.#1 Oil | 1462 | 1180 | 695 | 900 | 0 | 0 | 0 | 0 | 0 | 0 | 0 | 0 | 4237
B.B.C.T.#2 Oil | 0 | 0 | 0 | 0 | 0 | 0 | 0 | 0 | 0 | 0 | 0 | 0 | 0
B.B.C.T.#3 Oil | 0 | 0 | 0 | 0 | 0 | 100 | 0 | 0 | 100 | 0 | 0 | 100 | 300
C.T. TOTAL Oil | 1462 | 1180 | 695 | 900 | 0 | 100 | 0 | 0 | 100 | 0 | 0 | 100 | 4537
B.B.C.T.#4 GAS | 0 | 0 | 0 | 0 | 0 | 0 | 0 | 0 | 0 | 128392 | 10193 | 52346 | 190931
TOT.COAL (BB,POLK) | 29110051 | 23324501 | 30672816 | 28988352 | 32802939 | 41786667 | 43862095 | 44126308 | 42475800 | 40260308 | 39835686 | 30824170 | 428069693
SYSTEM | 76229016 | 71987924 | 75505248 | 77918039 | 95731130 | 97393791 | 104679523 | 105184335 | 96052950 | 88328919 | 70523260 | 82699649 | 1042233784

## Extract from Lodestar
see below for two manual factors: 125 & 126 (work with proposed model only)
EXTRACT TO/FROM LOADSTAR FILE TO JUR/COS MODEL
|  |  | UNIT | REQ | STA | OTH SEP | FL JURIS |  | FL JURIS | RS | GS | GSD | GSLD | IS | SL/OL
| 101 | 12 Coincident Peak (output to line) | 0 | 141194.7966 | 0 | 0 | 3687100.2223 |  | 3687100.2223 | 2040510.8921 | 233931.1879 | 923091.0629 | 369542.6107 | 115152.4501 | 4872.0185
| 105 | Distr. Primary - NCP | 0 | 0 | 0 | 0 | 4504138.6481 |  | 4504138.6481 | 2685046.6538 | 263011.1123 | 1024714.9595 | 407870.0603 | 65412.8572 | 58083.005
| 106 | Customer Max Demands @ secondary | 0 | 0 | 0 | 0 | 6794522.9196 |  | 6794522.9196 | 4635656.3449 | 472718.3105 | 1352189.7189 | 277841.2857 | 0 | 56117.2596
| 117 | 12 CP - Transmission (Incl IS) | 0 | 814873.9492 | 0 | 0 | 3777416.6667 |  | 3777416.6667 | 2070326.7819 | 234206.1926 | 930843.2546 | 370855.2462 | 166313.1729 | 4872.0185
| 121 | Weighted 12 CP & 1/13th (excl IS CP) | 0 | 0 | 0 | 0 | 100% |  | 100% | 56.42% | 6.408% | 25.97% | 10.47% | 0.5212% | 0.2116%
these were | 124 | Weighted 12 CP & 25% AD (incl IS CP) | 0 | 0 | 0 | 0 | 100% |  | 100% | 52.49% | 6.019% | 25.54% | 10.57% | 4.996% | 0.3797%
renumberd | 122 | Weighted 12 CP & 1/13th (incl IS CP) | 0 | 0 | 0 | 0 | 100% |  | 100% | 54.09% | 6.144% | 24.92% | 10.05% | 4.585% | 0.2061%
need to carry | 123 | Weighted 12 CP & 25% AD (excl IS CP) |  | 0 | 0 | 0 | 100% |  | 100% | 54.38% | 6.233% | 26.4% | 10.91% | 1.694% | 0.3842%
to loadstar | 201 | MWH at Generation | 0 | 777094.4675 | 0 | 0 | 21009954.7366 |  | 21009954.7366 | 9565844.4682 | 1150443.7596 | 5935283.5035 | 2697049.3877 | 1423502.2396 | 237831.3779
| 203 | MWH at Meter | 0 | 767383 | 0 | 0 | 19965041 |  | 19965041 | 9055661.9565 | 1089086.2612 | 5621820.2042 | 2580204.6432 | 1393121 | 225146.9348
| 204 | MWH at Generation (No Resale) | 0 | 0 | 0 | 0 | 21009954.7366 |  | 21009954.7366 | 9565844.4682 | 1150443.7596 | 5935283.5035 | 2697049.3877 | 1423502.2396 | 237831.3779
| 401 | Prod. & Transm. Power Supply Factor (Mwh/kw) | [6 empty] | 34463488.4759 | 9055661.9565 | 1089086.2612 | 15545527.2 | 5191932.2217 | 3356133.9016 | 225146.9348
| 402 | Primary Billing Determinant (Mwh/kw) | [6 empty] | 32061661.0794 | 9055661.9565 | 1089086.2612 | 15545527.2 | 5243554.245 | 902684.4818 | 225146.9348
| 403 | Secondary Billing Determinant (Mwh/kw) | [6 empty] | 28963859.8076 | 9055661.9565 | 1089086.2612 | 15328377.6267 | 3265587.0283 | 0 | 225146.9348
| 404 | Production Energy - MWh | [6 empty] | 19930147.021 | 9055661.9565 | 1089086.2612 | 5620445.1945 | 2568162.4605 | 1371644.2133 | 225146.9348
| 408 | Distribution Primary - Mwh | [6 empty] | 18948651.1526 | 9055661.9565 | 1089086.2612 | 5620445 | 2556354 | 401957 | 225146.9348
| 410 | Distribution Secondary - Mwh | [6 empty] | 17441027.1526 | 9055661.9565 | 1089086.2612 | 5521998 | 1549134 | 0 | 225146.9348
REVISED
| 125 | Proposed Weighted 12 CP & 1/13th (incl IS CP) |  | 0 | 0 | 0 | 100% |  | 100% | 54.09% | 5.899% | 39.8% | 0% | 0% | 0.207%
| 126 | Proposed Weighted 12 CP & 25% AD (incl IS CP) |  | 0 | 0 | 0 | 100% |  | 100% | 52.49% | 5.774% | 41.36% | 0% | 0% | 0.3797%
|  | Load Management | 92042.0463
| Schedule E-9 |  |  |  |  | at output to line | at output to line | at output to line | at output to line
[6 empty] | (5) | (6) | (7) | (8) | (9)
[6 empty] | Class | CP | CP | Average | Average
| Line |  |  |  |  | NCP | Winter | Summer | 12 CP | Demand
| No. | Rate Class |  |  |  | KW | KW | KW | KW | KW
| 1 | RS |  |  |  | 2854953.6087 | 2854953.2729 | 2322983.0225 | 2070326.7819 | 1091991.3777
| 3 | GS & TS |  |  |  | 279060.6824 | 211901.6563 | 278590.6337 | 234206.1926 | 131329.1963
| 5 | GSD |  |  |  | 1085115.8022 | 802571.7624 | 1052564.424 | 930843.2546 | 677543.7789
| 7 | GSLD & SBF |  |  |  | 431911.5707 | 308737.8806 | 404247.622 | 370855.2462 | 307882.3502
| 9 | IS & SBI** |  |  |  | 229766.7991 | 143008.3683 | 147614.2977 | 166313.1729 | 162500.2557
| 11 | SL & OL |  |  |  | 60058.6288 | 23827.0596 | 0 | 4872.0185 | 27149.7007
| 15 | WHOLESALE |  |  |  | 144414.7491 | 144414.7491 | 142481.8879 | 141194.7966 | 93707.1704
| 127 | Weighted 12 CP & 1/13th (excl IS) | [6 empty] | 100% | 56.49% | 6.497% | 26.19% | 10.61% |  | 0.2193%
|  | 12CP (Firm Only) | [6 empty] | 3571947.7721 | 2040510.8921 | 233931.1879 | 923091.0629 | 369542.6107 |  | 4872.0185
[9 empty] | 100% | 57.13% | 6.549% | 25.84% | 10.35% |  | 0.1364%
|  | Energy (Firm Only) | [6 empty] | 19586452.497 | 9565844.4682 | 1150443.7596 | 5935283.5035 | 2697049.3877 |  | 237831.3779
[9 empty] | 100% | 48.84% | 5.874% | 30.3% | 13.77% |  | 1.214%
Note on C25: JLH: 7/14/08 FOR PROPOSED ONLY
Note on C26: JLH: added 7/7/08 this is way present rates are done but we are applying the 25%, it excl IS CP

## Sheet1
|  | 6.519 |  | 0.06519
HPP | 30527000 | 13.806 | 221118 | 0.13806 | 221118000 | 30527551.08
PASCO COGEN | 23802000 | 11.002 | 216335 | 0.11002 | 216335000 | 23801176.7
| n/a | n/a | n/a | n/a | n/a | n/a
CALPINE | 2264400 | 17.072 | 13264 | 0.17072 | 13264000 | 2264430.08
RELIANT | 21309600 | 15.14 | 140751 | 0.1514 | 140751000 | 21309701.4