## Exhibit JP-5
TAMPA ELECTRIC COMPANY
Comparison of Net Plant Investment and
Operating Costs By Capacity Type
Forecast Year Ending December 31, 2009
|  | Net Investment | Operating Costs
Line | Capacity Type | ($/kW) | ($/MWh)
|  | (1) | (2)
1 | Base Load | 558.4773 | 39.4683 | 683.6528 | 670.1728
2 | Intermediate | 403.3244 | 71.6727
3 | Peaking | 683.6528 | 0 | 683.6528 | 820.3833
4 | System Average | 562.1668 | 54.564
|  |  | 3171.5484 |  |  | 3805.8581

## JCP Wkpp
Net
[6 empty] | Plant per |  |  |  |  | Energy | Fuel | Variable
| Gross | Depreciation | Net | Capacity Rating |  | kW Winter | Fuel | Variable | Energy | Output | Cost per | Cost per | O&M per | Capacity
| Plant | Reserve | Plant | Winter | Summer | Capacity | Cost | O&M | Cost | (MWh) | MWh | MWh | MWh | Factor
(000)
Base Load
Big Bend Coal | 1284951.7039 | -577461.8481 | 707489.8558 | 1619 | 1579 | 436.9919 | 361248.762 | 0 |  | 9366461 |  | 38.5683 |  | 66.04%
BB Common
Polk Gasifier | 482924.1514 | -182543.2558 | 300380.8956 | 240 | 235 | 1251.5871 | 66820.931 | 0 |  | 1479463 |  | 45.1657 |  | 70.37%
Polk Common | 48081.6023 | -17743.0349 | 30338.5674
Total Base Load | 1815957.4577 | -777748.1388 | 1038209.3189 | 1859 | 1814 | 558.4773 | 428069.693 | 0 | 428069.693 | 10845924 | 39.4683 | 39.4683 | 0 | 66.6% | 428069.693
Total Base Load | 1815957.4577 | -777748.1388 | 1038209.3189 | 1859 | 1814 | 558.4773 | 428069.693 | 0 | 428069.693 | 10845924 |  |  | 0
Intermediate
Bayside 1 | 302303.636 | -54423.9279 | 247879.7081 | 791 | 700 | 313.3751 | 275321.687 | 0 |  | 3852152 |  | 71.4722 |  | 55.59% |  | 382.1791
Bayside 2 | 478242.9996 | -63728.8964 | 414514.1032 | 1046 | 928 | 396.285 | 295460.085 | 0 |  | 4111570 |  | 71.8606 |  | 44.87% |  | 457.2113
Common | 102713.5298 | -24200.5068 | 78513.023
Total Plant | 883260.1654 | -142353.331 | 740906.8343 | 1837 | 1628 | 403.3244 | 570781.772 | 0 | 570781.772 | 7963722 | 71.6727 | 71.6727 | 0 | 49.49% | 570781.772
0
Total Intermediate | 883260.1654 | -142353.331 | 740906.8343 | 1837 | 1628 | 403.3244 | 570781.772 | 0 | 570781.772 | 7963722 |  |  | 0
Peaking
Big Bend | 54385.5763 | -4478.9226 | 49906.6537 | 73 | 67 | 683.6528 | 195.468 | 0 |  | 1868 |  | 104.6403 | 0 | 0.2921% | 0 | 745.0079
Dismantling |  | -15873.1373 | -15873.1373
Phillips | 60693.5764 | -58616.0911 | 2077.4853 | 36 | 34 | 57.7079 | 297.177 |  |  | 1650 |  | 180.1073 |  | 0.5232% |  | 1685.9327
Partnership | 6498.5482 | -2347.2286 | 4151.3196 | 6 | 6 | 691.8866 | 109.552 |  |  | 956 |  | 114.5941 |  | 1.819% |  | 1083.0914
Bayside | 129182.7207 | -4011.6204 | 125171.1004 | 248 | 228 | 504.7222 | 7798.919 |  |  | 78552 |  | 99.2835 |  | 3.616% |  | 520.8981
Bayside Common | 35139.7449 | -7266.9604 | 27872.7845
Polk | 168008.8679 | -39369.1082 | 128639.7597 | 736 | 621 | 174.7823 | 34981.203 |  |  | 208443 |  | 167.8214 |  | 3.233% |  | 228.2729
Polk Common | 23893.6509 | -6148.9162 | 17744.7347
Total Peaking | 477802.6853 | -138111.9848 | 339690.7005 | 1099 | 956 | 309.0907 | 43382.319 | 0 | 0 | 291469 |  | 148.8403 | 0 | 3.028% |  | 434.7613
Total Production | 3177020.3084 | -1058213.4546 | 2118806.8538 | 4795 | 4398 | 441.8784 | 1042233.784 | 0 | 998851.465 | 19101115 |  |  | 0
Total Plant | 3177020.3084 | -1058213.4546 | 2118806.8538 | 3769 | 3509 | 562.1668 | 999046.933 | 0 | 999046.933 | 18811514 | 54.564 | 54.564 | 0 | 56.98% | 998851.465
Total Plant | 3177083.8527 | -1058211.5015
| -63.5444 | -1.9531
BB Common | 0 | 0
Total Big Bend | 1339337.2803 | -581940.7707
Bayside Common | 137853.2747 | -31467.4672
Total Bayside | 1047582.631 | -153631.9118
Polk Common | 71975.2532 | -23891.951
Total Polk | 722908.2724 | -245804.315
Big Bend | 0 | 0
Bayside | 0 | 0
Polk | 0 | 0
Purchased Power | [6 empty] | Total $ |  |  | MWh Purchased
QFs | 27238.9 |  |  | 65 | 65 | 419.06 | 67477.1 |  |  | 1035065 |  | #REF! |  | #REF!
Hardee PP |  |  |  | 441 | 441 | 0 | 30527 |  |  | 221118 |  | 138.0575 |  | 5.724%
Pasco Cogen |  |  |  | 121 | 121 | 0 | 23802 |  |  | 216335 |  | 110.0238 |  | 20.41%
Seminole | 18055 |  |  | 6.1 | 6.1 | 2959.8361 |  |  |  | n/a |  | #VALUE! |  | #VALUE!
Calpine |  |  |  | 170 | 170 | 0 | 2264.4 |  |  | 13264 |  | 170.7177 |  | 0.8907%
Reliant |  |  |  | 121 | 121 | 0 | 21309.6 |  |  | 140751 |  | 151.3993 |  | 13.28%
Total: |  |  |  | 924.1 |  | 0
Note on C4: JCP: Jurisdictional Separation Study, Table 11-A

## Workpaper Sch E4
TAMPA ELECTRIC COMPANY
System Net Generation and Fuel Cost
Schedule E4
|  | SUMMER | NET |  | AS BURNED | FUEL
|  | CAPACITY | GENERATION | CAPACITY | FUEL | COST
LINE | PLANT/UNIT | (MW) | (MWH) | FACTOR | COST | ¢/ KWH
1 | B.B.#l | 383 | 2176233 | 64.86% | 83989834 | 3.8594
2 | B.B.#2 | 378 | 1930023 | 58.29% | 74288026 | 3.8491
3 | B.B.#3 | 383 | 2464327 | 73.45% | 94098202 | 3.8184
4 | B.B.#4 | 435 | 2795878 | 73.37% | 108872700 | 3.894
5 | PHILLIPS #1 (HVY OIL) | 17 | 820 | 0.5506% | 147974 | 18.0456
6 | PHILLIPS #2 (HVY OIL) | 17 | 830 | 0.5573% | 149203 | 17.9763
7 | POLK #1 GASIFIER | 235 | 1479463 | 71.87% | 66820931 | 4.5166
8 | POLK #1 CT OIL | 215 | 45757 | 2.429% | 13989034 | 30.5724
9 | POLK #2 CT GAS | 149 | 26068 | 1.997% | 3281847 | 12.5896
10 | POLK #2 CT OIL | 159 | 1372 | 0.0985% | 503066 | 36.6666
11 | POLK #3 CT GAS | 149 | 26161 | 2.004% | 3191878 | 12.2009
12 | POLK #3 CT OIL | 164 | 1376 | 0.09578% | 517393 | 37.6012
13 | POLK #4 CT GAS | 149 | 64970 | 4.978% | 8074699 | 12.4284
14 | POLK #5 CT GAS | 149 | 42739 | 3.274% | 5423286 | 12.6893
15 | CITY OF TAMPA GAS | 3 | 956 | 3.638% | 109552 | 11.4594
16 | BAYSIDE #1 | 700 | 3852152 | 62.82% | 275321687 | 7.1472
17 | BAYSIDE #2 | 928 | 4111570 | 50.58% | 295460085 | 7.1861
18 | BAYSIDE #3 | 57 | 6512 | 1.304% | 656266 | 10.0778
19 | BAYSIDE #4 | 57 | 5127 | 1.027% | 529944 | 10.3363
20 | BAYSIDE #5 | 57 | 35714 | 7.153% | 3526793 | 9.8751
21 | BAYSIDE #6 | 57 | 31199 | 6.248% | 3085916 | 9.8911
22 | B.B.C.T.#1 Oil | 10 | 8 | 0.009132% | 4237 | 52.9625
23 | B.B.C.T.#2 Oil | 0 | 0 | 0 | 0 | 0
24 | B.B.C.T.#3 Oil | 0 | 0 | 0 | 300 | 0
25 | B.B.C.T.#4 GAS | 57 | 1860 | 0.3725% | 190931 | 10.2651
26
27
28
29
30
31
32
33
34
35
36
37
38
39
40
41
42
43 | TOTAL |  | 19101115 |  | 1042233784 | 5.4564
|  |  | -19101115 |  | -1042233784
$/MWH
Base Load
| Big Bend Coal |  | 9366461 |  | 361248762 | 38.5683 | 361248.762
| Polk Gasifier |  | 1479463 |  | 66820931 | 45.1657 | 66820.931
| Total Plant |  | 10845924 |  | 428069693 | 39.4683 | 428069.693
Purchases
Total Base Load
Intermediate
| Bayside 1 |  | 3852152 |  | 275321687 | 71.4722 | 275321.687
| Bayside 2 |  | 4111570 |  | 295460085 | 71.8606 | 295460.085
| Total Plant |  | 7963722 |  | 570781772 | 71.6727 | 570781.772
Purchases
Total Intermediate
Peaking
| All CTs |  | 291469 |  | 43382319 | 148.8403 | 43382.319
Purchases
| Total Peaking |  | 291469 |  | 43382319 | 148.8403 | 43382.319
|  |  | 19101115 |  | 1042233784 | 54.564 | 1042233.784
Note on D18: John R. Oxford: Schedule E4, TECO Original Fuel Filing 2008
Note on D19: John R. Oxford: Schedule E4, TECO Original Fuel Filing 2008
Note on D21: John R. Oxford: Schedule E4, TECO Original Fuel Filing 2008
Note on D25: John R. Oxford: Schedule E4, TECO Original Fuel Filing 2008

## Investment
TAMPA ELECTRIC COMPANY
PRODUCTION PLANT COST
FOR THE FORECAST PERIOD ENDING 12/31/09
($000)
|  | Net | Avg of | 13-Mo Avg |  | Tools &
|  | Capability | 12CP | Plant | Coal | Other | Steam | TOTAL | UNIT |  | STA |  | REQ |  | OTHER | FL | FL JURIS DEMAND/ENERGY SPLIT
|  | (MW) * | (MW) | Cost | Handling | Common | Common | COMPANY | SALES | Balance | SALES | Balance | SALES | Balance | SALE | JURIS | Demand | Energy | Total
|  | (1) | (2) | (3) | (4) | (5) | (7) | (8) | (9) | (10) | (11) | (12) | (13) | (14) | (15) | (16) | (17) | (18) | (19)
1 | Steam Production
2 | Big Bend Common | (3): 273754.7607
3 | Coal Handling |  |  | 0 | 0 |  |  | 0 | 0 | 0 | 0 | 0 | 0 | 0 | 0 | 0 | 0 | 0 | 0
4 | Other Common |  |  | 273754.7607 |  | -273754.7607 |  | 0 | 0 | 0 | 0 | 0 | 0 | 0 | 0 | 0 | 0 | 0 | 0
5
6 | Big Bend Unit 1 | 393 |  | 116665.7407 | 0 | 66952.1857 | 784.3333 | 184402.2597 | 0 | 184402.2597 | 0 | 184402.2597 | 6801.1058 | 177601.1539 | 0 | 177601.1539 | 177601.1539 | 0 | 177601.1539
7 | Big Bend Unit 2 | 388 |  | 108986.0111 | 0 | 66100.3767 | 774.3545 | 175860.7423 | 0 | 175860.7423 | 0 | 175860.7423 | 6486.0784 | 169374.6639 | 0 | 169374.6639 | 169374.6639 | 0 | 169374.6639
8 | Big Bend Unit 3 | 393 |  | 172718.4055 | 0 | 66952.1857 | 784.3333 | 240454.9245 | 0 | 240454.9245 | 0 | 240454.9245 | 8868.4346 | 231586.4899 | 0 | 231586.4899 | 231586.4899 | 0 | 231586.4899
9 | Big Bend Unit 4 | 445 |  | 404953.3608 |  | 75810.9991 | 888.1128 | 481652.4727 | 0 | 481652.4727 | 0 | 481652.4727 | 17764.2587 | 463888.214 | 0 | 463888.214 | 463888.214 | 0 | 463888.214
10 | Big Bend Unit 4 FGD |  |  | 202581.3048 |  |  | 0 | 202581.3048 | 0 | 202581.3048 | 0 | 202581.3048 | 7471.5836 | 195109.7212 | 0 | 195109.7212 | 0 | 195109.7212 | 195109.7212
11 | Big Bend Tools |  |  | 2060.9866 |  | -2060.9866 | 0 | 0 |  | 0 | 0 | 0 | 0 | 0 | 0 | 0 | 0 | 0 | 0
12
13 | Total Big Bend | 1619 | 0 | 1281720.57 | 0 | -1.3188e-11 | 3231.1339 | 1284951.7039 | 0 | 1284951.7039 | 0 | 1284951.7039 | 47391.4611 | 1237560.2428 | 0 | 1237560.2428 | 1042450.5216 | 195109.7212 | 1237560.2428
14
15 | New Unit Common |  |  | 63.5444 | 0 | 0 | 0 | 63.5444 | 0 | 63.5444 | 0 | 63.5444 | 2.3436 | 61.2007 | 0 | 61.2007 | 61.2007 | 0 | 61.2007
16 | New Unit Unit 1 | 0 |  | 0 | 0 | 0 | 0 | 0 | 0 | 0 | 0 | 0 | 0 | 0 | 0 | 0 | 0 | 0 | 0
17 | New Unit Unit 2 | 0 |  | 0 | 0 | 0 | 0 | 0 | 0 | 0 | 0 | 0 | 0 | 0 | 0 | 0 | 0 | 0 | 0
18 | New Unit Unit 3 | 0 |  | 0 | 0 | 0 | 0 | 0 | 0 | 0 | 0 | 0 | 0 | 0 | 0 | 0 | 0 | 0 | 0
19 | New Unit Unit 4 | 0 |  | 0 | 0 | 0 | 0 | 0 | 0 | 0 | 0 | 0 | 0 | 0 | 0 | 0 | 0 | 0 | 0
20 | New Unit Unit 5 | 0 |  | 0 | 0 | 0 | 0 | 0 | 0 | 0 | 0 | 0 | 0 | 0 | 0 | 0 | 0 | 0 | 0
21 | New Unit Unit 6 | 0 |  | 0 | 0 | 0 | 0 | 0 | 0 | 0 | 0 | 0 | 0 | 0 | 0 | 0 | 0 | 0 | 0
22 | New Unit Tools |  |  | 0 | 0 | 0 |  | 0 | 0 | 0 | 0 | 0 | 0 | 0 | 0 | 0 | 0 | 0 | 0
23
24 | Total New Unit | 0 | 0 | 63.5444 | 0 | 0 | 0 | 63.5444 | 0 | 63.5444 | 0 | 63.5444 | 2.3436 | 61.2007 | 0 | 61.2007 | 61.2007 | 0 | 61.2007
25
26 | Steam Dismantling |  |  | 0 | 0 | 0 | 0 | 0 | 0 | 0 | 0 | 0 | 0 | 0 | 0 | 0 | 0 | 0 | 0
27 | Steam Common |  |  | 3231.1339 | 0 | 0 | -3231.1339 | 0 | 0 | 0 | 0 | 0 | 0 | 0 | 0 | 0 | 0 | 0 | 0
28
29 | TOTAL STEAM | 1619 | 0 | 1285015.2483 | 0 | -1.3188e-11 | 0 | 1285015.2483 | 0 | 1285015.2483 | 0 | 1285015.2483 | 47393.8047 | 1237621.4436 | 0 | 1237621.4436 | 1042511.7224 | 195109.7212 | 1237621.4436
30
31 | Other Production
32 | Big Bend CT1 | 10 |  | 1754.8375 | 0 | 0 | 0 | 1754.8375 | 0 | 1754.8375 | 0 | 1754.8375 | 64.7217 | 1690.1158 | 0 | 1690.1158 | 1690.1158 | 0 | 1690.1158
33 | Big Bend CT2&3 | 0 |  | 0 | 0 | 0 | 0 | 0 | 0 | 0 | 0 | 0 | 0 | 0 | 0 | 0 | 0 | 0 | 0
34 | Big Bend CT4 | 57 |  | 52630.7388 | 0 | 0 | 0 | 52630.7388 | 0 | 52630.7388 | 0 | 52630.7388 | 1941.1217 | 50689.6171 | 0 | 50689.6171 | 50689.6171 | 0 | 50689.6171
34 | Phillips Station | 34 |  | 60693.5764 | 0 | 0 | 0 | 60693.5764 | 0 | 60693.5764 | 0 | 60693.5764 | 2238.4945 | 58455.082 | 0 | 58455.082 | 58455.082 | 0 | 58455.082
35 | Cty of Tpa Prime Mvrs | 6 |  | 6498.5482 | 0 | 0 | 0 | 6498.5482 | 0 | 6498.5482 | 0 | 6498.5482 | 239.6788 | 6258.8694 | 0 | 6258.8694 | 6258.8694 | 0 | 6258.8694
36
37 | Bayside Unit 1 | 700 |  | 302303.636 | 0 | 0 | 0 | 302303.636 | 0 | 302303.636 | 0 | 302303.636 | 11149.5327 | 291154.1034 | 0 | 291154.1034 | 291154.1034 | 0 | 291154.1034
38 | Bayside Unit 2 | 928 |  | 478242.9996 | 0 | 0 | 0 | 478242.9996 | 0 | 478242.9996 | 0 | 478242.9996 | 17638.5108 | 460604.4888 | 0 | 460604.4888 | 460604.4888 | 0 | 460604.4888
39 | Bayside Unit 3 | 114 |  | 28796.7117 | 0 | 0 | 0 | 28796.7117 | 0 | 28796.7117 | 0 | 28796.7117 | 1062.0775 | 27734.6342 | 0 | 27734.6342 | 27734.6342 | 0 | 27734.6342
40 | Bayside Unit 4 | 0 |  | 0 | 0 | 0 | 0 | 0 | 0 | 0 | 0 | 0 | 0 | 0 | 0 | 0 | 0 | 0 | 0
41 | Bayside Unit 5 | 114 |  | 100386.0091 | 0 | 0 | 0 | 100386.0091 | 0 | 100386.0091 | 0 | 100386.0091 | 3702.4268 | 96683.5822 | 0 | 96683.5822 | 96683.5822 | 0 | 96683.5822
42 | Bayside Common |  |  | 137853.2747 | 0 | 0 | 0 | 137853.2747 | 0 | 137853.2747 | 0 | 137853.2747 | 5084.2908 | 132768.9839 | 0 | 132768.9839 | 132768.9839 | 0 | 132768.9839
43
44 | Polk 1 | 240 |  | 482924.1514 | 0 | 0 | 0 | 482924.1514 | 0 | 482924.1514 | 0 | 482924.1514 | 17811.1606 | 465112.9908 | 0 | 465112.9908 | 204787.7458 | 260325.245 | 465112.9908
45 | Polk 2 | 159 |  | 47469.1225 | 0 | 0 | 0 | 47469.1225 | 0 | 47469.1225 | 0 | 47469.1225 | 1750.7515 | 45718.371 | 0 | 45718.371 | 45718.371 | 0 | 45718.371
46 | Polk 3 | 164 |  | 51302.408 | 0 | 0 | 0 | 51302.408 | 0 | 51302.408 | 0 | 51302.408 | 1892.1303 | 49410.2777 | 0 | 49410.2777 | 49410.2777 | 0 | 49410.2777
47 | Polk 4 | 149 | 0 | 35016.8098 | 0 | 0 | 0 | 35016.8098 | 0 | 35016.8098 | 0 | 35016.8098 | 1291.4865 | 33725.3233 | 0 | 33725.3233 | 33725.3233 | 0 | 33725.3233
48 | Polk 5 | 149 | 0 | 34220.5276 | 0 | 0 | 0 | 34220.5276 | 0 | 34220.5276 | 0 | 34220.5276 | 1262.1181 | 32958.4095 | 0 | 32958.4095 | 32958.4095 | 0 | 32958.4095
49 | Polk Common |  |  | 71975.2532 | 0 | 0 | 0 | 71975.2532 | 0 | 71975.2532 | 0 | 71975.2532 | 2654.5841 | 69320.669 | 0 | 69320.669 | 63181.315 | 6139.354 | 69320.669
50 | TOTAL OTHER | 2824 | 0 | 1892068.6044 | 0 | 0 | 0 | 1892068.6044 | 0 | 1892068.6044 | 0 | 1892068.6044 | 69783.0863 | 1822285.5181 | 0 | 1822285.5181 | 1555820.9191 | 266464.599 | 1822285.5181
51
52 | Total Steam & Other Gen | 4443 | 0 | 3177083.8527 | 0 | -1.3188e-11 | 0 | 3177083.8527 | 0 | 3177083.8527 | 0 | 3177083.8527 | 117176.8911 | 3059906.9617 | 0 | 3059906.9617 | 2598332.6415 | 461574.3202 | 3059906.9617
53
54 | * From TYSP Jan 2008 to Dec 2017 - Schedule 1 - Existing Generating Facilities as of December 31, 2007; Winter Ratings (col 14) for Big Bend & Polk 1; Summer Ratings (col 13) for all other Units/Stations
55
56
57 |  | (8): Total
58 | DEMAND RATIOS | bar: (1) to (7); (9) to (10)
59 |  | (3): CUST; (4): RATIO; (5): TOTAL
60 |  | (3): 12CP MW; (4): CUST / TOTAL; (5): $
61
62 | UNIT SALES | (3): 0; (4): 0%; (5): 0
63 | REQ SALES | (3): 141194.7966; (4): 3.688%; (5): 117176.8911
64 | STATION SALE | (3): 0; (4): 0%; (5): 0
65 | OTHER | (3): 0; (4): 0%; (5): 0
66 | TOTAL WHOLESALE | (3): 141194.7966; (5): 117176.8911
67 | FL JURISDICTIONAL (RETAIL) | (3): 3687100.2223; (4): 96.31%; (5): 3059906.9617
68
69 | TOTAL MW | (3): 3828295.0189; (5): 3177083.8527
70
71 | ENERGY RATIOS | bar: (1) to (7); (9) to (10)
72 |  | (4): MWH; (5): RATIO
73 |  | (3): TOTAL; (4): AT; (5): CUSTOMER /
74 |  | (3): MWH; (4): GENERATOR; (5): TOTAL
75
76 | UNIT SALES | (4): 0; (5): 0%
77 | REQ SALES | (4): 777094.4675; (5): 3.567%
78 | STATION SALE | (4): 0; (5): 0%
79 | OTHER | (4): 0; (5): 0%
80 | TOTAL WHOLESALE | (4): 777094.4675
81 | FL JURISDICTIONAL (INCL NON-SEPAR SALES) | (4): 21787049.2041; (5): 103.7%
82
83 | TOTAL MWH OUTPUT | (1): MWH at Generation (No Resale); (4): 21009954.7366
84
85
86
87
88
89
90
91
92
93
94
95
TAMPA ELECTRIC COMPANY
PRODUCTION PLANT ACCUM RESERVE FOR DEPREC
FOR THE FORECAST PERIOD ENDING 12/31/09
($000)
|  | Net | Avg of | 13-Mo Avg |  | Tools & | [10 empty] | 12 CP & 1/13TH
|  | Capability | 12CP | Plant | Coal | Other | Steam | TOTAL | UNIT |  | STA |  | REQ |  | OTHER | FL | AVG DEMAND STUDY
|  | (MW) * | (MW) | Reserve | Handling | Common | Common | COMPANY | SALES | Balance | SALES | Balance | SALES | Balance | SALE | JURIS | Demand | Energy | Total
|  | (1) | (2) | (3) | (4) | (5) | (7) | (8) | (9) | (10) | (11) | (12) | (13) | (14) | (15) | (16) | (17) | (18) | (19)
1 | Steam Production
2 | Big Bend Common | (3): 76866.9228
3 | Coal Handling |  |  | 0 | 0 |  |  | 0 | 0 | 0 | 0 | 0 | 0 | 0 | 0 | 0 | 0 | 0 | 0
4 | Other Common |  |  | 76866.9228 |  | -76866.9228 |  | 0 | 0 | 0 | 0 | 0 | 0 | 0 | 0 | 0 | 0 | 0 | 0
5
6 | Big Bend Unit 1 | 393 | 0 | 49527.7222 | 0 | 19064.4701 | 1233.8194 | 69826.0116 | 0 | 69826.0116 | 0 | 69826.0116 | 2575.316 | 67250.6956 | 0 | 67250.6956 | 67250.6956 | 0 | 67250.6956
7 | Big Bend Unit 2 | 388 | 0 | 26097.3798 | 0 | 18821.9196 | 1218.1219 | 46137.4213 | 0 | 46137.4213 | 0 | 46137.4213 | 1701.6358 | 44435.7855 | 0 | 44435.7855 | 44435.7855 | 0 | 44435.7855
8 | Big Bend Unit 3 | 393 | 0 | 62053.7376 | 0 | 19064.4701 | 1233.8194 | 82352.027 | 0 | 82352.027 | 0 | 82352.027 | 3037.2993 | 79314.7277 | 0 | 79314.7277 | 79314.7277 | 0 | 79314.7277
9 | Big Bend Unit 4 | 445 | 0 | 191879.2695 |  | 21586.9954 | 1397.0728 | 214863.3377 | 0 | 214863.3377 | 0 | 214863.3377 | 7924.5683 | 206938.7694 | 0 | 206938.7694 | 206938.7694 | 0 | 206938.7694
10 | Big Bend Unit 4 FGD |  |  | 92048.4014 |  |  | 0 | 92048.4014 | 0 | 92048.4014 | 0 | 92048.4014 | 3394.92 | 88653.4814 | 0 | 88653.4814 | 0 | 88653.4814 | 88653.4814
11 | Big Bend Tools Amort. |  |  | 1670.9323 |  | -1670.9323 | 0 | 0 |  | 0 | 0 | 0 | 0 | 0 | 0 | 0 | 0 | 0 | 0
12
13 | Total Big Bend | 1619 | 0 | 500144.3656 | 0 | -5.9117e-12 | 5082.8335 | 505227.1991 | 0 | 505227.1991 | 0 | 505227.1991 | 18633.7394 | 486593.4597 | 0 | 486593.4597 | 397939.9782 | 88653.4814 | 486593.4597
14
15 | New Unit Common |  |  | 1.2307 | 0 | 0 | 0 | 1.2307 | 0 | 1.2307 | 0 | 1.2307 | 0.045389 | 1.1853 | 0 | 1.1853 | 1.1853 | 0 | 1.1853
16 | New Unit Unit 1 | 0 | 0 | 0 | 0 | 0 | 0 | 0 | 0 | 0 | 0 | 0 | 0 | 0 | 0 | 0 | 0 | 0 | 0
17 | New Unit Unit 2 | 0 | 0 | 3 | 0 | 0 | 0 | 3 | 0 | 3 | 0 | 3 | 0.11065 | 2.8894 | 0 | 2.8894 | 2.8894 | 0 | 2.8894
18 | New Unit Unit 3 | 0 | 0 | 0 | 0 | 0 | 0 | 0 | 0 | 0 | 0 | 0 | 0 | 0 | 0 | 0 | 0 | 0 | 0
19 | New Unit Unit 4 | 0 | 0 | -0.3 | 0 | 0 | 0 | -0.3 | 0 | -0.3 | 0 | -0.3 | -0.011065 | -0.28894 | 0 | -0.28894 | -0.28894 | 0 | -0.28894
20 | New Unit Unit 5 | 0 | 0 | -5.8838 | 0 | 0 | 0 | -5.8838 | 0 | -5.8838 | 0 | -5.8838 | -0.217 | -5.6668 | 0 | -5.6668 | -5.6668 | 0 | -5.6668
21 | New Unit Unit 6 | 0 | 0 | 0 | 0 | 0 | 0 | 0 | 0 | 0 | 0 | 0 | 0 | 0 | 0 | 0 | 0 | 0 | 0
22 | New Unit Tools Amort. |  |  | 0 | 0 | 0 |  | 0 | 0 | 0 | 0 | 0 | 0 | 0 | 0 | 0 | 0 | 0 | 0
23
24 | Total New Unit | 0 | 0 | -1.9531 | 0 | 0 | 0 | -1.9531 | 0 | -1.9531 | 0 | -1.9531 | -0.072034 | -1.8811 | 0 | -1.8811 | -1.8811 | 0 | -1.8811
25
26 | Steam Prod Dismantling |  |  | 72234.6491 | 0 | 0 | 0 | 72234.6491 | 0 | 72234.6491 | 0 | 72234.6491 | 2664.1512 | 69570.4979 | 0 | 69570.4979 | 69570.4979 | 0 | 69570.4979
27 | Steam Common |  |  | 5082.8335 | 0 | 0 | -5082.8335 | 0 | 0 | 0 | 0 | 0 | 0 | 0 | 0 | 0 | 0 | 0 | 0
28
29 | TOTAL STEAM | 1619 | 0 | 577459.895 | 0 | -5.9117e-12 | 0 | 577459.895 | 0 | 577459.895 | 0 | 577459.895 | 21297.8185 | 556162.0765 | 0 | 556162.0765 | 467508.5951 | 88653.4814 | 556162.0765
30
31 | Other Production
32 | Big Bend CT1 | 10 | 0 | 1735.9966 | 0 | 0 | 0 | 1735.9966 | 0 | 1735.9966 | 0 | 1735.9966 | 64.0269 | 1671.9698 | 0 | 1671.9698 | 1671.9698 | 0 | 1671.9698
33 | Big Bend CT2&3 | 0 | 0 | 1657.4015 | 0 | 0 | 0 | 1657.4015 | 0 | 1657.4015 | 0 | 1657.4015 | 61.1281 | 1596.2734 | 0 | 1596.2734 | 1596.2734 | 0 | 1596.2734
34 | Big Bend CT4 | 57 | 0 | 1085.5245 | 0 | 0 | 0 | 1085.5245 | 0 | 1085.5245 | 0 | 1085.5245 | 40.0362 | 1045.4883 | 0 | 1045.4883 | 1045.4883 | 0 | 1045.4883
35 | Phillips Station | 34 | 0 | 58616.0911 | 0 | 0 | 0 | 58616.0911 | 0 | 58616.0911 | 0 | 58616.0911 | 2161.8729 | 56454.2183 | 0 | 56454.2183 | 56454.2183 | 0 | 56454.2183
36 | Cty of Tpa Prim Mvrs | 6 | 0 | 2347.2286 | 0 | 0 | 0 | 2347.2286 | 0 | 2347.2286 | 0 | 2347.2286 | 86.5703 | 2260.6583 | 0 | 2260.6583 | 2260.6583 | 0 | 2260.6583
37 |  | (17): 0; (18): 0
38 | Bayside Unit 1 | 700 | 0 | 54423.9279 | 0 | 0 | 0 | 54423.9279 | 0 | 54423.9279 | 0 | 54423.9279 | 2007.2579 | 52416.67 | 0 | 52416.67 | 52416.67 | 0 | 52416.67
39 | Bayside Unit 2 | 928 | 0 | 63728.8964 | 0 | 0 | 0 | 63728.8964 | 0 | 63728.8964 | 0 | 63728.8964 | 2350.4428 | 61378.4535 | 0 | 61378.4535 | 61378.4535 | 0 | 61378.4535
40 | Bayside Unit 3 | 114 | 0 | 1964.8534 | 0 | 0 | 0 | 1964.8534 | 0 | 1964.8534 | 0 | 1964.8534 | 72.4675 | 1892.3859 | 0 | 1892.3859 | 1892.3859 | 0 | 1892.3859
41 | Bayside Unit 4 | 0 | 0 | 0 | 0 | 0 | 0 | 0 | 0 | 0 | 0 | 0 | 0 | 0 | 0 | 0 | 0 | 0 | 0
42 | Bayside Unit 5 | 114 | 0 | 2046.767 | 0 | 0 | 0 | 2046.767 | 0 | 2046.767 | 0 | 2046.767 | 75.4887 | 1971.2783 | 0 | 1971.2783 | 1971.2783 | 0 | 1971.2783
43 | Bayside Common |  |  | 31467.4672 | 0 | 0 | 0 | 31467.4672 | 0 | 31467.4672 | 0 | 31467.4672 | 1160.58 | 30306.8872 | 0 | 30306.8872 | 30306.8872 | 0 | 30306.8872
44 |  | (17): 0; (18): 0
45 | Polk 1 | 240 | 0 | 182543.2558 | 0 | 0 | 0 | 182543.2558 | 0 | 182543.2558 | 0 | 182543.2558 | 6732.5422 | 175810.7136 | 0 | 175810.7136 | 77408.8887 | 98401.8249 | 175810.7136
46 | Polk 2 | 159 | 0 | 16846.1112 | 0 | 0 | 0 | 16846.1112 | 0 | 16846.1112 | 0 | 16846.1112 | 621.3166 | 16224.7946 | 0 | 16224.7946 | 16224.7946 | 0 | 16224.7946
47 | Polk 3 | 164 | 0 | 15908.7994 | 0 | 0 | 0 | 15908.7994 | 0 | 15908.7994 | 0 | 15908.7994 | 586.7468 | 15322.0526 | 0 | 15322.0526 | 15322.0526 | 0 | 15322.0526
48 | Polk 4 | 149 | 0 | 3397.9744 | 0 | 0 | 0 | 3397.9744 | 0 | 3397.9744 | 0 | 3397.9744 | 125.3238 | 3272.6507 | 0 | 3272.6507 | 3272.6507 | 0 | 3272.6507
49 | Polk 5 | 149 | 0 | 3216.2231 | 0 | 0 | 0 | 3216.2231 | 0 | 3216.2231 | 0 | 3216.2231 | 118.6204 | 3097.6027 | 0 | 3097.6027 | 3097.6027 | 0 | 3097.6027
50 | Polk Common |  |  | 23891.951 | 0 | 0 | 0 | 23891.951 | 0 | 23891.951 | 0 | 23891.951 | 881.1806 | 23010.7705 | 0 | 23010.7705 | 20972.8319 | 2037.9386 | 23010.7705
51 |  | (17): 0; (18): 0
52 | Other Prod Dismantling |  |  | 15873.1373 | 0 | 0 | 0 | 15873.1373 | 0 | 15873.1373 | 0 | 15873.1373 | 585.4315 | 15287.7058 | 0 | 15287.7058 | 15287.7058 | 0 | 15287.7058
53
54 | TOTAL OTHER PROD | 2824 | 0 | 480751.6065 | 0 | 0 | 0 | 480751.6065 | 0 | 480751.6065 | 0 | 480751.6065 | 17731.033 | 463020.5735 | 0 | 463020.5735 | 362580.81 | 100439.7635 | 463020.5735
55
56 | Total Steam & Other Gen | 4443 | 0 | 1058211.5015 | 0 | -5.9117e-12 | 0 | 1058211.5015 | 0 | 1058211.5015 | 0 | 1058211.5015 | 39028.8515 | 1019182.65 | 0 | 1019182.65 | 830089.4051 | 189093.2449 | 1019182.65
TAMPA ELECTRIC COMPANY
PRODUCTION PLANT DEPRECIATION EXPENSE
FOR THE FORECAST PERIOD ENDING 12/31/09
($000)
|  | Net | Avg of | 13-Mo Avg |  | Tools & | [10 empty] | 12 CP & 1/13TH
|  | Capability | 12CP | Plant | Coal | Other | Steam | TOTAL | UNIT |  | STA |  | REQ |  | OTHER | FL | AVG DEMAND STUDY
|  | (MW) * | (MW) | Cost | Handling | Common | Common | COMPANY | SALES | Balance | SALES | Balance | SALES | Balance | SALE | JURIS | Demand | Energy | Total
|  | (1) | (2) | (3) | (4) | (5) | (7) | (8) | (9) | (10) | (11) | (12) | (13) | (14) | (15) | (16) | (17) | (18) | (19)
1 | Steam Production
2 | Big Bend Common | (3): 6157.4396
3 | Coal Handling |  |  | 0 | 0 |  |  | 0 | 0 | 0 | 0 | 0 | 0 | 0 | 0 | 0 | 0 | 0 | 0
4 | Other Common |  |  | 6157.4396 |  | -6157.4396 |  | 0 | 0 | 0 | 0 | 0 | 0 | 0 | 0 | 0 | 0 | 0 | 0
5
6 | Big Bend Unit 1 | 393 | 0 | 3378.4411 | 0 | 1566.3361 | 49.5897 | 4994.367 | 0 | 4994.367 | 0 | 4994.367 | 184.2017 | 4810.1652 | 0 | 4810.1652 | 4810.1652 | 0 | 4810.1652
7 | Big Bend Unit 2 | 388 | 0 | 2156.1429 | 0 | 1546.4082 | 48.9588 | 3751.5099 | 0 | 3751.5099 | 0 | 3751.5099 | 138.3628 | 3613.1471 | 0 | 3613.1471 | 3613.1471 | 0 | 3613.1471
8 | Big Bend Unit 3 | 393 | 0 | 2888.0645 | 0 | 1566.3361 | 49.5897 | 4503.9904 | 0 | 4503.9904 | 0 | 4503.9904 | 166.1157 | 4337.8746 | 0 | 4337.8746 | 4337.8746 | 0 | 4337.8746
9 | Big Bend Unit 4 | 445 | 0 | 7940.2951 |  | 1773.5867 | 56.1512 | 9770.033 | 0 | 9770.033 | 0 | 9770.033 | 360.3374 | 9409.6957 | 0 | 9409.6957 | 9409.6957 | 0 | 9409.6957
10 | Big Bend Unit 4 FGD |  |  | 4437.8074 |  |  | 0 | 4437.8074 | 0 | 4437.8074 | 0 | 4437.8074 | 163.6748 | 4274.1326 | 0 | 4274.1326 | 0 | 4274.1326 | 4274.1326
11 | Big Bend Tools Amort. |  |  | 295.2275 |  | -295.2275 | 0 | 0 |  | 0 | 0 | 0 | 0 | 0 | 0 | 0 | 0 | 0 | 0
12
13 | Total Big Bend | 1619 | 0 | 27253.4181 | 0 | 5.1159e-13 | 204.2896 | 27457.7076 | 0 | 27457.7076 | 0 | 27457.7076 | 1012.6924 | 26445.0152 | 0 | 26445.0152 | 22170.8826 | 4274.1326 | 26445.0152
14 |  | (17): 0; (18): 0
15 | New Unit Common |  |  | 0.82044 | 0 | 0 | 0 | 0.82044 | 0 | 0.82044 | 0 | 0.82044 | 0.030259 | 0.79018 | 0 | 0.79018 | 0.79018 | 0 | 0.79018
16 | New Unit Unit 1 | 0 | 0 | 0 | 0 | 0 | 0 | 0 | 0 | 0 | 0 | 0 | 0 | 0 | 0 | 0 | 0 | 0 | 0
17 | New Unit Unit 2 | 0 | 0 | 0 | 0 | 0 | 0 | 0 | 0 | 0 | 0 | 0 | 0 | 0 | 0 | 0 | 0 | 0 | 0
18 | New Unit Unit 3 | 0 | 0 | 0 | 0 | 0 | 0 | 0 | 0 | 0 | 0 | 0 | 0 | 0 | 0 | 0 | 0 | 0 | 0
19 | New Unit Unit 4 | 0 | 0 | 0 | 0 | 0 | 0 | 0 | 0 | 0 | 0 | 0 | 0 | 0 | 0 | 0 | 0 | 0 | 0
20 | New Unit Unit 5 | 0 | 0 | 0 | 0 | 0 | 0 | 0 | 0 | 0 | 0 | 0 | 0 | 0 | 0 | 0 | 0 | 0 | 0
21 | New Unit Unit 6 | 0 | 0 | 0 | 0 | 0 | 0 | 0 | 0 | 0 | 0 | 0 | 0 | 0 | 0 | 0 | 0 | 0 | 0
22 | New Unit Tools Amort. |  |  | 0 | 0 | 0 |  | 0 | 0 | 0 | 0 | 0 | 0 | 0 | 0 | 0 | 0 | 0 | 0
23
24 | Total New Unit | 0 | 0 | 0.82044 | 0 | 0 | 0 | 0.82044 | 0 | 0.82044 | 0 | 0.82044 | 0.030259 | 0.79018 | 0 | 0.79018 | 0.79018 | 0 | 0.79018
25
26 | Steam Prod Dismantling |  |  | 839.452 | 0 | 0 | 0 | 839.452 | 0 | 839.452 | 0 | 839.452 | 30.9606 | 808.4914 | 0 | 808.4914 | 808.4914 | 0 | 808.4914
27 | Steam Common |  |  | 204.2896 | 0 | 0 | -204.2896 | 0 | 0 | 0 | 0 | 0 | 0 | 0 | 0 | 0 | 0 | 0 | 0
28 |  | (17): 0; (18): 0
29 | TOTAL STEAM | 1619 | 0 | 28297.9801 | 0 | 5.1159e-13 | 0 | 28297.9801 | 0 | 28297.9801 | 0 | 28297.9801 | 1043.6833 | 27254.2968 | 0 | 27254.2968 | 22980.1642 | 4274.1326 | 27254.2968
30
31 | Other Production
32 | Big Bend CT1 | 10 | 0 | 0 | 0 | 0 | 0 | 0 | 0 | 0 | 0 | 0 | 0 | 0 | 0 | 0 | 0 | 0 | 0
33 | Big Bend CT2&3 | 0 | 0 | 0 | 0 | 0 | 0 | 0 | 0 | 0 | 0 | 0 | 0 | 0 | 0 | 0 | 0 | 0 | 0
34 | Big Bend CT4 | 57 | 0 | 2134.058 | 0 | 0 | 0 | 2134.058 | 0 | 2134.058 | 0 | 2134.058 | 78.7081 | 2055.3498 | 0 | 2055.3498 | 2055.3498 | 0 | 2055.3498
35 | Phillips Station | 34 | 0 | 1615.5352 | 0 | 0 | 0 | 1615.5352 | 0 | 1615.5352 | 0 | 1615.5352 | 59.584 | 1555.9512 | 0 | 1555.9512 | 1555.9512 | 0 | 1555.9512
36 | Cty of Tpa Prim Mvrs | 6 | 0 | 292.4347 | 0 | 0 | 0 | 292.4347 | 0 | 292.4347 | 0 | 292.4347 | 10.7855 | 281.6491 | 0 | 281.6491 | 281.6491 | 0 | 281.6491
37 |  | (17): 0; (18): 0
38 | Bayside Unit 1 | 700 | 0 | 10659.543 | 0 | 0 | 0 | 10659.543 | 0 | 10659.543 | 0 | 10659.543 | 393.1442 | 10266.3988 | 0 | 10266.3988 | 10266.3988 | 0 | 10266.3988
39 | Bayside Unit 2 | 928 | 0 | 14472.5081 | 0 | 0 | 0 | 14472.5081 | 0 | 14472.5081 | 0 | 14472.5081 | 533.7736 | 13938.7345 | 0 | 13938.7345 | 13938.7345 | 0 | 13938.7345
40 | Bayside Unit 3 | 114 | 0 | 3860.8297 | 0 | 0 | 0 | 3860.8297 | 0 | 3860.8297 | 0 | 3860.8297 | 142.3947 | 3718.4349 | 0 | 3718.4349 | 3718.4349 | 0 | 3718.4349
41 | Bayside Unit 4 | 0 | 0 | 0 | 0 | 0 | 0 | 0 | 0 | 0 | 0 | 0 | 0 | 0 | 0 | 0 | 0 | 0 | 0
42 | Bayside Unit 5 | 114 | 0 | 4136.0353 | 0 | 0 | 0 | 4136.0353 | 0 | 4136.0353 | 0 | 4136.0353 | 152.5448 | 3983.4904 | 0 | 3983.4904 | 3983.4904 | 0 | 3983.4904
43 | Bayside Common |  |  | 3684.1671 | 0 | 0 | 0 | 3684.1671 | 0 | 3684.1671 | 0 | 3684.1671 | 135.8791 | 3548.288 | 0 | 3548.288 | 3548.288 | 0 | 3548.288
44 |  | (17): 0; (18): 0
45 | Polk 1 | 240 | 0 | 18945.5058 | 0 | 0 | 0 | 18945.5058 | 0 | 18945.5058 | 0 | 18945.5058 | 698.7463 | 18246.7596 | 0 | 18246.7596 | 8033.9892 | 10212.7703 | 18246.7596
46 | Polk 2 | 159 | 0 | 2672.9316 | 0 | 0 | 0 | 2672.9316 | 0 | 2672.9316 | 0 | 2672.9316 | 98.5828 | 2574.3488 | 0 | 2574.3488 | 2574.3488 | 0 | 2574.3488
47 | Polk 3 | 164 | 0 | 2466.2723 | 0 | 0 | 0 | 2466.2723 | 0 | 2466.2723 | 0 | 2466.2723 | 90.9608 | 2375.3115 | 0 | 2375.3115 | 2375.3115 | 0 | 2375.3115
48 | Polk 4 | 149 | 0 | 1505.7228 | 0 | 0 | 0 | 1505.7228 | 0 | 1505.7228 | 0 | 1505.7228 | 55.5339 | 1450.1889 | 0 | 1450.1889 | 1450.1889 | 0 | 1450.1889
49 | Polk 5 | 149 | 0 | 1471.4827 | 0 | 0 | 0 | 1471.4827 | 0 | 1471.4827 | 0 | 1471.4827 | 54.2711 | 1417.2116 | 0 | 1417.2116 | 1417.2116 | 0 | 1417.2116
50 | Polk Common |  |  | 1776.3705 | 0 | 0 | 0 | 1776.3705 | 0 | 1776.3705 | 0 | 1776.3705 | 65.5159 | 1710.8546 | 0 | 1710.8546 | 1559.3335 | 151.5211 | 1710.8546
51 |  | (17): 0; (18): 0
52 | Other Prod Dismantling |  |  | 497.534 | 0 | 0 | 0 | 497.534 | 0 | 497.534 | 0 | 497.534 | 18.35 | 479.184 | 0 | 479.184 | 479.184 | 0 | 479.184
53
54 | TOTAL OTHER PROD | 2824 | 0 | 70190.9307 | 0 | 0 | 0 | 70190.9307 | 0 | 70190.9307 | 0 | 70190.9307 | 2588.7749 | 67602.1558 | 0 | 67602.1558 | 57237.8644 | 10364.2914 | 67602.1558
55
56 | Total Steam & Other Gen | 4443 | 0 | 98488.9108 | 0 | 5.1159e-13 | 0 | 98488.9108 | 0 | 98488.9108 | 0 | 98488.9108 | 3632.4582 | 94856.4526 | 0 | 94856.4526 | 80218.0286 | 14638.424 | 94856.4526

## B-7
SCHEDULE B-7 | [5 empty] | PLANT BALANCES BY ACCOUNT AND SUB-ACCOUNT | [6 empty] | Page 1 of 27
FLORIDA PUBLIC SERVICE COMMISSION |  |  |  | EXPLANATION: | Provide the depreciation rate and plant balances for each account or sub-account to which a separate depreciation | [5 empty] | Type of data shown:
[5 empty] | rate is prescribed. (Include Amortization/Recovery schedule amounts). | [5 empty] | XX | Projected Test Year Ended 12/31/2009
COMPANY: TAMPA ELECTRIC COMPANY | [11 empty] | Projected Prior Year Ended 12/31/2008
Historical Prior Year Ended 12/31/2007
DOCKET No. 080317-EI | [6 empty] | (Dollars in 000's) |  |  |  |  | Witness: J. S. Chronister
|  | (1) | (2) |  | (3) |  | (4) | (5) | (6) | (7) |  | (8) | (9)
|  | Account/ | Account/ |  | Depreciation |  | Plant | Total | Total |  |  | Plant
Line |  | Sub-account | Sub-account |  | Rate* |  | Balance | Plant | Plant | Adjustments |  | Balance | 13-Month
No. |  | Number | Title |  | (%) |  | Beg. of Year | Added | Retired | or Transfers |  | End of Year | Average
1 |  |  | STEAM PRODUCTION
2 |  |  | BIG BEND COMMON
3 |  | 311.4 | Structures and Improvements |  | 2 |  | 90364.4623 | 52420.938 | 0 | 0 |  | 142785.4003 | 96560.4927
4 |  | 312.4 | Boiler Plant Equipment |  | 2.6 |  | 95828.682 | 1642.872 | -800 | 0 |  | 96671.554 | 96588.5796
5 |  | 314.4 | Turbogenerator Units |  | 1.8 |  | 4630.076 | 0 | 0 | 0 |  | 4630.076 | 4630.076
6 |  | 315.4 | Accessory Electric Equipment |  | 3 |  | 17043.3051 | 3975.8204 | 0 | 0 |  | 21019.1255 | 18615.3983
7 |  | 316.4 | Misc. Power Plant Equipment |  | 3.1 |  | 5276.0694 | 0 | 0 | 0 |  | 5276.0694 | 5276.0694
8 |  |  | TOTAL BIG BEND COMMON |  |  |  | 213142.5948 | 58039.6304 | -800 | 0 |  | 270382.2253 | 221670.616
9
10 |  |  | BIG BEND UNIT 1
11 |  | 311.41 | Structures and Improvements |  | 1.4 |  | 8033.3173 | 0 | -160 | 0 |  | 7873.3173 | 8021.0096
12 |  | 312.41 | Boiler Plant Equipment |  | 3.3 |  | 78296.5256 | 4087.946 | -765.2244 | 0 |  | 81619.2472 | 78817.3107
13 |  | 314.41 | Turbogenerator Units |  | 2.5 |  | 31516.3689 | 0 | 0 | 0 |  | 31516.3689 | 31516.3689
14 |  | 315.41 | Accessory Electric Equipment |  | 2.5 |  | 8603.3323 | 250 | 0 | 0 |  | 8853.3323 | 8757.1785
15 |  | 316.41 | Misc. Power Plant Equipment |  | 1.2 |  | 645.5116 | 0 | 0 | 0 |  | 645.5116 | 645.5116
16 |  |  | TOTAL BIG BEND UNIT 1 |  |  |  | 127095.0557 | 4337.946 | -925.2244 | 0 |  | 130507.7773 | 127757.3793
17
18 |  |  | BIG BEND UNIT 2
19 |  | 311.42 | Structures and Improvements |  | 1.6 |  | 7927.6545 | 0 | -160 | 0 |  | 7767.6545 | 7829.193
20 |  | 312.42 | Boiler Plant Equipment |  | 3.1 |  | 70475.9533 | 103482.6503 | -7622.4756 | 0 |  | 166336.1281 | 124075.1359
21 |  | 314.42 | Turbogenerator Units |  | 2.5 |  | 29970.5132 | 11949.38 | -4465.802 | 0 |  | 37454.0912 | 33368.4101
22 |  | 315.42 | Accessory Electric Equipment |  | 2.5 |  | 11626.6409 | 2614.669 | -1882.8088 | 0 |  | 12358.5011 | 12250.7563
23 |  | 316.42 | Misc. Power Plant Equipment |  | 2 |  | 539.9423 | 0 | 0 | 0 |  | 539.9423 | 539.9423
24 |  |  | TOTAL BIG BEND UNIT 2 |  |  |  | 120540.7042 | 118046.6993 | -14131.0864 | 0 |  | 224456.3172 | 178063.4375
25
26 |  |  | BIG BEND UNIT 3
27 |  | 311.43 | Structures and Improvements |  | 1.2 |  | 18305.6994 | 0 | 0 | 0 |  | 18305.6994 | 18305.6994
28 |  | 312.43 | Boiler Plant Equipment |  | 2.6 |  | 201215.0831 | 1592.105 | 0 | 0 |  | 202807.1881 | 201965.3994
29 |  | 314.43 | Turbogenerator Units |  | 1.8 |  | 40452.6998 | 0 | 0 | 0 |  | 40452.6998 | 40452.6998
30 |  | 315.43 | Accessory Electric Equipment |  | 2.5 |  | 15886.4307 | 501.876 | -131.6632 | 0 |  | 16256.6435 | 15976.3836
31 |  | 316.43 | Misc. Power Plant Equipment |  | 2.7 |  | 1327.4886 | 0 | 0 | 0 |  | 1327.4886 | 1327.4886
32 |  |  | TOTAL BIG BEND UNIT 3 |  |  |  | 277187.4015 | 2093.981 | -131.6632 | 0 |  | 279149.7193 | 278027.6708
33
34
35
36
37
38
39 | Totals may be affected due to rounding.
Supporting Schedules: B-8, B-11 | [11 empty] | Recap Schedules: B-3, B-6
SCHEDULE B-7 | [5 empty] | PLANT BALANCES BY ACCOUNT AND SUB-ACCOUNT | [6 empty] | Page 2 of 27
FLORIDA PUBLIC SERVICE COMMISSION |  |  |  | EXPLANATION: | Provide the depreciation rate and plant balances for each account or sub-account to which a separate depreciation | [5 empty] | Type of data shown:
[5 empty] | rate is prescribed. (Include Amortization/Recovery schedule amounts). | [5 empty] | XX | Projected Test Year Ended 12/31/2009
COMPANY: TAMPA ELECTRIC COMPANY | [11 empty] | Projected Prior Year Ended 12/31/2008
Historical Prior Year Ended 12/31/2007
DOCKET No. 080317-EI | [6 empty] | (Dollars in 000's) |  |  |  |  | Witness: J. S. Chronister
|  | (1) | (2) |  | (3) |  | (4) | (5) | (6) | (7) |  | (8) | (9)
|  | Account/ | Account/ |  | Depreciation |  | Plant | Total | Total |  |  | Plant
Line |  | Sub-account | Sub-account |  | Rate* |  | Balance | Plant | Plant | Adjustments |  | Balance | 13-Month
No. |  | Number | Title |  | (%) |  | Beg. of Year | Added | Retired | or Transfers |  | End of Year | Average
1 |  |  | BIG BEND UNIT 4
2 |  | 311.44 | Structures and Improvements |  | 1.4 |  | 61615.208 | 0 | 0 | 0 |  | 61615.208 | 61615.208
3 |  | 312.44 | Boiler Plant Equipment |  | 2.4 |  | 279840.5178 | 21574.5332 | -1720 | 0 |  | 299695.051 | 287626.6805
4 |  | 314.44 | Turbogenerator Units |  | 2 |  | 86013.3222 | 16908.989 | 0 | 0 |  | 102922.3112 | 87314.0137
5 |  | 315.44 | Accessory Electric Equipment |  | 2.1 |  | 44026.9077 | 115 | 0 | 0 |  | 44141.9077 | 44124.2154
6 |  | 316.44 | Misc. Power Plant Equipment |  | 1.7 |  | 5408.2285 | 0 | 0 | 0 |  | 5408.2285 | 5408.2285
7 |  |  | TOTAL BIG BEND UNIT 4 |  |  |  | 476904.1843 | 38598.5222 | -1720 | 0 |  | 513782.7065 | 486088.346
8
9 |  |  | BIG BEND UNIT 4 FGD
10 |  | 311.45 | Structures and Improvements |  | 1.5 |  | 22519.2815 | 0 | 0 | 0 |  | 22519.2815 | 22519.2815
11 |  | 312.45 | Boiler Plant Equipment |  | 2.3 |  | 160342.15 | 6536.2118 | -1429.7084 | 0 |  | 165448.6534 | 160664.4559
12 |  | 315.45 | Accessory Electric Equipment |  | 2.1 |  | 18571.1978 | 251.588 | 0 | 0 |  | 18822.7858 | 18649.8165
13 |  | 316.45 | Misc. Power Plant Equipment |  | 2 |  | 747.7509 | 0 | 0 | 0 |  | 747.7509 | 747.7509
14 |  |  | TOTAL BIG BEND UNIT 4 FGD |  |  |  | 202180.3803 | 6787.7998 | -1429.7084 | 0 |  | 207538.4717 | 202581.3048
15
16 |  |  | BIG BEND UNIT 1 & 2 FGD
17 |  | 311.46 | Structures and Improvements |  | 2.6 |  | 12700.3766 | 0 | 0 | 0 |  | 12700.3766 | 12700.3766
18 |  | 312.46 | Boiler Plant Equipment |  | 2.9 |  | 60639.8515 | 0 | 0 | 0 |  | 60639.8515 | 60639.8515
19 |  | 315.46 | Accessory Electric Equipment |  | 3.3 |  | 8590.2309 | 0 | 0 | 0 |  | 8590.2309 | 8590.2309
20 |  | 316.46 | Misc. Power Plant Equipment |  | 2.5 |  | 1779.9044 | 0 | 0 | 0 |  | 1779.9044 | 1779.9044
21 |  |  | TOTAL BIG BEND UNIT 1 & 2 FGD |  |  |  | 83710.3635 | 0 | 0 | 0 |  | 83710.3635 | 83710.3634
22
23 |  | 316.47 | BIG BEND TOOLS AMORTIZATION |  | 14.3 |  | 2169.0934 | 0 | -350.7539 | 0 |  | 1818.3395 | 2060.9866
24
25 |  |  | TOTAL BIG BEND STATION |  |  |  | 1502929.7777 | 227904.5787 | -19488.4363 | 0 |  | 1711345.9201 | 1579960.1044
26
27 |  |  | COMMON
28 |  | 311.01 | STRUCTURES & IMPROVEMENTS |  | 3.5 |  | 1958.7414 | 189.948 | 0 | 0 |  | 2148.6894 | 2045.8433
29 |  | 316.01 | MISC. POWER PLANT EQUIPMENT |  | 3.5 |  | 155.9646 | 167.5 | 0 | 0 |  | 323.4646 | 256.503
30 |  | 316.17 | MISC. POWER PLANT EQUIPMENT AMORT |  | 14.3 |  | 915.4705 | 0 | -144.175 | 0 |  | 771.2956 | 911.8665
31
32 |  |  | TOTAL COMMON |  |  |  | 3030.1765 | 357.448 | -144.175 | 0 |  | 3243.4496 | 3214.2128
33
34
35
36
37
38
39 | Totals may be affected due to rounding.
Supporting Schedules: B-8, B-11 | [11 empty] | Recap Schedules: B-3, B-6
SCHEDULE B-7 | [5 empty] | PLANT BALANCES BY ACCOUNT AND SUB-ACCOUNT | [6 empty] | Page 3 of 27
FLORIDA PUBLIC SERVICE COMMISSION |  |  |  | EXPLANATION: | Provide the depreciation rate and plant balances for each account or sub-account to which a separate depreciation | [5 empty] | Type of data shown:
[5 empty] | rate is prescribed. (Include Amortization/Recovery schedule amounts). | [5 empty] | XX | Projected Test Year Ended 12/31/2009
COMPANY: TAMPA ELECTRIC COMPANY | [11 empty] | Projected Prior Year Ended 12/31/2008
Historical Prior Year Ended 12/31/2007
DOCKET No. 080317-EI | [6 empty] | (Dollars in 000's) |  |  |  |  | Witness: J. S. Chronister
|  | (1) | (2) |  | (3) |  | (4) | (5) | (6) | (7) |  | (8) | (9)
|  | Account/ | Account/ |  | Depreciation |  | Plant | Total | Total |  |  | Plant
Line |  | Sub-account | Sub-account |  | Rate* |  | Balance | Plant | Plant | Adjustments |  | Balance | 13-Month
No. |  | Number | Title |  | (%) |  | Beg. of Year | Added | Retired | or Transfers |  | End of Year | Average
1 |  |  | TOTAL STEAM STATION
2 |  |  | BIG BEND STATION |  |  |  | 1502929.7777 | 227904.5787 | -19488.4363 | 0 |  | 1711345.9201 | 1579960.1044
3 |  |  | COMMON |  |  |  | 3030.1765 | 357.448 | -144.175 | 0 |  | 3243.4496 | 3214.2128
4
5 |  |  | TOTAL STEAM PRODUCTION |  |  |  | 1505959.9543 | 228262.0267 | -19632.6113 | 0 |  | 1714589.3697 | 1583174.3172
6
7
8 |  |  | BIG BEND STATION
9 |  |  | COMBUSTION TURBINE 1
10 |  | 341.41 | Structures and Improvements |  | 0.044 |  | 114.0256 | 0 | 0 | 0 |  | 114.0256 | 114.0256
11 |  | 342.41 | Fuel Holders, Producers and Accessories |  | 0.01 |  | 113.6629 | 0 | 0 | 0 |  | 113.6629 | 113.6629
12 |  | 343.41 | Prime Movers |  | 0.013 |  | 1274.9236 | 0 | 0 | 0 |  | 1274.9236 | 1274.9236
13 |  | 345.41 | Accessory Electric Equipment |  | 0.029 |  | 249.583 | 0 | 0 | 0 |  | 249.583 | 249.583
14 |  | 346.41 | Misc. Power Plant Equipment |  | 0.019 |  | 2.6423 | 0 | 0 | 0 |  | 2.6423 | 2.6423
15 |  |  | TOTAL COMBUSTION TURBINE 1 |  |  |  | 1754.8375 | 0 | 0 | 0 |  | 1754.8375 | 1754.8375
16
17 |  |  | COMBUSTION TURBINE 2 & 3
18 |  | 341.42 | Structures and Improvements |  | 0.001 |  | 0 | 0 | 0 | 0 |  | 0 | 0
19 |  | 342.42 | Fuel Holders, Producers and Accessories |  | 0.036 |  | 0 | 0 | 0 | 0 |  | 0 | 0
20 |  | 343.42 | Prime Movers |  | 4.3 |  | 0 | 0 | 0 | 0 |  | 0 | 0
21 |  | 345.42 | Accessory Electric Equipment |  | 0.043 |  | 0 | 0 | 0 | 0 |  | 0 | 0
22 |  | 346.42 | Misc. Power Plant Equipment |  | 0 |  | 0 | 0 | 0 | 0 |  | 0 | 0
23 |  |  | TOTAL COMBUSTION TURBINE 2 & 3 |  |  |  | 0 | 0 | 0 | 0 |  | 0 | 0
24
25 |  |  | COMBUSTION TURBINE #4
26 |  | 341.44 | Structures and Improvements |  | 0.001 |  | 0 | 0 | 0 | 0 |  | 0 | 0
27 |  | 342.44 | Boiler Plant Equipment |  | 0.036 |  | 0 | 0 | 0 | 0 |  | 0 | 0
28 |  | 343.44 | Turbogenerator Units |  | 4.3 |  | 0 | 51871.0683 | 0 | 0 |  | 51871.0683 | 15885.373
29 |  | 345.44 | Accessory Electric Equipment |  | 0.043 |  | 0 | 0 | 0 | 0 |  | 0 | 0
30 |  | 346.44 | Misc. Power Plant Equipment |  | 0 |  | 0 | 0 | 0 | 0 |  | 0 | 0
31 |  |  | TOTAL COMBUSTION TURBINE #4 |  |  |  | 0 | 51871.0683 | 0 | 0 |  | 51871.0683 | 15885.373
32
33 |  |  | TOTAL BIG BEND STATION |  |  |  | 1754.8375 | 51871.0683 | 0 | 0 |  | 53625.9059 | 17640.2106
34
35
36
37
38
39 | Totals may be affected due to rounding.
Supporting Schedules: B-8, B-11 | [11 empty] | Recap Schedules: B-3, B-6
SCHEDULE B-7 | [5 empty] | PLANT BALANCES BY ACCOUNT AND SUB-ACCOUNT | [6 empty] | Page 4 of 27
FLORIDA PUBLIC SERVICE COMMISSION |  |  |  | EXPLANATION: | Provide the depreciation rate and plant balances for each account or sub-account to which a separate depreciation | [5 empty] | Type of data shown:
[5 empty] | rate is prescribed. (Include Amortization/Recovery schedule amounts). | [5 empty] | XX | Projected Test Year Ended 12/31/2009
COMPANY: TAMPA ELECTRIC COMPANY | [11 empty] | Projected Prior Year Ended 12/31/2008
Historical Prior Year Ended 12/31/2007
DOCKET No. 080317-EI | [6 empty] | (Dollars in 000's) |  |  |  |  | Witness: J. S. Chronister
|  | (1) | (2) |  | (3) |  | (4) | (5) | (6) | (7) |  | (8) | (9)
|  | Account/ | Account/ |  | Depreciation |  | Plant | Total | Total |  |  | Plant
Line |  | Sub-account | Sub-account |  | Rate* |  | Balance | Plant | Plant | Adjustments |  | Balance | 13-Month
No. |  | Number | Title |  | (%) |  | Beg. of Year | Added | Retired | or Transfers |  | End of Year | Average
1 |  |  | PHILLIPS STATION
2 |  | 341.28 | Structures and Improvements |  | 3.4 |  | 9415.1308 | 0 | 0 | 0 |  | 9415.1308 | 9415.1308
3 |  | 342.28 | Fuel Holders, Producers and Accessories |  | 3 |  | 23480.2271 | 0 | 0 | 0 |  | 23480.2271 | 23480.2271
4 |  | 343.28 | Prime Movers |  | 3.7 |  | 21006.5821 | 466 | 0 | 0 |  | 21472.5821 | 21254.5829
5 |  | 345.28 | Accessory Electric Equipment |  | 3.5 |  | 5874.8616 | 0 | 0 | 0 |  | 5874.8616 | 5874.8616
6 |  | 346.28 | Misc. Power Plant Equipment |  | 4.2 |  | 637.2379 | 0 | 0 | 0 |  | 637.2379 | 637.3
7
8 |  |  | TOTAL PHILLIPS STATION |  |  |  | 60414.0395 | 466 | 0 | 0 |  | 60880.0395 | 60662.1024
9
10
11
12 |  |  | POLK POWER COMMON
13 |  | 341.8 | Structures and Improvements |  | 2.3 |  | 64492.1964 | 0 | 0 | 0 |  | 64492.1964 | 64492.1964
14 |  | 342.8 | Fuel Holders, Producers and Accessories |  | 2.2 |  | 1528.0152 | 0 | 0 | 0 |  | 1528.0152 | 1528.0152
15 |  | 343.8 | Prime Movers |  | 2 |  | 2430.2419 | 0 | 0 | 0 |  | 2430.2419 | 2430.2419
16 |  | 345.8 | Accessory Electric Equipment |  | 2.4 |  | 1649.5407 | 0 | 0 | 0 |  | 1649.5407 | 1649.5407
17 |  | 346.8 | Misc. Power Plant Equipment |  | 2.2 |  | 804.767 | 0 | 0 | 0 |  | 804.767 | 804.767
18 |  |  | TOTAL POLK POWER COMMON |  |  |  | 70904.7612 | 0 | 0 | 0 |  | 70904.7612 | 70904.7612
19
20 |  |  | POLK POWER UNIT 1
21 |  | 341.81 | Structures and Improvements |  | 2.5 |  | 46111.2756 | 0 | 0 | 0 |  | 46111.2756 | 46111.2756
22 |  | 342.81 | Fuel Holders, Producers and Accessories |  | 3.4 |  | 230495.8133 | 7262.308 | -2200.4 | 0 |  | 235557.7213 | 232370.5369
23 |  | 343.81 | Prime Movers |  | 6.4 |  | 124532.9758 | 2025 | -100 | 0 |  | 126457.9758 | 124681.0527
24 |  | 345.81 | Accessory Electric Equipment |  | 3.1 |  | 58117.1382 | 63.125 | 0 | 0 |  | 58180.2632 | 58121.9939
25 |  | 346.81 | Misc. Power Plant Equipment |  | 3.4 |  | 5003.4238 | 0 | 0 | 0 |  | 5003.4238 | 5003.4238
26 |  |  | TOTAL POLK POWER UNIT 1 |  |  |  | 464260.6266 | 9350.433 | -2300.4 | 0 |  | 471310.6596 | 466288.283
27
28 |  |  | POLK POWER UNIT 2
29 |  | 341.82 | Structures and Improvements |  | 2.7 |  | 2088.1356 | 0 | 0 | 0 |  | 2088.1356 | 2088.1356
30 |  | 342.82 | Fuel Holders, Producers and Accessories |  | 2.9 |  | 998.4473 | 0 | 0 | 0 |  | 998.4473 | 998.4473
31 |  | 343.82 | Prime Movers |  | 7.6 |  | 27673.9682 | 0 | 0 | 0 |  | 27673.9682 | 27673.9682
32 |  | 345.82 | Accessory Electric Equipment |  | 2.9 |  | 16535.3615 | 0 | 0 | 0 |  | 16535.3615 | 16535.3615
33 |  | 346.82 | Misc. Power Plant Equipment |  | 2.8 |  | 173.2099 | 0 | 0 | 0 |  | 173.2099 | 173.2099
34 |  |  | TOTAL POLK POWER UNIT 2 |  |  |  | 47469.1225 | 0 | 0 | 0 |  | 47469.1225 | 47469.1225
35
36
37
38
39 | Totals may be affected due to rounding.
Supporting Schedules: B-8, B-11 | [11 empty] | Recap Schedules: B-3, B-6
SCHEDULE B-7 | [5 empty] | PLANT BALANCES BY ACCOUNT AND SUB-ACCOUNT | [6 empty] | Page 5 of 27
FLORIDA PUBLIC SERVICE COMMISSION |  |  |  | EXPLANATION: | Provide the depreciation rate and plant balances for each account or sub-account to which a separate depreciation | [5 empty] | Type of data shown:
[5 empty] | rate is prescribed. (Include Amortization/Recovery schedule amounts). | [5 empty] | XX | Projected Test Year Ended 12/31/2009
COMPANY: TAMPA ELECTRIC COMPANY | [11 empty] | Projected Prior Year Ended 12/31/2008
Historical Prior Year Ended 12/31/2007
DOCKET No. 080317-EI | [6 empty] | (Dollars in 000's) |  |  |  |  | Witness: J. S. Chronister
|  | (1) | (2) |  | (3) |  | (4) | (5) | (6) | (7) |  | (8) | (9)
|  | Account/ | Account/ |  | Depreciation |  | Plant | Total | Total |  |  | Plant
Line |  | Sub-account | Sub-account |  | Rate* |  | Balance | Plant | Plant | Adjustments |  | Balance | 13-Month
No. |  | Number | Title |  | (%) |  | Beg. of Year | Added | Retired | or Transfers |  | End of Year | Average
1 |  |  | POLK POWER UNIT 3
2 |  | 341.83 | Structures and Improvements |  | 2.6 |  | 10337.092 | 0 | 0 | 0 |  | 10337.092 | 10337.092
3 |  | 342.83 | Fuel Holders, Producers and Accessories |  | 2.9 |  | 1151.0654 | 0 | 0 | 0 |  | 1151.0654 | 1151.0653
4 |  | 343.83 | Prime Movers |  | 6.2 |  | 30316.6376 | 0 | 0 | 0 |  | 30316.6376 | 30316.6376
5 |  | 345.83 | Accessory Electric Equipment |  | 3 |  | 9064.7027 | 0 | 0 | 0 |  | 9064.7027 | 9064.7027
6 |  | 346.83 | Misc. Power Plant Equipment |  | 2.9 |  | 432.9104 | 0 | 0 | 0 |  | 432.9104 | 432.9104
7 |  |  | TOTAL POLK POWER UNIT 3 |  |  |  | 51302.408 | 0 | 0 | 0 |  | 51302.408 | 51302.408
8
9 |  |  | POLK POWER UNIT 4
10 |  | 341.84 | Structures and Improvements |  | 0 |  | 0 | 0 | 0 | 0 |  | 0 | 0
11 |  | 342.84 | Fuel Holders, Producers and Accessories |  | 0 |  | 0 | 0 | 0 | 0 |  | 0 | 0
12 |  | 343.84 | Prime Movers |  | 4.3 |  | 35016.8098 | 0 | 0 | 0 |  | 35016.8098 | 35016.8098
13 |  | 345.84 | Accessory Electric Equipment |  | 0 |  | 0 | 0 | 0 | 0 |  | 0 | 0
14 |  | 346.84 | Misc. Power Plant Equipment |  | 0 |  | 0 | 0 | 0 | 0 |  | 0 | 0
15 |  |  | TOTAL POLK POWER UNIT 4 |  |  |  | 35016.8098 | 0 | 0 | 0 |  | 35016.8098 | 35016.8098
16
17 |  |  | POLK POWER UNIT 5
18 |  | 341.85 | Structures and Improvements |  | 0 |  | 0 | 0 | 0 | 0 |  | 0 | 0
19 |  | 342.85 | Fuel Holders, Producers and Accessories |  | 0 |  | 0 | 0 | 0 | 0 |  | 0 | 0
20 |  | 343.85 | Prime Movers |  | 4.3 |  | 34220.5276 | 0 | 0 | 0 |  | 34220.5276 | 34220.5276
21 |  | 345.85 | Accessory Electric Equipment |  | 0 |  | 0 | 0 | 0 | 0 |  | 0 | 0
22 |  | 346.85 | Misc. Power Plant Equipment |  | 0 |  | 0 | 0 | 0 | 0 |  | 0 | 0
23 |  |  | TOTAL POLK POWER UNIT 5 |  |  |  | 34220.5276 | 0 | 0 | 0 |  | 34220.5276 | 34220.5276
24
25 |  | 346.87 | POLK POWER TOOLS AMORTIZATION |  | 14.3 |  | 1010.7765 | 138 | -120.6334 | 0 |  | 1028.1431 | 1070.4919
26
27 |  |  | TOTAL POLK POWER STATION |  |  |  | 704185.0322 | 9488.433 | -2421.0334 | 0 |  | 711252.4318 | 706272.404
28
29
30 |  |  | BAYSIDE POWER STATION COMMON
31 |  | 341.3 | Structures and Improvements |  | 2.3 |  | 64723.4646 | 264.849 | 0 | 0 |  | 64988.6136 | 64782.7933
32 |  | 342.3 | Fuel Holders, Producers and Accessories |  | 2.5 |  | 17482.45 | 0 | 0 | 0 |  | 17482.45 | 17482.45
33 |  | 343.3 | Prime Movers |  | 2.9 |  | 33637.0806 | 8902.134 | 0 | 0 |  | 42539.2146 | 35162.014
34 |  | 345.3 | Accessory Electric Equipment |  | 4.3 |  | 11567.9215 | 1200.618 | 0 | 0 |  | 12768.5395 | 11660.2767
35 |  | 346.3 | Misc. Power Plant Equipment |  | 3.4 |  | 7297.8277 | 65 | 0 | 0 |  | 7362.8277 | 7330.9047
36 |  |  | TOTAL BAYSIDE POWER STATION COMMON |  |  |  | 134708.7444 | 10432.601 | 0 | 0 |  | 145141.6454 | 136418.4387
37
38
39 | Totals may be affected due to rounding.
Supporting Schedules: B-8, B-11 | [11 empty] | Recap Schedules: B-3, B-6
SCHEDULE B-7 | [5 empty] | PLANT BALANCES BY ACCOUNT AND SUB-ACCOUNT | [6 empty] | Page 6 of 27
FLORIDA PUBLIC SERVICE COMMISSION |  |  |  | EXPLANATION: | Provide the depreciation rate and plant balances for each account or sub-account to which a separate depreciation | [5 empty] | Type of data shown:
[5 empty] | rate is prescribed. (Include Amortization/Recovery schedule amounts). | [5 empty] | XX | Projected Test Year Ended 12/31/2009
COMPANY: TAMPA ELECTRIC COMPANY | [11 empty] | Projected Prior Year Ended 12/31/2008
Historical Prior Year Ended 12/31/2007
DOCKET No. 080317-EI | [6 empty] | (Dollars in 000's) |  |  |  |  | Witness: J. S. Chronister
|  | (1) | (2) |  | (3) |  | (4) | (5) | (6) | (7) |  | (8) | (9)
|  | Account/ | Account/ |  | Depreciation |  | Plant | Total | Total |  |  | Plant
Line |  | Sub-account | Sub-account |  | Rate* |  | Balance | Plant | Plant | Adjustments |  | Balance | 13-Month
No. |  | Number | Title |  | (%) |  | Beg. of Year | Added | Retired | or Transfers |  | End of Year | Average
1 |  |  | BAYSIDE POWER STATION UNIT 1
2 |  | 341.31 | Structures and Improvements |  | 2.3 |  | 21984.4529 | 1200 | 0 | 0 |  | 23184.4529 | 22076.7606
3 |  | 342.31 | Fuel Holders, Producers and Accessories |  | 2.9 |  | 70494.6878 | 0 | 0 | 0 |  | 70494.6878 | 70494.6878
4 |  | 343.31 | Prime Movers |  | 4 |  | 175845.4921 | 1850 | 0 | 0 |  | 177695.4921 | 175987.7998
5 |  | 345.31 | Accessory Electric Equipment |  | 3.2 |  | 32519.7626 | 0 | -430 | 0 |  | 32089.7626 | 32486.6857
6 |  | 346.31 | Misc. Power Plant Equipment |  | 2.5 |  | 1257.7021 | 0 | 0 | 0 |  | 1257.7021 | 1257.7021
7 |  |  | TOTAL BAYSIDE POWER STATION UNIT 1 |  |  |  | 302102.0976 | 3050 | -430 | 0 |  | 304722.0976 | 302303.636
8
9 |  |  | BAYSIDE POWER STATION UNIT 2
10 |  | 341.32 | Structures and Improvements |  | 2.3 |  | 26017.3812 | 0 | 0 | 0 |  | 26017.3812 | 26017.3812
11 |  | 342.32 | Fuel Holders, Producers and Accessories |  | 2.9 |  | 94595.0623 | 0 | 0 | 0 |  | 94595.0623 | 94595.0623
12 |  | 343.32 | Prime Movers |  | 3.9 |  | 218854.419 | 53238.8434 | -24893.2292 | 0 |  | 247200.0333 | 250727.2336
13 |  | 345.32 | Accessory Electric Equipment |  | 3.1 |  | 40381.5663 | 0 | 0 | 0 |  | 40381.5663 | 40381.5663
14 |  | 346.32 | Misc. Power Plant Equipment |  | 2.6 |  | 1517.7561 | 0 | 0 | 0 |  | 1517.7561 | 1517.7561
15 |  |  | TOTAL BAYSIDE POWER STATION UNIT 2 |  |  |  | 381366.185 | 53238.8434 | -24893.2292 | 0 |  | 409711.7992 | 413238.9996
16
17 |  |  | BAYSIDE POWER STATION COMBUSTION TURBINE UNIT 3
18 |  | 341.33 | Structures and Improvements |  | 0 |  | 0 | 0 | 0 | 0 |  | 0 | 0
19 |  | 342.33 | Boiler Plant Equipment |  | 0 |  | 0 | 0 | 0 | 0 |  | 0 | 0
20 |  | 343.33 | Turbogenerator Units |  | 4.3 |  | 0 | 46947.4922 | 0 | 0 |  | 46947.4922 | 14351.2505
21 |  | 345.33 | Accessory Electric Equipment |  | 0 |  | 0 | 0 | 0 | 0 |  | 0 | 0
22 |  | 346.33 | Misc. Power Plant Equipment |  | 0 |  | 0 | 0 | 0 | 0 |  | 0 | 0
23 |  |  | TOTAL BAYSIDE POWER STATION COMBUSTION TURBINE UNIT 3 |  |  |  | 0 | 46947.4922 | 0 | 0 |  | 46947.4922 | 14351.2505
24
25 |  |  | BAYSIDE POWER STATION COMBUSTION TURBINE UNIT 4
26 |  | 341.34 | Structures and Improvements |  | 0 |  | 0 | 0 | 0 | 0 |  | 0 | 0
27 |  | 342.34 | Boiler Plant Equipment |  | 0 |  | 0 | 0 | 0 | 0 |  | 0 | 0
28 |  | 343.34 | Turbogenerator Units |  | 4.3 |  | 0 | 46947.4922 | 0 | 0 |  | 46947.4922 | 14351.2505
29 |  | 345.34 | Accessory Electric Equipment |  | 0 |  | 0 | 0 | 0 | 0 |  | 0 | 0
30 |  | 346.34 | Misc. Power Plant Equipment |  | 0 |  | 0 | 0 | 0 | 0 |  | 0 | 0
31 |  |  | TOTAL BAYSIDE POWER STATION COMBUSTION TURBINE UNIT 4 |  |  |  | 0 | 46947.4922 | 0 | 0 |  | 46947.4922 | 14351.2505
32
33
34
35
36
37
38
39 | Totals may be affected due to rounding.
Supporting Schedules: B-8, B-11 | [11 empty] | Recap Schedules: B-3, B-6
SCHEDULE B-7 | [5 empty] | PLANT BALANCES BY ACCOUNT AND SUB-ACCOUNT | [6 empty] | Page 7 of 27
FLORIDA PUBLIC SERVICE COMMISSION |  |  |  | EXPLANATION: | Provide the depreciation rate and plant balances for each account or sub-account to which a separate depreciation | [5 empty] | Type of data shown:
[5 empty] | rate is prescribed. (Include Amortization/Recovery schedule amounts). | [5 empty] | XX | Projected Test Year Ended 12/31/2009
COMPANY: TAMPA ELECTRIC COMPANY | [11 empty] | Projected Prior Year Ended 12/31/2008
Historical Prior Year Ended 12/31/2007
DOCKET No. 080317-EI | [6 empty] | (Dollars in 000's) |  |  |  |  | Witness: J. S. Chronister
|  | (1) | (2) |  | (3) |  | (4) | (5) | (6) | (7) |  | (8) | (9)
|  | Account/ | Account/ |  | Depreciation |  | Plant | Total | Total |  |  | Plant
Line |  | Sub-account | Sub-account |  | Rate* |  | Balance | Plant | Plant | Adjustments |  | Balance | 13-Month
No. |  | Number | Title |  | (%) |  | Beg. of Year | Added | Retired | or Transfers |  | End of Year | Average
1 |  |  | BAYSIDE POWER STATION COMBUSTION TURBINE UNIT 5
2 |  | 341.35 | Structures and Improvements |  | 0 |  | 0 | 0 | 0 | 0 |  | 0 | 0
3 |  | 342.35 | Boiler Plant Equipment |  | 0 |  | 0 | 0 | 0 | 0 |  | 0 | 0
4 |  | 343.35 | Turbogenerator Units |  | 4.3 |  | 0 | 50273.6402 | 0 | 0 |  | 50273.6402 | 30857.0045
5 |  | 345.35 | Accessory Electric Equipment |  | 0 |  | 0 | 0 | 0 | 0 |  | 0 | 0
6 |  | 346.35 | Misc. Power Plant Equipment |  | 0 |  | 0 | 0 | 0 | 0 |  | 0 | 0
7 |  |  | TOTAL BAYSIDE POWER STATION COMBUSTION TURBINE UNIT 5 |  |  |  | 0 | 50273.6402 | 0 | 0 |  | 50273.6402 | 30857.0045
8
9 |  |  | BAYSIDE POWER STATION COMBUSTION TURBINE UNIT 6
10 |  | 341.36 | Structures and Improvements |  | 0 |  | 0 | 0 | 0 | 0 |  | 0 | 0
11 |  | 342.36 | Boiler Plant Equipment |  | 0 |  | 0 | 0 | 0 | 0 |  | 0 | 0
12 |  | 343.36 | Turbogenerator Units |  | 4.3 |  | 0 | 50273.6402 | 0 | 0 |  | 50273.6402 | 30857.0045
13 |  | 345.36 | Accessory Electric Equipment |  | 0 |  | 0 | 0 | 0 | 0 |  | 0 | 0
14 |  | 346.36 | Misc. Power Plant Equipment |  | 0 |  | 0 | 0 | 0 | 0 |  | 0 | 0
15 |  |  | TOTAL BAYSIDE POWER STATION COMBUSTION TURBINE UNIT 6 |  |  |  | 0 | 50273.6402 | 0 | 0 |  | 50273.6402 | 30857.0045
16
17 |  |  | TOTAL BAYSIDE POWER STATION |  |  |  | 818177.027 | 261163.7091 | -25323.2292 | 0 |  | 1054017.8068 | 942377.5843
18
19 |  | 343.9 | CITY OF TAMPA PRIME MOVERS |  | 4.5 |  | 6498.5482 | 0 | 0 | 0 |  | 6498.5482 | 6498.5482
20
21 |  |  | TOTAL OTHER PRODUCTION |  |  |  | 1591029.4845 | 322989.2104 | -27744.2627 | 0 |  | 1886274.7322 | 1733450.8495
22
23 |  |  | TOTAL PRODUCTION PLANT |  |  |  | 3096989.4387 | 551251.2371 | -47376.8739 | 0 |  | 3600864.1019 | 3316625.1667
24
25 |  |  | TRANSMISSION PLANT
26 |  | 350.01 | LAND RIGHTS |  | 2.3 |  | 14189.5376 | 0 | 0 | 0 |  | 14189.5376 | 14189.5376
27 |  | 352.00 | STRUCTURES & IMPROVEMENTS |  | 2.3 |  | 3182.9957 | 698.2741 | -33.4629 | 0 |  | 3847.8069 | 3557.3416
28 |  | 353.00 | STATION EQUIPMENT |  | 2.5 |  | 204152.257 | 27681.4316 | -2101.8529 | 0 |  | 229731.8357 | 214213.3247
29 |  | 354.00 | TOWERS & FIXTURES |  | 2.4 |  | 4274.6283 | 0 | -13.5293 | 0 |  | 4261.099 | 4273.5876
30 |  | 355.00 | POLES & FIXTURES |  | 4.4 |  | 125222.7696 | 17781.6343 | -943.6747 | 0 |  | 142060.7292 | 134254.7823
31 |  | 356.00 | OVERHEAD CONDUCTORS & DEVICES |  | 3.7 |  | 107887.1919 | 21733.1086 | -1016.9398 | 0 |  | 128603.3606 | 118960.0559
32 |  | 356.01 | CLEARING RIGHTS-OF-WAY |  | 2 |  | 2110.6101 | 0 | -4.526 | 0 |  | 2106.0841 | 2108.8694
33 |  | 357.00 | UNDERGROUND CONDUIT |  | 1.7 |  | 3533.3033 | 0 | -1.425 | 0 |  | 3531.8783 | 3532.7552
34 |  | 358.00 | UNDERGROUND CONDUCTORS & DEVICES |  | 2.4 |  | 7029.7412 | 0 | -2.8589 | 0 |  | 7026.8823 | 7028.6416
35 |  | 359.00 | ROADS AND TRAILS |  | 2.2 |  | 4679.7424 | 2112.702 | -33.0438 | 0 |  | 6759.4005 | 5627.0438
36
37 |  |  | TOTAL TRANSMISSION PLANT |  |  |  | 476262.7771 | 70007.1506 | -4151.3135 | 0 |  | 542118.6143 | 507745.9397
38
39 | Totals may be affected due to rounding.
Supporting Schedules: B-8, B-11 | [11 empty] | Recap Schedules: B-3, B-6
SCHEDULE B-7 | [5 empty] | PLANT BALANCES BY ACCOUNT AND SUB-ACCOUNT | [6 empty] | Page 8 of 27
FLORIDA PUBLIC SERVICE COMMISSION |  |  |  | EXPLANATION: | Provide the depreciation rate and plant balances for each account or sub-account to which a separate depreciation | [5 empty] | Type of data shown:
[5 empty] | rate is prescribed. (Include Amortization/Recovery schedule amounts). | [5 empty] | XX | Projected Test Year Ended 12/31/2009
COMPANY: TAMPA ELECTRIC COMPANY | [11 empty] | Projected Prior Year Ended 12/31/2008
Historical Prior Year Ended 12/31/2007
DOCKET No. 080317-EI | [6 empty] | (Dollars in 000's) |  |  |  |  | Witness: J. S. Chronister
|  | (1) | (2) |  | (3) |  | (4) | (5) | (6) | (7) |  | (8) | (9)
|  | Account/ | Account/ |  | Depreciation |  | Plant | Total | Total |  |  | Plant
Line |  | Sub-account | Sub-account |  | Rate* |  | Balance | Plant | Plant | Adjustments |  | Balance | 13-Month
No. |  | Number | Title |  | (%) |  | Beg. of Year | Added | Retired | or Transfers |  | End of Year | Average
1 |  |  | DISTRIBUTION PLANT
2 |  | 360.01 | LAND RIGHTS |  | 0 |  | 0 | 0 | 0 | 0 |  | 0 | 0
3 |  | 361.00 | STRUCTURES & IMPROVEMENTS |  | 2.4 |  | 2052.5339 | 0 | -5.1434 | 0 |  | 2047.3904 | 2050.4867
4 |  | 362.00 | STATION EQUIPMENT |  | 2.5 |  | 172051.5323 | 11610.8292 | -1240.4775 | 0 |  | 182421.8839 | 177335.2772
5 |  | 364.00 | POLES, TOWERS & FIXTURES |  | 4.7 |  | 203615.7323 | 10884.1234 | -1071.597 | 0 |  | 213428.2587 | 208283.5148
6 |  | 365.00 | OVERHEAD CONDUCTORS & DEVICES |  | 3.3 |  | 214021.1907 | 9717.5505 | -1075.7306 | 0 |  | 222663.0106 | 218098.6141
7 |  | 366.00 | UNDERGROUND CONDUIT |  | 2 |  | 160701.4677 | 11152.798 | -54.1342 | 0 |  | 171800.1315 | 166218.9559
8 |  | 367.00 | UNDERGROUND CONDUCTORS & DEVICES |  | 3.2 |  | 199967.4481 | 19019.7001 | -1738.5009 | 0 |  | 217248.6473 | 208456.1706
9 |  | 368.00 | LINE TRANSFORMERS |  | 4.2 |  | 380509.1697 | 22914.5894 | -6340.312 | 0 |  | 397083.4471 | 388642.0176
10 |  | 369.01 | OVERHEAD SERVICES |  | 3.1 |  | 70704.446 | 3241.97 | -130.9101 | 0 |  | 73815.5059 | 72154.934
11 |  | 369.02 | UNDERGROUND SERVICE |  | 3.3 |  | 104324.076 | 6764.357 | -35.6754 | 0 |  | 111052.7576 | 107322.0857
12 |  | 370.00 | METERS |  | 6.3 |  | 70440.2214 | 8489.259 | -2714.5991 | 0 |  | 76214.8813 | 72959.5332
13 |  | 373.00 | STREET LIGHTING & SIGNAL SYSTEMS |  | 5.2 |  | 156193.8084 | 10542.4451 | -1900.6158 | 0 |  | 164835.6377 | 160478.2338
14
15 |  |  | TOTAL DISTRIBUTION PLANT |  |  |  | 1734581.6264 | 114337.6218 | -16307.6961 | 0 |  | 1832611.5521 | 1781999.8237
16
17 |  |  | GENERAL PLANT
18 |  | 390.00 | STRUCTURES & IMPROVEMENTS |  | 3.6 |  | 76054.2847 | 4781.681 | -637.0663 | 0 |  | 80198.8994 | 76688.5531
19 |  | 391.01 | OFFICE FURNITURE & EQUIPMENT |  | 14.3 |  | 7357.0009 | 925.182 | -636.7574 | 0 |  | 7645.4255 | 7667.3211
20 |  | 391.02 | COMPUTER EQUIPMENT |  | 25 |  | 21988.0348 | 8761.7435 | -4290.6213 | 0 |  | 26459.1571 | 22434.8919
21 |  | 392.01 | LIGHT TRUCKS |  | 9.7 |  | 3387.9575 | 35 | 0 | 0 |  | 3422.9575 | 3412.1882
22 |  | 392.03 | HEAVY TRUCKS |  | 5.9 |  | 12057.6292 | 500 | 0 | 0 |  | 12557.6292 | 12307.6302
23 |  | 392.04 | MEDIUM TRUCKS |  | 7.8 |  | 484.758 | 0 | 0 | 0 |  | 484.758 | 484.758
24 |  | 392.11 | LIGHT TRUCKS - ENERGY SUPPLY |  | 8.5 |  | 758.2569 | 0 | 0 | 0 |  | 758.2569 | 758.2569
25 |  | 392.13 | HEAVY TRUCKS - ENERGY SUPPLY |  | 5.9 |  | 574.1839 | 0 | 0 | 0 |  | 574.1839 | 574.1839
26 |  | 392.14 | MEDIUM TRUCKS - ENERGY SUPPLY |  | 5.7 |  | 323.6706 | 0 | 0 | 0 |  | 323.6706 | 323.6706
27 |  | 393.00 | STORES EQUIPMENT |  | 14.3 |  | 0 | 0 | 0 | 0 |  | 0 | 0
28 |  | 394.00 | TOOLS, SHOP & GARAGE EQUIPMENT |  | 14.3 |  | 6648.4173 | 831.949 | -789.3207 | 0 |  | 6691.0456 | 6828.1641
29 |  | 395.00 | LABORATORY EQUIPMENT |  | 14.3 |  | 0 | 0 | 0 | 0 |  | 0 | 0
30 |  | 396.00 | POWER OPERATED EQUIPMENT |  | 14.3 |  | 0 | 0 | 0 | 0 |  | 0 | 0
31 |  | 397.00 | COMMUNICATION EQUIPMENT |  | 14.3 |  | 16612.1896 | 2117.505 | -4296.0416 | 0 |  | 14433.653 | 15534.8841
32 |  | 397.01 | ENERGY MANAGEMENT SYSTEM |  | 0 |  | 0 | 0 | 0 | 0 |  | 0 | 0
33 |  | 397.25 | COMMUNICATION EQUIPMENT- FIBER |  | 6.9 |  | 21487.7202 | 913.227 | 0 | 0 |  | 22400.9472 | 21913.6581
34 |  | 398.00 | MISCELLANEOUS EQUIPMENT |  | 14.3 |  | 2192.1343 | 2000.484 | 0 | 0 |  | 4192.6183 | 2345.9547
35
36 |  |  | TOTAL GENERAL PLANT |  |  |  | 169926.2379 | 20866.7715 | -10649.8073 | 0 |  | 180143.2021 | 171274.1149
37
38 |  |  | TOTAL DEPRECIABLE PLT BALANCE |  |  |  | 5477760.0801 | 756462.7811 | -78485.6907 | 0 |  | 6155737.4704 | 5777645.0449
39 | Totals may be affected due to rounding.
Supporting Schedules: B-8, B-11 | [11 empty] | Recap Schedules: B-3, B-6
SCHEDULE B-7 | [5 empty] | PLANT BALANCES BY ACCOUNT AND SUB-ACCOUNT | [6 empty] | Page 9 of 27
FLORIDA PUBLIC SERVICE COMMISSION |  |  |  | EXPLANATION: | Provide the depreciation rate and plant balances for each account or sub-account to which a separate depreciation | [5 empty] | Type of data shown:
[5 empty] | rate is prescribed. (Include Amortization/Recovery schedule amounts). | [5 empty] | XX | Projected Test Year Ended 12/31/2009
COMPANY: TAMPA ELECTRIC COMPANY | [11 empty] | Projected Prior Year Ended 12/31/2008
Historical Prior Year Ended 12/31/2007
DOCKET No. 080317-EI | [6 empty] | (Dollars in 000's) |  |  |  |  | Witness: J. S. Chronister
|  | (1) | (2) |  | (3) |  | (4) | (5) | (6) | (7) |  | (8) | (9)
|  | Account/ | Account/ |  | Depreciation |  | Plant | Total | Total |  |  | Plant
Line |  | Sub-account | Sub-account |  | Rate* |  | Balance | Plant | Plant | Adjustments |  | Balance | 13-Month
No. |  | Number | Title |  | (%) |  | Beg. of Year | Added | Retired | or Transfers |  | End of Year | Average
1 |  |  | NON-DEPRECIABLE PROPERTY
2 |  | 310.00 | LAND-PRODUCTION |  | 0 |  | 5164.0658 | 0 | 0 | 0 |  | 5164.0658 | 5164.0658
3 |  | 340.00 | LAND-OTHER PRODUCTION |  | 0 |  | 20803.8213 | 0 | 0 | 0 |  | 20803.8213 | 20803.8213
4 |  | 350.00 | LAND-TRANSMISSION |  | 0 |  | 8679.1192 | 0 | 0 | 0 |  | 8679.1192 | 8679.1192
5 |  | 360.00 | LAND-DISTRIBUTION |  | 0 |  | 6016.9526 | 0 | 0 | 0 |  | 6016.9526 | 6016.9526
6 |  | 389.00 | LAND-GENERAL |  | 0 |  | 2651.0054 | 0 | 0 | 0 |  | 2651.0054 | 2651.0054
7 |  |  | TOTAL NON-DEPRECIABLES |  |  |  | 43314.9643 | 0 | 0 | 0 |  | 43314.9643 | 43314.9642
8
9 |  |  | MISCELLANEOUS INTANGIBLES
10 |  | 303.00 | SOFTWARE |  | 20 |  | 28261.7717 | 18423.3979 | -5681.9458 | 0 |  | 41003.2238 | 27916.2893
11 |  | 303.02 | ASSET RETIREMENT COST |  | 0 |  | 7133.7963 | 0 | 0 | 0 |  | 7133.7963 | 7133.7963
12 |  |  | TOTAL MISCELLANEOUS INTANGIBLES |  |  |  | 35395.5679 | 18423.3979 | -5681.9458 | 0 |  | 48137.02 | 35050.0855
13
14 |  | 114 | ACQUISITION ADJUSTMENT |  | 0 |  | 4041 | 1154.129 |  | -271.4463 |  | 4923.6827 | 4970.9193
15
16 |  |  | TOTAL ELECTRIC PLANT IN SERVICE |  |  |  | 5560511.6123 | 776040.308 | -84167.6365 | -271.4463 |  | 6252113.1374 | 5860981.0139
17
18
19
20
21
22
23
24
25
26
27
28
29
30
31
32
33
34
35
36
37
38
39 | Totals may be affected due to rounding.
Supporting Schedules: B-8, B-11 | [11 empty] | Recap Schedules: B-3, B-6
SCHEDULE B-7 | [5 empty] | PLANT BALANCES BY ACCOUNT AND SUB-ACCOUNT | [6 empty] | Page 10 of 27
FLORIDA PUBLIC SERVICE COMMISSION |  |  |  | EXPLANATION: | Provide the depreciation rate and plant balances for each account or sub-account to which a separate depreciation | [5 empty] | Type of data shown:
[5 empty] | rate is prescribed. (Include Amortization/Recovery schedule amounts). | [6 empty] | Projected Test Year Ended 12/31/2009
COMPANY: TAMPA ELECTRIC COMPANY | [10 empty] | XX | Projected Prior Year Ended 12/31/2008
Historical Prior Year Ended 12/31/2007
DOCKET No. 080317-EI | [6 empty] | (Dollars in 000's) |  |  |  |  | Witness: J. S. Chronister
|  | (1) | (2) |  | (3) |  | (4) | (5) | (6) | (7) |  | (8) | (9)
|  | Account/ | Account/ |  | Depreciation |  | Plant | Total | Total |  |  | Plant
Line |  | Sub-account | Sub-account |  | Rate* |  | Balance | Plant | Plant | Adjustments |  | Balance | 13-Month
No. |  | Number | Title |  | (%) |  | Beg. of Year | Added | Retired | or Transfers |  | End of Year | Average
1 |  |  | STEAM PRODUCTION
2 |  |  | BIG BEND COMMON
3 |  | 311.4 | Structures and Improvements |  | 2 |  | 78604.2855 | 14428.1528 | -2667.976 | 0 |  | 90364.4623 | 79968.0561
4 |  | 312.4 | Boiler Plant Equipment |  | 2.6 |  | 91775.744 | 4181.0536 | -128.1156 | 0 |  | 95828.682 | 93999.6407
5 |  | 314.4 | Turbogenerator Units |  | 1.8 |  | 4630.076 | 0 | 0 | 0 |  | 4630.076 | 4630.076
6 |  | 315.4 | Accessory Electric Equipment |  | 3 |  | 17043.3051 | 0 | 0 | 0 |  | 17043.3051 | 17043.3051
7 |  | 316.4 | Misc. Power Plant Equipment |  | 3.1 |  | 5249.3984 | 26.671 | 0 | 0 |  | 5276.0694 | 5274.1445
8 |  |  | TOTAL BIG BEND COMMON |  |  |  | 197302.809 | 18635.8775 | -2796.0916 | 0 |  | 213142.5948 | 200915.2224
9
10 |  |  | BIG BEND UNIT 1
11 |  | 311.41 | Structures and Improvements |  | 1.4 |  | 8033.3173 | 0 | 0 | 0 |  | 8033.3173 | 8033.3173
12 |  | 312.41 | Boiler Plant Equipment |  | 3.3 |  | 77818.3396 | 478.186 | 0 | 0 |  | 78296.5256 | 77986.2965
13 |  | 314.41 | Turbogenerator Units |  | 2.5 |  | 31516.3689 | 0 | 0 | 0 |  | 31516.3689 | 31516.3689
14 |  | 315.41 | Accessory Electric Equipment |  | 2.5 |  | 8591.4403 | 11.892 | 0 | 0 |  | 8603.3323 | 8596.9442
15 |  | 316.41 | Misc. Power Plant Equipment |  | 1.2 |  | 645.5116 | 0 | 0 | 0 |  | 645.5116 | 645.5116
16 |  |  | TOTAL BIG BEND UNIT 1 |  |  |  | 126604.9777 | 490.078 | 0 | 0 |  | 127095.0557 | 126778.4385
17
18 |  |  | BIG BEND UNIT 2
19 |  | 311.42 | Structures and Improvements |  | 1.6 |  | 7927.6545 | 0 | 0 | 0 |  | 7927.6545 | 7927.6545
20 |  | 312.42 | Boiler Plant Equipment |  | 3.1 |  | 68653.7343 | 1822.219 | 0 | 0 |  | 70475.9533 | 69278.3739
21 |  | 314.42 | Turbogenerator Units |  | 2.5 |  | 29970.5132 | 0 | 0 | 0 |  | 29970.5132 | 29970.5132
22 |  | 315.42 | Accessory Electric Equipment |  | 2.5 |  | 8839.5873 | 2787.0535 | 0 | 0 |  | 11626.6409 | 9959.3035
23 |  | 316.42 | Misc. Power Plant Equipment |  | 2 |  | 539.9423 | 0 | 0 | 0 |  | 539.9423 | 539.9423
24 |  |  | TOTAL BIG BEND UNIT 2 |  |  |  | 115931.4317 | 4609.2725 | 0 | 0 |  | 120540.7042 | 117675.7874
25
26 |  |  | BIG BEND UNIT 3
27 |  | 311.43 | Structures and Improvements |  | 1.2 |  | 15253.0701 | 3052.6293 | 0 | 0 |  | 18305.6994 | 17131.6112
28 |  | 312.43 | Boiler Plant Equipment |  | 2.6 |  | 98631.4967 | 116888.5428 | -14304.9564 | 0 |  | 201215.0831 | 165531.3953
29 |  | 314.43 | Turbogenerator Units |  | 1.8 |  | 30450.6353 | 14611.7198 | -4609.6552 | 0 |  | 40452.6998 | 36821.6819
30 |  | 315.43 | Accessory Electric Equipment |  | 2.5 |  | 19387.2144 | 912.9539 | -4413.7376 | 0 |  | 15886.4307 | 17522.2559
31 |  | 316.43 | Misc. Power Plant Equipment |  | 2.7 |  | 1327.4886 | 0 | 0 | 0 |  | 1327.4886 | 1327.4886
32 |  |  | TOTAL BIG BEND UNIT 3 |  |  |  | 165049.9051 | 135465.8457 | -23328.3492 | 0 |  | 277187.4015 | 238334.4329
33
34
35
36
37
38
39 | Totals may be affected due to rounding.
Supporting Schedules: B-8, B-11 | [11 empty] | Recap Schedules: B-3, B-6
SCHEDULE B-7 | [5 empty] | PLANT BALANCES BY ACCOUNT AND SUB-ACCOUNT | [6 empty] | Page 11 of 27
FLORIDA PUBLIC SERVICE COMMISSION |  |  |  | EXPLANATION: | Provide the depreciation rate and plant balances for each account or sub-account to which a separate depreciation | [5 empty] | Type of data shown:
[5 empty] | rate is prescribed. (Include Amortization/Recovery schedule amounts). | [6 empty] | Projected Test Year Ended 12/31/2009
COMPANY: TAMPA ELECTRIC COMPANY | [10 empty] | XX | Projected Prior Year Ended 12/31/2008
Historical Prior Year Ended 12/31/2007
DOCKET No. 080317-EI | [6 empty] | (Dollars in 000's) |  |  |  |  | Witness: J. S. Chronister
|  | (1) | (2) |  | (3) |  | (4) | (5) | (6) | (7) |  | (8) | (9)
|  | Account/ | Account/ |  | Depreciation |  | Plant | Total | Total |  |  | Plant
Line |  | Sub-account | Sub-account |  | Rate* |  | Balance | Plant | Plant | Adjustments |  | Balance | 13-Month
No. |  | Number | Title |  | (%) |  | Beg. of Year | Added | Retired | or Transfers |  | End of Year | Average
1 |  |  | BIG BEND UNIT 4
2 |  | 311.44 | Structures and Improvements |  | 1.4 |  | 61615.208 | 0 | 0 | 0 |  | 61615.208 | 61615.208
3 |  | 312.44 | Boiler Plant Equipment |  | 2.4 |  | 282695.2077 | 7080.3557 | -9935.0456 | 0 |  | 279840.5178 | 281996.9082
4 |  | 314.44 | Turbogenerator Units |  | 2 |  | 86013.3222 | 0 | 0 | 0 |  | 86013.3222 | 86013.3222
5 |  | 315.44 | Accessory Electric Equipment |  | 2.1 |  | 43983.5797 | 43.328 | 0 | 0 |  | 44026.9077 | 44021.5801
6 |  | 316.44 | Misc. Power Plant Equipment |  | 1.7 |  | 5408.2285 | 0 | 0 | 0 |  | 5408.2285 | 5408.2285
7 |  |  | TOTAL BIG BEND UNIT 4 |  |  |  | 479715.5462 | 7123.6837 | -9935.0456 | 0 |  | 476904.1843 | 479055.2471
8
9 |  |  | BIG BEND UNIT 4 FGD
10 |  | 311.45 | Structures and Improvements |  | 1.5 |  | 21837.839 | 681.4425 | 0 | 0 |  | 22519.2815 | 21890.2577
11 |  | 312.45 | Boiler Plant Equipment |  | 2.3 |  | 159490.4505 | 851.6995 | 0 | 0 |  | 160342.15 | 160117.4057
12 |  | 315.45 | Accessory Electric Equipment |  | 2.1 |  | 18571.1978 | 0 | 0 | 0 |  | 18571.1978 | 18571.1978
13 |  | 316.45 | Misc. Power Plant Equipment |  | 2 |  | 747.7509 | 0 | 0 | 0 |  | 747.7509 | 747.7509
14 |  |  | TOTAL BIG BEND UNIT 4 FGD |  |  |  | 200647.2383 | 1533.142 | 0 | 0 |  | 202180.3803 | 201326.6121
15
16 |  |  | BIG BEND UNIT 1 & 2 FGD
17 |  | 311.46 | Structures and Improvements |  | 2.6 |  | 12700.3766 | 0 | 0 | 0 |  | 12700.3766 | 12700.3766
18 |  | 312.46 | Boiler Plant Equipment |  | 2.9 |  | 59417.6675 | 1222.184 | 0 | 0 |  | 60639.8515 | 59520.6928
19 |  | 315.46 | Accessory Electric Equipment |  | 3.3 |  | 8536.2629 | 53.968 | 0 | 0 |  | 8590.2309 | 8550.841
20 |  | 316.46 | Misc. Power Plant Equipment |  | 2.5 |  | 1779.9044 | 0 | 0 | 0 |  | 1779.9044 | 1779.9044
21 |  |  | TOTAL BIG BEND UNIT 1 & 2 FGD |  |  |  | 82434.2115 | 1276.152 | 0 | 0 |  | 83710.3635 | 82551.8148
22
23 |  | 316.47 | BIG BEND TOOLS AMORTIZATION |  | 14.3 |  | 2289.1167 | 0 | -120.0233 | 0 |  | 2169.0934 | 2279.4016
24
25 |  |  | TOTAL BIG BEND STATION |  |  |  | 1369975.236 | 169134.0514 | -36179.5097 | 0 |  | 1502929.7777 | 1448916.9569
26
27
28
29
30
31
32
33
34
35
36
37
38
39 | Totals may be affected due to rounding.
Supporting Schedules: B-8, B-11 | [11 empty] | Recap Schedules: B-3, B-6
SCHEDULE B-7 | [5 empty] | PLANT BALANCES BY ACCOUNT AND SUB-ACCOUNT | [6 empty] | Page 12 of 27
FLORIDA PUBLIC SERVICE COMMISSION |  |  |  | EXPLANATION: | Provide the depreciation rate and plant balances for each account or sub-account to which a separate depreciation | [5 empty] | Type of data shown:
[5 empty] | rate is prescribed. (Include Amortization/Recovery schedule amounts). | [6 empty] | Projected Test Year Ended 12/31/2009
COMPANY: TAMPA ELECTRIC COMPANY | [10 empty] | XX | Projected Prior Year Ended 12/31/2008
Historical Prior Year Ended 12/31/2007
DOCKET No. 080317-EI | [6 empty] | (Dollars in 000's) |  |  |  |  | Witness: J. S. Chronister
|  | (1) | (2) |  | (3) |  | (4) | (5) | (6) | (7) |  | (8) | (9)
|  | Account/ | Account/ |  | Depreciation |  | Plant | Total | Total |  |  | Plant
Line |  | Sub-account | Sub-account |  | Rate* |  | Balance | Plant | Plant | Adjustments |  | Balance | 13-Month
No. |  | Number | Title |  | (%) |  | Beg. of Year | Added | Retired | or Transfers |  | End of Year | Average
1 |  |  | GANNON UNIT 3
2 |  | 311.33 | Structures and Improvements |  | 0 |  | 1053.6742 | 0 | -1053.6742 | 0 |  | 0 | 81.0519
3 |  | 312.33 | Boiler Plant Equipment |  | 0 |  | 0 | 0 | 0 | 0 |  | 0 | 0
4 |  | 314.33 | Turbogenerator Units |  | 0 |  | 12066.1954 | 0 | -12066.1954 | 0 |  | 0 | 928.1689
5 |  | 315.33 | Accessory Electric Equipment |  | 0 |  | 1123.8384 | 0 | -1123.8384 | 0 |  | 0 | 86.4491
6 |  | 316.33 | Misc. Power Plant Equipment |  | 0 |  | 40.8832 | 0 | -40.8832 | 0 |  | 0 | 3.1449
7 |  |  | TOTAL GANNON UNIT 3 |  |  |  | 14284.5911 | 0 | -14284.5911 | 0 |  | 0 | 1098.8147
8
9 |  |  | GANNON UNIT 4
10 |  | 311.34 | Structures and Improvements |  | 0.043 |  | 864.5606 | 0 | -864.5606 | 0 |  | 0 | 66.5047
11 |  | 312.34 | Boiler Plant Equipment |  | 0 |  | 0 | 0 | 0 | 0 |  | 0 | 0
12 |  | 314.34 | Turbogenerator Units |  | 0 |  | 8939.7707 | 0 | -8939.7707 | 0 |  | 0 | 687.6747
13 |  | 315.34 | Accessory Electric Equipment |  | 0 |  | 986.5806 | 0 | -986.5806 | 0 |  | 0 | 75.8908
14 |  | 316.34 | Misc. Power Plant Equipment |  | 0 |  | 54.2448 | 0 | -54.5448 | 0 |  | 0 | 3.8958
15 |  |  | TOTAL GANNON UNIT 4 |  |  |  | 10845.1567 | 0 | -10845.4567 | 0 |  | 0 | 833.9659
16
17 |  |  | TOTAL GANNON STATION |  |  |  | 25129.7478 | 0 | -25130.0479 | 0 |  | 0 | 1932.7806
18
19
20 |  |  | COMMON
21 |  | 311.01 | STRUCTURES & IMPROVEMENTS |  | 3.5 |  | 1958.7414 | 0 | 0 | 0 |  | 1958.7414 | 1958.7414
22 |  | 316.01 | MISC. POWER PLANT EQUIPMENT |  | 3.5 |  | 7.4646 | 148.5 | 0 | 0 |  | 155.9646 | 106.6569
23 |  | 316.17 | MISC. POWER PLANT EQUIPMENT AMORT |  | 14.3 |  | 1121.195 | 0 | -205.7245 | 0 |  | 915.4705 | 1102.6007
24
25 |  |  | TOTAL COMMON |  |  |  | 3087.401 | 148.5 | -205.7245 | 0 |  | 3030.1765 | 3167.999
26
27 |  |  | TOTAL STEAM STATION
28 |  |  | BIG BEND STATION |  |  |  | 1369975.236 | 169134.0514 | -36179.5097 | 0 |  | 1502929.7777 | 1448916.9569
29 |  |  | GANNON STATION - DEPRECIABLE |  |  |  | 25129.7478 | 0 | -25130.0479 | 0 |  | 0 | 1932.7806
30 |  |  | COMMON |  |  |  | 3087.401 | 148.5 | -205.7245 | 0 |  | 3030.1765 | 3167.999
31
32 |  |  | TOTAL STEAM PRODUCTION |  |  |  | 1398192.3849 | 169282.5514 | -61515.2821 | 0 |  | 1505959.9543 | 1454017.7365
33
34
35
36
37
38
39 | Totals may be affected due to rounding.
Supporting Schedules: B-8, B-11 | [11 empty] | Recap Schedules: B-3, B-6
SCHEDULE B-7 | [5 empty] | PLANT BALANCES BY ACCOUNT AND SUB-ACCOUNT | [6 empty] | Page 13 of 27
FLORIDA PUBLIC SERVICE COMMISSION |  |  |  | EXPLANATION: | Provide the depreciation rate and plant balances for each account or sub-account to which a separate depreciation | [5 empty] | Type of data shown:
[5 empty] | rate is prescribed. (Include Amortization/Recovery schedule amounts). | [6 empty] | Projected Test Year Ended 12/31/2009
COMPANY: TAMPA ELECTRIC COMPANY | [10 empty] | XX | Projected Prior Year Ended 12/31/2008
Historical Prior Year Ended 12/31/2007
DOCKET No. 080317-EI | [6 empty] | (Dollars in 000's) |  |  |  |  | Witness: J. S. Chronister
|  | (1) | (2) |  | (3) |  | (4) | (5) | (6) | (7) |  | (8) | (9)
|  | Account/ | Account/ |  | Depreciation |  | Plant | Total | Total |  |  | Plant
Line |  | Sub-account | Sub-account |  | Rate* |  | Balance | Plant | Plant | Adjustments |  | Balance | 13-Month
No. |  | Number | Title |  | (%) |  | Beg. of Year | Added | Retired | or Transfers |  | End of Year | Average
1 |  |  | BIG BEND STATION
2 |  |  | COMBUSTION TURBINE 1
3 |  | 341.41 | Structures and Improvements |  | 0.044 |  | 114.0256 | 0 | 0 | 0 |  | 114.0256 | 114.0256
4 |  | 342.41 | Fuel Holders, Producers and Accessories |  | 0.01 |  | 113.6629 | 0 | 0 | 0 |  | 113.6629 | 113.6629
5 |  | 343.41 | Prime Movers |  | 0.013 |  | 1274.9236 | 0 | 0 | 0 |  | 1274.9236 | 1274.9236
6 |  | 345.41 | Accessory Electric Equipment |  | 0.029 |  | 249.583 | 0 | 0 | 0 |  | 249.583 | 249.583
7 |  | 346.41 | Misc. Power Plant Equipment |  | 0.019 |  | 2.6423 | 0 | 0 | 0 |  | 2.6423 | 2.6423
8 |  |  | TOTAL COMBUSTION TURBINE 1 |  |  |  | 1754.8375 | 0 | 0 | 0 |  | 1754.8375 | 1754.8375
9
10 |  |  | COMBUSTION TURBINE 2 & 3
11 |  | 341.42 | Structures and Improvements |  | 0.001 |  | 1611.6007 | 0 | -1611.6007 | 0 |  | 0 | 1115.7235
12 |  | 342.42 | Fuel Holders, Producers and Accessories |  | 0.036 |  | 1814.4884 | 0 | -1814.4884 | 0 |  | 0 | 1256.1843
13 |  | 343.42 | Prime Movers |  | 4.3 |  | 17580.6283 | 0 | -17580.6283 | 0 |  | 0 | 12171.2042
14 |  | 345.42 | Accessory Electric Equipment |  | 0.043 |  | 2585.571 | 0 | -2585.571 | 0 |  | 0 | 1790.0107
15 |  | 346.42 | Misc. Power Plant Equipment |  | 0 |  | 0 | 0 | 0 | 0 |  | 0 | 0
16 |  |  | TOTAL COMBUSTION TURBINE 2 & 3 |  |  |  | 23592.2884 | 0 | -23592.2884 | 0 |  | 0 | 16333.1228
17
18 |  |  | TOTAL BIG BEND STATION |  |  |  | 25347.126 | 0 | -23592.2884 | 0 |  | 1754.8375 | 18087.9603
19
20
21 |  |  | PHILLIPS STATION
22 |  | 341.28 | Structures and Improvements |  | 3.4 |  | 9415.1308 | 0 | 0 | 0 |  | 9415.1308 | 9415.1308
23 |  | 342.28 | Fuel Holders, Producers and Accessories |  | 3 |  | 23480.2271 | 0 | 0 | 0 |  | 23480.2271 | 23480.2271
24 |  | 343.28 | Prime Movers |  | 3.7 |  | 20740.5821 | 266 | 0 | 0 |  | 21006.5821 | 20896.2744
25 |  | 345.28 | Accessory Electric Equipment |  | 3.5 |  | 5874.8616 | 0 | 0 | 0 |  | 5874.8616 | 5874.8616
26 |  | 346.28 | Misc. Power Plant Equipment |  | 4.2 |  | 637.2379 | 0 | 0 | 0 |  | 637.2379 | 637.3
27
28 |  |  | TOTAL PHILLIPS STATION |  |  |  | 60148.0395 | 266 | 0 | 0 |  | 60414.0395 | 60303.794
29
30
31
32
33
34
35
36
37
38
39 | Totals may be affected due to rounding.
Supporting Schedules: B-8, B-11 | [11 empty] | Recap Schedules: B-3, B-6
SCHEDULE B-7 | [5 empty] | PLANT BALANCES BY ACCOUNT AND SUB-ACCOUNT | [6 empty] | Page 14 of 27
FLORIDA PUBLIC SERVICE COMMISSION |  |  |  | EXPLANATION: | Provide the depreciation rate and plant balances for each account or sub-account to which a separate depreciation | [5 empty] | Type of data shown:
[5 empty] | rate is prescribed. (Include Amortization/Recovery schedule amounts). | [6 empty] | Projected Test Year Ended 12/31/2009
COMPANY: TAMPA ELECTRIC COMPANY | [10 empty] | XX | Projected Prior Year Ended 12/31/2008
Historical Prior Year Ended 12/31/2007
DOCKET No. 080317-EI | [6 empty] | (Dollars in 000's) |  |  |  |  | Witness: J. S. Chronister
|  | (1) | (2) |  | (3) |  | (4) | (5) | (6) | (7) |  | (8) | (9)
|  | Account/ | Account/ |  | Depreciation |  | Plant | Total | Total |  |  | Plant
Line |  | Sub-account | Sub-account |  | Rate* |  | Balance | Plant | Plant | Adjustments |  | Balance | 13-Month
No. |  | Number | Title |  | (%) |  | Beg. of Year | Added | Retired | or Transfers |  | End of Year | Average
1 |  |  | POLK POWER COMMON
2 |  | 341.8 | Structures and Improvements |  | 2.3 |  | 64492.1964 | 0 | 0 | 0 |  | 64492.1964 | 64492.1964
3 |  | 342.8 | Fuel Holders, Producers and Accessories |  | 2.2 |  | 1528.0152 | 0 | 0 | 0 |  | 1528.0152 | 1528.0152
4 |  | 343.8 | Prime Movers |  | 2 |  | 2430.2419 | 0 | 0 | 0 |  | 2430.2419 | 2430.2419
5 |  | 345.8 | Accessory Electric Equipment |  | 2.4 |  | 1649.5407 | 0 | 0 | 0 |  | 1649.5407 | 1649.5407
6 |  | 346.8 | Misc. Power Plant Equipment |  | 2.2 |  | 804.767 | 0 | 0 | 0 |  | 804.767 | 804.767
7 |  |  | TOTAL POLK POWER COMMON |  |  |  | 70904.7612 | 0 | 0 | 0 |  | 70904.7612 | 70904.7612
8
9 |  |  | POLK POWER UNIT 1
10 |  | 341.81 | Structures and Improvements |  | 2.5 |  | 45861.2756 | 250 | 0 | 0 |  | 46111.2756 | 45880.5064
11 |  | 342.81 | Fuel Holders, Producers and Accessories |  | 3.4 |  | 226672.7933 | 4956.996 | -1133.976 | 0 |  | 230495.8133 | 227773.9427
12 |  | 343.81 | Prime Movers |  | 6.4 |  | 124432.9758 | 100 | 0 | 0 |  | 124532.9758 | 124440.6681
13 |  | 345.81 | Accessory Electric Equipment |  | 3.1 |  | 58117.1382 | 0 | 0 | 0 |  | 58117.1382 | 58117.1382
14 |  | 346.81 | Misc. Power Plant Equipment |  | 3.4 |  | 5003.4238 | 0 | 0 | 0 |  | 5003.4238 | 5003.4238
15 |  |  | TOTAL POLK POWER UNIT 1 |  |  |  | 460087.6066 | 5306.996 | -1133.976 | 0 |  | 464260.6266 | 461215.6791
16
17 |  |  | POLK POWER UNIT 2
18 |  | 341.82 | Structures and Improvements |  | 2.7 |  | 2088.1356 | 0 | 0 | 0 |  | 2088.1356 | 2088.1356
19 |  | 342.82 | Fuel Holders, Producers and Accessories |  | 2.9 |  | 998.4473 | 0 | 0 | 0 |  | 998.4473 | 998.4473
20 |  | 343.82 | Prime Movers |  | 7.6 |  | 27673.9682 | 0 | 0 | 0 |  | 27673.9682 | 27673.9682
21 |  | 345.82 | Accessory Electric Equipment |  | 2.9 |  | 16535.3615 | 0 | 0 | 0 |  | 16535.3615 | 16535.3615
22 |  | 346.82 | Misc. Power Plant Equipment |  | 2.8 |  | 173.2099 | 0 | 0 | 0 |  | 173.2099 | 173.2099
23 |  |  | TOTAL POLK POWER UNIT 2 |  |  |  | 47469.1225 | 0 | 0 | 0 |  | 47469.1225 | 47469.1225
24
25 |  |  | POLK POWER UNIT 3
26 |  | 341.83 | Structures and Improvements |  | 2.6 |  | 10337.092 | 0 | 0 | 0 |  | 10337.092 | 10337.092
27 |  | 342.83 | Fuel Holders, Producers and Accessories |  | 2.9 |  | 1151.0654 | 0 | 0 | 0 |  | 1151.0654 | 1151.0653
28 |  | 343.83 | Prime Movers |  | 6.2 |  | 30316.6376 | 0 | 0 | 0 |  | 30316.6376 | 30316.6376
29 |  | 345.83 | Accessory Electric Equipment |  | 3 |  | 9064.7027 | 0 | 0 | 0 |  | 9064.7027 | 9064.7027
30 |  | 346.83 | Misc. Power Plant Equipment |  | 2.9 |  | 432.9104 | 0 | 0 | 0 |  | 432.9104 | 432.9104
31 |  |  | TOTAL POLK POWER UNIT 3 |  |  |  | 51302.408 | 0 | 0 | 0 |  | 51302.408 | 51302.408
32
33
34
35
36
37
38
39 | Totals may be affected due to rounding.
Supporting Schedules: B-8, B-11 | [11 empty] | Recap Schedules: B-3, B-6
SCHEDULE B-7 | [5 empty] | PLANT BALANCES BY ACCOUNT AND SUB-ACCOUNT | [6 empty] | Page 15 of 27
FLORIDA PUBLIC SERVICE COMMISSION |  |  |  | EXPLANATION: | Provide the depreciation rate and plant balances for each account or sub-account to which a separate depreciation | [5 empty] | Type of data shown:
[5 empty] | rate is prescribed. (Include Amortization/Recovery schedule amounts). | [6 empty] | Projected Test Year Ended 12/31/2009
COMPANY: TAMPA ELECTRIC COMPANY | [10 empty] | XX | Projected Prior Year Ended 12/31/2008
Historical Prior Year Ended 12/31/2007
DOCKET No. 080317-EI | [6 empty] | (Dollars in 000's) |  |  |  |  | Witness: J. S. Chronister
|  | (1) | (2) |  | (3) |  | (4) | (5) | (6) | (7) |  | (8) | (9)
|  | Account/ | Account/ |  | Depreciation |  | Plant | Total | Total |  |  | Plant
Line |  | Sub-account | Sub-account |  | Rate* |  | Balance | Plant | Plant | Adjustments |  | Balance | 13-Month
No. |  | Number | Title |  | (%) |  | Beg. of Year | Added | Retired | or Transfers |  | End of Year | Average
1 |  |  | POLK POWER UNIT 4
2 |  | 341.84 | Structures and Improvements |  | 0 |  | 0 | 0 | 0 | 0 |  | 0 | 0
3 |  | 342.84 | Fuel Holders, Producers and Accessories |  | 0 |  | 0 | 0 | 0 | 0 |  | 0 | 0
4 |  | 343.84 | Prime Movers |  | 4.3 |  | 35016.8098 | 0 | 0 | 0 |  | 35016.8098 | 35016.8098
5 |  | 345.84 | Accessory Electric Equipment |  | 0 |  | 0 | 0 | 0 | 0 |  | 0 | 0
6 |  | 346.84 | Misc. Power Plant Equipment |  | 0 |  | 0 | 0 | 0 | 0 |  | 0 | 0
7 |  |  | TOTAL POLK POWER UNIT 4 |  |  |  | 35016.8098 | 0 | 0 | 0 |  | 35016.8098 | 35016.8098
8
9 |  |  | POLK POWER UNIT 5
10 |  | 341.85 | Structures and Improvements |  | 0 |  | 0 | 0 | 0 | 0 |  | 0 | 0
11 |  | 342.85 | Fuel Holders, Producers and Accessories |  | 0 |  | 0 | 0 | 0 | 0 |  | 0 | 0
12 |  | 343.85 | Prime Movers |  | 4.3 |  | 34220.5276 | 0 | 0 | 0 |  | 34220.5276 | 34220.5276
13 |  | 345.85 | Accessory Electric Equipment |  | 0 |  | 0 | 0 | 0 | 0 |  | 0 | 0
14 |  | 346.85 | Misc. Power Plant Equipment |  | 0 |  | 0 | 0 | 0 | 0 |  | 0 | 0
15 |  |  | TOTAL POLK POWER UNIT 5 |  |  |  | 34220.5276 | 0 | 0 | 0 |  | 34220.5276 | 34220.5276
16
17 |  | 346.87 | POLK POWER TOOLS AMORTIZATION |  | 14.3 |  | 1025.6433 | 138 | -152.8667 | 0 |  | 1010.7765 | 1082.8792
18
19 |  |  | TOTAL POLK POWER STATION |  |  |  | 700026.879 | 5444.996 | -1286.8428 | 0 |  | 704185.0322 | 701212.1874
20
21
22 |  |  | BAYSIDE POWER STATION COMMON
23 |  | 341.3 | Structures and Improvements |  | 2.3 |  | 64637.5686 | 86.196 | 0 | 0 |  | 64723.7646 | 64680.6666
24 |  | 342.3 | Fuel Holders, Producers and Accessories |  | 2.5 |  | 17482.45 | 0 | 0 | 0 |  | 17482.45 | 17482.45
25 |  | 343.3 | Prime Movers |  | 2.9 |  | 15382.8465 | 18254.2341 | 0 | 0 |  | 33637.0806 | 26601.0675
26 |  | 345.3 | Accessory Electric Equipment |  | 4.3 |  | 11567.9215 | 0 | 0 | 0 |  | 11567.9215 | 11567.9215
27 |  | 346.3 | Misc. Power Plant Equipment |  | 3.4 |  | 7297.8277 | 0 | 0 | 0 |  | 7297.8277 | 7297.8277
28 |  |  | TOTAL BAYSIDE POWER STATION COMMON |  |  |  | 116368.6143 | 18340.4301 | 0 | 0 |  | 134709.0444 | 127629.9333
29
30
31
32
33
34
35
36
37
38
39 | Totals may be affected due to rounding.
Supporting Schedules: B-8, B-11 | [11 empty] | Recap Schedules: B-3, B-6
SCHEDULE B-7 | [5 empty] | PLANT BALANCES BY ACCOUNT AND SUB-ACCOUNT | [6 empty] | Page 16 of 27
FLORIDA PUBLIC SERVICE COMMISSION |  |  |  | EXPLANATION: | Provide the depreciation rate and plant balances for each account or sub-account to which a separate depreciation | [5 empty] | Type of data shown:
[5 empty] | rate is prescribed. (Include Amortization/Recovery schedule amounts). | [6 empty] | Projected Test Year Ended 12/31/2009
COMPANY: TAMPA ELECTRIC COMPANY | [10 empty] | XX | Projected Prior Year Ended 12/31/2008
Historical Prior Year Ended 12/31/2007
DOCKET No. 080317-EI | [6 empty] | (Dollars in 000's) |  |  |  |  | Witness: J. S. Chronister
|  | (1) | (2) |  | (3) |  | (4) | (5) | (6) | (7) |  | (8) | (9)
|  | Account/ | Account/ |  | Depreciation |  | Plant | Total | Total |  |  | Plant
Line |  | Sub-account | Sub-account |  | Rate* |  | Balance | Plant | Plant | Adjustments |  | Balance | 13-Month
No. |  | Number | Title |  | (%) |  | Beg. of Year | Added | Retired | or Transfers |  | End of Year | Average
1 |  |  | BAYSIDE POWER STATION UNIT 1
2 |  | 341.31 | Structures and Improvements |  | 2.3 |  | 21984.4529 | 0 | 0 | 0 |  | 21984.4529 | 21984.4529
3 |  | 342.31 | Fuel Holders, Producers and Accessories |  | 2.9 |  | 70494.6878 | 0 | 0 | 0 |  | 70494.6878 | 70494.6878
4 |  | 343.31 | Prime Movers |  | 4 |  | 158213.2293 | 35430.7252 | -17798.4624 | 0 |  | 175845.4921 | 170354.7791
5 |  | 345.31 | Accessory Electric Equipment |  | 3.2 |  | 32519.7626 | 0 | 0 | 0 |  | 32519.7626 | 32519.7626
6 |  | 346.31 | Misc. Power Plant Equipment |  | 2.5 |  | 1257.7021 | 0 | 0 | 0 |  | 1257.7021 | 1257.7021
7 |  |  | TOTAL BAYSIDE POWER STATION UNIT 1 |  |  |  | 284469.8348 | 35430.7252 | -17798.4624 | 0 |  | 302102.0976 | 296611.3846
8
9 |  |  | BAYSIDE POWER STATION UNIT 2
10 |  | 341.32 | Structures and Improvements |  | 2.3 |  | 26017.3812 | 0 | 0 | 0 |  | 26017.3812 | 26017.3812
11 |  | 342.32 | Fuel Holders, Producers and Accessories |  | 2.9 |  | 94595.0623 | 0 | 0 | 0 |  | 94595.0623 | 94595.0623
12 |  | 343.32 | Prime Movers |  | 3.9 |  | 218018.082 | 836.337 | 0 | 0 |  | 218854.419 | 218314.6364
13 |  | 345.32 | Accessory Electric Equipment |  | 3.1 |  | 40381.5663 | 0 | 0 | 0 |  | 40381.5663 | 40381.5663
14 |  | 346.32 | Misc. Power Plant Equipment |  | 2.6 |  | 1517.7561 | 0 | 0 | 0 |  | 1517.7561 | 1517.7561
15 |  |  | TOTAL BAYSIDE POWER STATION UNIT 2 |  |  |  | 380529.848 | 836.337 | 0 | 0 |  | 381366.185 | 380826.4023
16
17 |  |  | TOTAL BAYSIDE POWER STATION |  |  |  | 781368.2971 | 54607.4923 | -17798.4624 | 0 |  | 818177.327 | 805067.7202
18
19 |  | 343.9 | CITY OF TAMPA PRIME MOVERS |  | 4.5 |  | 6498.5482 | 0 | 0 | 0 |  | 6498.5482 | 6498.5482
20
21 |  |  | TOTAL OTHER PRODUCTION |  |  |  | 1573388.8897 | 60318.4883 | -42677.5936 | 0 |  | 1591029.7845 | 1591170.2101
22
23 |  |  | TOTAL PRODUCTION PLANT |  |  |  | 2971581.2746 | 229601.0397 | -104192.8757 | 0 |  | 3096989.7387 | 3045187.9466
24
25 |  |  | TRANSMISSION PLANT
26 |  | 350.01 | LAND RIGHTS |  | 2.3 |  | 7622.5456 | 6566.992 | 0 | 0 |  | 14189.5376 | 10313.6459
27 |  | 352.00 | STRUCTURES & IMPROVEMENTS |  | 2.3 |  | 2984.8037 | 198.192 | 0 | 0 |  | 3182.9957 | 3015.2948
28 |  | 353.00 | STATION EQUIPMENT |  | 2.5 |  | 191507.5602 | 15444.2472 | -2799.5504 | 0 |  | 204152.257 | 193912.7815
29 |  | 354.00 | TOWERS & FIXTURES |  | 2.4 |  | 4274.6283 | 0 | 0 | 0 |  | 4274.6283 | 4274.6283
30 |  | 355.00 | POLES & FIXTURES |  | 4.4 |  | 115237.855 | 10842.3942 | -857.4796 | 0 |  | 125222.7696 | 119823.3608
31 |  | 356.00 | OVERHEAD CONDUCTORS & DEVICES |  | 3.7 |  | 95552.0955 | 13251.8151 | -916.7187 | 0 |  | 107887.1919 | 101196.9567
32 |  | 356.01 | CLEARING RIGHTS-OF-WAY |  | 2 |  | 2110.6101 | 0 | 0 | 0 |  | 2110.6101 | 2110.6101
33 |  | 357.00 | UNDERGROUND CONDUIT |  | 1.7 |  | 3533.3033 | 0 | 0 | 0 |  | 3533.3033 | 3533.3033
34 |  | 358.00 | UNDERGROUND CONDUCTORS & DEVICES |  | 2.4 |  | 7029.7412 | 0 | 0 | 0 |  | 7029.7412 | 7029.7412
35 |  | 359.00 | ROADS AND TRAILS |  | 2.2 |  | 4679.7424 | 0 | 0 | 0 |  | 4679.7424 | 4679.7424
36
37 |  |  | TOTAL TRANSMISSION PLANT |  |  |  | 434532.8853 | 46303.6405 | -4573.7487 | 0 |  | 476262.7771 | 449890.065
38
39 | Totals may be affected due to rounding.
Supporting Schedules: B-8, B-11 | [11 empty] | Recap Schedules: B-3, B-6
SCHEDULE B-7 | [5 empty] | PLANT BALANCES BY ACCOUNT AND SUB-ACCOUNT | [6 empty] | Page 17 of 27
FLORIDA PUBLIC SERVICE COMMISSION |  |  |  | EXPLANATION: | Provide the depreciation rate and plant balances for each account or sub-account to which a separate depreciation | [5 empty] | Type of data shown:
[5 empty] | rate is prescribed. (Include Amortization/Recovery schedule amounts). | [6 empty] | Projected Test Year Ended 12/31/2009
COMPANY: TAMPA ELECTRIC COMPANY | [10 empty] | XX | Projected Prior Year Ended 12/31/2008
Historical Prior Year Ended 12/31/2007
DOCKET No. 080317-EI | [6 empty] | (Dollars in 000's) |  |  |  |  | Witness: J. S. Chronister
|  | (1) | (2) |  | (3) |  | (4) | (5) | (6) | (7) |  | (8) | (9)
|  | Account/ | Account/ |  | Depreciation |  | Plant | Total | Total |  |  | Plant
Line |  | Sub-account | Sub-account |  | Rate* |  | Balance | Plant | Plant | Adjustments |  | Balance | 13-Month
No. |  | Number | Title |  | (%) |  | Beg. of Year | Added | Retired | or Transfers |  | End of Year | Average
1 |  |  | DISTRIBUTION PLANT
2 |  | 360.01 | LAND RIGHTS |  | 0 |  | 0 | 0 | 0 | 0 |  | 0 | 0
3 |  | 361.00 | STRUCTURES & IMPROVEMENTS |  | 2.4 |  | 1863.7265 | 188.8074 | 0 | 0 |  | 2052.5339 | 2023.4866
4 |  | 362.00 | STATION EQUIPMENT |  | 2.5 |  | 156030.1975 | 17105.7914 | -1084.4561 | 0 |  | 172051.5323 | 163570.5167
5 |  | 364.00 | POLES, TOWERS & FIXTURES |  | 4.7 |  | 191722.5213 | 12832.6628 | -939.4518 | 0 |  | 203615.7323 | 197150.3923
6 |  | 365.00 | OVERHEAD CONDUCTORS & DEVICES |  | 3.3 |  | 203388.2009 | 11713.9291 | -1080.9393 | 0 |  | 214021.1907 | 208177.8155
7 |  | 366.00 | UNDERGROUND CONDUIT |  | 2 |  | 150418.511 | 10349.2791 | -66.3224 | 0 |  | 160701.4677 | 155515.7314
8 |  | 367.00 | UNDERGROUND CONDUCTORS & DEVICES |  | 3.2 |  | 184006.0854 | 17522.1032 | -1560.7405 | 0 |  | 199967.4481 | 191928.9711
9 |  | 368.00 | LINE TRANSFORMERS |  | 4.2 |  | 361208.1729 | 24858.9999 | -5558.0031 | 0 |  | 380509.1697 | 370286.2732
10 |  | 369.01 | OVERHEAD SERVICES |  | 3.1 |  | 67614.853 | 3232.888 | -143.295 | 0 |  | 70704.446 | 69154.8509
11 |  | 369.02 | UNDERGROUND SERVICE |  | 3.3 |  | 97518.6559 | 6844.226 | -38.8059 | 0 |  | 104324.076 | 100916.971
12 |  | 370.00 | METERS |  | 6.3 |  | 63879.2192 | 9038.272 | -2477.2698 | 0 |  | 70440.2214 | 66937.8448
13 |  | 373.00 | STREET LIGHTING & SIGNAL SYSTEMS |  | 5.2 |  | 145412.7477 | 12596.8773 | -1815.8166 | 0 |  | 156193.8084 | 150756.1977
14
15 |  |  | TOTAL DISTRIBUTION PLANT |  |  |  | 1623062.8912 | 126283.8361 | -14765.1003 | 0 |  | 1734581.6264 | 1676419.0513
16
17 |  |  | GENERAL PLANT
18 |  | 390.00 | STRUCTURES & IMPROVEMENTS |  | 3.6 |  | 72959.9988 | 3094.2859 | 0 | 0 |  | 76054.2847 | 74343.1403
19 |  | 391.01 | OFFICE FURNITURE & EQUIPMENT |  | 14.3 |  | 5028.6277 | 4141.2255 | -1812.8523 | 0 |  | 7357.0009 | 6384.9552
20 |  | 391.02 | COMPUTER EQUIPMENT |  | 25 |  | 20890.0723 | 5523.9592 | -4425.9967 | 0 |  | 21988.0348 | 19149.3477
21 |  | 392.01 | LIGHT TRUCKS |  | 9.7 |  | 3962.9575 | 125 | -700 | 0 |  | 3387.9575 | 3626.419
22 |  | 392.03 | HEAVY TRUCKS |  | 5.9 |  | 14313.6352 | 493.994 | -2750 | 0 |  | 12057.6292 | 13713.0918
23 |  | 392.04 | MEDIUM TRUCKS |  | 7.8 |  | 724.758 | 0 | -240 | 0 |  | 484.758 | 613.9887
24 |  | 392.11 | LIGHT TRUCKS - ENERGY SUPPLY |  | 8.5 |  | 1078.2569 | 0 | -320 | 0 |  | 758.2569 | 892.4876
25 |  | 392.13 | HEAVY TRUCKS - ENERGY SUPPLY |  | 5.9 |  | 624.1839 | 0 | -50 | 0 |  | 574.1839 | 597.2608
26 |  | 392.14 | MEDIUM TRUCKS - ENERGY SUPPLY |  | 5.7 |  | 323.6706 | 0 | 0 | 0 |  | 323.6706 | 323.6706
27 |  | 393.00 | STORES EQUIPMENT |  | 14.3 |  | 0 | 0 | 0 | 0 |  | 0 | 0
28 |  | 394.00 | TOOLS, SHOP & GARAGE EQUIPMENT |  | 14.3 |  | 6562.4227 | 677.918 | -591.9233 | 0 |  | 6648.4173 | 6722.6016
29 |  | 395.00 | LABORATORY EQUIPMENT |  | 14.3 |  | 0 | 0 | 0 | 0 |  | 0 | 0
30 |  | 396.00 | POWER OPERATED EQUIPMENT |  | 14.3 |  | 0 | 0 | 0 | 0 |  | 0 | 0
31 |  | 397.00 | COMMUNICATION EQUIPMENT |  | 14.3 |  | 17516.1576 | 2090.2459 | -2994.2139 | 0 |  | 16612.1896 | 17455.1721
32 |  | 397.01 | ENERGY MANAGEMENT SYSTEM |  | 0 |  | 0 | 0 | 0 | 0 |  | 0 | 0
33 |  | 397.25 | COMMUNICATION EQUIPMENT- FIBER |  | 6.9 |  | 20200.8272 | 1286.893 | 0 | 0 |  | 21487.7202 | 20804.6729
34 |  | 398.00 | MISCELLANEOUS EQUIPMENT |  | 14.3 |  | 191.4863 | 2000.648 | 0 | 0 |  | 2192.1343 | 345.3193
35
36 |  |  | TOTAL GENERAL PLANT |  |  |  | 164377.0546 | 19434.1696 | -13884.9863 | 0 |  | 169926.2379 | 164972.1278
37
38 |  |  | TOTAL DEPRECIABLE PLT BALANCE |  |  |  | 5193554.1057 | 421622.6859 | -137416.7109 | 0 |  | 5477760.3801 | 5336469.1908
39 | Totals may be affected due to rounding.
Supporting Schedules: B-8, B-11 | [11 empty] | Recap Schedules: B-3, B-6
SCHEDULE B-7 | [5 empty] | PLANT BALANCES BY ACCOUNT AND SUB-ACCOUNT | [6 empty] | Page 18 of 27
FLORIDA PUBLIC SERVICE COMMISSION |  |  |  | EXPLANATION: | Provide the depreciation rate and plant balances for each account or sub-account to which a separate depreciation | [5 empty] | Type of data shown:
[5 empty] | rate is prescribed. (Include Amortization/Recovery schedule amounts). | [6 empty] | Projected Test Year Ended 12/31/2009
COMPANY: TAMPA ELECTRIC COMPANY | [10 empty] | XX | Projected Prior Year Ended 12/31/2008
Historical Prior Year Ended 12/31/2007
DOCKET No. 080317-EI | [6 empty] | (Dollars in 000's) |  |  |  |  | Witness: J. S. Chronister
|  | (1) | (2) |  | (3) |  | (4) | (5) | (6) | (7) |  | (8) | (9)
|  | Account/ | Account/ |  | Depreciation |  | Plant | Total | Total |  |  | Plant
Line |  | Sub-account | Sub-account |  | Rate* |  | Balance | Plant | Plant | Adjustments |  | Balance | 13-Month
No. |  | Number | Title |  | (%) |  | Beg. of Year | Added | Retired | or Transfers |  | End of Year | Average
1 |  |  | NON-DEPRECIABLE PROPERTY
2 |  | 310.00 | LAND-PRODUCTION |  | 0 |  | 5164.0658 | 0 | 0 | 0 |  | 5164.0658 | 5164.0658
3 |  | 340.00 | LAND-OTHER PRODUCTION |  | 0 |  | 20803.8213 | 0 | 0 | 0 |  | 20803.8213 | 20803.8213
4 |  | 350.00 | LAND-TRANSMISSION |  | 0 |  | 8648.0192 | 31.1 | 0 | 0 |  | 8679.1192 | 8664.7653
5 |  | 360.00 | LAND-DISTRIBUTION |  | 0 |  | 6016.9526 | 0 | 0 | 0 |  | 6016.9526 | 6016.9526
6 |  | 389.00 | LAND-GENERAL |  | 0 |  | 2651.0054 | 0 | 0 | 0 |  | 2651.0054 | 2651.0054
7 |  |  | TOTAL NON-DEPRECIABLES |  |  |  | 43283.8642 | 31.1 | 0 | 0 |  | 43314.9643 | 43300.6104
8
9 |  |  | MISCELLANEOUS INTANGIBLES
10 |  | 303.00 | SOFTWARE |  | 20 |  | 13702.5159 | 17826.871 | -3267.6152 | 0 |  | 28261.7717 | 16599.0428
11 |  | 303.02 | ASSET RETIREMENT COST |  | 0 |  | 7133.7963 | 0 | 0 | 0 |  | 7133.7963 | 7133.7963
12 |  |  | TOTAL MISCELLANEOUS INTANGIBLES |  |  |  | 20836.3122 | 17826.871 | -3267.6152 | 0 |  | 35395.5679 | 23732.839
13
14 |  | 114 | ACQUISITION ADJUSTMENT |  | 0 |  | 4285 | 0 | 0 | -244 |  | 4041 | 4163
15
16 |  |  | TOTAL ELECTRIC PLANT IN SERVICE |  |  |  | 5261959.2821 | 439480.6569 | -140684.3262 | -244 |  | 5560511.9123 | 5407665.6402
17
18 |  |  | ELECTRIC PLANT PURCHASED & SOLD |  | 0 |  | 0 | 0 | 0 | 0 |  | 0 | 0
19
20 |  |  | TOTAL ELECTRIC UTILITY PLANT |  |  |  | 5261959.2821 | 439480.6569 | -140684.3262 | -244 |  | 5560511.9123 | 5407665.6402
21
22
23
24
25
26
27
28
29
30
31
32
33
34
35
36
37
38
39 | Totals may be affected due to rounding.
Supporting Schedules: B-8, B-11 | [11 empty] | Recap Schedules: B-3, B-6
SCHEDULE B-7 | [5 empty] | PLANT BALANCES BY ACCOUNT AND SUB-ACCOUNT | [6 empty] | Page 19 of 27
FLORIDA PUBLIC SERVICE COMMISSION |  |  |  | EXPLANATION: | Provide the depreciation rate and plant balances for each account or sub-account to which a separate depreciation | [5 empty] | Type of data shown:
[5 empty] | rate is prescribed. (Include Amortization/Recovery schedule amounts). | [6 empty] | Projected Test Year Ended 12/31/2009
COMPANY: TAMPA ELECTRIC COMPANY | [11 empty] | Projected Prior Year Ended 12/31/2008
[11 empty] | XX | Historical Prior Year Ended 12/31/2007
DOCKET No. 080317-EI | [6 empty] | (Dollars in 000's) |  |  |  |  | Witness: J. S. Chronister
|  | (1) | (2) |  | (3) |  | (4) | (5) | (6) | (7) |  | (8) | (9)
|  | Account/ | Account/ |  | Depreciation |  | Plant | Total | Total |  |  | Plant
Line |  | Sub-account | Sub-account |  | Rate* |  | Balance | Plant | Plant | Adjustments |  | Balance | 13-Month
No. |  | Number | Title |  | (%) |  | Beg. of Year | Added | Retired | or Transfers |  | End of Year | Average
1 |  |  | STEAM PRODUCTION
2 |  |  | BIG BEND COMMON
3 |  | 311.4 | Structures and Improvements |  | 2 |  | 62512.8087 | 17246.6539 | -1065.8134 | -89.3638 |  | 78604.2855 | 64924.8136
4 |  | 312.4 | Boiler Plant Equipment |  | 2.6 |  | 83626.8539 | 9595.2146 | -1519.0538 | 72.7294 |  | 91775.744 | 87183.3077
5 |  | 314.4 | Turbogenerator Units |  | 1.8 |  | 4655.4436 | 0 | -25.3676 | 0 |  | 4630.076 | 4640.9662
6 |  | 315.4 | Accessory Electric Equipment |  | 3 |  | 15922.1555 | 1269.268 | -75.3891 | -72.7294 |  | 17043.3051 | 16010.7548
7 |  | 316.4 | Misc. Power Plant Equipment |  | 3.1 |  | 5001.5658 | 340.7022 | -115.781 | 22.9115 |  | 5249.3984 | 4973.1033
8 |  |  | TOTAL BIG BEND COMMON |  |  |  | 171718.8275 | 28451.8388 | -2801.4049 | -66.4523 |  | 197302.809 | 177732.9457
9
10 |  |  | BIG BEND UNIT 1
11 |  | 311.41 | Structures and Improvements |  | 1.4 |  | 8062.5966 | 52.7668 | -82.0461 | 0 |  | 8033.3173 | 8050.9798
12 |  | 312.41 | Boiler Plant Equipment |  | 3.3 |  | 87099.314 | 1243.3719 | -7990.7055 | -2533.6408 |  | 77818.3396 | 83913.847
13 |  | 314.41 | Turbogenerator Units |  | 2.5 |  | 32875.1366 | 11.4178 | -3275.1019 | 1904.9164 |  | 31516.3689 | 32041.4358
14 |  | 315.41 | Accessory Electric Equipment |  | 2.5 |  | 8248.836 | 12.5189 | -298.639 | 628.7244 |  | 8591.4403 | 8239.288
15 |  | 316.41 | Misc. Power Plant Equipment |  | 1.2 |  | 645.5116 | 0 | 0 | 0 |  | 645.5116 | 645.5116
16 |  |  | TOTAL BIG BEND UNIT 1 |  |  |  | 136931.3947 | 1320.0754 | -11646.4925 | 1.1369e-13 |  | 126604.9777 | 132891.0622
17
18 |  |  | BIG BEND UNIT 2
19 |  | 311.42 | Structures and Improvements |  | 1.6 |  | 7977.6545 | 0 | -50 | 0 |  | 7927.6545 | 7954.5776
20 |  | 312.42 | Boiler Plant Equipment |  | 3.1 |  | 73489.4906 | 1052.023 | -5327.0541 | -560.7251 |  | 68653.7343 | 69755.8571
21 |  | 314.42 | Turbogenerator Units |  | 2.5 |  | 32082.3302 | 117.8539 | -2229.6709 | 0 |  | 29970.5132 | 30416.9069
22 |  | 315.42 | Accessory Electric Equipment |  | 2.5 |  | 8719.2098 | 0 | -440.3476 | 560.7251 |  | 8839.5873 | 8542.6622
23 |  | 316.42 | Misc. Power Plant Equipment |  | 2 |  | 539.9423 | 0 | 0 | 0 |  | 539.9423 | 539.9423
24 |  |  | TOTAL BIG BEND UNIT 2 |  |  |  | 122808.6274 | 1169.8769 | -8047.0726 | 0 |  | 115931.4317 | 117209.946
25
26 |  |  | BIG BEND UNIT 3
27 |  | 311.43 | Structures and Improvements |  | 1.2 |  | 15292.5148 | 12.8335 | -52.2782 | 0 |  | 15253.0701 | 15269.4336
28 |  | 312.43 | Boiler Plant Equipment |  | 2.6 |  | 100963.3476 | 628.0162 | -2959.8671 | 0 |  | 98631.4967 | 99973.523
29 |  | 314.43 | Turbogenerator Units |  | 1.8 |  | 30389.0332 | 424.3023 | -362.7002 | 0 |  | 30450.6353 | 30277.8871
30 |  | 315.43 | Accessory Electric Equipment |  | 2.5 |  | 19610.4672 | 0.11241 | -223.3652 | 0 |  | 19387.2144 | 19524.6502
31 |  | 316.43 | Misc. Power Plant Equipment |  | 2.7 |  | 1326.9576 | 0.531 | 0 | 0 |  | 1327.4886 | 1327.4812
32 |  |  | TOTAL BIG BEND UNIT 3 |  |  |  | 167582.3204 | 1065.7954 | -3598.2108 | 0 |  | 165049.9051 | 166372.9751
33
34
35
36
37
38
39 | Totals may be affected due to rounding.
Supporting Schedules: B-8, B-11 | [11 empty] | Recap Schedules: B-3, B-6
SCHEDULE B-7 | [5 empty] | PLANT BALANCES BY ACCOUNT AND SUB-ACCOUNT | [6 empty] | Page 20 of 27
FLORIDA PUBLIC SERVICE COMMISSION |  |  |  | EXPLANATION: | Provide the depreciation rate and plant balances for each account or sub-account to which a separate depreciation | [5 empty] | Type of data shown:
[5 empty] | rate is prescribed. (Include Amortization/Recovery schedule amounts). | [6 empty] | Projected Test Year Ended 12/31/2009
COMPANY: TAMPA ELECTRIC COMPANY | [11 empty] | Projected Prior Year Ended 12/31/2008
[11 empty] | XX | Historical Prior Year Ended 12/31/2007
DOCKET No. 080317-EI | [6 empty] | (Dollars in 000's) |  |  |  |  | Witness: J. S. Chronister
|  | (1) | (2) |  | (3) |  | (4) | (5) | (6) | (7) |  | (8) | (9)
|  | Account/ | Account/ |  | Depreciation |  | Plant | Total | Total |  |  | Plant
Line |  | Sub-account | Sub-account |  | Rate* |  | Balance | Plant | Plant | Adjustments |  | Balance | 13-Month
No. |  | Number | Title |  | (%) |  | Beg. of Year | Added | Retired | or Transfers |  | End of Year | Average
1 |  |  | BIG BEND UNIT 4
2 |  | 311.44 | Structures and Improvements |  | 1.4 |  | 60859.6224 | 821.8997 | -66.3141 | 0 |  | 61615.208 | 60940.9304
3 |  | 312.44 | Boiler Plant Equipment |  | 2.4 |  | 204539.8158 | 84076.0621 | -5920.6701 | 0 |  | 282695.2077 | 254023.2367
4 |  | 314.44 | Turbogenerator Units |  | 2 |  | 81933.8585 | 4149.9537 | -70.49 | 0 |  | 86013.3222 | 84443.0396
5 |  | 315.44 | Accessory Electric Equipment |  | 2.1 |  | 37266.6789 | 10745.3062 | -4028.4053 | 0 |  | 43983.5797 | 42528.1142
6 |  | 316.44 | Misc. Power Plant Equipment |  | 1.7 |  | 5408.2285 | 0 | 0 | 0 |  | 5408.2285 | 5408.2285
7 |  |  | TOTAL BIG BEND UNIT 4 |  |  |  | 390008.2041 | 99793.2216 | -10085.8795 | 0 |  | 479715.5462 | 447343.5495
8
9 |  |  | BIG BEND UNIT 4 FGD
10 |  | 311.45 | Structures and Improvements |  | 1.5 |  | 21954.6717 | -21.6993 | -95.1334 | 0 |  | 21837.839 | 21902.5813
11 |  | 312.45 | Boiler Plant Equipment |  | 2.3 |  | 152189.4556 | 8798.2079 | -1497.2131 | 0 |  | 159490.4505 | 155976.5653
12 |  | 315.45 | Accessory Electric Equipment |  | 2.1 |  | 18803.7874 | 39.97 | -272.5596 | 0 |  | 18571.1978 | 18763.8519
13 |  | 316.45 | Misc. Power Plant Equipment |  | 2 |  | 747.7509 | 0 | 0 | 0 |  | 747.7509 | 747.7509
14 |  |  | TOTAL BIG BEND UNIT 4 FGD |  |  |  | 193695.6657 | 8816.4787 | -1864.9061 | 0 |  | 200647.2383 | 197390.7494
15
16 |  |  | BIG BEND UNIT 1 & 2 FGD
17 |  | 311.46 | Structures and Improvements |  | 2.6 |  | 12700.3766 | 0 | 0 | 0 |  | 12700.3766 | 12700.3766
18 |  | 312.46 | Boiler Plant Equipment |  | 2.9 |  | 60107.4513 | 0 | -689.7837 | 0 |  | 59417.6675 | 59842.1498
19 |  | 315.46 | Accessory Electric Equipment |  | 3.3 |  | 8536.2629 | 0 | 0 | 0 |  | 8536.2629 | 8536.2629
20 |  | 316.46 | Misc. Power Plant Equipment |  | 2.5 |  | 1779.9044 | 0 | 0 | 0 |  | 1779.9044 | 1779.9044
21 |  |  | TOTAL BIG BEND UNIT 1 & 2 FGD |  |  |  | 83123.9952 | 0 | -689.7837 | 0 |  | 82434.2115 | 82858.6938
22
23 |  | 316.47 | BIG BEND TOOLS AMORTIZATION |  | 14.3 |  | 2479.6233 | 246.5349 | -437.0415 | 0 |  | 2289.1167 | 2290.6008
24
25 |  |  | TOTAL BIG BEND STATION |  |  |  | 1268348.6582 | 140863.8217 | -39170.7916 | -66.4523 |  | 1369975.236 | 1324090.5224
26
27
28
29
30
31
32 |  |  | GANNON COMMON
33 |  | 311.3 | Structures and Improvements |  | 2.3 |  | 30055.0259 | -41.0178 | -135.1343 | -29843.2025 |  | 35.6713 | 27751.1917
34 |  | 312.3 | Boiler Plant Equipment |  | 2.5 |  | 3084.0965 | 0 | -52.5658 | -3031.5307 |  | 0 | 2830.6842
35 |  | 314.3 | Turbogenerator Units |  | 2.9 |  | 1641.1315 | 0 | 0 | -1641.1315 |  | 0 | 1514.8906
36 |  | 315.3 | Accessory Electric Equipment |  | 4.3 |  | 2598.156 | 0 | 0 | -2598.156 |  | 0 | 2398.2979
37 |  | 316.3 | Misc. Power Plant Equipment |  | 3.4 |  | 3049.0827 | 0 | -140.6771 | -2908.4056 |  | 0 | 2771.2526
38 |  |  | TOTAL GANNON COMMON |  |  |  | 40427.4927 | -41.0178 | -328.3772 | -40022.4264 |  | 35.6713 | 37266.317
39 | Totals may be affected due to rounding.
Supporting Schedules: B-8, B-11 | [11 empty] | Recap Schedules: B-3, B-6
SCHEDULE B-7 | [5 empty] | PLANT BALANCES BY ACCOUNT AND SUB-ACCOUNT | [6 empty] | Page 21 of 27
FLORIDA PUBLIC SERVICE COMMISSION |  |  |  | EXPLANATION: | Provide the depreciation rate and plant balances for each account or sub-account to which a separate depreciation | [5 empty] | Type of data shown:
[5 empty] | rate is prescribed. (Include Amortization/Recovery schedule amounts). | [6 empty] | Projected Test Year Ended 12/31/2009
COMPANY: TAMPA ELECTRIC COMPANY | [11 empty] | Projected Prior Year Ended 12/31/2008
[11 empty] | XX | Historical Prior Year Ended 12/31/2007
DOCKET No. 080317-EI | [6 empty] | (Dollars in 000's) |  |  |  |  | Witness: J. S. Chronister
|  | (1) | (2) |  | (3) |  | (4) | (5) | (6) | (7) |  | (8) | (9)
|  | Account/ | Account/ |  | Depreciation |  | Plant | Total | Total |  |  | Plant
Line |  | Sub-account | Sub-account |  | Rate* |  | Balance | Plant | Plant | Adjustments |  | Balance | 13-Month
No. |  | Number | Title |  | (%) |  | Beg. of Year | Added | Retired | or Transfers |  | End of Year | Average
1 |  |  | GANNON UNIT 1
2 |  | 311.31 | Structures and Improvements |  | 2.3 |  | 2714.3717 | 0 | 0 | -2714.3717 |  | 0 | 2505.5739
3 |  | 312.31 | Boiler Plant Equipment |  | 2.9 |  | 24.0609 | -24.0609 | 0 | 0 |  | 0 | 14.8067
4 |  | 314.31 | Turbogenerator Units |  | 4 |  | 23958.8365 | 0 | -81.4235 | -23877.413 |  | 0 | 22097.059
5 |  | 315.31 | Accessory Electric Equipment |  | 3.2 |  | 3072.261 | 0 | 0 | -3072.261 |  | 0 | 2835.9332
6 |  | 316.31 | Misc. Power Plant Equipment |  | 2.5 |  | 182.8123 | 0 | 0 | -182.8123 |  | 0 | 168.7498
7 |  |  | TOTAL GANNON UNIT 1 |  |  |  | 29952.3424 | -24.0609 | -81.4235 | -29846.8579 |  | 0 | 27622.1226
8
9 |  |  | GANNON UNIT 2
10 |  | 311.32 | Structures and Improvements |  | 2.3 |  | 1429.4213 | 0 | 0 | -1429.4213 |  | 0 | 1319.4658
11 |  | 312.32 | Boiler Plant Equipment |  | 2.9 |  | 759.1171 | 0 | 0 | -759.1171 |  | 0 | 700.7234
12 |  | 314.32 | Turbogenerator Units |  | 3.9 |  | 34168.7138 | 0 | -628.7292 | -33539.9846 |  | 0 | 31395.2599
13 |  | 315.32 | Accessory Electric Equipment |  | 3.1 |  | 2207.2193 | 0 | 0 | -2207.2193 |  | 0 | 2037.4332
14 |  | 316.32 | Misc. Power Plant Equipment |  | 2.6 |  | 167.1441 | 0 | 0 | -167.1441 |  | 0 | 154.2868
15 |  |  | TOTAL GANNON UNIT 2 |  |  |  | 38731.6155 | 0 | -628.7292 | -38102.8863 |  | 0 | 35607.1691
16
17 |  |  | GANNON UNIT 3
18 |  | 311.33 | Structures and Improvements |  | 0 |  | 1053.6741 | 0 | 0 | 0 |  | 1053.6741 | 1053.6741
19 |  | 312.33 | Boiler Plant Equipment |  | 0 |  | 0 | 0 | 0 | 0 |  | 0 | 0
20 |  | 314.33 | Turbogenerator Units |  | 0 |  | 12066.1954 | 94.2106 | 0 | -94.2106 |  | 12066.1954 | 12095.1833
21 |  | 315.33 | Accessory Electric Equipment |  | 0 |  | 1123.8384 | 0 | 0 | 0 |  | 1123.8384 | 1123.8384
22 |  | 316.33 | Misc. Power Plant Equipment |  | 0 |  | 40.8832 | 0 | 0 | 0 |  | 40.8832 | 40.8832
23 |  |  | TOTAL GANNON UNIT 3 |  |  |  | 14284.5911 | 94.2106 | 0 | -94.2106 |  | 14284.5911 | 14313.579
24
25 |  |  | GANNON UNIT 4
26 |  | 311.34 | Structures and Improvements |  | 0.043 |  | 864.5606 | 0 | 0 | 0 |  | 864.5606 | 864.5606
27 |  | 312.34 | Boiler Plant Equipment |  | 0 |  | 0 | 0 | 0 | 0 |  | 0 | 0
28 |  | 314.34 | Turbogenerator Units |  | 0 |  | 8939.7707 | 0 | 0 | 0 |  | 8939.7707 | 8939.7707
29 |  | 315.34 | Accessory Electric Equipment |  | 0 |  | 986.5806 | 0 | 0 | 0 |  | 986.5806 | 986.5806
30 |  | 316.34 | Misc. Power Plant Equipment |  | 0 |  | 54.2448 | 0 | 0 | 0 |  | 54.2448 | 54.2448
31 |  |  | TOTAL GANNON UNIT 4 |  |  |  | 10845.1567 | 0 | 0 | 0 |  | 10845.1567 | 10845.1567
32
33 |  |  | TOTAL GANNON STATION |  |  |  | 134241.1985 | 29.1319 | -1038.53 | -108066.3813 |  | 25165.4191 | 125654.3445
34
35
36
37
38
39 | Totals may be affected due to rounding.
Supporting Schedules: B-8, B-11 | [11 empty] | Recap Schedules: B-3, B-6
SCHEDULE B-7 | [5 empty] | PLANT BALANCES BY ACCOUNT AND SUB-ACCOUNT | [6 empty] | Page 22 of 27
FLORIDA PUBLIC SERVICE COMMISSION |  |  |  | EXPLANATION: | Provide the depreciation rate and plant balances for each account or sub-account to which a separate depreciation | [5 empty] | Type of data shown:
[5 empty] | rate is prescribed. (Include Amortization/Recovery schedule amounts). | [6 empty] | Projected Test Year Ended 12/31/2009
COMPANY: TAMPA ELECTRIC COMPANY | [11 empty] | Projected Prior Year Ended 12/31/2008
[11 empty] | XX | Historical Prior Year Ended 12/31/2007
DOCKET No. 080317-EI | [6 empty] | (Dollars in 000's) |  |  |  |  | Witness: J. S. Chronister
|  | (1) | (2) |  | (3) |  | (4) | (5) | (6) | (7) |  | (8) | (9)
|  | Account/ | Account/ |  | Depreciation |  | Plant | Total | Total |  |  | Plant
Line |  | Sub-account | Sub-account |  | Rate* |  | Balance | Plant | Plant | Adjustments |  | Balance | 13-Month
No. |  | Number | Title |  | (%) |  | Beg. of Year | Added | Retired | or Transfers |  | End of Year | Average
1 |  |  | COMMON
2 |  | 311.01 | STRUCTURES & IMPROVEMENTS |  | 3.5 |  | 1567.9968 | 392.1093 | -1.3647 | 0 |  | 1958.7414 | 1749.4408
3 |  | 316.01 | MISC. POWER PLANT EQUIPMENT |  | 3.5 |  | 0 | 7.4646 | 0 | 0 |  | 7.4646 | 3.2808
4 |  | 316.17 | MISC. POWER PLANT EQUIPMENT AMORT |  | 14.3 |  | 1130.8389 | 69.8196 | -52.6684 | -26.795 |  | 1121.195 | 1116.9282
5
6 |  |  | TOTAL COMMON |  |  |  | 2698.8357 | 469.3935 | -54.0331 | -26.795 |  | 3087.401 | 2869.6498
7
8 |  |  | TOTAL STEAM STATION
9 |  |  | BIG BEND STATION |  |  |  | 1268348.6582 | 140863.8217 | -39170.7916 | -66.4523 |  | 1369975.236 | 1324090.5224
10 |  |  | GANNON STATION - DEPRECIABLE |  |  |  | 134241.1985 | 29.1319 | -1038.53 | -108066.3813 |  | 25165.4191 | 125654.3445
11 |  |  | COMMON |  |  |  | 2698.8357 | 469.3935 | -54.0331 | -26.795 |  | 3087.401 | 2869.6498
12
13 |  |  | TOTAL STEAM PRODUCTION |  |  |  | 1405288.6924 | 141362.3471 | -40263.3547 | -108159.6286 |  | 1398228.0562 | 1452614.5167
14
15
16 |  |  | BIG BEND STATION
17 |  |  | COMBUSTION TURBINE 1
18 |  | 341.41 | Structures and Improvements |  | 0.044 |  | 114.0256 | 0 | 0 | 0 |  | 114.0256 | 114.0256
19 |  | 342.41 | Fuel Holders, Producers and Accessories |  | 0.01 |  | 113.6629 | 0 | 0 | 0 |  | 113.6629 | 113.6629
20 |  | 343.41 | Prime Movers |  | 0.013 |  | 1274.9236 | 0 | 0 | 0 |  | 1274.9236 | 1274.9236
21 |  | 345.41 | Accessory Electric Equipment |  | 0.029 |  | 249.583 | 0 | 0 | 0 |  | 249.583 | 249.583
22 |  | 346.41 | Misc. Power Plant Equipment |  | 0.019 |  | 2.6423 | 0 | 0 | 0 |  | 2.6423 | 2.6423
23 |  |  | TOTAL COMBUSTION TURBINE 1 |  |  |  | 1754.8375 | 0 | 0 | 0 |  | 1754.8375 | 1754.8375
24
25 |  |  | COMBUSTION TURBINE 2 & 3
26 |  | 341.42 | Structures and Improvements |  | 0.001 |  | 1611.6007 | 0 | 0 | 0 |  | 1611.6007 | 1611.6007
27 |  | 342.42 | Fuel Holders, Producers and Accessories |  | 0.036 |  | 1814.4884 | 0 | 0 | 0 |  | 1814.4884 | 1814.4884
28 |  | 343.42 | Prime Movers |  | 4.3 |  | 17542.3803 | 38.248 | 0 | 0 |  | 17580.6283 | 17550.0482
29 |  | 345.42 | Accessory Electric Equipment |  | 0.043 |  | 2585.571 | 0 | 0 | 0 |  | 2585.571 | 2585.571
30 |  | 346.42 | Misc. Power Plant Equipment |  | 0 |  | 0 | 0 | 0 | 0 |  | 0 | 0
31 |  |  | TOTAL COMBUSTION TURBINE 2 & 3 |  |  |  | 23554.0404 | 38.248 | 0 | 0 |  | 23592.2884 | 23561.7083
32
33 |  |  | TOTAL BIG BEND STATION |  |  |  | 25308.8779 | 38.248 | 0 | 0 |  | 25347.126 | 25316.5458
34
35
36
37
38
39 | Totals may be affected due to rounding.
Supporting Schedules: B-8, B-11 | [11 empty] | Recap Schedules: B-3, B-6
SCHEDULE B-7 | [5 empty] | PLANT BALANCES BY ACCOUNT AND SUB-ACCOUNT | [6 empty] | Page 23 of 27
FLORIDA PUBLIC SERVICE COMMISSION |  |  |  | EXPLANATION: | Provide the depreciation rate and plant balances for each account or sub-account to which a separate depreciation | [5 empty] | Type of data shown:
[5 empty] | rate is prescribed. (Include Amortization/Recovery schedule amounts). | [6 empty] | Projected Test Year Ended 12/31/2009
COMPANY: TAMPA ELECTRIC COMPANY | [11 empty] | Projected Prior Year Ended 12/31/2008
[11 empty] | XX | Historical Prior Year Ended 12/31/2007
DOCKET No. 080317-EI | [6 empty] | (Dollars in 000's) |  |  |  |  | Witness: J. S. Chronister
|  | (1) | (2) |  | (3) |  | (4) | (5) | (6) | (7) |  | (8) | (9)
|  | Account/ | Account/ |  | Depreciation |  | Plant | Total | Total |  |  | Plant
Line |  | Sub-account | Sub-account |  | Rate* |  | Balance | Plant | Plant | Adjustments |  | Balance | 13-Month
No. |  | Number | Title |  | (%) |  | Beg. of Year | Added | Retired | or Transfers |  | End of Year | Average
1 |  |  | PHILLIPS STATION
2 |  | 341.28 | Structures and Improvements |  | 3.4 |  | 9412.6769 | 0 | -2.3202 | 4.7741 |  | 9415.1308 | 9412.6974
3 |  | 342.28 | Fuel Holders, Producers and Accessories |  | 3 |  | 23480.2271 | 0 | 0 | 0 |  | 23480.2271 | 23480.1656
4 |  | 343.28 | Prime Movers |  | 3.7 |  | 20648.0553 | 216.2507 | -118.9498 | -4.7741 |  | 20740.5821 | 20662.4012
5 |  | 345.28 | Accessory Electric Equipment |  | 3.5 |  | 5874.8616 | 0 | 0 | 0 |  | 5874.8616 | 5874.8616
6 |  | 346.28 | Misc. Power Plant Equipment |  | 4.2 |  | 634.2329 | 3.005 | 0 | 0 |  | 637.2379 | 635.9993
7
8 |  |  | TOTAL PHILLIPS STATION |  |  |  | 60050.0539 | 219.2557 | -121.2701 | 0 |  | 60148.0395 | 60066.1252
9
10
11 |  |  | POLK POWER COMMON
12 |  | 341.8 | Structures and Improvements |  | 2.3 |  | 64492.1964 | 0 | 0 | 0 |  | 64492.1964 | 64492.1964
13 |  | 342.8 | Fuel Holders, Producers and Accessories |  | 2.2 |  | 1528.0152 | 0 | 0 | 0 |  | 1528.0152 | 1528.0152
14 |  | 343.8 | Prime Movers |  | 2 |  | 2430.2419 | 0 | 0 | 0 |  | 2430.2419 | 2430.2419
15 |  | 345.8 | Accessory Electric Equipment |  | 2.4 |  | 1649.5407 | 0 | 0 | 0 |  | 1649.5407 | 1649.5407
16 |  | 346.8 | Misc. Power Plant Equipment |  | 2.2 |  | 804.767 | 0 | 0 | 0 |  | 804.767 | 804.767
17 |  |  | TOTAL POLK POWER COMMON |  |  |  | 70904.7612 | 0 | 0 | 0 |  | 70904.7612 | 70904.7612
18
19 |  |  | POLK POWER UNIT 1
20 |  | 341.81 | Structures and Improvements |  | 2.5 |  | 47212.9036 | 69.2434 | -1420.8714 | 0 |  | 45861.2756 | 46029.0846
21 |  | 342.81 | Fuel Holders, Producers and Accessories |  | 3.4 |  | 227919.1611 | 3593.8138 | -4097.7987 | -742.3828 |  | 226672.7933 | 227168.8222
22 |  | 343.81 | Prime Movers |  | 6.4 |  | 128008.7753 | -1719.9842 | -2112.0933 | 256.278 |  | 124432.9758 | 125836.3792
23 |  | 345.81 | Accessory Electric Equipment |  | 3.1 |  | 58227.7172 | 82.1914 | -366.1252 | 173.3548 |  | 58117.1382 | 58176.5177
24 |  | 346.81 | Misc. Power Plant Equipment |  | 3.4 |  | 4764.5907 | 0 | -73.9169 | 312.75 |  | 5003.4238 | 4815.1858
25 |  |  | TOTAL POLK POWER UNIT 1 |  |  |  | 466133.1478 | 2025.2643 | -8070.8055 | 0 |  | 460087.6066 | 462025.9896
26
27 |  |  | POLK POWER UNIT 2
28 |  | 341.82 | Structures and Improvements |  | 2.7 |  | 2088.1356 | 0 | 0 | 0 |  | 2088.1356 | 2088.1356
29 |  | 342.82 | Fuel Holders, Producers and Accessories |  | 2.9 |  | 998.4473 | 0 | 0 | 0 |  | 998.4473 | 998.4473
30 |  | 343.82 | Prime Movers |  | 7.6 |  | 27673.9682 | 0 | 0 | 0 |  | 27673.9682 | 27673.9682
31 |  | 345.82 | Accessory Electric Equipment |  | 2.9 |  | 16535.3615 | 0 | 0 | 0 |  | 16535.3615 | 16535.3615
32 |  | 346.82 | Misc. Power Plant Equipment |  | 2.8 |  | 173.2099 | 0 | 0 | 0 |  | 173.2099 | 173.2099
33 |  |  | TOTAL POLK POWER UNIT 2 |  |  |  | 47469.1225 | 0 | 0 | 0 |  | 47469.1225 | 47469.1225
34
35
36
37
38
39 | Totals may be affected due to rounding.
Supporting Schedules: B-8, B-11 | [11 empty] | Recap Schedules: B-3, B-6
SCHEDULE B-7 | [5 empty] | PLANT BALANCES BY ACCOUNT AND SUB-ACCOUNT | [6 empty] | Page 24 of 27
FLORIDA PUBLIC SERVICE COMMISSION |  |  |  | EXPLANATION: | Provide the depreciation rate and plant balances for each account or sub-account to which a separate depreciation | [5 empty] | Type of data shown:
[5 empty] | rate is prescribed. (Include Amortization/Recovery schedule amounts). | [6 empty] | Projected Test Year Ended 12/31/2009
COMPANY: TAMPA ELECTRIC COMPANY | [11 empty] | Projected Prior Year Ended 12/31/2008
[11 empty] | XX | Historical Prior Year Ended 12/31/2007
DOCKET No. 080317-EI | [6 empty] | (Dollars in 000's) |  |  |  |  | Witness: J. S. Chronister
|  | (1) | (2) |  | (3) |  | (4) | (5) | (6) | (7) |  | (8) | (9)
|  | Account/ | Account/ |  | Depreciation |  | Plant | Total | Total |  |  | Plant
Line |  | Sub-account | Sub-account |  | Rate* |  | Balance | Plant | Plant | Adjustments |  | Balance | 13-Month
No. |  | Number | Title |  | (%) |  | Beg. of Year | Added | Retired | or Transfers |  | End of Year | Average
1 |  |  | POLK POWER UNIT 3
2 |  | 341.83 | Structures and Improvements |  | 2.6 |  | 10337.092 | 0 | 0 | 0 |  | 10337.092 | 10337.092
3 |  | 342.83 | Fuel Holders, Producers and Accessories |  | 2.9 |  | 1151.0654 | 0 | 0 | 0 |  | 1151.0654 | 1151.0653
4 |  | 343.83 | Prime Movers |  | 6.2 |  | 30316.6376 | 0 | 0 | 0 |  | 30316.6376 | 30316.6376
5 |  | 345.83 | Accessory Electric Equipment |  | 3 |  | 9064.7027 | 0 | 0 | 0 |  | 9064.7027 | 9064.7027
6 |  | 346.83 | Misc. Power Plant Equipment |  | 2.9 |  | 432.9104 | 0 | 0 | 0 |  | 432.9104 | 432.9104
7 |  |  | TOTAL POLK POWER UNIT 3 |  |  |  | 51302.408 | 0 | 0 | 0 |  | 51302.408 | 51302.408
8
9 |  |  | POLK POWER UNIT 4
10 |  | 341.84 | Structures and Improvements |  | 0 |  | 0 | 0 | 0 | 0 |  | 0 | 0
11 |  | 342.84 | Fuel Holders, Producers and Accessories |  | 0 |  | 0 | 0 | 0 | 0 |  | 0 | 0
12 |  | 343.84 | Prime Movers |  | 4.3 |  | 0 | 35016.8098 | 0 | 0 |  | 35016.8098 | 25805.994
13 |  | 345.84 | Accessory Electric Equipment |  | 0 |  | 0 | 0 | 0 | 0 |  | 0 | 0
14 |  | 346.84 | Misc. Power Plant Equipment |  | 0 |  | 0 | 0 | 0 | 0 |  | 0 | 0
15 |  |  | TOTAL POLK POWER UNIT 4 |  |  |  | 0 | 35016.8098 | 0 | 0 |  | 35016.8098 | 25805.994
16
17 |  |  | POLK POWER UNIT 5
18 |  | 341.85 | Structures and Improvements |  | 0 |  | 0 | 0 | 0 | 0 |  | 0 | 0
19 |  | 342.85 | Fuel Holders, Producers and Accessories |  | 0 |  | 0 | 0 | 0 | 0 |  | 0 | 0
20 |  | 343.85 | Prime Movers |  | 4.3 |  | 0 | 34220.5276 | 0 | 0 |  | 34220.5276 | 22976.2749
21 |  | 345.85 | Accessory Electric Equipment |  | 0 |  | 0 | 0 | 0 | 0 |  | 0 | 0
22 |  | 346.85 | Misc. Power Plant Equipment |  | 0 |  | 0 | 0 | 0 | 0 |  | 0 | 0
23 |  |  | TOTAL POLK POWER UNIT 5 |  |  |  | 0 | 34220.5276 | 0 | 0 |  | 34220.5276 | 22976.2749
24
25 |  | 346.87 | POLK POWER TOOLS AMORTIZATION |  | 14.3 |  | 924.5196 | 101.1236 | 0 | 0 |  | 1025.6433 | 981.8176
26
27 |  |  | TOTAL POLK POWER STATION |  |  |  | 636733.9592 | 71363.7253 | -8070.8055 | 0 |  | 700026.879 | 681466.3678
28
29 |  |  | BAYSIDE POWER STATION COMMON
30 |  | 341.3 | Structures and Improvements |  | 2.3 |  | 34221.5632 | 850.641 | -313.5094 | 29843.2025 |  | 64601.8973 | 36613.9654
31 |  | 342.3 | Fuel Holders, Producers and Accessories |  | 2.5 |  | 14256.8232 | 279.0961 | -85 | 3031.5307 |  | 17482.45 | 14587.5558
32 |  | 343.3 | Prime Movers |  | 2.9 |  | 9455.4703 | 4254.5732 | -62.5392 | 1735.3421 |  | 15382.8465 | 8505.6362
33 |  | 345.3 | Accessory Electric Equipment |  | 4.3 |  | 8787.2796 | 182.4858 | 0 | 2598.156 |  | 11567.9215 | 9020.4132
34 |  | 346.3 | Misc. Power Plant Equipment |  | 3.4 |  | 4360.9214 | 28.5008 | 0 | 2908.4056 |  | 7297.8277 | 4601.9207
35 |  |  | TOTAL BAYSIDE POWER STATION COMMON |  |  |  | 71082.0577 | 5595.2969 | -461.0486 | 40116.637 |  | 116332.943 | 73329.4913
36
37
38
39 | Totals may be affected due to rounding.
Supporting Schedules: B-8, B-11 | [11 empty] | Recap Schedules: B-3, B-6
SCHEDULE B-7 | [5 empty] | PLANT BALANCES BY ACCOUNT AND SUB-ACCOUNT | [6 empty] | Page 25 of 27
FLORIDA PUBLIC SERVICE COMMISSION |  |  |  | EXPLANATION: | Provide the depreciation rate and plant balances for each account or sub-account to which a separate depreciation | [5 empty] | Type of data shown:
[5 empty] | rate is prescribed. (Include Amortization/Recovery schedule amounts). | [6 empty] | Projected Test Year Ended 12/31/2009
COMPANY: TAMPA ELECTRIC COMPANY | [11 empty] | Projected Prior Year Ended 12/31/2008
[11 empty] | XX | Historical Prior Year Ended 12/31/2007
DOCKET No. 080317-EI | [6 empty] | (Dollars in 000's) |  |  |  |  | Witness: J. S. Chronister
|  | (1) | (2) |  | (3) |  | (4) | (5) | (6) | (7) |  | (8) | (9)
|  | Account/ | Account/ |  | Depreciation |  | Plant | Total | Total |  |  | Plant
Line |  | Sub-account | Sub-account |  | Rate* |  | Balance | Plant | Plant | Adjustments |  | Balance | 13-Month
No. |  | Number | Title |  | (%) |  | Beg. of Year | Added | Retired | or Transfers |  | End of Year | Average
1 |  |  | BAYSIDE POWER STATION UNIT 1
2 |  | 341.31 | Structures and Improvements |  | 2.3 |  | 19270.0812 | 0 | 0 | 2714.3717 |  | 21984.4529 | 19478.8791
3 |  | 342.31 | Fuel Holders, Producers and Accessories |  | 2.9 |  | 70522.7121 | 0 | -28.0242 | 0 |  | 70494.6878 | 70511.9335
4 |  | 343.31 | Prime Movers |  | 4 |  | 132647.0358 | 1962.5867 | -273.8061 | 23877.413 |  | 158213.2293 | 134529.418
5 |  | 345.31 | Accessory Electric Equipment |  | 3.2 |  | 29447.5016 | 0 | 0 | 3072.261 |  | 32519.7626 | 29683.8294
6 |  | 346.31 | Misc. Power Plant Equipment |  | 2.5 |  | 1074.8899 | 0 | 0 | 182.8123 |  | 1257.7021 | 1088.9524
7 |  |  | TOTAL BAYSIDE POWER STATION UNIT 1 |  |  |  | 252962.2206 | 1962.5867 | -301.8304 | 29846.8579 |  | 284469.8348 | 255293.0123
8
9 |  |  | BAYSIDE POWER STATION UNIT 2
10 |  | 341.32 | Structures and Improvements |  | 2.3 |  | 24587.9599 | 0 | 0 | 1429.4213 |  | 26017.3812 | 24697.9154
11 |  | 342.32 | Fuel Holders, Producers and Accessories |  | 2.9 |  | 93928.4308 | 0 | -92.4855 | 759.1171 |  | 94595.0623 | 93951.253
12 |  | 343.32 | Prime Movers |  | 3.9 |  | 184980.4365 | -96.6555 | -405.6836 | 33539.9846 |  | 218018.082 | 187361.7338
13 |  | 345.32 | Accessory Electric Equipment |  | 3.1 |  | 38174.3471 | 0 | 0 | 2207.2193 |  | 40381.5663 | 38344.1332
14 |  | 346.32 | Misc. Power Plant Equipment |  | 2.6 |  | 1350.6121 | 0 | 0 | 167.1441 |  | 1517.7561 | 1363.4693
15 |  |  | TOTAL BAYSIDE POWER STATION UNIT 2 |  |  |  | 343021.7863 | -96.6555 | -498.1691 | 38102.8863 |  | 380529.848 | 345718.5047
16
17 |  |  | TOTAL BAYSIDE POWER STATION |  |  |  | 667066.0645 | 7461.228 | -1261.0481 | 108066.3813 |  | 781332.6258 | 674341.0084
18
19 |  | 343.9 | CITY OF TAMPA PRIME MOVERS |  | 4.5 |  | 6459.0297 | 39.5185 | 0 | 0 |  | 6498.5482 | 6489.7057
20
21 |  |  | TOTAL OTHER PRODUCTION |  |  |  | 1395617.9852 | 79121.9756 | -9453.1236 | 108066.3813 |  | 1573353.2185 | 1447679.7529
22
23 |  |  | TOTAL PRODUCTION PLANT |  |  |  | 2800906.6776 | 220484.3227 | -49716.4784 | -93.2474 |  | 2971581.2746 | 2900294.2696
24
25 |  |  | TRANSMISSION PLANT
26 |  | 350.01 | LAND RIGHTS |  | 2.3 |  | 7622.5456 | 0 | 0 | 0 |  | 7622.5456 | 7622.5456
27 |  | 352.00 | STRUCTURES & IMPROVEMENTS |  | 2.3 |  | 2993.3551 | 3.494 | -24.9235 | 12.8781 |  | 2984.8037 | 2985.1625
28 |  | 353.00 | STATION EQUIPMENT |  | 2.5 |  | 188060.772 | 4770.615 | -1323.8267 | 0 |  | 191507.5602 | 191325.5899
29 |  | 354.00 | TOWERS & FIXTURES |  | 2.4 |  | 4274.6283 | 0 | 0 | 0 |  | 4274.6283 | 4274.6283
30 |  | 355.00 | POLES & FIXTURES |  | 4.4 |  | 109376.8209 | 6729.7195 | -864.6777 | -4.0077 |  | 115237.855 | 111713.0689
31 |  | 356.00 | OVERHEAD CONDUCTORS & DEVICES |  | 3.7 |  | 92891.9742 | 3755.44 | -1095.3187 | 0 |  | 95552.0955 | 94006.888
32 |  | 356.01 | CLEARING RIGHTS-OF-WAY |  | 2 |  | 2133.2402 | 0 | -22.6301 | 0 |  | 2110.6101 | 2124.5364
33 |  | 357.00 | UNDERGROUND CONDUIT |  | 1.7 |  | 3540.4285 | 0 | -7.1251 | 0 |  | 3533.3033 | 3537.688
34 |  | 358.00 | UNDERGROUND CONDUCTORS & DEVICES |  | 2.4 |  | 7044.0356 | 0 | -14.2944 | 0 |  | 7029.7412 | 7038.5378
35 |  | 359.00 | ROADS AND TRAILS |  | 2.2 |  | 4562.3733 | 132.9437 | -15.5747 | 0 |  | 4679.7424 | 4616.1464
36
37 |  |  | TOTAL TRANSMISSION PLANT |  |  |  | 422500.1737 | 15392.2122 | -3368.371 | 8.8704 |  | 434532.8853 | 429244.7917
38
39 | Totals may be affected due to rounding.
Supporting Schedules: B-8, B-11 | [11 empty] | Recap Schedules: B-3, B-6
SCHEDULE B-7 | [5 empty] | PLANT BALANCES BY ACCOUNT AND SUB-ACCOUNT | [6 empty] | Page 26 of 27
FLORIDA PUBLIC SERVICE COMMISSION |  |  |  | EXPLANATION: | Provide the depreciation rate and plant balances for each account or sub-account to which a separate depreciation | [5 empty] | Type of data shown:
[5 empty] | rate is prescribed. (Include Amortization/Recovery schedule amounts). | [6 empty] | Projected Test Year Ended 12/31/2009
COMPANY: TAMPA ELECTRIC COMPANY | [11 empty] | Projected Prior Year Ended 12/31/2008
[11 empty] | XX | Historical Prior Year Ended 12/31/2007
DOCKET No. 080317-EI | [6 empty] | (Dollars in 000's) |  |  |  |  | Witness: J. S. Chronister
|  | (1) | (2) |  | (3) |  | (4) | (5) | (6) | (7) |  | (8) | (9)
|  | Account/ | Account/ |  | Depreciation |  | Plant | Total | Total |  |  | Plant
Line |  | Sub-account | Sub-account |  | Rate* |  | Balance | Plant | Plant | Adjustments |  | Balance | 13-Month
No. |  | Number | Title |  | (%) |  | Beg. of Year | Added | Retired | or Transfers |  | End of Year | Average
1 |  |  | DISTRIBUTION PLANT
2 |  | 360.01 | LAND RIGHTS |  | 0 |  | 0 | 0 | 0 | 0 |  | 0 | 0
3 |  | 361.00 | STRUCTURES & IMPROVEMENTS |  | 2.4 |  | 1461.5695 | 403.2908 | -1.1338 | 0 |  | 1863.7265 | 1608.4719
4 |  | 362.00 | STATION EQUIPMENT |  | 2.5 |  | 147953.7514 | 10136.8306 | -2057.9845 | -2.4 |  | 156030.1975 | 151148.115
5 |  | 364.00 | POLES, TOWERS & FIXTURES |  | 4.7 |  | 181544.2365 | 11613.3454 | -1439.0683 | 4.0077 |  | 191722.5213 | 186451.8144
6 |  | 365.00 | OVERHEAD CONDUCTORS & DEVICES |  | 3.3 |  | 197406.9291 | 6614.7684 | -633.4966 | 0 |  | 203388.2009 | 200419.5278
7 |  | 366.00 | UNDERGROUND CONDUIT |  | 2 |  | 139519.8161 | 10943.5615 | -44.8666 | 0 |  | 150418.511 | 145168.5219
8 |  | 367.00 | UNDERGROUND CONDUCTORS & DEVICES |  | 3.2 |  | 171371.448 | 14635.4984 | -2000.8611 | 0 |  | 184006.0854 | 177486.0266
9 |  | 368.00 | LINE TRANSFORMERS |  | 4.2 |  | 344812.6469 | 24408.9592 | -8013.4332 | 0 |  | 361208.1729 | 352949.3276
10 |  | 369.01 | OVERHEAD SERVICES |  | 3.1 |  | 65885.6033 | 1878.5021 | -149.2523 | 0 |  | 67614.853 | 66211.5904
11 |  | 369.02 | UNDERGROUND SERVICE |  | 3.3 |  | 92223.4017 | 5302.1242 | -6.8699 | 0 |  | 97518.6559 | 92808.3187
12 |  | 370.00 | METERS |  | 6.3 |  | 58358.8733 | 8047.6789 | -2527.333 | 0 |  | 63879.2192 | 60898.13
13 |  | 373.00 | STREET LIGHTING & SIGNAL SYSTEMS |  | 5.2 |  | 136376.9069 | 10856.6671 | -1820.8264 | 0 |  | 145412.7477 | 141087.3045
14
15 |  |  | TOTAL DISTRIBUTION PLANT |  |  |  | 1536915.1827 | 104841.2267 | -18695.1259 | 1.6077 |  | 1623062.8912 | 1576237.1488
16
17 |  |  | GENERAL PLANT
18 |  | 390.00 | STRUCTURES & IMPROVEMENTS |  | 3.6 |  | 75255.131 | 1948.8703 | -4236.5252 | -7.4773 |  | 72959.9988 | 73042.0948
19 |  | 391.01 | OFFICE FURNITURE & EQUIPMENT |  | 14.3 |  | 5527.9065 | 1364.0846 | -1562.5605 | -300.803 |  | 5028.6277 | 5355.1987
20 |  | 391.02 | COMPUTER EQUIPMENT |  | 25 |  | 40569.0433 | 3027.1783 | -22644.2026 | -61.9466 |  | 20890.0723 | 21773.4493
21 |  | 392.01 | LIGHT TRUCKS |  | 9.7 |  | 4973.8996 | 29.6926 | -934.1307 | -106.504 |  | 3962.9575 | 4538.947
22 |  | 392.03 | HEAVY TRUCKS |  | 5.9 |  | 15226.3826 | 544.4046 | -1644.8891 | 187.737 |  | 14313.6352 | 14558.5679
23 |  | 392.04 | MEDIUM TRUCKS |  | 7.8 |  | 739.8181 | 34.109 | 0 | -49.169 |  | 724.758 | 727.3129
24 |  | 392.11 | LIGHT TRUCKS - ENERGY SUPPLY |  | 8.5 |  | 1071.7707 | 21.6565 | -196.7522 | 181.5818 |  | 1078.2569 | 1150.9199
25 |  | 392.13 | HEAVY TRUCKS - ENERGY SUPPLY |  | 5.9 |  | 624.1839 | 0 | 0 | 0 |  | 624.1839 | 624.1839
26 |  | 392.14 | MEDIUM TRUCKS - ENERGY SUPPLY |  | 5.7 |  | 374.4345 | 0 | -99.933 | 49.169 |  | 323.6706 | 372.7957
27 |  | 393.00 | STORES EQUIPMENT |  | 14.3 |  | 14.6125 | 0 | -14.6125 | 0 |  | 0 | 3.072
28 |  | 394.00 | TOOLS, SHOP & GARAGE EQUIPMENT |  | 14.3 |  | 5898.9046 | 1452.1891 | -600.934 | -187.737 |  | 6562.4227 | 5784.9074
29 |  | 395.00 | LABORATORY EQUIPMENT |  | 14.3 |  | 87.7629 | 0 | -87.7629 | 0 |  | 0 | 27.0839
30 |  | 396.00 | POWER OPERATED EQUIPMENT |  | 14.3 |  | 142.422 | 0 | -142.422 | 0 |  | 0 | 115.8938
31 |  | 397.00 | COMMUNICATION EQUIPMENT |  | 14.3 |  | 20295.7418 | 1454.869 | -4452.5386 | 218.0854 |  | 17516.1576 | 18743.665
32 |  | 397.01 | ENERGY MANAGEMENT SYSTEM |  | 0 |  | 0 | 0 | 0 | 0 |  | 0 | 0
33 |  | 397.25 | COMMUNICATION EQUIPMENT- FIBER |  | 6.9 |  | 18996.9107 | 1246.0812 | -42.1647 | 0 |  | 20200.8272 | 19608.0988
34 |  | 398.00 | MISCELLANEOUS EQUIPMENT |  | 14.3 |  | 231.1643 | 0 | -39.678 | 0 |  | 191.4863 | 216.1085
35
36 |  |  | TOTAL GENERAL PLANT |  |  |  | 190030.0889 | 11123.1353 | -36699.1059 | -77.0637 |  | 164377.0546 | 166642.2995
37
38 |  |  | TOTAL DEPRECIABLE PLT BALANCE |  |  |  | 4950352.123 | 351840.8969 | -108479.0812 | -159.833 |  | 5193554.1057 | 5072418.5096
39 | Totals may be affected due to rounding.
Supporting Schedules: B-8, B-11 | [11 empty] | Recap Schedules: B-3, B-6
SCHEDULE B-7 | [5 empty] | PLANT BALANCES BY ACCOUNT AND SUB-ACCOUNT | [6 empty] | Page 27 of 27
FLORIDA PUBLIC SERVICE COMMISSION |  |  |  | EXPLANATION: | Provide the depreciation rate and plant balances for each account or sub-account to which a separate depreciation | [5 empty] | Type of data shown:
[5 empty] | rate is prescribed. (Include Amortization/Recovery schedule amounts). | [6 empty] | Projected Test Year Ended 12/31/2009
COMPANY: TAMPA ELECTRIC COMPANY | [11 empty] | Projected Prior Year Ended 12/31/2008
[11 empty] | XX | Historical Prior Year Ended 12/31/2007
DOCKET No. 080317-EI | [6 empty] | (Dollars in 000's) |  |  |  |  | Witness: J. S. Chronister
|  | (1) | (2) |  | (3) |  | (4) | (5) | (6) | (7) |  | (8) | (9)
|  | Account/ | Account/ |  | Depreciation |  | Plant | Total | Total |  |  | Plant
Line |  | Sub-account | Sub-account |  | Rate* |  | Balance | Plant | Plant | Adjustments |  | Balance | 13-Month
No. |  | Number | Title |  | (%) |  | Beg. of Year | Added | Retired | or Transfers |  | End of Year | Average
1 |  |  | NON-DEPRECIABLE PROPERTY
2 |  | 310.00 | LAND-PRODUCTION |  | 0 |  | 6771.9568 | 0 | -15 | -1592.891 |  | 5164.0658 | 6643.6575
3 |  | 340.00 | LAND-OTHER PRODUCTION |  | 0 |  | 19210.9302 | 0 | 0 | 1592.891 |  | 20803.8213 | 19333.4603
4 |  | 350.00 | LAND-TRANSMISSION |  | 0 |  | 8648.0192 | 0 | 0 | 0 |  | 8648.0192 | 8648.0192
5 |  | 360.00 | LAND-DISTRIBUTION |  | 0 |  | 6016.9526 | 0 | 0 | 0 |  | 6016.9526 | 6016.9526
6 |  | 389.00 | LAND-GENERAL |  | 0 |  | 2651.0054 | 0 | 0 | 0 |  | 2651.0054 | 2651.0054
7 |  |  | TOTAL NON-DEPRECIABLES |  |  |  | 43298.8642 | 0 | -15 | 2.2737e-13 |  | 43283.8642 | 43293.095
8
9 |  |  | MISCELLANEOUS INTANGIBLES
10 |  | 303.00 | SOFTWARE |  | 20 |  | 21429.861 | 1017.4534 | -8904.6314 | 159.833 |  | 13702.5159 | 14152.4475
11 |  | 303.02 | ASSET RETIREMENT COST |  | 0 |  | 7179.2341 | 0 | 0 | -45.4378 |  | 7133.7963 | 7185.3765
12 |  |  | TOTAL MISCELLANEOUS INTANGIBLES |  |  |  | 28609.095 | 1017.4534 | -8904.6314 | 114.3952 |  | 20836.3122 | 21337.824
13
14 |  | 114 | ACQUISITION ADJUSTMENT |  | 0 |  | 4528 |  |  | -243 |  | 4285 | 4406
15
16 |  |  | TOTAL ELECTRIC PLANT IN SERVICE |  |  |  | 5026788.0822 | 352858.3503 | -117398.7126 | -288.4378 |  | 5261959.2821 | 5141455.4286
17
18 |  |  | ELECTRIC PLANT PURCHASED & SOLD |  | 0 |  | 0 | 0 | 0 | 0 |  | 0 | 0
19
20 |  |  | TOTAL ELECTRIC UTILITY PLANT |  |  |  | 5026788.0822 | 352858.3503 | -117398.7126 | -288.4378 |  | 5261959.2821 | 5141455.4286
21
22
23
24
25
26
27
28
29
30
31
32
33
34
35
36
37
38
39 | Totals may be affected due to rounding.
Supporting Schedules: B-8, B-11 | [11 empty] | Recap Schedules: B-3, B-6

## B-9
SCHEDULE B-9 | [5 empty] | DEPRECIATION RESERVE BALANCES BY ACCOUNT AND SUB-ACCOUNT | [6 empty] | Page 1 of 27
FLORIDA PUBLIC SERVICE COMMISSION |  |  |  | EXPLANATION: | Provide the depreciation reserve balances for each account or sub-account to which an individual depreciation rate | [5 empty] | Type of data shown:
[5 empty] | is applied (include Amortization/Recovery schedule amounts). | [5 empty] | XX | Projected Test Year Ended 12/31/2009
COMPANY: TAMPA ELECTRIC COMPANY | [11 empty] | Projected Prior Year Ended 12/31/2008
Historical Prior Year Ended 12/31/2007
DOCKET No. 080317-EI | [6 empty] | (Dollars in 000's) |  |  |  |  | Witness: J. S. Chronister
|  | (1) | (2) |  | (3) |  | (4) | (5) | (6) | (7) |  | (8) | (9)
|  | Account/ | Account/ |  | Accumulated |  | Total |  |  |  |  | Accumulated
Line |  | Sub-account | Sub-account |  | Depreciation |  | Depreciation |  | Net | Adjustments |  | Depreciation | 13-Month
No. |  | Number | Title |  | Beg. of Year |  | Accrued | Retirements | Salvage | or Transfers |  | End of Year | Average
1 |  |  | STEAM PRODUCTION
2 |  |  | BIG BEND COMMON
3 |  | 311.4 | Structures and Improvements |  | 22403.8955 |  | 1902.0813 | 0 | -91.272 | 0 |  | 24214.7048 | 23282.5702
4 |  | 312.4 | Boiler Plant Equipment |  | 35101.4876 |  | 2512.0364 | -800 | -91.272 | 0 |  | 36722.252 | 36247.4351
5 |  | 314.4 | Turbogenerator Units |  | 2253.8632 |  | 83.3414 | 0 | -53.039 | 0 |  | 2284.1655 | 2251.3965
6 |  | 315.4 | Accessory Electric Equipment |  | 11225.9283 |  | 557.4224 | 0 | 0 | 0 |  | 11783.3507 | 11496.2056
7 |  | 316.4 | Misc. Power Plant Equipment |  | 3038.5363 |  | 163.5582 | 0 | 0 | 0 |  | 3202.0944 | 3120.3153
8 |  |  | TOTAL BIG BEND COMMON |  | 74023.7109 |  | 5218.4396 | -800 | -235.583 | 0 |  | 78206.5675 | 76397.9228
9
10 |  |  | BIG BEND UNIT 1
11 |  | 311.41 | Structures and Improvements |  | 5278.2746 |  | 112.3731 | -160 | -354.057 | 0 |  | 4876.5907 | 4995.3711
12 |  | 312.41 | Boiler Plant Equipment |  | 24832.3295 |  | 2597.8347 | -765.2244 | -5271.898 | 0 |  | 21393.0418 | 24492.94
13 |  | 314.41 | Turbogenerator Units |  | 15136.4095 |  | 787.9092 | 0 | -500 | 0 |  | 15424.3188 | 15459.018
14 |  | 315.41 | Accessory Electric Equipment |  | 6259.7861 |  | 218.9896 | 0 | 0 | 0 |  | 6478.7757 | 6368.6098
15 |  | 316.41 | Misc. Power Plant Equipment |  | 468.7465 |  | 7.7461 | 0 | 0 | 0 |  | 476.4926 | 472.6195
16 |  |  | TOTAL BIG BEND UNIT 1 |  | 51975.5463 |  | 3724.8527 | -925.2244 | -6125.955 | 0 |  | 48649.2196 | 51788.5585
17
18 |  |  | BIG BEND UNIT 2
19 |  | 311.42 | Structures and Improvements |  | 4481.3086 |  | 125.2425 | -160 | -400 | 0 |  | 4046.5511 | 4076.5124
20 |  | 312.42 | Boiler Plant Equipment |  | 16497.4596 |  | 3003.7806 | -7622.4756 | -1515.456 | 0 |  | 10363.3086 | 11459.9149
21 |  | 314.42 | Turbogenerator Units |  | 13314.6552 |  | 833.4938 | -4465.802 | -3243.75 | 0 |  | 6438.597 | 8493.6615
22 |  | 315.42 | Accessory Electric Equipment |  | 5867.6758 |  | 306.8068 | -1882.8088 | 0 | 0 |  | 4291.6738 | 4644.3093
23 |  | 316.42 | Misc. Power Plant Equipment |  | 405.0937 |  | 10.7988 | 0 | 0 | 0 |  | 415.8925 | 410.4931
24 |  |  | TOTAL BIG BEND UNIT 2 |  | 40566.1929 |  | 4280.1226 | -14131.0864 | -5159.206 | 0 |  | 25556.023 | 29084.8912
25
26 |  |  | BIG BEND UNIT 3
27 |  | 311.43 | Structures and Improvements |  | 9808.8833 |  | 219.6684 | 0 | 0 | 0 |  | 10028.5517 | 9918.7175
28 |  | 312.43 | Boiler Plant Equipment |  | 28112.7268 |  | 4176.0705 | 0 | -91.272 | 0 |  | 32197.5253 | 30151.9267
29 |  | 314.43 | Turbogenerator Units |  | 18928.6942 |  | 728.1486 | 0 | 0 | 0 |  | 19656.8428 | 19292.7685
30 |  | 315.43 | Accessory Electric Equipment |  | 9316.963 |  | 399.2114 | -131.6632 | 0 | 0 |  | 9584.5112 | 9434.8871
31 |  | 316.43 | Misc. Power Plant Equipment |  | 526.8715 |  | 35.8422 | 0 | 0 | 0 |  | 562.7137 | 544.7926
32 |  |  | TOTAL BIG BEND UNIT 3 |  | 66694.1388 |  | 5558.941 | -131.6632 | -91.272 | 0 |  | 72030.1446 | 69343.0923
33
34
35
36
37
38
39
40
41 | Totals may be affected due to rounding.
Supporting Schedules: B-10, B-11 | [11 empty] | Recap Schedules: B-3, B-6
SCHEDULE B-9 | [5 empty] | DEPRECIATION RESERVE BALANCES BY ACCOUNT AND SUB-ACCOUNT | [6 empty] | Page 2 of 27
FLORIDA PUBLIC SERVICE COMMISSION |  |  |  | EXPLANATION: | Provide the depreciation reserve balances for each account or sub-account to which an individual depreciation rate | [5 empty] | Type of data shown:
[5 empty] | is applied (include Amortization/Recovery schedule amounts). | [5 empty] | XX | Projected Test Year Ended 12/31/2009
COMPANY: TAMPA ELECTRIC COMPANY | [11 empty] | Projected Prior Year Ended 12/31/2008
Historical Prior Year Ended 12/31/2007
DOCKET No. 080317-EI | [6 empty] | (Dollars in 000's) |  |  |  |  | Witness: J. S. Chronister
|  | (1) | (2) |  | (3) |  | (4) | (5) | (6) | (7) |  | (8) | (9)
|  | Account/ | Account/ |  | Accumulated |  | Total |  |  |  |  | Accumulated
Line |  | Sub-account | Sub-account |  | Depreciation |  | Depreciation |  | Net | Adjustments |  | Depreciation | 13-Month
No. |  | Number | Title |  | Beg. of Year |  | Accrued | Retirements | Salvage | or Transfers |  | End of Year | Average
1 |  |  | BIG BEND UNIT 4
2 |  | 311.44 | Structures and Improvements |  | 29112.0282 |  | 862.6129 | 0 | 0 | 0 |  | 29974.6412 | 29543.3347
3 |  | 312.44 | Boiler Plant Equipment |  | 95949.0481 |  | 6287.7394 | -1720 | -83.655 | 0 |  | 100433.1325 | 98605.1107
4 |  | 314.44 | Turbogenerator Units |  | 46010.6683 |  | 1734.3573 | 0 | -2917.917 | 0 |  | 44827.1086 | 46133.9583
5 |  | 315.44 | Accessory Electric Equipment |  | 19159.7848 |  | 926.6782 | 0 | 0 | 0 |  | 20086.463 | 19623.0091
6 |  | 316.44 | Misc. Power Plant Equipment |  | 3547.9005 |  | 91.9399 | 0 | 0 | 0 |  | 3639.8404 | 3593.8704
7 |  |  | TOTAL BIG BEND UNIT 4 |  | 193779.43 |  | 9903.3276 | -1720 | -3001.572 | 0 |  | 198961.1856 | 197499.2832
8
9 |  |  | BIG BEND UNIT 4 FGD
10 |  | 311.45 | Structures and Improvements
11 |  | 312.45 | Boiler Plant Equipment |  | 10838.6919 |  | 337.7892 | 0 | 0 | 0 |  | 11176.4811 | 11007.5865
12 |  | 314.45 | Turbogenerator Units |  | 68382.0256 |  | 3693.4995 | -1429.7084 | 0 | 0 |  | 70645.8167 | 69692.7963
13 |  | 315.45 | Accessory Electric Equipment |  | 0 |  | 0 | 0 | 0 | 0 |  | 0 | 0
14 |  | 316.45 | Misc. Power Plant Equipment |  | 10777.6068 |  | 391.5636 | 0 | 0 | 0 |  | 11169.1704 | 10972.9945
15 |  |  | TOTAL BIG BEND UNIT 4 FGD |  | 367.5467 |  | 14.955 | 0 | 0 | 0 |  | 382.5017 | 375.0242
16 |  |  |  |  | 90365.8709 |  | 4437.8074 | -1429.7084 | 0 | 0 |  | 93373.9699 | 92048.4014
17 |  |  | BIG BEND UNIT 1 & 2 FGD
18 |  | 311.46 | Structures and Improvements
19 |  | 312.46 | Boiler Plant Equipment |  | 4410.926 |  | 330.2098 | 0 | 0 | 0 |  | 4741.1358 | 4576.0309
20 |  | 314.46 | Turbogenerator Units |  | 19839.5684 |  | 1758.5557 | 0 | 0 | 0 |  | 21598.1241 | 20718.8463
21 |  | 315.46 | Accessory Electric Equipment |  | 0 |  | 0 | 0 | 0 | 0 |  | 0 | 0
22 |  | 316.46 | Misc. Power Plant Equipment |  | 3341.4563 |  | 283.4776 | 0 | 0 | 0 |  | 3624.934 | 3483.1951
23 |  |  | TOTAL BIG BEND UNIT 1 & 2 FGD |  | 656.5147 |  | 44.4976 | 0 | 0 | 0 |  | 701.0123 | 678.7635
24 |  |  |  |  | 28248.4655 |  | 2416.7407 | 0 | 0 | 0 |  | 30665.2062 | 29456.8358
25
26 |  | 316.47 | BIG BEND TOOLS AMORTIZATION |  | 1630.2943 |  | 295.2275 | -350.7539 | 0 | 0 |  | 1574.7679 | 1670.9323
27
28 |  |  | TOTAL BIG BEND STATION |  | 547283.6495 |  | 35835.4591 | -19488.4363 | -14613.588 | 0 |  | 549017.0843 | 547289.9176
29
30 |  | 108.[03,50-56] | STEAM PLANT DISMANTLING |  | 74014.923 |  | 839.452 | 0 | -4400 | 0 |  | 70454.375 | 72234.6491
31
32 |  |  | COMMON
33 |  | 311.01 | STRUCTURES & IMPROVEMENTS |  | 4575.3722 |  | 64.1811 | 0 | -325 | 0 |  | 4314.5533 | 4493.8526
34 |  | 316.01 | MISC. POWER PLANT EQUIPMENT |  | 3.9192 |  | 9.0266 | 0 | 0 | 0 |  | 12.9458 | 7.8823
35 |  | 316.17 | MISC. POWER PLANT EQUIPMENT AMORT |  | 518.822 |  | 131.0819 | -144.175 | 0 | 0 |  | 505.7289 | 581.0986
36
37 |  |  | TOTAL COMMON |  | 5098.1134 |  | 204.2896 | -144.175 | -325 | 0 |  | 4833.2281 | 5082.8335
38
39
40
41 | Totals may be affected due to rounding.
Supporting Schedules: B-10, B-11 | [11 empty] | Recap Schedules: B-3, B-6
SCHEDULE B-9 | [5 empty] | DEPRECIATION RESERVE BALANCES BY ACCOUNT AND SUB-ACCOUNT | [6 empty] | Page 3 of 27
FLORIDA PUBLIC SERVICE COMMISSION |  |  |  | EXPLANATION: | Provide the depreciation reserve balances for each account or sub-account to which an individual depreciation rate | [5 empty] | Type of data shown:
[5 empty] | is applied (include Amortization/Recovery schedule amounts). | [5 empty] | XX | Projected Test Year Ended 12/31/2009
COMPANY: TAMPA ELECTRIC COMPANY | [11 empty] | Projected Prior Year Ended 12/31/2008
Historical Prior Year Ended 12/31/2007
DOCKET No. 080317-EI | [6 empty] | (Dollars in 000's) |  |  |  |  | Witness: J. S. Chronister
|  | (1) | (2) |  | (3) |  | (4) | (5) | (6) | (7) |  | (8) | (9)
|  | Account/ | Account/ |  | Accumulated |  | Total |  |  |  |  | Accumulated
Line |  | Sub-account | Sub-account |  | Depreciation |  | Depreciation |  | Net | Adjustments |  | Depreciation | 13-Month
No. |  | Number | Title |  | Beg. of Year |  | Accrued | Retirements | Salvage | or Transfers |  | End of Year | Average
1 |  |  | TOTAL STEAM STATION
2 |  |  | BIG BEND STATION |  | 547283.6495 |  | 35835.4591 | -19488.4363 | -14613.588 | 0 |  | 549017.0843 | 547289.9176
3 |  |  | STEAM PLANT DISMANTLING |  | 74014.923 |  | 839.452 | 0 | -4400 | 0 |  | 70454.375 | 72234.6491
4 |  |  | COMMON |  | 5098.1134 |  | 204.2896 | -144.175 | -325 | 0 |  | 4833.2281 | 5082.8335
5
6 |  |  | TOTAL STEAM PRODUCTION |  | 626396.686 |  | 36879.2006 | -19632.6113 | -19338.588 | 0 |  | 624304.6873 | 624607.4001
7
8
9 |  |  | BIG BEND STATION
10 |  |  | COMBUSTION TURBINE 1
11 |  | 341.41 | Structures and Improvements |  | 95.8616 |  | 0 | 0 | 0 | 0 |  | 95.8616 | 95.8616
12 |  | 342.41 | Fuel Holders, Producers and Accessories |  | 113.6629 |  | 0 | 0 | 0 | 0 |  | 113.6629 | 113.6629
13 |  | 343.41 | Prime Movers |  | 1274.2467 |  | 0 | 0 | 0 | 0 |  | 1274.2467 | 1274.2467
14 |  | 345.41 | Accessory Electric Equipment |  | 249.583 |  | 0 | 0 | 0 | 0 |  | 249.583 | 249.583
15 |  | 346.41 | Misc. Power Plant Equipment |  | 2.6423 |  | 0 | 0 | 0 | 0 |  | 2.6423 | 2.6423
16 |  |  | TOTAL COMBUSTION TURBINE 1 |  | 1735.9966 |  | 0 | 0 | 0 | 0 |  | 1735.9966 | 1735.9966
17
18 |  |  | COMBUSTION TURBINE 2 & 3
19 |  | 341.42 | Structures and Improvements |  | 0 |  | 0 | 0 | 0 | 0 |  | 0 | 0
20 |  | 342.42 | Fuel Holders, Producers and Accessories |  | 0 |  | 0 | 0 | 0 | 0 |  | 0 | 0
21 |  | 343.42 | Prime Movers |  | 1657.4015 |  | 0 | 0 | 0 | 0 |  | 1657.4015 | 1657.4015
22 |  | 345.42 | Accessory Electric Equipment |  | 0 |  | 0 | 0 | 0 | 0 |  | 0 | 0
23 |  | 346.42 | Misc. Power Plant Equipment |  | 0 |  | 0 | 0 | 0 | 0 |  | 0 | 0
24 |  |  | TOTAL COMBUSTION TURBINE 2 & 3 |  | 1657.4015 |  | 0 | 0 | 0 | 0 |  | 1657.4015 | 1657.4015
25
26
27 |  |  | COMBUSTION TURBINE #4
28 |  | 341.44 | Structures and Improvements |  | 0 |  | 0 | 0 | 0 | 0 |  | 0 | 0
29 |  | 342.44 | Boiler Plant Equipment |  | 0 |  | 0 | 0 | 0 | 0 |  | 0 | 0
30 |  | 343.44 | Turbogenerator Units |  | 0 |  | 647.058 | 0 | 0 | 0 |  | 647.058 | 113.5245
31 |  | 345.44 | Accessory Electric Equipment |  | 0 |  | 0 | 0 | 0 | 0 |  | 0 | 0
32 |  | 346.44 | Misc. Power Plant Equipment |  | 0 |  | 0 | 0 | 0 | 0 |  | 0 | 0
33 |  |  | TOTAL COMBUSTION TURBINE #4 |  | 0 |  | 647.058 | 0 | 0 | 0 |  | 647.058 | 113.5245
34
35 |  |  | TOTAL BIG BEND STATION |  | 3393.3982 |  | 647.058 | 0 | 0 | 0 |  | 4040.4561 | 3506.9226
36
37
38
39
40
41 | Totals may be affected due to rounding.
Supporting Schedules: B-10, B-11 | [11 empty] | Recap Schedules: B-3, B-6
SCHEDULE B-9 | [5 empty] | DEPRECIATION RESERVE BALANCES BY ACCOUNT AND SUB-ACCOUNT | [6 empty] | Page 4 of 27
FLORIDA PUBLIC SERVICE COMMISSION |  |  |  | EXPLANATION: | Provide the depreciation reserve balances for each account or sub-account to which an individual depreciation rate | [5 empty] | Type of data shown:
[5 empty] | is applied (include Amortization/Recovery schedule amounts). | [5 empty] | XX | Projected Test Year Ended 12/31/2009
COMPANY: TAMPA ELECTRIC COMPANY | [11 empty] | Projected Prior Year Ended 12/31/2008
Historical Prior Year Ended 12/31/2007
DOCKET No. 080317-EI | [6 empty] | (Dollars in 000's) |  |  |  |  | Witness: J. S. Chronister
|  | (1) | (2) |  | (3) |  | (4) | (5) | (6) | (7) |  | (8) | (9)
|  | Account/ | Account/ |  | Accumulated |  | Total |  |  |  |  | Accumulated
Line |  | Sub-account | Sub-account |  | Depreciation |  | Depreciation |  | Net | Adjustments |  | Depreciation | 13-Month
No. |  | Number | Title |  | Beg. of Year |  | Accrued | Retirements | Salvage | or Transfers |  | End of Year | Average
1 |  |  | PHILLIPS STATION
2 |  | 341.28 | Structures and Improvements |  | 8843.2255 |  | 320.1144 | 0 | 0 | 0 |  | 9163.3399 | 9003.2827
3 |  | 342.28 | Fuel Holders, Producers and Accessories |  | 22136.022 |  | 704.4068 | 0 | 0 | 0 |  | 22840.4288 | 22488.2254
4 |  | 343.28 | Prime Movers |  | 18240.5305 |  | 786.4658 | 0 | -36.081 | 0 |  | 18990.9153 | 18608.3621
5 |  | 345.28 | Accessory Electric Equipment |  | 5557.5401 |  | 205.6202 | 0 | 0 | 0 |  | 5763.1602 | 5660.3502
6 |  | 346.28 | Misc. Power Plant Equipment |  | 570.0758 |  | 26.764 | 0 | 0 | 0 |  | 596.8398 | 583.4578
7
8 |  |  | TOTAL PHILLIPS STATION |  | 55347.3938 |  | 2043.3712 | 0 | -36.081 | 0 |  | 57354.684 | 56343.6781
9
10
11 |  |  | POLK POWER COMMON
12 |  | 341.8 | Structures and Improvements |  | 19797.7246 |  | 1483.3205 | 0 | 0 | 0 |  | 21281.0451 | 20539.3848
13 |  | 342.8 | Fuel Holders, Producers and Accessories |  | 727.1409 |  | 33.6163 | 0 | 0 | 0 |  | 760.7572 | 743.9491
14 |  | 343.8 | Prime Movers |  | 952.0348 |  | 48.6048 | 0 | 0 | 0 |  | 1000.6397 | 976.3373
15 |  | 345.8 | Accessory Electric Equipment |  | 640.516 |  | 39.589 | 0 | 0 | 0 |  | 680.105 | 660.3105
16 |  | 346.8 | Misc. Power Plant Equipment |  | 332.4488 |  | 17.7049 | 0 | 0 | 0 |  | 350.1537 | 341.3013
17 |  |  | TOTAL POLK POWER COMMON |  | 22449.8651 |  | 1622.8355 | 0 | 0 | 0 |  | 24072.7007 | 23261.2829
18
19 |  |  | POLK POWER UNIT 1
20 |  | 341.81 | Structures and Improvements |  | 10437.1339 |  | 1152.7819 | 0 | 0 | 0 |  | 11589.9158 | 11013.5249
21 |  | 342.81 | Fuel Holders, Producers and Accessories |  | 80244.4581 |  | 7898.7389 | -2200.4 | 0 | 0 |  | 85942.7971 | 83596.1268
22 |  | 343.81 | Prime Movers |  | 57188.4305 |  | 6473.1638 | -100 | 0 | 0 |  | 63561.5943 | 60415.1483
23 |  | 345.81 | Accessory Electric Equipment |  | 24020.8305 |  | 1801.7128 | 0 | 0 | 0 |  | 25822.5434 | 24921.6524
24 |  | 346.81 | Misc. Power Plant Equipment |  | 2045.8672 |  | 1672.1964 | 0 | 0 | 0 |  | 3718.0636 | 2881.9654
25 |  |  | TOTAL POLK POWER UNIT 1 |  | 173936.7203 |  | 18998.5938 | -2300.4 | 0 | 0 |  | 190634.9141 | 182828.4178
26
27 |  |  | POLK POWER UNIT 2
28 |  | 341.82 | Structures and Improvements |  | 473.9922 |  | 56.3797 | 0 | 0 | 0 |  | 530.3719 | 502.182
29 |  | 342.82 | Fuel Holders, Producers and Accessories |  | 275.3648 |  | 28.955 | 0 | 0 | 0 |  | 304.3198 | 289.8423
30 |  | 343.82 | Prime Movers |  | 9854.8648 |  | 1157.5536 | 0 | 0 | 0 |  | 11012.4184 | 10433.6416
31 |  | 345.82 | Accessory Electric Equipment |  | 3918.878 |  | 479.5255 | 0 | 0 | 0 |  | 4398.4035 | 4158.6408
32 |  | 346.82 | Misc. Power Plant Equipment |  | 986.5456 |  | 950.5179 | 0 | 0 | 0 |  | 1937.0635 | 1461.8045
33 |  |  | TOTAL POLK POWER UNIT 2 |  | 15509.6454 |  | 2672.9316 | 0 | 0 | 0 |  | 18182.577 | 16846.1112
34
35
36
37
38
39
40
41 | Totals may be affected due to rounding.
Supporting Schedules: B-10, B-11 | [11 empty] | Recap Schedules: B-3, B-6
SCHEDULE B-9 | [5 empty] | DEPRECIATION RESERVE BALANCES BY ACCOUNT AND SUB-ACCOUNT | [6 empty] | Page 5 of 27
FLORIDA PUBLIC SERVICE COMMISSION |  |  |  | EXPLANATION: | Provide the depreciation reserve balances for each account or sub-account to which an individual depreciation rate | [5 empty] | Type of data shown:
[5 empty] | is applied (include Amortization/Recovery schedule amounts). | [5 empty] | XX | Projected Test Year Ended 12/31/2009
COMPANY: TAMPA ELECTRIC COMPANY | [11 empty] | Projected Prior Year Ended 12/31/2008
Historical Prior Year Ended 12/31/2007
DOCKET No. 080317-EI | [6 empty] | (Dollars in 000's) |  |  |  |  | Witness: J. S. Chronister
|  | (1) | (2) |  | (3) |  | (4) | (5) | (6) | (7) |  | (8) | (9)
|  | Account/ | Account/ |  | Accumulated |  | Total |  |  |  |  | Accumulated
Line |  | Sub-account | Sub-account |  | Depreciation |  | Depreciation |  | Net | Adjustments |  | Depreciation | 13-Month
No. |  | Number | Title |  | Beg. of Year |  | Accrued | Retirements | Salvage | or Transfers |  | End of Year | Average
1 |  |  | POLK POWER UNIT 3
2 |  | 341.83 | Structures and Improvements |  | 1635.6464 |  | 268.7644 | 0 | 0 | 0 |  | 1904.4107 | 1770.0285
3 |  | 342.83 | Fuel Holders, Producers and Accessories |  | 253.3232 |  | 33.3809 | 0 | 0 | 0 |  | 286.7041 | 270.0136
4 |  | 343.83 | Prime Movers |  | 10714.2825 |  | 1879.6315 | 0 | 0 | 0 |  | 12593.914 | 11654.0983
5 |  | 345.83 | Accessory Electric Equipment |  | 2006.3208 |  | 271.9411 | 0 | 0 | 0 |  | 2278.2619 | 2142.2913
6 |  | 346.83 | Misc. Power Plant Equipment |  | 66.0904 |  | 12.5544 | 0 | 0 | 0 |  | 78.6448 | 72.3676
7 |  |  | TOTAL POLK POWER UNIT 3 |  | 14675.6632 |  | 2466.2723 | 0 | 0 | 0 |  | 17141.9355 | 15908.7994
8
9 |  |  | POLK POWER UNIT 4
10 |  | 341.84 | Structures and Improvements |  | 0 |  | 0 | 0 | 0 | 0 |  | 0 | 0
11 |  | 342.84 | Fuel Holders, Producers and Accessories |  | 0 |  | 0 | 0 | 0 | 0 |  | 0 | 0
12 |  | 343.84 | Prime Movers |  | 2645.113 |  | 1505.7228 | 0 | 0 | 0 |  | 4150.8358 | 3397.9744
13 |  | 345.84 | Accessory Electric Equipment |  | 0 |  | 0 | 0 | 0 | 0 |  | 0 | 0
14 |  | 346.84 | Misc. Power Plant Equipment |  | 0 |  | 0 | 0 | 0 | 0 |  | 0 | 0
15 |  |  | TOTAL POLK POWER UNIT 4 |  | 2645.113 |  | 1505.7228 | 0 | 0 | 0 |  | 4150.8358 | 3397.9744
16
17 |  |  | POLK POWER UNIT 5
18 |  | 341.85 | Structures and Improvements |  | 0 |  | 0 | 0 | 0 | 0 |  | 0 | 0
19 |  | 342.85 | Fuel Holders, Producers and Accessories |  | 0 |  | 0 | 0 | 0 | 0 |  | 0 | 0
20 |  | 343.85 | Prime Movers |  | 2480.4818 |  | 1471.4827 | 0 | 0 | 0 |  | 3951.9645 | 3216.2231
21 |  | 345.85 | Accessory Electric Equipment |  | 0 |  | 0 | 0 | 0 | 0 |  | 0 | 0
22 |  | 346.85 | Misc. Power Plant Equipment |  | 0 |  | 0 | 0 | 0 | 0 |  | 0 | 0
23 |  |  | TOTAL POLK POWER UNIT 5 |  | 2480.4818 |  | 1471.4827 | 0 | 0 | 0 |  | 3951.9645 | 3216.2231
24
25 |  | 346.87 | POLK POWER TOOLS AMORTIZATION |  | 564.3822 |  | 153.5349 | -120.6334 | 0 | 0 |  | 597.2837 | 630.6681
26
27 |  |  | TOTAL POLK POWER STATION |  | 232261.8711 |  | 28891.3737 | -2421.0334 | 0 | 0 |  | 258732.2113 | 246089.477
28
29
30 |  |  | BAYSIDE POWER STATION COMMON
31 |  | 341.3 | Structures and Improvements |  | 16253.5401 |  | 1489.8636 | 0 | 0 | 0 |  | 17743.4037 | 16998.2411
32 |  | 342.3 | Fuel Holders, Producers and Accessories |  | 4052.255 |  | 437.0612 | 0 | 0 | 0 |  | 4489.3162 | 4270.7856
33 |  | 343.3 | Prime Movers |  | 2627.4727 |  | 1009.8948 | 0 | 0 | 0 |  | 3637.3675 | 3124.5314
34 |  | 345.3 | Accessory Electric Equipment |  | 3823.581 |  | 498.9155 | 0 | 0 | 0 |  | 4322.4965 | 4072.4063
35 |  | 346.3 | Misc. Power Plant Equipment |  | 2881.2857 |  | 249.2524 | 0 | 0 | 0 |  | 3130.5381 | 3005.7335
36 |  |  | TOTAL BAYSIDE POWER STATION COMMON |  | 29638.1346 |  | 3684.9876 | 0 | 0 | 0 |  | 33323.1221 | 31471.6979
37
38
39
40
41 | Totals may be affected due to rounding.
Supporting Schedules: B-10, B-11 | [11 empty] | Recap Schedules: B-3, B-6
SCHEDULE B-9 | [5 empty] | DEPRECIATION RESERVE BALANCES BY ACCOUNT AND SUB-ACCOUNT | [6 empty] | Page 6 of 27
FLORIDA PUBLIC SERVICE COMMISSION |  |  |  | EXPLANATION: | Provide the depreciation reserve balances for each account or sub-account to which an individual depreciation rate | [5 empty] | Type of data shown:
[5 empty] | is applied (include Amortization/Recovery schedule amounts). | [5 empty] | XX | Projected Test Year Ended 12/31/2009
COMPANY: TAMPA ELECTRIC COMPANY | [11 empty] | Projected Prior Year Ended 12/31/2008
Historical Prior Year Ended 12/31/2007
DOCKET No. 080317-EI | [6 empty] | (Dollars in 000's) |  |  |  |  | Witness: J. S. Chronister
|  | (1) | (2) |  | (3) |  | (4) | (5) | (6) | (7) |  | (8) | (9)
|  | Account/ | Account/ |  | Accumulated |  | Total |  |  |  |  | Accumulated
Line |  | Sub-account | Sub-account |  | Depreciation |  | Depreciation |  | Net | Adjustments |  | Depreciation | 13-Month
No. |  | Number | Title |  | Beg. of Year |  | Accrued | Retirements | Salvage | or Transfers |  | End of Year | Average
1 |  |  | BAYSIDE POWER STATION UNIT 1
2 |  | 341.31 | Structures and Improvements |  | 4933.946 |  | 506.7924 | 0 | 0 | 0 |  | 5440.7384 | 5186.8556
3 |  | 342.31 | Fuel Holders, Producers and Accessories |  | 13274.21 |  | 2044.3459 | 0 | 0 | 0 |  | 15318.5559 | 14296.383
4 |  | 343.31 | Prime Movers |  | 23555.9782 |  | 7036.903 | 0 | 0 | 0 |  | 30592.8812 | 27073.1252
5 |  | 345.31 | Accessory Electric Equipment |  | 7033.2505 |  | 1040.0591 | -430 | 0 | 0 |  | 7643.3096 | 7520.4457
6 |  | 346.31 | Misc. Power Plant Equipment |  | 331.3971 |  | 31.4426 | 0 | 0 | 0 |  | 362.8397 | 347.1184
7 |  |  | TOTAL BAYSIDE POWER STATION UNIT 1 |  | 49128.7818 |  | 10659.543 | -430 | 0 | 0 |  | 59358.3248 | 54423.9279
8
9 |  |  | BAYSIDE POWER STATION UNIT 2
10 |  | 341.32 | Structures and Improvements |  | 4974.8837 |  | 598.3998 | 0 | 0 | 0 |  | 5573.2835 | 5274.0836
11 |  | 342.32 | Fuel Holders, Producers and Accessories |  | 13690.2752 |  | 2743.2568 | 0 | 0 | 0 |  | 16433.532 | 15061.9036
12 |  | 343.32 | Prime Movers |  | 47947.6459 |  | 9839.5614 | -24893.2292 | 0 | 0 |  | 32893.978 | 35606.8854
13 |  | 345.32 | Accessory Electric Equipment |  | 6774.188 |  | 1251.8286 | 0 | -27.163 | 0 |  | 7998.8536 | 7394.2185
14 |  | 346.32 | Misc. Power Plant Equipment |  | 366.1905 |  | 39.4617 | 0 | 0 | 0 |  | 405.6522 | 385.9214
15 |  |  | TOTAL BAYSIDE POWER STATION UNIT 2 |  | 73753.1834 |  | 14472.5081 | -24893.2292 | -27.163 | 0 |  | 63305.2993 | 63723.0126
16
17 |  |  | BAYSIDE POWER STATION COMBUSTION TURBINE UNIT 3
18 |  | 341.33 | Structures and Improvements |  | 0 |  | 0 | 0 | 0 | 0 |  | 0 | 0
19 |  | 342.33 | Boiler Plant Equipment |  | 0 |  | 0 | 0 | 0 | 0 |  | 0 | 0
20 |  | 343.33 | Turbogenerator Units |  | 0 |  | 584.4148 | 0 | 0 | 0 |  | 584.4148 | 102.4267
21 |  | 345.33 | Accessory Electric Equipment |  | 0 |  | 0 | 0 | 0 | 0 |  | 0 | 0
22 |  | 346.33 | Misc. Power Plant Equipment |  | 0 |  | 0 | 0 | 0 | 0 |  | 0 | 0
23 |  |  | TOTAL BAYSIDE POWER STATION COMBUSTION TURBINE UNIT 3 |  | 0 |  | 584.4148 | 0 | 0 | 0 |  | 584.4148 | 102.4267
24
25 |  |  | BAYSIDE POWER STATION COMBUSTION TURBINE UNIT 4
26 |  | 341.34 | Structures and Improvements |  | 0 |  | 0 | 0 | 0 | 0 |  | 0 | 0
27 |  | 342.34 | Boiler Plant Equipment |  | 0 |  | 0 | 0 | 0 | 0 |  | 0 | 0
28 |  | 343.34 | Turbogenerator Units |  | 0 |  | 584.4148 | 0 | 0 | 0 |  | 584.4148 | 102.4267
29 |  | 345.34 | Accessory Electric Equipment |  | 0 |  | 0 | 0 | 0 | 0 |  | 0 | 0
30 |  | 346.34 | Misc. Power Plant Equipment |  | 0 |  | 0 | 0 | 0 | 0 |  | 0 | 0
31 |  |  | TOTAL BAYSIDE POWER STATION COMBUSTION TURBINE UNIT 4 |  | 0 |  | 584.4148 | 0 | 0 | 0 |  | 584.4148 | 102.4267
32
33
34
35
36
37
38
39
40
41 | Totals may be affected due to rounding.
Supporting Schedules: B-10, B-11 | [11 empty] | Recap Schedules: B-3, B-6
SCHEDULE B-9 | [5 empty] | DEPRECIATION RESERVE BALANCES BY ACCOUNT AND SUB-ACCOUNT | [6 empty] | Page 7 of 27
FLORIDA PUBLIC SERVICE COMMISSION |  |  |  | EXPLANATION: | Provide the depreciation reserve balances for each account or sub-account to which an individual depreciation rate | [5 empty] | Type of data shown:
[5 empty] | is applied (include Amortization/Recovery schedule amounts). | [5 empty] | XX | Projected Test Year Ended 12/31/2009
COMPANY: TAMPA ELECTRIC COMPANY | [11 empty] | Projected Prior Year Ended 12/31/2008
Historical Prior Year Ended 12/31/2007
DOCKET No. 080317-EI | [6 empty] | (Dollars in 000's) |  |  |  |  | Witness: J. S. Chronister
|  | (1) | (2) |  | (3) |  | (4) | (5) | (6) | (7) |  | (8) | (9)
|  | Account/ | Account/ |  | Accumulated |  | Total |  |  |  |  | Accumulated
Line |  | Sub-account | Sub-account |  | Depreciation |  | Depreciation |  | Net | Adjustments |  | Depreciation | 13-Month
No. |  | Number | Title |  | Beg. of Year |  | Accrued | Retirements | Salvage | or Transfers |  | End of Year | Average
1 |  |  | BAYSIDE POWER STATION COMBUSTION TURBINE UNIT 5
2 |  | 341.35 | Structures and Improvements |  | 0 |  | 0 | 0 | 0 | 0 |  | 0 | 0
3 |  | 342.35 | Boiler Plant Equipment |  | 0 |  | 0 | 0 | 0 | 0 |  | 0 | 0
4 |  | 343.35 | Turbogenerator Units |  | 0 |  | 1347.499 | 0 | 0 | 0 |  | 1347.499 | 441.4329
5 |  | 345.35 | Accessory Electric Equipment |  | 0 |  | 0 | 0 | 0 | 0 |  | 0
6 |  | 346.35 | Misc. Power Plant Equipment |  | 0 |  | 0 | 0 | 0 | 0 |  | 0 | 0
7 |  |  | TOTAL BAYSIDE POWER STATION COMBUSTION TURBINE UNIT 5 |  | 0 |  | 1347.499 | 0 | 0 | 0 |  | 1347.499 | 441.4329
8
9 |  |  | BAYSIDE POWER STATION COMBUSTION TURBINE UNIT 6
10 |  | 341.36 | Structures and Improvements |  | 0 |  | 0 | 0 | 0 | 0 |  | 0 | 0
11 |  | 342.36 | Boiler Plant Equipment |  | 0 |  | 0 | 0 | 0 | 0 |  | 0 | 0
12 |  | 343.36 | Turbogenerator Units |  | 0 |  | 1347.499 | 0 | 0 | 0 |  | 1347.499 | 441.4329
13 |  | 345.36 | Accessory Electric Equipment |  | 0 |  | 0 | 0 | 0 | 0 |  | 0 | 0
14 |  | 346.36 | Misc. Power Plant Equipment |  | 0 |  | 0 | 0 | 0 | 0 |  | 0 | 0
15 |  |  | TOTAL BAYSIDE POWER STATION COMBUSTION TURBINE UNIT 6 |  | 0 |  | 1347.499 | 0 | 0 | 0 |  | 1347.499 | 441.4329
16
17 |  |  | TOTAL BAYSIDE POWER STATION |  | 152520.0997 |  | 32680.8664 | -25323.2292 | -27.163 | 0 |  | 159850.574 | 150706.3575
18
19 |  | 343.9 | CITY OF TAMPA PRIME MOVERS |  | 2201.0113 |  | 292.4347 | 0 | 0 | 0 |  | 2493.4459 | 2347.2286
20
21 |  | 108.03 | OTHER DISMANTLING ACCRUAL |  | 15624.361 |  | 497.534 | 0 | 0 | 0 |  | 16121.895 | 15873.1373
22
23 |  |  | TOTAL OTHER PRODUCTION |  | 461348.1351 |  | 65052.638 | -27744.2627 | -63.244 | 0 |  | 498593.2664 | 474866.8011
24
25 |  |  | TOTAL PRODUCTION PLANT |  | 1087744.821 |  | 101931.8386 | -47376.8739 | -19401.832 | 0 |  | 1122897.9537 | 1099474.2013
26
27 |  |  | TRANSMISSION PLANT
28 |  | 350.01 | LAND RIGHTS |  | 3279.4992 |  | 326.3594 | 0 | 0 | 0 |  | 3605.8586 | 3442.6789
29 |  | 352.00 | STRUCTURES & IMPROVEMENTS |  | 770.0633 |  | 81.8992 | -33.4629 | 0 | 0 |  | 818.4996 | 792.7006
30 |  | 353.00 | STATION EQUIPMENT |  | 52446.8479 |  | 5349.6483 | -2101.8529 | -293.821 | 0 |  | 55400.8223 | 53851.4307
31 |  | 354.00 | TOWERS & FIXTURES |  | 3820.4507 |  | 106.8516 | -13.5293 | 0 | 0 |  | 3913.7731 | 3872.8418
32 |  | 355.00 | POLES & FIXTURES |  | 48521.5731 |  | 6335.5568 | -943.6747 | -1584.7709 | 0 |  | 52328.6843 | 50272.9866
33 |  | 356.00 | OVERHEAD CONDUCTORS & DEVICES |  | 43597.8763 |  | 3972.6911 | -1016.9398 | -1936.9421 | 0 |  | 44616.6855 | 44059.5367
34 |  | 356.01 | CLEARING RIGHTS-OF-WAY |  | 1230.9389 |  | 42.1783 | -4.526 | 0 | 0 |  | 1268.5911 | 1250.297
35 |  | 357.00 | UNDERGROUND CONDUIT |  | 1420.0673 |  | 60.0571 | -1.425 | 0 | 0 |  | 1478.6993 | 1449.5503
36 |  | 358.00 | UNDERGROUND CONDUCTORS & DEVICES |  | 2575.4455 |  | 168.6881 | -2.8589 | 0 | 0 |  | 2741.2747 | 2658.6973
37 |  | 359.00 | ROADS AND TRAILS |  | 1273.4147 |  | 123.6253 | -33.0438 | 0 | 0 |  | 1363.9962 | 1311.8961
38
39 |  |  | TOTAL TRANSMISSION PLANT |  | 158936.177 |  | 16567.5551 | -4151.3135 | -3815.534 | 0 |  | 167536.8846 | 162962.6159
40
41 | Totals may be affected due to rounding.
Supporting Schedules: B-10, B-11 | [11 empty] | Recap Schedules: B-3, B-6
SCHEDULE B-9 | [5 empty] | DEPRECIATION RESERVE BALANCES BY ACCOUNT AND SUB-ACCOUNT | [6 empty] | Page 8 of 27
FLORIDA PUBLIC SERVICE COMMISSION |  |  |  | EXPLANATION: | Provide the depreciation reserve balances for each account or sub-account to which an individual depreciation rate | [5 empty] | Type of data shown:
[5 empty] | is applied (include Amortization/Recovery schedule amounts). | [5 empty] | XX | Projected Test Year Ended 12/31/2009
COMPANY: TAMPA ELECTRIC COMPANY | [11 empty] | Projected Prior Year Ended 12/31/2008
Historical Prior Year Ended 12/31/2007
DOCKET No. 080317-EI | [6 empty] | (Dollars in 000's) |  |  |  |  | Witness: J. S. Chronister
|  | (1) | (2) |  | (3) |  | (4) | (5) | (6) | (7) |  | (8) | (9)
|  | Account/ | Account/ |  | Accumulated |  | Total |  |  |  |  | Accumulated
Line |  | Sub-account | Sub-account |  | Depreciation |  | Depreciation |  | Net | Adjustments |  | Depreciation | 13-Month
No. |  | Number | Title |  | Beg. of Year |  | Accrued | Retirements | Salvage | or Transfers |  | End of Year | Average
1 |  |  | DISTRIBUTION PLANT
2 |  | 360.01 | LAND RIGHTS |  | 0 |  | 0 | 0 | 0 | 0 |  | 0 | 0
3 |  | 361.00 | STRUCTURES & IMPROVEMENTS |  | 574.85 |  | 49.2127 | -5.1434 | 0 | 0 |  | 618.9192 | 597.4211
4 |  | 362.00 | STATION EQUIPMENT |  | 50167.1607 |  | 4433.8339 | -1240.4775 | -6.012 | 0 |  | 53354.5051 | 51806.253
5 |  | 364.00 | POLES, TOWERS & FIXTURES |  | 102265.2867 |  | 10265.4321 | -1071.597 | -991.0159 | 0 |  | 110468.1059 | 106253.8286
6 |  | 365.00 | OVERHEAD CONDUCTORS & DEVICES |  | 107300.8604 |  | 7044.7845 | -1075.7306 | -993.912 | 0 |  | 112276.0023 | 109786.219
7 |  | 366.00 | UNDERGROUND CONDUIT |  | 38555.4491 |  | 3609.4519 | -54.1342 | 63.7504 | 0 |  | 42174.5173 | 40301.7669
8 |  | 367.00 | UNDERGROUND CONDUCTORS & DEVICES |  | 60912.767 |  | 6372.3943 | -1738.5009 | 107.0096 | 0 |  | 65653.67 | 63184.6089
9 |  | 368.00 | LINE TRANSFORMERS |  | 159562.8452 |  | 15856.9201 | -6340.312 | -1268.296 | 0 |  | 167811.1573 | 163899.5805
10 |  | 369.01 | OVERHEAD SERVICES |  | 24954.2167 |  | 2236.5316 | -130.9101 | -160.481 | 0 |  | 26899.3572 | 25815.4055
11 |  | 369.02 | UNDERGROUND SERVICE |  | 39067.5471 |  | 3540.6231 | -35.6754 | 0 | 0 |  | 42572.4948 | 40436.3399
12 |  | 370.00 | METERS |  | 22041.5056 |  | 4594.5185 | -2714.5991 | -667.372 | 0 |  | 23254.053 | 22919.1338
13 |  | 373.00 | STREET LIGHTING & SIGNAL SYSTEMS |  | 69363.4087 |  | 8375.0541 | -1900.6158 | -50.0181 | 0 |  | 75787.8289 | 72499.1544
14
15 |  |  | TOTAL DISTRIBUTION PLANT |  | 674765.8972 |  | 66378.7569 | -16307.6961 | -3966.347 | 0 |  | 720870.611 | 697499.7116
16
17 |  |  | GENERAL PLANT
18 |  | 390.00 | STRUCTURES & IMPROVEMENTS |  | 29721.5367 |  | 2756.4738 | -637.0663 | 0 | 0 |  | 31840.9442 | 30764.5561
19 |  | 391.01 | OFFICE FURNITURE & EQUIPMENT |  | 1870.7009 |  | 1097.3091 | -636.7574 | 0 | 0 |  | 2331.2525 | 2164.5578
20 |  | 391.02 | COMPUTER EQUIPMENT |  | 12595.533 |  | 5515.73 | -4290.6213 | 0 | 0 |  | 13820.6418 | 13244.1815
21 |  | 392.01 | LIGHT TRUCKS |  | 1159.2284 |  | 331.0367 | 0 | 90 | 0 |  | 1580.265 | 1379.8103
22 |  | 392.03 | HEAVY TRUCKS |  | 4809.4558 |  | 787.6883 | 0 | 180 | 0 |  | 5777.1442 | 5311.6248
23 |  | 392.04 | MEDIUM TRUCKS |  | 220.7429 |  | 37.8111 | 0 | 0 | 0 |  | 258.5541 | 239.6485
24 |  | 392.11 | LIGHT TRUCKS - ENERGY SUPPLY |  | 85.9413 |  | 64.4518 | 0 | 0 | 0 |  | 150.3931 | 118.1672
25 |  | 392.13 | HEAVY TRUCKS - ENERGY SUPPLY |  | 373.8676 |  | 33.8768 | 0 | 0 | 0 |  | 407.7444 | 390.806
26 |  | 392.14 | MEDIUM TRUCKS - ENERGY SUPPLY |  | 96.0273 |  | 18.4492 | 0 | 0 | 0 |  | 114.4765 | 105.2519
27 |  | 393.00 | STORES EQUIPMENT |  | 0 |  | 0 | 0 | 0 | 0 |  | 0 | 0
28 |  | 394.00 | TOOLS, SHOP & GARAGE EQUIPMENT |  | 3296.0524 |  | 977.3381 | -789.3207 | 0 | 0 |  | 3484.0698 | 3484.3085
29 |  | 395.00 | LABORATORY EQUIPMENT |  | 0 |  | 0 | 0 | 0 | 0 |  | 0 | 0
30 |  | 396.00 | POWER OPERATED EQUIPMENT |  | 0 |  | 0 | 0 | 0 | 0 |  | 0 | 0
31 |  | 397.00 | COMMUNICATION EQUIPMENT |  | 8987.0071 |  | 2219.4116 | -4296.0416 | 0 | 0 |  | 6910.377 | 8071.8182
32 |  | 397.01 | ENERGY MANAGEMENT SYSTEM |  | 0 |  | 0 | 0 | 0 | 0 |  | 0 | 0
33 |  | 397.25 | COMMUNICATION EQUIPMENT- FIBER |  | 10391.0823 |  | 1270.8439 | 0 | 0 | 0 |  | 11661.9262 | 11021.6015
34 |  | 398.00 | MISCELLANEOUS EQUIPMENT |  | 124.8153 |  | 313.162 | 0 | 0 | 0 |  | 437.9773 | 281.3963
35
36 |  |  | TOTAL GENERAL PLANT |  | 73731.9908 |  | 15423.5826 | -10649.8073 | 270 | 0 |  | 78775.766 | 76577.7285
37
38
39
40
41 | Totals may be affected due to rounding.
Supporting Schedules: B-10, B-11 | [11 empty] | Recap Schedules: B-3, B-6
SCHEDULE B-9 | [5 empty] | DEPRECIATION RESERVE BALANCES BY ACCOUNT AND SUB-ACCOUNT | [6 empty] | Page 9 of 27
FLORIDA PUBLIC SERVICE COMMISSION |  |  |  | EXPLANATION: | Provide the depreciation reserve balances for each account or sub-account to which an individual depreciation rate | [5 empty] | Type of data shown:
[5 empty] | is applied (include Amortization/Recovery schedule amounts). | [5 empty] | XX | Projected Test Year Ended 12/31/2009
COMPANY: TAMPA ELECTRIC COMPANY | [11 empty] | Projected Prior Year Ended 12/31/2008
Historical Prior Year Ended 12/31/2007
DOCKET No. 080317-EI | [6 empty] | (Dollars in 000's) |  |  |  |  | Witness: J. S. Chronister
|  | (1) | (2) |  | (3) |  | (4) | (5) | (6) | (7) |  | (8) | (9)
|  | Account/ | Account/ |  | Accumulated |  | Total |  |  |  |  | Accumulated
Line |  | Sub-account | Sub-account |  | Depreciation |  | Depreciation |  | Net | Adjustments |  | Depreciation | 13-Month
No. |  | Number | Title |  | Beg. of Year |  | Accrued | Retirements | Salvage | or Transfers |  | End of Year | Average
1 |  | 108.04 | SEBRING ACQUISITION ADJUSTMENT |  | 2540.45 |  | -423.408 | 0 | 0 | 0 |  | 2117.042 | 2328.746
2
3 |  |  | TOTAL DEPRECIABLE PLT BALANCE |  | 1997719.336 |  | 199878.3251 | -78485.6907 | -26913.713 | 0 |  | 2092198.2574 | 2038843.0033
4
5 |  |  | NON-DEPRECIABLE PROPERTY
6 |  | 310.00 | LAND-PRODUCTION |  | 0 |  | 0 | 0 | 0 | 0 |  | 0 | 0
7 |  | 340.00 | LAND-OTHER PRODUCTION |  | 0 |  | 0 | 0 | 0 | 0 |  | 0 | 0
8 |  | 350.00 | LAND-TRANSMISSION |  | 0 |  | 0 | 0 | 0 | 0 |  | 0 | 0
9 |  | 360.00 | LAND-DISTRIBUTION |  | 0 |  | 0 | 0 | 0 | 0 |  | 0 | 0
10 |  | 389.00 | LAND-GENERAL |  | 0 |  | 0 | 0 | 0 | 0 |  | 0 | 0
11
12 |  |  | TOTAL NON-DEPRECIABLES |  | 0 |  | 0 | 0 | 0 | 0 |  | 0 | 0
13
14 |  |  | TOTAL DEPRECIABLE RESERVE BALANCE |  | 1997719.336 |  | 199878.3251 | -78485.6907 | -26913.713 | 0 |  | 2092198.2574 | 2038843.0033
15
16 |  |  | NUCLEAR DECOMMISSIONING |  | 0 |  | 0 | 0 | 0 | 0 |  | 0 | 0
17
18 |  |  | FOSSIL DISMANTLEMENT |  | 0 |  | 0 | 0 | 0 | 0 |  | 0 | 0
19
20 |  |  | MISCELLANEOUS INTANGIBLES
21 |  | 303.00 | SOFTWARE |  | 8447.963 |  | 5471.321 | -5681.9458 | 0 | 0 |  | 8237.3383 | 7934.6499
22
23 |  | 108.05 | ACCUMULATED DEPRECIATION - ARO |  | 762.8196 |  | 312 | 0 | 0 | 0 |  | 1074.8195 | 918.8196
24
25 |  |  | TOTAL RESERVE BALANCE |  | 2006930.1186 |  | 205661.6462 | -84167.6365 | -26913.713 | 0 |  | 2101510.4152 | 2047696.4728
26
27
28
29
30
31
32
33
34
35
36
37
38 |  | Note:
39 |  | * If data shown represents a historical calendar year, the related annual status report may be substituted for this schedule.
40
41 | Totals may be affected due to rounding.
Supporting Schedules: B-10, B-11 | [11 empty] | Recap Schedules: B-3, B-6
SCHEDULE B-9 | [5 empty] | DEPRECIATION RESERVE BALANCES BY ACCOUNT AND SUB-ACCOUNT | [6 empty] | Page 10 of 27
FLORIDA PUBLIC SERVICE COMMISSION |  |  |  | EXPLANATION: | Provide the depreciation reserve balances for each account or sub-account to which an individual depreciation rate | [5 empty] | Type of data shown:
[5 empty] | is applied (include Amortization/Recovery schedule amounts). | [6 empty] | Projected Test Year Ended 12/31/2009
COMPANY: TAMPA ELECTRIC COMPANY | [10 empty] | XX | Projected Prior Year Ended 12/31/2008
Historical Prior Year Ended 12/31/2007
DOCKET No. 080317-EI | [6 empty] | (Dollars in 000's) |  |  |  |  | Witness: J. S. Chronister
|  | (1) | (2) |  | (3) |  | (4) | (5) | (6) | (7) |  | (8) | (9)
|  | Account/ | Account/ |  | Accumulated |  | Total |  |  |  |  | Accumulated
Line |  | Sub-account | Sub-account |  | Depreciation |  | Depreciation |  | Net | Adjustments |  | Depreciation | 13-Month
No. |  | Number | Title |  | Beg. of Year |  | Accrued | Retirements | Salvage | or Transfers |  | End of Year | Average
1 |  |  | STEAM PRODUCTION
2 |  |  | BIG BEND COMMON
3 |  | 311.4 | Structures and Improvements |  | 23586.9477 |  | 1596.0628 | -2667.976 | -111.139 | 0 |  | 22403.8955 | 22698.771
4 |  | 312.4 | Boiler Plant Equipment |  | 32798.5198 |  | 2444.4184 | -128.1156 | -13.335 | 0 |  | 35101.4876 | 33933.0159
5 |  | 314.4 | Turbogenerator Units |  | 2170.5218 |  | 83.3414 | 0 | 0 | 0 |  | 2253.8632 | 2212.1925
6 |  | 315.4 | Accessory Electric Equipment |  | 10714.6292 |  | 511.2992 | 0 | 0 | 0 |  | 11225.9283 | 10970.2787
7 |  | 316.4 | Misc. Power Plant Equipment |  | 2875.0083 |  | 163.528 | 0 | 0 | 0 |  | 3038.5363 | 2956.7593
8 |  |  | TOTAL BIG BEND COMMON |  | 72145.6268 |  | 4798.6497 | -2796.0916 | -124.474 | 0 |  | 74023.7109 | 72771.0176
9
10 |  |  | BIG BEND UNIT 1
11 |  | 311.41 | Structures and Improvements |  | 5165.8082 |  | 112.4664 | 0 | 0 | 0 |  | 5278.2746 | 5222.0414
12 |  | 312.41 | Boiler Plant Equipment |  | 22331.5003 |  | 2573.3522 | 0 | -72.523 | 0 |  | 24832.3295 | 23588.4756
13 |  | 314.41 | Turbogenerator Units |  | 14348.5003 |  | 787.9092 | 0 | 0 | 0 |  | 15136.4095 | 14742.4549
14 |  | 315.41 | Accessory Electric Equipment |  | 6044.8634 |  | 214.9227 | 0 | 0 | 0 |  | 6259.7861 | 6152.3006
15 |  | 316.41 | Misc. Power Plant Equipment |  | 461.0003 |  | 7.7461 | 0 | 0 | 0 |  | 468.7465 | 464.8734
16 |  |  | TOTAL BIG BEND UNIT 1 |  | 48351.6726 |  | 3696.3966 | 0 | -72.523 | 0 |  | 51975.5463 | 50170.146
17
18 |  |  | BIG BEND UNIT 2
19 |  | 311.42 | Structures and Improvements |  | 4354.4661 |  | 126.8425 | 0 | 0 | 0 |  | 4481.3086 | 4417.8873
20 |  | 312.42 | Boiler Plant Equipment |  | 17589.022 |  | 2146.8895 | 0 | -3238.452 | 0 |  | 16497.4596 | 17957.6964
21 |  | 314.42 | Turbogenerator Units |  | 13594.5343 |  | 749.2628 | 0 | -1029.142 | 0 |  | 13314.6552 | 13703.4625
22 |  | 315.42 | Accessory Electric Equipment |  | 5679.7637 |  | 248.4121 | 0 | -60.5 | 0 |  | 5867.6758 | 5790.8848
23 |  | 316.42 | Misc. Power Plant Equipment |  | 394.2948 |  | 10.7988 | 0 | 0 | 0 |  | 405.0937 | 399.6943
24 |  |  | TOTAL BIG BEND UNIT 2 |  | 41612.081 |  | 3282.2058 | 0 | -4328.094 | 0 |  | 40566.1929 | 42269.6253
25
26 |  |  | BIG BEND UNIT 3
27 |  | 311.43 | Structures and Improvements |  | 9617.3028 |  | 205.9316 | 0 | -14.351 | 0 |  | 9808.8833 | 9703.0883
28 |  | 312.43 | Boiler Plant Equipment |  | 43148.9991 |  | 3665.8021 | -14304.9564 | -4397.118 | 0 |  | 28112.7268 | 34610.6198
29 |  | 314.43 | Turbogenerator Units |  | 23025.3511 |  | 664.8453 | -4609.6552 | -151.847 | 0 |  | 18928.6942 | 20202.2532
30 |  | 315.43 | Accessory Electric Equipment |  | 13320.6119 |  | 437.8177 | -4413.7376 | -27.729 | 0 |  | 9316.963 | 11257.8995
31 |  | 316.43 | Misc. Power Plant Equipment |  | 491.0293 |  | 35.8422 | 0 | 0 | 0 |  | 526.8715 | 508.9504
32 |  |  | TOTAL BIG BEND UNIT 3 |  | 89603.2942 |  | 5010.2388 | -23328.3492 | -4591.045 | 0 |  | 66694.1388 | 76282.8112
33
34
35
36
37
38
39
40
41 | Totals may be affected due to rounding.
Supporting Schedules: B-10, B-11 | [11 empty] | Recap Schedules: B-3, B-6
SCHEDULE B-9 | [5 empty] | DEPRECIATION RESERVE BALANCES BY ACCOUNT AND SUB-ACCOUNT | [6 empty] | Page 11 of 27
FLORIDA PUBLIC SERVICE COMMISSION |  |  |  | EXPLANATION: | Provide the depreciation reserve balances for each account or sub-account to which an individual depreciation rate | [5 empty] | Type of data shown:
[5 empty] | is applied (include Amortization/Recovery schedule amounts). | [6 empty] | Projected Test Year Ended 12/31/2009
COMPANY: TAMPA ELECTRIC COMPANY | [10 empty] | XX | Projected Prior Year Ended 12/31/2008
Historical Prior Year Ended 12/31/2007
DOCKET No. 080317-EI | [6 empty] | (Dollars in 000's) |  |  |  |  | Witness: J. S. Chronister
|  | (1) | (2) |  | (3) |  | (4) | (5) | (6) | (7) |  | (8) | (9)
|  | Account/ | Account/ |  | Accumulated |  | Total |  |  |  |  | Accumulated
Line |  | Sub-account | Sub-account |  | Depreciation |  | Depreciation |  | Net | Adjustments |  | Depreciation | 13-Month
No. |  | Number | Title |  | Beg. of Year |  | Accrued | Retirements | Salvage | or Transfers |  | End of Year | Average
1 |  |  | BIG BEND UNIT 4
2 |  | 311.44 | Structures and Improvements |  | 28249.4153 |  | 862.6129 | 0 | 0 | 0 |  | 29112.0282 | 28680.7218
3 |  | 312.44 | Boiler Plant Equipment |  | 99877.8047 |  | 6159.052 | -9935.0456 | -152.763 | 0 |  | 95949.0481 | 98467.7171
4 |  | 314.44 | Turbogenerator Units |  | 44290.4018 |  | 1720.2664 | 0 | 0 | 0 |  | 46010.6683 | 45150.5351
5 |  | 315.44 | Accessory Electric Equipment |  | 18235.3031 |  | 924.4818 | 0 | 0 | 0 |  | 19159.7848 | 18697.5108
6 |  | 316.44 | Misc. Power Plant Equipment |  | 3455.9606 |  | 91.9399 | 0 | 0 | 0 |  | 3547.9005 | 3501.9306
7 |  |  | TOTAL BIG BEND UNIT 4 |  | 194108.8856 |  | 9758.353 | -9935.0456 | -152.763 | 0 |  | 193779.43 | 194498.4153
8
9 |  |  | BIG BEND UNIT 4 FGD
10 |  | 311.45 | Structures and Improvements
11 |  | 312.45 | Boiler Plant Equipment |  | 10510.6984 |  | 327.9935 | 0 | 0 | 0 |  | 10838.6919 | 10674.5149
12 |  | 314.45 | Turbogenerator Units |  | 64898.6498 |  | 3683.0858 | 0 | -199.71 | 0 |  | 68382.0256 | 66658.0519
13 |  | 315.45 | Accessory Electric Equipment |  | 0 |  | 0 | 0 | 0 | 0 |  | 0 | 0
14 |  | 316.45 | Misc. Power Plant Equipment |  | 10387.6116 |  | 389.9952 | 0 | 0 | 0 |  | 10777.6068 | 10582.6092
15 |  |  | TOTAL BIG BEND UNIT 4 FGD |  | 352.5917 |  | 14.955 | 0 | 0 | 0 |  | 367.5467 | 360.0692
16 |  |  |  |  | 86149.5515 |  | 4416.0294 | 0 | -199.71 | 0 |  | 90365.8709 | 88275.2453
17 |  |  | BIG BEND UNIT 1 & 2 FGD
18 |  | 311.46 | Structures and Improvements
19 |  | 312.46 | Boiler Plant Equipment |  | 4080.7162 |  | 330.2098 | 0 | 0 | 0 |  | 4410.926 | 4245.8211
20 |  | 314.46 | Turbogenerator Units |  | 18117.6182 |  | 1724.8723 | 0 | -2.922 | 0 |  | 19839.5684 | 18979.0135
21 |  | 315.46 | Accessory Electric Equipment |  | 0 |  | 0 | 0 | 0 | 0 |  | 0 | 0
22 |  | 316.46 | Misc. Power Plant Equipment |  | 3059.3127 |  | 282.1436 | 0 | 0 | 0 |  | 3341.4563 | 3200.2443
23 |  |  | TOTAL BIG BEND UNIT 1 & 2 FGD |  | 612.0171 |  | 44.4976 | 0 | 0 | 0 |  | 656.5147 | 634.2659
24 |  |  |  |  | 25869.6642 |  | 2381.7233 | 0 | -2.922 | 0 |  | 28248.4655 | 27059.3448
25
26 |  | 316.47 | BIG BEND TOOLS AMORTIZATION |  | 1424.09 |  | 326.2276 | -120.0233 | 0 | 0 |  | 1630.2943 | 1577.7636
27
28 |  |  | TOTAL BIG BEND STATION |  | 559264.8659 |  | 33669.8243 | -36179.5097 | -9471.531 | 0 |  | 547283.6495 | 552904.3691
29
30
31
32
33
34
35
36
37
38
39
40
41 | Totals may be affected due to rounding.
Supporting Schedules: B-10, B-11 | [11 empty] | Recap Schedules: B-3, B-6
SCHEDULE B-9 | [5 empty] | DEPRECIATION RESERVE BALANCES BY ACCOUNT AND SUB-ACCOUNT | [6 empty] | Page 12 of 27
FLORIDA PUBLIC SERVICE COMMISSION |  |  |  | EXPLANATION: | Provide the depreciation reserve balances for each account or sub-account to which an individual depreciation rate | [5 empty] | Type of data shown:
[5 empty] | is applied (include Amortization/Recovery schedule amounts). | [6 empty] | Projected Test Year Ended 12/31/2009
COMPANY: TAMPA ELECTRIC COMPANY | [10 empty] | XX | Projected Prior Year Ended 12/31/2008
Historical Prior Year Ended 12/31/2007
DOCKET No. 080317-EI | [6 empty] | (Dollars in 000's) |  |  |  |  | Witness: J. S. Chronister
|  | (1) | (2) |  | (3) |  | (4) | (5) | (6) | (7) |  | (8) | (9)
|  | Account/ | Account/ |  | Accumulated |  | Total |  |  |  |  | Accumulated
Line |  | Sub-account | Sub-account |  | Depreciation |  | Depreciation |  | Net | Adjustments |  | Depreciation | 13-Month
No. |  | Number | Title |  | Beg. of Year |  | Accrued | Retirements | Salvage | or Transfers |  | End of Year | Average
1 |  |  | GANNON UNIT 3
2 |  | 311.33 | Structures and Improvements |  | 1053.6742 |  | 0 | -1053.6742 | 0 | 0 |  | 0 | 81.0519
3 |  | 312.33 | Boiler Plant Equipment |  | 0 |  | 0 | 0 | 0 | 0 |  | 0 | 0
4 |  | 314.33 | Turbogenerator Units |  | 12066.1954 |  | 0 | -12066.1954 | 0 | 0 |  | 0 | 928.1689
5 |  | 315.33 | Accessory Electric Equipment |  | 1123.8384 |  | 0 | -1123.8384 | 0 | 0 |  | 0 | 86.4491
6 |  | 316.33 | Misc. Power Plant Equipment |  | 40.8832 |  | 0 | -40.8832 | 0 | 0 |  | 0 | 3.1449
7 |  |  | TOTAL GANNON UNIT 3 |  | 14284.5911 |  | 0 | -14284.5911 | 0 | 0 |  | 0 | 1098.8147
8
9 |  |  | GANNON UNIT 4
10 |  | 311.34 | Structures and Improvements |  | 864.5606 |  | 0 | -864.5606 | 0 | 0 |  | 0 | 66.5047
11 |  | 312.34 | Boiler Plant Equipment |  | 0 |  | 0 | 0 | 0 | 0 |  | 0 | 0
12 |  | 314.34 | Turbogenerator Units |  | 8939.7707 |  | 0 | -8939.7707 | 0 | 0 |  | 0 | 687.6747
13 |  | 315.34 | Accessory Electric Equipment |  | 986.5806 |  | 0 | -986.5806 | 0 | 0 |  | 0 | 75.8908
14 |  | 316.34 | Misc. Power Plant Equipment |  | 54.2448 |  | 0 | -54.5448 | 0 | 0 |  | 0 | 3.8958
15 |  |  | TOTAL GANNON UNIT 4 |  | 10845.1567 |  | 0 | -10845.4567 | 0 | 0 |  | 0 | 833.9659
16
17 |  |  | TOTAL GANNON STATION |  | 25129.7478 |  | 0 | -25130.0479 | 0 | 0 |  | 0 | 1932.7806
18
19 |  | 108.[03,50-56] | STEAM PLANT DISMANTLING |  | 77075.471 |  | 839.452 | 0 | -3900 | 0 |  | 74014.923 | 75729.574
20
21
22 |  |  | COMMON
23 |  | 311.01 | STRUCTURES & IMPROVEMENTS |  | 4514.2167 |  | 61.1555 | 0 | 0 | 0 |  | 4575.3722 | 4544.7945
24 |  | 316.01 | MISC. POWER PLANT EQUIPMENT |  | 0.1135 |  | 3.8057 | 0 | 0 | 0 |  | 3.9192 | 1.5302
25 |  | 316.17 | MISC. POWER PLANT EQUIPMENT AMORT |  | 566.0289 |  | 158.5176 | -205.7245 | 0 | 0 |  | 518.822 | 627.2946
26
27 |  |  | TOTAL COMMON |  | 5080.3592 |  | 223.4788 | -205.7245 | 0 | 0 |  | 5098.1134 | 5173.6193
28
29 |  |  | TOTAL STEAM STATION
30 |  |  | BIG BEND STATION |  | 559264.8659 |  | 33669.8243 | -36179.5097 | -9471.531 | 0 |  | 547283.6495 | 552904.3691
31 |  |  | GANNON STATION |  | 25129.7478 |  | 0 | -25130.0479 | 0 | 0 |  | 0 | 1932.7806
32 |  |  | STEAM PLANT DISMANTLING |  | 77075.471 |  | 839.452 | 0 | -3900 | 0 |  | 74014.923 | 75729.574
33 |  |  | COMMON |  | 5080.3592 |  | 223.4788 | -205.7245 | 0 | 0 |  | 5098.1134 | 5173.6193
34
35 |  |  | TOTAL STEAM PRODUCTION |  | 666550.4439 |  | 34732.7551 | -61515.2821 | -13371.531 | 0 |  | 626396.686 | 635740.3431
36
37
38
39
40
41 | Totals may be affected due to rounding.
Supporting Schedules: B-10, B-11 | [11 empty] | Recap Schedules: B-3, B-6
SCHEDULE B-9 | [5 empty] | DEPRECIATION RESERVE BALANCES BY ACCOUNT AND SUB-ACCOUNT | [6 empty] | Page 13 of 27
FLORIDA PUBLIC SERVICE COMMISSION |  |  |  | EXPLANATION: | Provide the depreciation reserve balances for each account or sub-account to which an individual depreciation rate | [5 empty] | Type of data shown:
[5 empty] | is applied (include Amortization/Recovery schedule amounts). | [6 empty] | Projected Test Year Ended 12/31/2009
COMPANY: TAMPA ELECTRIC COMPANY | [10 empty] | XX | Projected Prior Year Ended 12/31/2008
Historical Prior Year Ended 12/31/2007
DOCKET No. 080317-EI | [6 empty] | (Dollars in 000's) |  |  |  |  | Witness: J. S. Chronister
|  | (1) | (2) |  | (3) |  | (4) | (5) | (6) | (7) |  | (8) | (9)
|  | Account/ | Account/ |  | Accumulated |  | Total |  |  |  |  | Accumulated
Line |  | Sub-account | Sub-account |  | Depreciation |  | Depreciation |  | Net | Adjustments |  | Depreciation | 13-Month
No. |  | Number | Title |  | Beg. of Year |  | Accrued | Retirements | Salvage | or Transfers |  | End of Year | Average
1 |  |  | BIG BEND STATION
2 |  |  | COMBUSTION TURBINE 1
3 |  | 341.41 | Structures and Improvements |  | 114.0256 |  | 0 | 0 | -18.164 | 0 |  | 95.8616 | 103.8058
4 |  | 342.41 | Fuel Holders, Producers and Accessories |  | 113.6629 |  | 0 | 0 | 0 | 0 |  | 113.6629 | 113.6629
5 |  | 343.41 | Prime Movers |  | 1274.2467 |  | 0 | 0 | 0 | 0 |  | 1274.2467 | 1274.2467
6 |  | 345.41 | Accessory Electric Equipment |  | 249.583 |  | 0 | 0 | 0 | 0 |  | 249.583 | 249.583
7 |  | 346.41 | Misc. Power Plant Equipment |  | 2.6423 |  | 0 | 0 | 0 | 0 |  | 2.6423 | 2.6423
8 |  |  | TOTAL COMBUSTION TURBINE 1 |  | 1754.1606 |  | 0 | 0 | -18.164 | 0 |  | 1735.9966 | 1743.9408
9
10 |  |  | COMBUSTION TURBINE 2 & 3
11 |  | 341.42 | Structures and Improvements |  | 1611.6007 |  | 0 | -1611.6007 | 0 | 0 |  | 0 | 1115.7235
12 |  | 342.42 | Fuel Holders, Producers and Accessories |  | 1814.4884 |  | 0 | -1814.4884 | 0 | 0 |  | 0 | 1256.1843
13 |  | 343.42 | Prime Movers |  | 14302.5532 |  | 535.4766 | -17580.6283 | 4400 | 0 |  | 1657.4015 | 10740.0374
14 |  | 345.42 | Accessory Electric Equipment |  | 2585.571 |  | 0 | -2585.571 | 0 | 0 |  | 0 | 1790.0107
15 |  | 346.42 | Misc. Power Plant Equipment |  | 0 |  | 0 | 0 | 0 | 0 |  | 0 | 0
16 |  |  | TOTAL COMBUSTION TURBINE 2 & 3 |  | 20314.2133 |  | 535.4766 | -23592.2884 | 4400 | 0 |  | 1657.4015 | 14901.9559
17
18 |  |  | TOTAL BIG BEND STATION |  | 22068.3739 |  | 535.4766 | -23592.2884 | 4381.836 | 0 |  | 3393.3982 | 16645.8967
19
20
21 |  |  | PHILLIPS STATION
22 |  | 341.28 | Structures and Improvements |  | 8523.111 |  | 320.1144 | 0 | 0 | 0 |  | 8843.2255 | 8683.1682
23 |  | 342.28 | Fuel Holders, Producers and Accessories |  | 21431.6152 |  | 704.4068 | 0 | 0 | 0 |  | 22136.022 | 21783.8186
24 |  | 343.28 | Prime Movers |  | 17504.0543 |  | 773.2321 | 0 | -36.756 | 0 |  | 18240.5305 | 17865.4264
25 |  | 345.28 | Accessory Electric Equipment |  | 5351.9199 |  | 205.6202 | 0 | 0 | 0 |  | 5557.5401 | 5454.73
26 |  | 346.28 | Misc. Power Plant Equipment |  | 543.3118 |  | 26.764 | 0 | 0 | 0 |  | 570.0758 | 556.6938
27
28 |  |  | TOTAL PHILLIPS STATION |  | 53354.0123 |  | 2030.1375 | 0 | -36.756 | 0 |  | 55347.3938 | 54343.837
29
30
31
32
33
34
35
36
37
38
39
40
41 | Totals may be affected due to rounding.
Supporting Schedules: B-10, B-11 | [11 empty] | Recap Schedules: B-3, B-6
SCHEDULE B-9 | [5 empty] | DEPRECIATION RESERVE BALANCES BY ACCOUNT AND SUB-ACCOUNT | [6 empty] | Page 14 of 27
FLORIDA PUBLIC SERVICE COMMISSION |  |  |  | EXPLANATION: | Provide the depreciation reserve balances for each account or sub-account to which an individual depreciation rate | [5 empty] | Type of data shown:
[5 empty] | is applied (include Amortization/Recovery schedule amounts). | [6 empty] | Projected Test Year Ended 12/31/2009
COMPANY: TAMPA ELECTRIC COMPANY | [10 empty] | XX | Projected Prior Year Ended 12/31/2008
Historical Prior Year Ended 12/31/2007
DOCKET No. 080317-EI | [6 empty] | (Dollars in 000's) |  |  |  |  | Witness: J. S. Chronister
|  | (1) | (2) |  | (3) |  | (4) | (5) | (6) | (7) |  | (8) | (9)
|  | Account/ | Account/ |  | Accumulated |  | Total |  |  |  |  | Accumulated
Line |  | Sub-account | Sub-account |  | Depreciation |  | Depreciation |  | Net | Adjustments |  | Depreciation | 13-Month
No. |  | Number | Title |  | Beg. of Year |  | Accrued | Retirements | Salvage | or Transfers |  | End of Year | Average
1 |  |  | POLK POWER COMMON
2 |  | 341.8 | Structures and Improvements |  | 18314.4041 |  | 1483.3205 | 0 | 0 | 0 |  | 19797.7246 | 19056.0643
3 |  | 342.8 | Fuel Holders, Producers and Accessories |  | 693.5246 |  | 33.6163 | 0 | 0 | 0 |  | 727.1409 | 710.3327
4 |  | 343.8 | Prime Movers |  | 903.43 |  | 48.6048 | 0 | 0 | 0 |  | 952.0348 | 927.7324
5 |  | 345.8 | Accessory Electric Equipment |  | 600.927 |  | 39.589 | 0 | 0 | 0 |  | 640.516 | 620.7215
6 |  | 346.8 | Misc. Power Plant Equipment |  | 314.744 |  | 17.7049 | 0 | 0 | 0 |  | 332.4488 | 323.5964
7 |  |  | TOTAL POLK POWER COMMON |  | 20827.0296 |  | 1622.8355 | 0 | 0 | 0 |  | 22449.8651 | 21638.4474
8
9 |  |  | POLK POWER UNIT 1
10 |  | 341.81 | Structures and Improvements |  | 9290.3416 |  | 1146.7923 | 0 | 0 | 0 |  | 10437.1339 | 9863.6276
11 |  | 342.81 | Fuel Holders, Producers and Accessories |  | 73636.4161 |  | 7742.018 | -1133.976 | 0 | 0 |  | 80244.4581 | 77308.7844
12 |  | 343.81 | Prime Movers |  | 50951.5334 |  | 6461.8971 | 0 | -225 | 0 |  | 57188.4305 | 54083.5999
13 |  | 345.81 | Accessory Electric Equipment |  | 22219.1993 |  | 1801.6313 | 0 | 0 | 0 |  | 24020.8305 | 23120.0149
14 |  | 346.81 | Misc. Power Plant Equipment |  | 373.6708 |  | 1672.1964 | 0 | 0 | 0 |  | 2045.8672 | 1209.769
15 |  |  | TOTAL POLK POWER UNIT 1 |  | 156471.1611 |  | 18824.5351 | -1133.976 | -225 | 0 |  | 173936.7203 | 165585.7957
16
17 |  |  | POLK POWER UNIT 2
18 |  | 341.82 | Structures and Improvements |  | 417.6125 |  | 56.3797 | 0 | 0 | 0 |  | 473.9922 | 445.8024
19 |  | 342.82 | Fuel Holders, Producers and Accessories |  | 246.4099 |  | 28.955 | 0 | 0 | 0 |  | 275.3648 | 260.8874
20 |  | 343.82 | Prime Movers |  | 8697.3112 |  | 1157.5536 | 0 | 0 | 0 |  | 9854.8648 | 9276.088
21 |  | 345.82 | Accessory Electric Equipment |  | 3439.3526 |  | 479.5255 | 0 | 0 | 0 |  | 3918.878 | 3679.1153
22 |  | 346.82 | Misc. Power Plant Equipment |  | 36.0277 |  | 950.5179 | 0 | 0 | 0 |  | 986.5456 | 511.2866
23 |  |  | TOTAL POLK POWER UNIT 2 |  | 12836.7139 |  | 2672.9316 | 0 | 0 | 0 |  | 15509.6454 | 14173.1796
24
25 |  |  | POLK POWER UNIT 3
26 |  | 341.83 | Structures and Improvements |  | 1366.882 |  | 268.7644 | 0 | 0 | 0 |  | 1635.6464 | 1501.2642
27 |  | 342.83 | Fuel Holders, Producers and Accessories |  | 219.9423 |  | 33.3809 | 0 | 0 | 0 |  | 253.3232 | 236.6327
28 |  | 343.83 | Prime Movers |  | 8834.651 |  | 1879.6315 | 0 | 0 | 0 |  | 10714.2825 | 9774.4667
29 |  | 345.83 | Accessory Electric Equipment |  | 1734.3797 |  | 271.9411 | 0 | 0 | 0 |  | 2006.3208 | 1870.3502
30 |  | 346.83 | Misc. Power Plant Equipment |  | 53.536 |  | 12.5544 | 0 | 0 | 0 |  | 66.0904 | 59.8132
31 |  |  | TOTAL POLK POWER UNIT 3 |  | 12209.391 |  | 2466.2723 | 0 | 0 | 0 |  | 14675.6632 | 13442.5271
32
33
34
35
36
37
38
39
40
41 | Totals may be affected due to rounding.
Supporting Schedules: B-10, B-11 | [11 empty] | Recap Schedules: B-3, B-6
SCHEDULE B-9 | [5 empty] | DEPRECIATION RESERVE BALANCES BY ACCOUNT AND SUB-ACCOUNT | [6 empty] | Page 15 of 27
FLORIDA PUBLIC SERVICE COMMISSION |  |  |  | EXPLANATION: | Provide the depreciation reserve balances for each account or sub-account to which an individual depreciation rate | [5 empty] | Type of data shown:
[5 empty] | is applied (include Amortization/Recovery schedule amounts). | [6 empty] | Projected Test Year Ended 12/31/2009
COMPANY: TAMPA ELECTRIC COMPANY | [10 empty] | XX | Projected Prior Year Ended 12/31/2008
Historical Prior Year Ended 12/31/2007
DOCKET No. 080317-EI | [6 empty] | (Dollars in 000's) |  |  |  |  | Witness: J. S. Chronister
|  | (1) | (2) |  | (3) |  | (4) | (5) | (6) | (7) |  | (8) | (9)
|  | Account/ | Account/ |  | Accumulated |  | Total |  |  |  |  | Accumulated
Line |  | Sub-account | Sub-account |  | Depreciation |  | Depreciation |  | Net | Adjustments |  | Depreciation | 13-Month
No. |  | Number | Title |  | Beg. of Year |  | Accrued | Retirements | Salvage | or Transfers |  | End of Year | Average
1 |  |  | POLK POWER UNIT 4
2 |  | 341.84 | Structures and Improvements |  | 0 |  | 0 | 0 | 0 | 0 |  | 0 | 0
3 |  | 342.84 | Fuel Holders, Producers and Accessories |  | 0 |  | 0 | 0 | 0 | 0 |  | 0 | 0
4 |  | 343.84 | Prime Movers |  | 1139.3902 |  | 1505.7228 | 0 | 0 | 0 |  | 2645.113 | 1892.2516
5 |  | 345.84 | Accessory Electric Equipment |  | 0 |  | 0 | 0 | 0 | 0 |  | 0 | 0
6 |  | 346.84 | Misc. Power Plant Equipment |  | 0 |  | 0 | 0 | 0 | 0 |  | 0 | 0
7 |  |  | TOTAL POLK POWER UNIT 4 |  | 1139.3902 |  | 1505.7228 | 0 | 0 | 0 |  | 2645.113 | 1892.2516
8
9 |  |  | POLK POWER UNIT 5
10 |  | 341.85 | Structures and Improvements |  | 0 |  | 0 | 0 | 0 | 0 |  | 0 | 0
11 |  | 342.85 | Fuel Holders, Producers and Accessories |  | 0 |  | 0 | 0 | 0 | 0 |  | 0 | 0
12 |  | 343.85 | Prime Movers |  | 1008.9991 |  | 1471.4827 | 0 | 0 | 0 |  | 2480.4818 | 1744.7404
13 |  | 345.85 | Accessory Electric Equipment |  | 0 |  | 0 | 0 | 0 | 0 |  | 0 | 0
14 |  | 346.85 | Misc. Power Plant Equipment |  | 0 |  | 0 | 0 | 0 | 0 |  | 0 | 0
15 |  |  | TOTAL POLK POWER UNIT 5 |  | 1008.9991 |  | 1471.4827 | 0 | 0 | 0 |  | 2480.4818 | 1744.7404
16
17 |  | 346.87 | POLK POWER TOOLS AMORTIZATION |  | 561.7821 |  | 155.4669 | -152.8667 | 0 | 0 |  | 564.3822 | 626.6356
18
19 |  |  | TOTAL POLK POWER STATION |  | 205054.4669 |  | 28719.247 | -1286.8428 | -225 | 0 |  | 232261.8711 | 219103.5775
20
21 |  |  | BAYSIDE POWER STATION COMMON
22 |  | 341.3 | Structures and Improvements |  | 14765.8848 |  | 1487.6553 | 0 | 0 | 0 |  | 16253.5401 | 15509.1508
23 |  | 342.3 | Fuel Holders, Producers and Accessories |  | 3615.1937 |  | 437.0612 | 0 | 0 | 0 |  | 4052.255 | 3833.7244
24 |  | 343.3 | Prime Movers |  | 1853.7204 |  | 773.7524 | 0 | 0 | 0 |  | 2627.4727 | 2185.4264
25 |  | 345.3 | Accessory Electric Equipment |  | 3326.1604 |  | 497.4206 | 0 | 0 | 0 |  | 3823.581 | 3574.8707
26 |  | 346.3 | Misc. Power Plant Equipment |  | 2633.1596 |  | 248.1261 | 0 | 0 | 0 |  | 2881.2857 | 2757.2227
27 |  |  | TOTAL BAYSIDE POWER STATION COMMON |  | 26194.1189 |  | 3444.0157 | 0 | 0 | 0 |  | 29638.1346 | 27860.3949
28
29
30
31
32
33
34
35
36
37
38
39
40
41 | Totals may be affected due to rounding.
Supporting Schedules: B-10, B-11 | [11 empty] | Recap Schedules: B-3, B-6
SCHEDULE B-9 | [5 empty] | DEPRECIATION RESERVE BALANCES BY ACCOUNT AND SUB-ACCOUNT | [6 empty] | Page 16 of 27
FLORIDA PUBLIC SERVICE COMMISSION |  |  |  | EXPLANATION: | Provide the depreciation reserve balances for each account or sub-account to which an individual depreciation rate | [5 empty] | Type of data shown:
[5 empty] | is applied (include Amortization/Recovery schedule amounts). | [6 empty] | Projected Test Year Ended 12/31/2009
COMPANY: TAMPA ELECTRIC COMPANY | [10 empty] | XX | Projected Prior Year Ended 12/31/2008
Historical Prior Year Ended 12/31/2007
DOCKET No. 080317-EI | [6 empty] | (Dollars in 000's) |  |  |  |  | Witness: J. S. Chronister
|  | (1) | (2) |  | (3) |  | (4) | (5) | (6) | (7) |  | (8) | (9)
|  | Account/ | Account/ |  | Accumulated |  | Total |  |  |  |  | Accumulated
Line |  | Sub-account | Sub-account |  | Depreciation |  | Depreciation |  | Net | Adjustments |  | Depreciation | 13-Month
No. |  | Number | Title |  | Beg. of Year |  | Accrued | Retirements | Salvage | or Transfers |  | End of Year | Average
1 |  |  | BAYSIDE POWER STATION UNIT 1
2 |  | 341.31 | Structures and Improvements |  | 4428.3036 |  | 505.6424 | 0 | 0 | 0 |  | 4933.946 | 4681.1248
3 |  | 342.31 | Fuel Holders, Producers and Accessories |  | 11229.8641 |  | 2044.3459 | 0 | 0 | 0 |  | 13274.21 | 12252.037
4 |  | 343.31 | Prime Movers |  | 34529.1647 |  | 6825.2759 | -17798.4624 | 0 | 0 |  | 23555.9782 | 25482.186
5 |  | 345.31 | Accessory Electric Equipment |  | 5992.6181 |  | 1040.6324 | 0 | 0 | 0 |  | 7033.2505 | 6512.9343
6 |  | 346.31 | Misc. Power Plant Equipment |  | 299.9546 |  | 31.4426 | 0 | 0 | 0 |  | 331.3971 | 315.6758
7 |  |  | TOTAL BAYSIDE POWER STATION UNIT 1 |  | 56479.905 |  | 10447.3392 | -17798.4624 | 0 | 0 |  | 49128.7818 | 49243.958
8
9 |  |  | BAYSIDE POWER STATION UNIT 2
10 |  | 341.32 | Structures and Improvements |  | 4376.484 |  | 598.3998 | 0 | 0 | 0 |  | 4974.8837 | 4675.6839
11 |  | 342.32 | Fuel Holders, Producers and Accessories |  | 10947.0184 |  | 2743.2568 | 0 | 0 | 0 |  | 13690.2752 | 12318.6468
12 |  | 343.32 | Prime Movers |  | 39430.0961 |  | 8517.5498 | 0 | 0 | 0 |  | 47947.6459 | 43685.9706
13 |  | 345.32 | Accessory Electric Equipment |  | 5522.3595 |  | 1251.8286 | 0 | 0 | 0 |  | 6774.188 | 6148.2738
14 |  | 346.32 | Misc. Power Plant Equipment |  | 326.7289 |  | 39.4617 | 0 | 0 | 0 |  | 366.1905 | 346.4597
15 |  |  | TOTAL BAYSIDE POWER STATION UNIT 2 |  | 60602.6868 |  | 13150.4966 | 0 | 0 | 0 |  | 73753.1834 | 67175.0347
16
17 |  |  | TOTAL BAYSIDE POWER STATION |  | 143276.7107 |  | 27041.8515 | -17798.4624 | 0 | 0 |  | 152520.0997 | 144279.3876
18
19 |  | 343.9 | CITY OF TAMPA PRIME MOVERS |  | 1908.5766 |  | 292.4347 | 0 | 0 | 0 |  | 2201.0113 | 2054.7939
20
21 |  | 108.03 | OTHER DISMANTLING ACCRUAL |  | 15126.827 |  | 497.534 | 0 | 0 | 0 |  | 15624.361 | 15375.603
22
23 |  |  | TOTAL OTHER PRODUCTION |  | 440788.9674 |  | 59116.6813 | -42677.5936 | 4120.08 | 0 |  | 461348.1351 | 451803.0958
24
25 |  |  | TOTAL PRODUCTION PLANT |  | 1107339.4113 |  | 93849.4364 | -104192.8757 | -9251.451 | 0 |  | 1087744.821 | 1087543.4388
26
27 |  |  | TRANSMISSION PLANT
28 |  | 350.01 | LAND RIGHTS |  | 3043.4208 |  | 236.0784 | 0 | 0 | 0 |  | 3279.4992 | 3146.5173
29 |  | 352.00 | STRUCTURES & IMPROVEMENTS |  | 700.843 |  | 69.2203 | 0 | 0 | 0 |  | 770.0633 | 735.2267
30 |  | 353.00 | STATION EQUIPMENT |  | 50500.7334 |  | 4839.6589 | -2799.5504 | -93.994 | 0 |  | 52446.8479 | 51553.839
31 |  | 354.00 | TOWERS & FIXTURES |  | 3713.585 |  | 106.8657 | 0 | 0 | 0 |  | 3820.4507 | 3767.0179
32 |  | 355.00 | POLES & FIXTURES |  | 44230.8502 |  | 5270.7357 | -857.4796 | -122.5332 | 0 |  | 48521.5731 | 46357.259
33 |  | 356.00 | OVERHEAD CONDUCTORS & DEVICES |  | 40921.682 |  | 3742.6758 | -916.7187 | -149.7628 | 0 |  | 43597.8763 | 42216.388
34 |  | 356.01 | CLEARING RIGHTS-OF-WAY |  | 1188.7267 |  | 42.2122 | 0 | 0 | 0 |  | 1230.9389 | 1209.8328
35 |  | 357.00 | UNDERGROUND CONDUIT |  | 1360.0011 |  | 60.0662 | 0 | 0 | 0 |  | 1420.0673 | 1390.0342
36 |  | 358.00 | UNDERGROUND CONDUCTORS & DEVICES |  | 2406.7317 |  | 168.7138 | 0 | 0 | 0 |  | 2575.4455 | 2491.0886
37 |  | 359.00 | ROADS AND TRAILS |  | 1170.4604 |  | 102.9543 | 0 | 0 | 0 |  | 1273.4147 | 1221.9376
38
39 |  |  | TOTAL TRANSMISSION PLANT |  | 149237.0344 |  | 14639.1813 | -4573.7487 | -366.29 | 0 |  | 158936.177 | 154089.1409
40
41 | Totals may be affected due to rounding.
Supporting Schedules: B-10, B-11 | [11 empty] | Recap Schedules: B-3, B-6
SCHEDULE B-9 | [5 empty] | DEPRECIATION RESERVE BALANCES BY ACCOUNT AND SUB-ACCOUNT | [6 empty] | Page 17 of 27
FLORIDA PUBLIC SERVICE COMMISSION |  |  |  | EXPLANATION: | Provide the depreciation reserve balances for each account or sub-account to which an individual depreciation rate | [5 empty] | Type of data shown:
[5 empty] | is applied (include Amortization/Recovery schedule amounts). | [6 empty] | Projected Test Year Ended 12/31/2009
COMPANY: TAMPA ELECTRIC COMPANY | [10 empty] | XX | Projected Prior Year Ended 12/31/2008
Historical Prior Year Ended 12/31/2007
DOCKET No. 080317-EI | [6 empty] | (Dollars in 000's) |  |  |  |  | Witness: J. S. Chronister
|  | (1) | (2) |  | (3) |  | (4) | (5) | (6) | (7) |  | (8) | (9)
|  | Account/ | Account/ |  | Accumulated |  | Total |  |  |  |  | Accumulated
Line |  | Sub-account | Sub-account |  | Depreciation |  | Depreciation |  | Net | Adjustments |  | Depreciation | 13-Month
No. |  | Number | Title |  | Beg. of Year |  | Accrued | Retirements | Salvage | or Transfers |  | End of Year | Average
1 |  |  | DISTRIBUTION PLANT
2 |  | 360.01 | LAND RIGHTS |  | 0 |  | 0 | 0 | 0 | 0 |  | 0 | 0
3 |  | 361.00 | STRUCTURES & IMPROVEMENTS |  | 526.1556 |  | 48.6944 | 0 | 0 | 0 |  | 574.85 | 550.2776
4 |  | 362.00 | STATION EQUIPMENT |  | 47377.145 |  | 4088.5297 | -1084.4561 | -214.058 | 0 |  | 50167.1607 | 48774.5192
5 |  | 364.00 | POLES, TOWERS & FIXTURES |  | 94786.3338 |  | 9264.0367 | -939.4518 | -845.632 | 0 |  | 102265.2867 | 98497.8785
6 |  | 365.00 | OVERHEAD CONDUCTORS & DEVICES |  | 102362.5082 |  | 6868.419 | -1080.9393 | -849.1275 | 0 |  | 107300.8604 | 104811.4625
7 |  | 366.00 | UNDERGROUND CONDUIT |  | 35621.7409 |  | 3110.2409 | -66.3224 | -110.2102 | 0 |  | 38555.4491 | 37068.5916
8 |  | 367.00 | UNDERGROUND CONDUCTORS & DEVICES |  | 56516.9303 |  | 6141.573 | -1560.7405 | -184.9958 | 0 |  | 60912.767 | 58685.2481
9 |  | 368.00 | LINE TRANSFORMERS |  | 150801.4002 |  | 15550.0201 | -5558.0031 | -1230.572 | 0 |  | 159562.8452 | 155296.2748
10 |  | 369.01 | OVERHEAD SERVICES |  | 23099.6877 |  | 2143.788 | -143.295 | -145.964 | 0 |  | 24954.2167 | 24017.4234
11 |  | 369.02 | UNDERGROUND SERVICE |  | 35787.3421 |  | 3330.248 | -38.8059 | -11.237 | 0 |  | 39067.5471 | 37410.211
12 |  | 370.00 | METERS |  | 21156.928 |  | 4215.9194 | -2477.2698 | -854.072 | 0 |  | 22041.5056 | 21894.496
13 |  | 373.00 | STREET LIGHTING & SIGNAL SYSTEMS |  | 63683.6565 |  | 7839.1183 | -1815.8166 | -343.5495 | 0 |  | 69363.4087 | 66432.4624
14
15 |  |  | TOTAL DISTRIBUTION PLANT |  | 631719.8283 |  | 62600.5873 | -14765.1003 | -4789.418 | 0 |  | 674765.8972 | 653438.8451
16
17 |  |  | GENERAL PLANT
18 |  | 390.00 | STRUCTURES & IMPROVEMENTS |  | 27045.6757 |  | 2675.861 | 0 | 0 | 0 |  | 29721.5367 | 28375.6171
19 |  | 391.01 | OFFICE FURNITURE & EQUIPMENT |  | 2769.1294 |  | 914.4239 | -1812.8523 | 0 | 0 |  | 1870.7009 | 2695.2299
20 |  | 391.02 | COMPUTER EQUIPMENT |  | 12346.5724 |  | 4674.9573 | -4425.9967 | 0 | 0 |  | 12595.533 | 12219.9584
21 |  | 392.01 | LIGHT TRUCKS |  | 1417.8621 |  | 351.3663 | -700 | 90 | 0 |  | 1159.2284 | 1238.4147
22 |  | 392.03 | HEAVY TRUCKS |  | 6499.0048 |  | 880.451 | -2750 | 180 | 0 |  | 4809.4558 | 6218.0717
23 |  | 392.04 | MEDIUM TRUCKS |  | 412.7918 |  | 47.9511 | -240 | 0 | 0 |  | 220.7429 | 328.1281
24 |  | 392.11 | LIGHT TRUCKS - ENERGY SUPPLY |  | 330.2623 |  | 75.6789 | -320 | 0 | 0 |  | 85.9413 | 185.1196
25 |  | 392.13 | HEAVY TRUCKS - ENERGY SUPPLY |  | 388.6386 |  | 35.2289 | -50 | 0 | 0 |  | 373.8676 | 379.6657
26 |  | 392.14 | MEDIUM TRUCKS - ENERGY SUPPLY |  | 77.5781 |  | 18.4492 | 0 | 0 | 0 |  | 96.0273 | 86.8027
27 |  | 393.00 | STORES EQUIPMENT |  | 0 |  | 0 | 0 | 0 | 0 |  | 0 | 0
28 |  | 394.00 | TOOLS, SHOP & GARAGE EQUIPMENT |  | 2926.209 |  | 961.7667 | -591.9233 | 0 | 0 |  | 3296.0524 | 3174.5426
29 |  | 395.00 | LABORATORY EQUIPMENT |  | 0 |  | 0 | 0 | 0 | 0 |  | 0 | 0
30 |  | 396.00 | POWER OPERATED EQUIPMENT |  | 0 |  | 0 | 0 | 0 | 0 |  | 0 | 0
31 |  | 397.00 | COMMUNICATION EQUIPMENT |  | 9482.9703 |  | 2498.2508 | -2994.2139 | 0 | 0 |  | 8987.0071 | 9439.7189
32 |  | 397.01 | ENERGY MANAGEMENT SYSTEM |  | 0 |  | 0 | 0 | 0 | 0 |  | 0 | 0
33 |  | 397.25 | COMMUNICATION EQUIPMENT- FIBER |  | 9184.6026 |  | 1206.4796 | 0 | 0 | 0 |  | 10391.0823 | 9781.2909
34 |  | 398.00 | MISCELLANEOUS EQUIPMENT |  | 85.5515 |  | 39.2638 | 0 | 0 | 0 |  | 124.8153 | 100.1451
35
36 |  |  | TOTAL GENERAL PLANT |  | 72966.8485 |  | 14380.1285 | -13884.9863 | 270 | 0 |  | 73731.9908 | 74222.7053
37
38
39
40
41 | Totals may be affected due to rounding.
Supporting Schedules: B-10, B-11 | [11 empty] | Recap Schedules: B-3, B-6
SCHEDULE B-9 | [5 empty] | DEPRECIATION RESERVE BALANCES BY ACCOUNT AND SUB-ACCOUNT | [6 empty] | Page 18 of 27
FLORIDA PUBLIC SERVICE COMMISSION |  |  |  | EXPLANATION: | Provide the depreciation reserve balances for each account or sub-account to which an individual depreciation rate | [5 empty] | Type of data shown:
[5 empty] | is applied (include Amortization/Recovery schedule amounts). | [6 empty] | Projected Test Year Ended 12/31/2009
COMPANY: TAMPA ELECTRIC COMPANY | [10 empty] | XX | Projected Prior Year Ended 12/31/2008
Historical Prior Year Ended 12/31/2007
DOCKET No. 080317-EI | [6 empty] | (Dollars in 000's) |  |  |  |  | Witness: J. S. Chronister
|  | (1) | (2) |  | (3) |  | (4) | (5) | (6) | (7) |  | (8) | (9)
|  | Account/ | Account/ |  | Accumulated |  | Total |  |  |  |  | Accumulated
Line |  | Sub-account | Sub-account |  | Depreciation |  | Depreciation |  | Net | Adjustments |  | Depreciation | 13-Month
No. |  | Number | Title |  | Beg. of Year |  | Accrued | Retirements | Salvage | or Transfers |  | End of Year | Average
1 |  | 108.04 | SEBRING ACQUISITION ADJUSTMENT |  | 2963.8586 |  | -423.408 | 0 | 0 | 0 |  | 2540.4506 | 2752.154
2
3 |  |  | TOTAL DEPRECIABLE PLT BALANCE |  | 1964226.9811 |  | 185045.9255 | -137416.7109 | -14137.159 | 0 |  | 1997719.3366 | 1972046.2841
4
5 |  |  | NON-DEPRECIABLE PROPERTY
6 |  | 310.00 | LAND-PRODUCTION |  | 0 |  | 0 | 0 | 0 | 0 |  | 0 | 0
7 |  | 340.00 | LAND-OTHER PRODUCTION |  | 0 |  | 0 | 0 | 0 | 0 |  | 0 | 0
8 |  | 350.00 | LAND-TRANSMISSION |  | 0 |  | 0 | 0 | 0 | 0 |  | 0 | 0
9 |  | 360.00 | LAND-DISTRIBUTION |  | 0 |  | 0 | 0 | 0 | 0 |  | 0 | 0
10 |  | 389.00 | LAND-GENERAL |  | 0 |  | 0 | 0 | 0 | 0 |  | 0 | 0
11
12 |  |  | TOTAL NON-DEPRECIABLES |  | 0 |  | 0 | 0 | 0 | 0 |  | 0 | 0
13
14 |  |  | TOTAL DEPRECIABLE RESERVE BALANCE |  | 1964226.9811 |  | 185045.9255 | -137416.7109 | -14137.159 | 0 |  | 1997719.3366 | 1972046.2841
15
16 |  |  | NUCLEAR DECOMMISSIONING |  | 0 |  | 0 | 0 | 0 | 0 |  | 0 | 0
17
18 |  |  | FOSSIL DISMANTLEMENT |  | 0 |  | 0 | 0 | 0 | 0 |  | 0 | 0
19
20 |  |  | MISCELLANEOUS INTANGIBLES
21 |  | 303.00 | SOFTWARE |  | 8468.8214 |  | 3246.7569 | -3267.6152 | 0 | 0 |  | 8447.963 | 8279.1008
22
23 |  | 108.05 | ACCUMULATED DEPRECIATION - ARO |  | 546.8196 |  | 216 | 0 | 0 | 0 |  | 762.8196 | 654.8196
24
25 |  |  | TOTAL RESERVE BALANCE |  | 1973242.622 |  | 188508.6824 | -140684.3262 | -14137.159 | 0 |  | 2006930.1192 | 1980980.2045
26
27
28
29
30
31
32
33
34
35
36
37
38 |  | Note:
39 |  | * If data shown represents a historical calendar year, the related annual status report may be substituted for this schedule.
40
41 | Totals may be affected due to rounding.
Supporting Schedules: B-10, B-11 | [11 empty] | Recap Schedules: B-3, B-6
SCHEDULE B-9 | [5 empty] | DEPRECIATION RESERVE BALANCES BY ACCOUNT AND SUB-ACCOUNT | [6 empty] | Page 19 of 27
FLORIDA PUBLIC SERVICE COMMISSION |  |  |  | EXPLANATION: | Provide the depreciation reserve balances for each account or sub-account to which an individual depreciation rate | [5 empty] | Type of data shown:
[5 empty] | is applied. (Include Amortization/Recovery schedule amounts). | [6 empty] | Projected Test Year Ended 12/31/2009
COMPANY: TAMPA ELECTRIC COMPANY | [11 empty] | Projected Prior Year Ended 12/31/2008
[11 empty] | XX | Historical Prior Year Ended 12/31/2007
DOCKET No. 080317-EI | [6 empty] | (Dollars in 000's) |  |  |  |  | Witness: J. S. Chronister
|  | (1) | (2) |  | (3) |  | (4) | (5) | (6) | (7) |  | (8) | (9)
|  | Account/ | Account/ |  | Accumulated |  | Total |  |  |  |  | Accumulated
Line |  | Sub-account | Sub-account |  | Depreciation |  | Depreciation |  | Net | Adjustments |  | Depreciation | 13-Month
No. |  | Number | Title |  | Beg. of Year |  | Accrued | Retirements | Salvage | or Transfers |  | End of Year | Average
1 |  |  | STEAM PRODUCTION
2 |  |  | BIG BEND COMMON
3 |  | 311.4 | Structures and Improvements |  | 23268.0775 |  | 1289.1045 | -1065.8134 | -7.0345 | 102.6136 |  | 23586.9477 | 23268.4703
4 |  | 312.4 | Boiler Plant Equipment |  | 32649.6894 |  | 2265.6407 | -1519.0538 | -597.7927 | 0 |  | 32798.5198 | 32620.7212
5 |  | 314.4 | Turbogenerator Units |  | 2112.3547 |  | 83.5347 | -25.3676 | 0 | 0 |  | 2170.5218 | 2139.6924
6 |  | 315.4 | Accessory Electric Equipment |  | 10310.8806 |  | 479.1427 | -75.3891 | 0 | 0 |  | 10714.6292 | 10527.5946
7 |  | 316.4 | Misc. Power Plant Equipment |  | 2835.5322 |  | 153.7724 | -115.781 | 1.4814 | 0 |  | 2875.0083 | 2836.6329
8 |  |  | TOTAL BIG BEND COMMON |  | 71176.5343 |  | 4271.195 | -2801.4049 | -603.3458 | 102.6136 |  | 72145.6268 | 71393.1113
9
10 |  |  | BIG BEND UNIT 1
11 |  | 311.41 | Structures and Improvements |  | 5135.1373 |  | 112.7169 | -82.0461 | 0 | 0 |  | 5165.8082 | 5165.2613
12 |  | 312.41 | Boiler Plant Equipment |  | 28206.4569 |  | 2773.1582 | -7990.7055 | -23.4464 | -633.9629 |  | 22331.5003 | 25986.432
13 |  | 314.41 | Turbogenerator Units |  | 16324.3876 |  | 800.7139 | -3275.1019 | 493.2622 | 5.2385 |  | 14348.5003 | 15925.7915
14 |  | 315.41 | Accessory Electric Equipment |  | 5509.1728 |  | 205.6053 | -298.639 | 0 | 628.7244 |  | 6044.8634 | 5603.5569
15 |  | 316.41 | Misc. Power Plant Equipment |  | 453.2542 |  | 7.7461 | 0 | 0 | 0 |  | 461.0003 | 458.2859
16 |  |  | TOTAL BIG BEND UNIT 1 |  | 55628.4088 |  | 3899.9405 | -11646.4925 | 469.8158 | 0 |  | 48351.6726 | 53139.3276
17
18 |  |  | BIG BEND UNIT 2
19 |  | 311.42 | Structures and Improvements |  | 4277.1905 |  | 127.2756 | -50 | 0 | 0 |  | 4354.4661 | 4329.2962
20 |  | 312.42 | Boiler Plant Equipment |  | 21711.2169 |  | 2159.0314 | -5327.0541 | -393.4469 | -560.7251 |  | 17589.022 | 18750.7012
21 |  | 314.42 | Turbogenerator Units |  | 15065.0529 |  | 759.1523 | -2229.6709 | 0 | 0 |  | 13594.5343 | 13706.7483
22 |  | 315.42 | Accessory Electric Equipment |  | 5346.313 |  | 213.0732 | -440.3476 | 0 | 560.7251 |  | 5679.7637 | 5287.4115
23 |  | 316.42 | Misc. Power Plant Equipment |  | 383.496 |  | 10.7988 | 0 | 0 | 0 |  | 394.2948 | 391.4151
24 |  |  | TOTAL BIG BEND UNIT 2 |  | 46783.2692 |  | 3269.3314 | -8047.0726 | -393.4469 | 0 |  | 41612.081 | 42465.5724
25
26 |  |  | BIG BEND UNIT 3
27 |  | 311.43 | Structures and Improvements |  | 9486.3512 |  | 183.2298 | -52.2782 | 0 | 0 |  | 9617.3028 | 9573.1184
28 |  | 312.43 | Boiler Plant Equipment |  | 47254.4758 |  | 2599.6899 | -2959.8671 | -3745.2994 | 0 |  | 43148.9991 | 47095.8519
29 |  | 314.43 | Turbogenerator Units |  | 23149.8644 |  | 544.789 | -362.7002 | -306.6021 | 0 |  | 23025.3511 | 23275.3079
30 |  | 315.43 | Accessory Electric Equipment |  | 13055.8075 |  | 488.1697 | -223.3652 | 0 | 0 |  | 13320.6119 | 13235.701
31 |  | 316.43 | Misc. Power Plant Equipment |  | 455.4446 |  | 35.8425 | 0 | 0 | 0 |  | 491.0293 | 472.8496
32 |  |  | TOTAL BIG BEND UNIT 3 |  | 93401.9434 |  | 3851.7209 | -3598.2108 | -4051.9015 | 0 |  | 89603.2942 | 93652.8288
33
34
35
36
37
38
39
40
41 | Totals may be affected due to rounding.
Supporting Schedules: B-10, B-11 | [11 empty] | Recap Schedules: B-3, B-6
SCHEDULE B-9 | [5 empty] | DEPRECIATION RESERVE BALANCES BY ACCOUNT AND SUB-ACCOUNT | [6 empty] | Page 20 of 27
FLORIDA PUBLIC SERVICE COMMISSION |  |  |  | EXPLANATION: | Provide the depreciation reserve balances for each account or sub-account to which an individual depreciation rate | [5 empty] | Type of data shown:
[5 empty] | is applied. (Include Amortization/Recovery schedule amounts). | [6 empty] | Projected Test Year Ended 12/31/2009
COMPANY: TAMPA ELECTRIC COMPANY | [11 empty] | Projected Prior Year Ended 12/31/2008
[11 empty] | XX | Historical Prior Year Ended 12/31/2007
DOCKET No. 080317-EI | [6 empty] | (Dollars in 000's) |  |  |  |  | Witness: J. S. Chronister
|  | (1) | (2) |  | (3) |  | (4) | (5) | (6) | (7) |  | (8) | (9)
|  | Account/ | Account/ |  | Accumulated |  | Total |  |  |  |  | Accumulated
Line |  | Sub-account | Sub-account |  | Depreciation |  | Depreciation |  | Net | Adjustments |  | Depreciation | 13-Month
No. |  | Number | Title |  | Beg. of Year |  | Accrued | Retirements | Salvage | or Transfers |  | End of Year | Average
1 |  |  | BIG BEND UNIT 4
2 |  | 311.44 | Structures and Improvements |  | 29462.9043 |  | 852.8251 | -66.3141 | 0 | -2000 |  | 28249.4153 | 29219.3815
3 |  | 312.44 | Boiler Plant Equipment |  | 108359.8588 |  | 6117.3691 | -5920.6701 | -2678.7401 | -6000.013 |  | 99877.8047 | 106223.0902
4 |  | 314.44 | Turbogenerator Units |  | 45130.2005 |  | 1689.6403 | -70.49 | -458.949 | -2000 |  | 44290.4018 | 44999.9726
5 |  | 315.44 | Accessory Electric Equipment |  | 21443.0206 |  | 896.4206 | -4028.4053 | -75.7328 | 0 |  | 18235.3031 | 20662.874
6 |  | 316.44 | Misc. Power Plant Equipment |  | 3364.0209 |  | 91.9397 | 0 | 0 | 0 |  | 3455.9606 | 3414.8443
7 |  |  | TOTAL BIG BEND UNIT 4 |  | 207760.0051 |  | 9648.1948 | -10085.8795 | -3213.4219 | -10000.013 |  | 194108.8856 | 204520.1627
8
9 |  |  | BIG BEND UNIT 4 FGD
10 |  | 311.45 | Structures and Improvements
11 |  | 312.45 | Boiler Plant Equipment |  | 10277.2852 |  | 328.5466 | -95.1334 | 0 | 0 |  | 10510.6984 | 10417.552
12 |  | 314.45 | Turbogenerator Units |  | 63207.6275 |  | 3587.7176 | -1497.2131 | -399.5946 | 0 |  | 64898.6498 | 64194.2407
13 |  | 315.45 | Accessory Electric Equipment |  | 0 |  | 0 | 0 | 0 | 0 |  | 0 | 0
14 |  | 316.45 | Misc. Power Plant Equipment |  | 10265.9968 |  | 394.1745 | -272.5596 | 0 | 0 |  | 10387.6116 | 10416.3182
15 |  |  | TOTAL BIG BEND UNIT 4 FGD |  | 337.6367 |  | 14.955 | 0 | 0 | 0 |  | 352.5917 | 345.6511
16 |  |  |  |  | 84088.5462 |  | 4325.3936 | -1864.9061 | -399.5946 | 0 |  | 86149.5515 | 85373.762
17 |  |  | BIG BEND UNIT 1 & 2 FGD
18 |  | 311.46 | Structures and Improvements
19 |  | 312.46 | Boiler Plant Equipment |  | 3750.5069 |  | 330.2093 | 0 | 0 | 0 |  | 4080.7162 | 3936.1275
20 |  | 314.46 | Turbogenerator Units |  | 17071.7892 |  | 1735.6127 | -689.7837 | 0 | 0 |  | 18117.6182 | 17805.9038
21 |  | 315.46 | Accessory Electric Equipment |  | 0 |  | 0 | 0 | 0 | 0 |  | 0 | 0
22 |  | 316.46 | Misc. Power Plant Equipment |  | 2777.616 |  | 281.6967 | 0 | 0 | 0 |  | 3059.3127 | 2933.7858
23 |  |  | TOTAL BIG BEND UNIT 1 & 2 FGD |  | 567.5195 |  | 44.4976 | 0 | 0 | 0 |  | 612.0171 | 594.8798
24 |  |  |  |  | 24167.4317 |  | 2392.0163 | -689.7837 | 0 | 0 |  | 25869.6642 | 25270.6969
25
26 |  | 316.47 | BIG BEND TOOLS AMORTIZATION |  | 1530.7119 |  | 296.2709 | -437.0415 | 34.1487 | 0 |  | 1424.09 | 1412.4984
27
28 |  |  | TOTAL BIG BEND STATION |  | 584536.8506 |  | 31954.0634 | -39170.7916 | -8157.7462 | -9897.3993 |  | 559264.8659 | 577227.96
29
30
31 |  |  | GANNON COMMON
32 |  | 311.3 | Structures and Improvements |  | 9519.365 |  | 662.6293 | -135.1343 | 0 | -10046.8601 |  | 0 | 8995.4174
33 |  | 312.3 | Boiler Plant Equipment |  | 1272.5926 |  | 73.4517 | -52.5658 | 0 | -1293.4785 |  | 0 | 1183.8512
34 |  | 314.3 | Turbogenerator Units |  | 584.2154 |  | 45.6097 | 0 | 0 | -629.8251 |  | 0 | 554.9191
35 |  | 315.3 | Accessory Electric Equipment |  | 1339.9657 |  | 107.0656 | 0 | 0 | -1447.0313 |  | 0 | 1276.813
36 |  | 316.3 | Misc. Power Plant Equipment |  | 2545.9824 |  | 97.7549 | -140.6771 | 0 | -2503.0601 |  | 0 | 2343.626
37 |  |  | TOTAL GANNON COMMON |  | 15262.1211 |  | 986.5113 | -328.3772 | 0 | -15920.2551 |  | 0 | 14354.6267
38
39
40
41 | Totals may be affected due to rounding.
Supporting Schedules: B-10, B-11 | [11 empty] | Recap Schedules: B-3, B-6
SCHEDULE B-9 | [5 empty] | DEPRECIATION RESERVE BALANCES BY ACCOUNT AND SUB-ACCOUNT | [6 empty] | Page 21 of 27
FLORIDA PUBLIC SERVICE COMMISSION |  |  |  | EXPLANATION: | Provide the depreciation reserve balances for each account or sub-account to which an individual depreciation rate | [5 empty] | Type of data shown:
[5 empty] | is applied. (Include Amortization/Recovery schedule amounts). | [6 empty] | Projected Test Year Ended 12/31/2009
COMPANY: TAMPA ELECTRIC COMPANY | [11 empty] | Projected Prior Year Ended 12/31/2008
[11 empty] | XX | Historical Prior Year Ended 12/31/2007
DOCKET No. 080317-EI | [6 empty] | (Dollars in 000's) |  |  |  |  | Witness: J. S. Chronister
|  | (1) | (2) |  | (3) |  | (4) | (5) | (6) | (7) |  | (8) | (9)
|  | Account/ | Account/ |  | Accumulated |  | Total |  |  |  |  | Accumulated
Line |  | Sub-account | Sub-account |  | Depreciation |  | Depreciation |  | Net | Adjustments |  | Depreciation | 13-Month
No. |  | Number | Title |  | Beg. of Year |  | Accrued | Retirements | Salvage | or Transfers |  | End of Year | Average
1 |  |  | GANNON UNIT 1
2 |  | 311.31 | Structures and Improvements |  | 805.9094 |  | 59.8292 | 0 | 0 | -865.7386 |  | 0 | 769.8421
3 |  | 312.31 | Boiler Plant Equipment |  | 0 |  | 0 | 0 | 0 | 0 |  | 0 | 0
4 |  | 314.31 | Turbogenerator Units |  | 5191.8753 |  | 917.6074 | -81.4235 | 0 | -6028.0592 |  | 0 | 5136.0704
5 |  | 315.31 | Accessory Electric Equipment |  | 1326.7954 |  | 94.2159 | 0 | 0 | -1421.0113 |  | 0 | 1266.8793
6 |  | 316.31 | Misc. Power Plant Equipment |  | 98.1248 |  | 4.3798 | 0 | 0 | -102.5046 |  | 0 | 92.4447
7 |  |  | TOTAL GANNON UNIT 1 |  | 7422.705 |  | 1076.0323 | -81.4235 | 0 | -8417.3138 |  | 0 | 7265.2365
8
9 |  |  | GANNON UNIT 2
10 |  | 311.32 | Structures and Improvements |  | 576.5637 |  | 31.5068 | 0 | 0 | -608.0705 |  | 0 | 544.3261
11 |  | 312.32 | Boiler Plant Equipment |  | 326.4208 |  | 21.0971 | 0 | 0 | -347.5179 |  | 0 | 308.1727
12 |  | 314.32 | Turbogenerator Units |  | 11537.5768 |  | 1270.9255 | -628.7292 | 0 | -12179.7731 |  | 0 | 11000.5945
13 |  | 315.32 | Accessory Electric Equipment |  | 919.3163 |  | 65.5727 | 0 | 0 | -981.889 |  | 3 | 873.8173
14 |  | 316.32 | Misc. Power Plant Equipment |  | 116.2979 |  | 4.1646 | 0 | 0 | -120.4625 |  | 0 | 109.0104
15 |  |  | TOTAL GANNON UNIT 2 |  | 13476.1755 |  | 1393.2668 | -628.7292 | 0 | -14237.713 |  | 3 | 12835.921
16
17 |  |  | GANNON UNIT 3
18 |  | 311.33 | Structures and Improvements |  | 830.1582 |  | 0 | 0 | 0 | 223.5159 |  | 1053.6742 | 908.3884
19 |  | 312.33 | Boiler Plant Equipment |  | 0 |  | 0 | 0 | 0 | 0 |  | 0 | 0
20 |  | 314.33 | Turbogenerator Units |  | 10197.1041 |  | 0 | 0 | 0 | 1869.0913 |  | 12066.1954 | 10924.954
21 |  | 315.33 | Accessory Electric Equipment |  | 1007.7143 |  | 0 | 0 | 0 | 116.124 |  | 1123.8384 | 1050.1014
22 |  | 316.33 | Misc. Power Plant Equipment |  | 37.4473 |  | 0 | 0 | 0 | 3.4359 |  | 40.8832 | 38.7613
23 |  |  | TOTAL GANNON UNIT 3 |  | 12072.4239 |  | 0 | 0 | 0 | 2212.1672 |  | 14284.5911 | 12922.2051
24
25 |  |  | GANNON UNIT 4
26 |  | 311.34 | Structures and Improvements |  | 611.7005 |  | 0 | 0 | 0 | 252.8601 |  | 864.5606 | 696.1762
27 |  | 312.34 | Boiler Plant Equipment |  | 0 |  | 0 | 0 | 0 | 0 |  | 0 | 0
28 |  | 314.34 | Turbogenerator Units |  | 7431.9054 |  | 0 | 0 | 0 | 1507.8653 |  | 8939.7707 | 7955.2331
29 |  | 315.34 | Accessory Electric Equipment |  | 862.3256 |  | 0 | 0 | 0 | 124.2549 |  | 986.5806 | 908.5264
30 |  | 316.34 | Misc. Power Plant Equipment |  | 33.7077 |  | 0 | 0 | 0 | 20.5372 |  | 54.2448 | 40.5526
31 |  |  | TOTAL GANNON UNIT 4 |  | 8939.6392 |  | 0 | 0 | 0 | 1905.5176 |  | 10845.1567 | 9600.4883
32
33 |  |  | TOTAL GANNON STATION |  | 57173.0647 |  | 3455.8103 | -1038.53 | 0 | -34457.5972 |  | 25132.7478 | 56978.4776
34
35 |  | 108.[03,50-56] | STEAM PLANT DISMANTLING |  | 77698.35 |  | 839.4524 | 0 | -1462.3304 | 0 |  | 77075.472 | 78145.344
36
37
38
39
40
41 | Totals may be affected due to rounding.
Supporting Schedules: B-10, B-11 | [11 empty] | Recap Schedules: B-3, B-6
SCHEDULE B-9 | [5 empty] | DEPRECIATION RESERVE BALANCES BY ACCOUNT AND SUB-ACCOUNT | [6 empty] | Page 22 of 27
FLORIDA PUBLIC SERVICE COMMISSION |  |  |  | EXPLANATION: | Provide the depreciation reserve balances for each account or sub-account to which an individual depreciation rate | [5 empty] | Type of data shown:
[5 empty] | is applied. (Include Amortization/Recovery schedule amounts). | [6 empty] | Projected Test Year Ended 12/31/2009
COMPANY: TAMPA ELECTRIC COMPANY | [11 empty] | Projected Prior Year Ended 12/31/2008
[11 empty] | XX | Historical Prior Year Ended 12/31/2007
DOCKET No. 080317-EI | [6 empty] | (Dollars in 000's) |  |  |  |  | Witness: J. S. Chronister
|  | (1) | (2) |  | (3) |  | (4) | (5) | (6) | (7) |  | (8) | (9)
|  | Account/ | Account/ |  | Accumulated |  | Total |  |  |  |  | Accumulated
Line |  | Sub-account | Sub-account |  | Depreciation |  | Depreciation |  | Net | Adjustments |  | Depreciation | 13-Month
No. |  | Number | Title |  | Beg. of Year |  | Accrued | Retirements | Salvage | or Transfers |  | End of Year | Average
1 |  |  | COMMON
2 |  | 311.01 | STRUCTURES & IMPROVEMENTS |  | 4459.1926 |  | 56.3889 | -1.3647 | 0 | 0 |  | 4514.2167 | 4485.9173
3 |  | 316.01 | MISC. POWER PLANT EQUIPMENT |  | 0 |  | 0 | 0 | 0 | 0 |  | 0 | 0
4 |  | 316.17 | MISC. POWER PLANT EQUIPMENT AMORT |  | 461.9274 |  | 156.7699 | -52.6684 | 0 | 0 |  | 566.0289 | 525.12
5
6 |  |  | TOTAL COMMON |  | 4921.1199 |  | 213.1588 | -54.0331 | 0 | 0 |  | 5080.2456 | 5011.0373
7
8 |  |  | TOTAL STEAM STATION
9 |  |  | BIG BEND STATION |  | 584536.8506 |  | 31954.0634 | -39170.7916 | -8157.7462 | -9897.3993 |  | 559264.8659 | 577227.96
10 |  |  | GANNON STATION - DEPRECIABLE |  | 57173.0647 |  | 3455.8103 | -1038.53 | 0 | -34457.5972 |  | 25132.7478 | 56978.4776
11 |  |  | STEAM PLANT DISMANTLING |  | 77698.35 |  | 839.4524 | 0 | -1462.3304 | 0 |  | 77075.472 | 78145.344
12 |  |  | COMMON |  | 4921.1199 |  | 213.1588 | -54.0331 | 0 | 0 |  | 5080.2456 | 5011.0373
13
14 |  |  | TOTAL STEAM PRODUCTION |  | 724329.3853 |  | 36462.4849 | -40263.3547 | -9620.0767 | -44354.9965 |  | 666553.3314 | 717362.819
15
16 |  |  | BIG BEND STATION
17 |  |  | COMBUSTION TURBINE 1
18 |  | 341.41 | Structures and Improvements |  | 96.4809 |  | 0 | 0 | 0 | 17.545 |  | 114.0256 | 102.7798
19 |  | 342.41 | Fuel Holders, Producers and Accessories |  | 109.6609 |  | 0 | 0 | 0 | 4.002 |  | 113.6629 | 111.0963
20 |  | 343.41 | Prime Movers |  | 1285.5532 |  | -2.3295 | 0 | -0.67691 | -8.3 |  | 1274.2467 | 1285.2821
21 |  | 345.41 | Accessory Electric Equipment |  | 256.6636 |  | -1.0805 | 0 | 0 | -6 |  | 249.583 | 255.8672
22 |  | 346.41 | Misc. Power Plant Equipment |  | 2.4756 |  | 0 | 0 | 0 | 0 |  | 2.6423 | 2.5359
23 |  |  | TOTAL COMBUSTION TURBINE 1 |  | 1750.8342 |  | -3.4101 | 0 | -0.67691 | 7.247 |  | 1754.1606 | 1757.5614
24
25 |  |  | COMBUSTION TURBINE 2 & 3
26 |  | 341.42 | Structures and Improvements |  | 1597.1811 |  | 0 | 0 | 0 | 14.42 |  | 1611.6007 | 1601.9071
27 |  | 342.42 | Fuel Holders, Producers and Accessories |  | 937.2503 |  | 0 | 0 | 0 | 877.238 |  | 1814.4884 | 1218.8941
28 |  | 343.42 | Prime Movers |  | 14491.7645 |  | 754.6107 | 0 | 0 | -943.822 |  | 14302.5532 | 14543.9215
29 |  | 345.42 | Accessory Electric Equipment |  | 2567.9048 |  | -27.0838 | 0 | 0 | 44.75 |  | 2585.571 | 2578.6725
30 |  | 346.42 | Misc. Power Plant Equipment |  | 0 |  | 0 | 0 | 0 | 0 |  | 0 | 0
31 |  |  | TOTAL COMBUSTION TURBINE 2 & 3 |  | 19594.1006 |  | 727.5269 | 0 | 0 | -7.414 |  | 20314.2133 | 19943.3952
32
33 |  |  | TOTAL BIG BEND STATION |  | 21344.9349 |  | 724.1168 | 0 | -0.67691 | 0 |  | 22068.3739 | 21700.9565
34
35
36
37
38
39
40
41 | Totals may be affected due to rounding.
Supporting Schedules: B-10, B-11 | [11 empty] | Recap Schedules: B-3, B-6
SCHEDULE B-9 | [5 empty] | DEPRECIATION RESERVE BALANCES BY ACCOUNT AND SUB-ACCOUNT | [6 empty] | Page 23 of 27
FLORIDA PUBLIC SERVICE COMMISSION |  |  |  | EXPLANATION: | Provide the depreciation reserve balances for each account or sub-account to which an individual depreciation rate | [5 empty] | Type of data shown:
[5 empty] | is applied. (Include Amortization/Recovery schedule amounts). | [6 empty] | Projected Test Year Ended 12/31/2009
COMPANY: TAMPA ELECTRIC COMPANY | [11 empty] | Projected Prior Year Ended 12/31/2008
[11 empty] | XX | Historical Prior Year Ended 12/31/2007
DOCKET No. 080317-EI | [6 empty] | (Dollars in 000's) |  |  |  |  | Witness: J. S. Chronister
|  | (1) | (2) |  | (3) |  | (4) | (5) | (6) | (7) |  | (8) | (9)
|  | Account/ | Account/ |  | Accumulated |  | Total |  |  |  |  | Accumulated
Line |  | Sub-account | Sub-account |  | Depreciation |  | Depreciation |  | Net | Adjustments |  | Depreciation | 13-Month
No. |  | Number | Title |  | Beg. of Year |  | Accrued | Retirements | Salvage | or Transfers |  | End of Year | Average
1 |  |  | PHILLIPS STATION
2 |  | 341.28 | Structures and Improvements |  | 8205.3969 |  | 320.0281 | -2.3202 | 0 | 0 |  | 8523.111 | 8369.7657
3 |  | 342.28 | Fuel Holders, Producers and Accessories |  | 20727.2104 |  | 704.4048 | 0 | 0 | 0 |  | 21431.6152 | 21091.9944
4 |  | 343.28 | Prime Movers |  | 16868.0223 |  | 764.4101 | -118.9498 | -9.422 | 0 |  | 17504.0543 | 17152.481
5 |  | 345.28 | Accessory Electric Equipment |  | 5146.3 |  | 205.6199 | 0 | 0 | 0 |  | 5351.9199 | 5254.3823
6 |  | 346.28 | Misc. Power Plant Equipment |  | 516.5989 |  | 26.7129 | 0 | 0 | 0 |  | 543.3118 | 529.6002
7
8 |  |  | TOTAL PHILLIPS STATION |  | 51463.5286 |  | 2021.1758 | -121.2701 | -9.422 | 0 |  | 53354.0123 | 52398.2237
9
10
11 |  |  | POLK POWER COMMON
12 |  | 341.8 | Structures and Improvements |  | 16831.0857 |  | 1483.3184 | 0 | 0 | 0 |  | 18314.4041 | 17549.5944
13 |  | 342.8 | Fuel Holders, Producers and Accessories |  | 659.9083 |  | 33.6163 | 0 | 0 | 0 |  | 693.5246 | 676.9907
14 |  | 343.8 | Prime Movers |  | 854.8253 |  | 48.6047 | 0 | 0 | 0 |  | 903.43 | 880.8724
15 |  | 345.8 | Accessory Electric Equipment |  | 561.338 |  | 39.589 | 0 | 0 | 0 |  | 600.927 | 581.4286
16 |  | 346.8 | Misc. Power Plant Equipment |  | 297.0391 |  | 17.7048 | 0 | 0 | 0 |  | 314.744 | 305.8915
17 |  |  | TOTAL POLK POWER COMMON |  | 19204.1964 |  | 1622.8332 | 0 | 0 | 0 |  | 20827.0296 | 19994.7776
18
19 |  |  | POLK POWER UNIT 1
20 |  | 341.81 | Structures and Improvements |  | 9561.4208 |  | 1149.668 | -1420.8714 | 0 | 0 |  | 9290.3416 | 8964.7978
21 |  | 342.81 | Fuel Holders, Producers and Accessories |  | 76091.4363 |  | 7723.3759 | -4097.7987 | -78.3698 | -6002.2276 |  | 73636.4161 | 76225.2974
22 |  | 343.81 | Prime Movers |  | 39011.425 |  | 8051.4755 | -2112.0933 | 0 | 6000.7261 |  | 50951.5334 | 42949.9518
23 |  | 345.81 | Accessory Electric Equipment |  | 20781.3517 |  | 1803.4816 | -366.1252 | 0 | 0 |  | 22219.1993 | 21581.4005
24 |  | 346.81 | Misc. Power Plant Equipment |  | 361.3571 |  | 163.5212 | -73.9169 | -78.1768 | 0.88613 |  | 373.6708 | 390.3625
25 |  |  | TOTAL POLK POWER UNIT 1 |  | 145806.991 |  | 18891.5222 | -8070.8055 | -156.5466 | -0.61534 |  | 156471.1611 | 150111.81
26
27 |  |  | POLK POWER UNIT 2
28 |  | 341.82 | Structures and Improvements |  | 361.2329 |  | 56.3796 | 0 | 0 | 0 |  | 417.6125 | 389.4227
29 |  | 342.82 | Fuel Holders, Producers and Accessories |  | 217.455 |  | 28.9549 | 0 | 0 | 0 |  | 246.4099 | 231.9324
30 |  | 343.82 | Prime Movers |  | -3405.9099 |  | 2103.2211 | 0 | 0 | 10000 |  | 8697.3112 | 603.4127
31 |  | 345.82 | Accessory Electric Equipment |  | 2959.8277 |  | 479.5249 | 0 | 0 | 0 |  | 3439.3526 | 3199.59
32 |  | 346.82 | Misc. Power Plant Equipment |  | 31.1779 |  | 4.8498 | 0 | 0 | 0 |  | 36.0277 | 33.6028
33 |  |  | TOTAL POLK POWER UNIT 2 |  | 163.7835 |  | 2672.9304 | 0 | 0 | 10000 |  | 12836.7139 | 4457.9606
34
35
36
37
38
39
40
41 | Totals may be affected due to rounding.
Supporting Schedules: B-10, B-11 | [11 empty] | Recap Schedules: B-3, B-6
SCHEDULE B-9 | [5 empty] | DEPRECIATION RESERVE BALANCES BY ACCOUNT AND SUB-ACCOUNT | [6 empty] | Page 24 of 27
FLORIDA PUBLIC SERVICE COMMISSION |  |  |  | EXPLANATION: | Provide the depreciation reserve balances for each account or sub-account to which an individual depreciation rate | [5 empty] | Type of data shown:
[5 empty] | is applied. (Include Amortization/Recovery schedule amounts). | [6 empty] | Projected Test Year Ended 12/31/2009
COMPANY: TAMPA ELECTRIC COMPANY | [11 empty] | Projected Prior Year Ended 12/31/2008
[11 empty] | XX | Historical Prior Year Ended 12/31/2007
DOCKET No. 080317-EI | [6 empty] | (Dollars in 000's) |  |  |  |  | Witness: J. S. Chronister
|  | (1) | (2) |  | (3) |  | (4) | (5) | (6) | (7) |  | (8) | (9)
|  | Account/ | Account/ |  | Accumulated |  | Total |  |  |  |  | Accumulated
Line |  | Sub-account | Sub-account |  | Depreciation |  | Depreciation |  | Net | Adjustments |  | Depreciation | 13-Month
No. |  | Number | Title |  | Beg. of Year |  | Accrued | Retirements | Salvage | or Transfers |  | End of Year | Average
1 |  |  | POLK POWER UNIT 3
2 |  | 341.83 | Structures and Improvements |  | 1098.1179 |  | 268.764 | 0 | 0 | 0 |  | 1366.882 | 1232.4999
3 |  | 342.83 | Fuel Holders, Producers and Accessories |  | 186.5615 |  | 33.3808 | 0 | 0 | 0 |  | 219.9423 | 203.2519
4 |  | 343.83 | Prime Movers |  | 6955.0205 |  | 1879.6305 | 0 | 0 | 0 |  | 8834.651 | 7840.4213
5 |  | 345.83 | Accessory Electric Equipment |  | 1462.4386 |  | 271.941 | 0 | 0 | 0 |  | 1734.3797 | 1598.4092
6 |  | 346.83 | Misc. Power Plant Equipment |  | 40.9817 |  | 12.5544 | 0 | 0 | 0 |  | 53.536 | 47.1812
7 |  |  | TOTAL POLK POWER UNIT 3 |  | 9743.1202 |  | 2466.2707 | 0 | 0 | 0 |  | 12209.391 | 10921.7634
8
9 |  |  | POLK POWER UNIT 4
10 |  | 341.84 | Structures and Improvements |  | 0 |  | 0 | 0 | 0 | 0 |  | 0 | 0
11 |  | 342.84 | Fuel Holders, Producers and Accessories |  | 0 |  | 0 | 0 | 0 | 0 |  | 0 | 0
12 |  | 343.84 | Prime Movers |  | 0 |  | 1139.3902 | 0 | 0 | 0 |  | 1139.3902 | 453.8347
13 |  | 345.84 | Accessory Electric Equipment |  | 0 |  | 0 | 0 | 0 | 0 |  | 0 | 0
14 |  | 346.84 | Misc. Power Plant Equipment |  | 0 |  | 0 | 0 | 0 | 0 |  | 0 | 0
15 |  |  | TOTAL POLK POWER UNIT 4 |  | 0 |  | 1139.3902 | 0 | 0 | 0 |  | 1139.3902 | 453.8347
16
17 |  |  | POLK POWER UNIT 5
18 |  | 341.85 | Structures and Improvements |  | 0 |  | 0 | 0 | 0 | 0 |  | 0 | 0
19 |  | 342.85 | Fuel Holders, Producers and Accessories |  | 0 |  | 0 | 0 | 0 | 0 |  | 0 | 0
20 |  | 343.85 | Prime Movers |  | 0 |  | 1008.9991 | 0 | 0 | 0 |  | 1008.9991 | 365.4723
21 |  | 345.85 | Accessory Electric Equipment |  | 0 |  | 0 | 0 | 0 | 0 |  | 0 | 0
22 |  | 346.85 | Misc. Power Plant Equipment |  | 0 |  | 0 | 0 | 0 | 0 |  | 0 | 0
23 |  |  | TOTAL POLK POWER UNIT 5 |  | 0 |  | 1008.9991 | 0 | 0 | 0 |  | 1008.9991 | 365.4723
24
25 |  | 346.87 | POLK POWER TOOLS AMORTIZATION |  | 422.0442 |  | 139.7379 | 0 | 0 | 0 |  | 561.7821 | 491.2179
26
27 |  |  | TOTAL POLK POWER STATION |  | 175340.1353 |  | 27941.6837 | -8070.8055 | -156.5466 | 9999.3847 |  | 205054.4669 | 186796.8365
28
29 |  |  | BAYSIDE POWER STATION COMMON
30 |  | 341.3 | Structures and Improvements |  | 5422.5788 |  | 817.5909 | -313.5094 | 0 | 8839.2245 |  | 14765.8848 | 6224.4032
31 |  | 342.3 | Fuel Holders, Producers and Accessories |  | 2077.7922 |  | 362.0176 | -85 | -33.0946 | 1293.4785 |  | 3615.1937 | 2355.2129
32 |  | 343.3 | Prime Movers |  | 967.232 |  | 229.2515 | -62.5392 | 0 | 719.776 |  | 1853.7204 | 1131.7165
33 |  | 345.3 | Accessory Electric Equipment |  | 1492.3981 |  | 383.731 | 0 | 0 | 1447.0313 |  | 3323.1604 | 1792.5961
34 |  | 346.3 | Misc. Power Plant Equipment |  | 977.112 |  | 152.9874 | 0 | 0 | 1503.0601 |  | 2633.1596 | 943.7165
35 |  |  | TOTAL BAYSIDE POWER STATION COMMON |  | 10937.1132 |  | 1945.5785 | -461.0486 | -33.0946 | 13802.5704 |  | 26191.1189 | 12447.6452
36
37
38
39
40
41 | Totals may be affected due to rounding.
Supporting Schedules: B-10, B-11 | [11 empty] | Recap Schedules: B-3, B-6
SCHEDULE B-9 | [5 empty] | DEPRECIATION RESERVE BALANCES BY ACCOUNT AND SUB-ACCOUNT | [6 empty] | Page 25 of 27
FLORIDA PUBLIC SERVICE COMMISSION |  |  |  | EXPLANATION: | Provide the depreciation reserve balances for each account or sub-account to which an individual depreciation rate | [5 empty] | Type of data shown:
[5 empty] | is applied. (Include Amortization/Recovery schedule amounts). | [6 empty] | Projected Test Year Ended 12/31/2009
COMPANY: TAMPA ELECTRIC COMPANY | [11 empty] | Projected Prior Year Ended 12/31/2008
[11 empty] | XX | Historical Prior Year Ended 12/31/2007
DOCKET No. 080317-EI | [6 empty] | (Dollars in 000's) |  |  |  |  | Witness: J. S. Chronister
|  | (1) | (2) |  | (3) |  | (4) | (5) | (6) | (7) |  | (8) | (9)
|  | Account/ | Account/ |  | Accumulated |  | Total |  |  |  |  | Accumulated
Line |  | Sub-account | Sub-account |  | Depreciation |  | Depreciation |  | Net | Adjustments |  | Depreciation | 13-Month
No. |  | Number | Title |  | Beg. of Year |  | Accrued | Retirements | Salvage | or Transfers |  | End of Year | Average
1 |  |  | BAYSIDE POWER STATION UNIT 1
2 |  | 341.31 | Structures and Improvements |  | 3116.7525 |  | 445.8125 | 0 | 0 | 865.7386 |  | 4428.3036 | 3474.3281
3 |  | 342.31 | Fuel Holders, Producers and Accessories |  | 11212.6007 |  | 2044.8515 | -28.0242 | 0 | -1999.5639 |  | 11229.8641 | 11786.1951
4 |  | 343.31 | Prime Movers |  | 13930.0728 |  | 5344.8387 | -273.8061 | 0 | 15528.0592 |  | 34529.1647 | 19938.3364
5 |  | 345.31 | Accessory Electric Equipment |  | 4625.1914 |  | 946.4154 | 0 | 0 | 421.0113 |  | 5992.6181 | 4956.4223
6 |  | 346.31 | Misc. Power Plant Equipment |  | 170.3873 |  | 27.0627 | 0 | 0 | 102.5046 |  | 299.9546 | 195.1957
7 |  |  | TOTAL BAYSIDE POWER STATION UNIT 1 |  | 33055.0047 |  | 8808.9808 | -301.8304 | 0 | 14917.7499 |  | 56479.905 | 40350.4776
8
9 |  |  | BAYSIDE POWER STATION UNIT 2
10 |  | 341.32 | Structures and Improvements |  | 3201.5214 |  | 566.8921 | 0 | 0 | 608.0705 |  | 4376.484 | 3619.4271
11 |  | 342.32 | Fuel Holders, Producers and Accessories |  | 11968.1532 |  | 2723.8328 | -92.4855 | 0 | -3652.4821 |  | 10947.0184 | 12326.3865
12 |  | 343.32 | Prime Movers |  | 23394.8459 |  | 7261.1606 | -405.6836 | 0 | 9179.7731 |  | 39430.0961 | 26988.8555
13 |  | 345.32 | Accessory Electric Equipment |  | 4854.2153 |  | 1186.2551 | 0 | 0 | -518.111 |  | 5522.3595 | 5142.3497
14 |  | 346.32 | Misc. Power Plant Equipment |  | 170.9695 |  | 35.2969 | 0 | 0 | 120.4625 |  | 326.7289 | 201.9288
15 |  |  | TOTAL BAYSIDE POWER STATION UNIT 2 |  | 43589.7053 |  | 11773.4375 | -498.1691 | 0 | 5737.713 |  | 60602.6868 | 48278.9476
16
17 |  |  | TOTAL BAYSIDE POWER STATION |  | 87581.8232 |  | 22527.9968 | -1261.0481 | -33.0946 | 34458.0333 |  | 143273.7107 | 101077.0704
18
19 |  | 343.9 | CITY OF TAMPA PRIME MOVERS |  | 1616.5338 |  | 292.0428 | 0 | 0 | 0 |  | 1908.5766 | 1760.1012
20
21 |  | 108.03 | OTHER DISMANTLING ACCRUAL |  | 14629.293 |  | 497.534 | 0 | 0 | 0 |  | 15126.827 | 15066.205
22
23 |  |  | TOTAL OTHER PRODUCTION |  | 351976.2487 |  | 54004.5499 | -9453.1236 | -199.7401 | 44457.418 |  | 440785.9674 | 378799.3934
24
25 |  |  | TOTAL PRODUCTION PLANT |  | 1076305.634 |  | 90467.0348 | -49716.4784 | -9819.8168 | 102.4214 |  | 1107339.2988 | 1096162.2123
26
27 |  |  | TRANSMISSION PLANT
28 |  | 350.01 | LAND RIGHTS |  | 2868.1025 |  | 175.3183 | 0 | 0 | 0 |  | 3043.4208 | 2959.8661
29 |  | 352.00 | STRUCTURES & IMPROVEMENTS |  | 657.0778 |  | 68.6511 | -24.9235 | 0 | 0 |  | 700.843 | 675.1439
30 |  | 353.00 | STATION EQUIPMENT |  | 46034.0492 |  | 4786.3474 | -1323.8267 | 1004.1636 | 0 |  | 50500.7334 | 48564.6201
31 |  | 354.00 | TOWERS & FIXTURES |  | 3557.051 |  | 102.5911 | 0 | 0 | 53.943 |  | 3713.585 | 3615.0716
32 |  | 355.00 | POLES & FIXTURES |  | 41123.9032 |  | 4913.1922 | -864.6777 | -1387.9981 | 446.4306 |  | 44230.8502 | 42630.1424
33 |  | 356.00 | OVERHEAD CONDUCTORS & DEVICES |  | 39216.8939 |  | 3477.5899 | -1095.3187 | -677.4831 | 0 |  | 40921.682 | 40202.1596
34 |  | 356.01 | CLEARING RIGHTS-OF-WAY |  | 1222.8048 |  | 42.495 | -22.6301 | 0 | -53.943 |  | 1188.7267 | 1231.2476
35 |  | 357.00 | UNDERGROUND CONDUIT |  | 1625.7935 |  | 60.1417 | -7.1251 | 0 | -318.809 |  | 1360.0011 | 1628.6132
36 |  | 358.00 | UNDERGROUND CONDUCTORS & DEVICES |  | 2379.7449 |  | 168.9282 | -14.2944 | 0 | -127.647 |  | 2406.7317 | 2451.4576
37 |  | 359.00 | ROADS AND TRAILS |  | 1077.452 |  | 101.5461 | -15.5747 | 7.037 | 0 |  | 1170.4604 | 1128.5618
38
39 |  |  | TOTAL TRANSMISSION PLANT |  | 139762.8729 |  | 13896.8009 | -3368.371 | -1054.2806 | -0.02538 |  | 149237.0344 | 145086.8837
40
41 | Totals may be affected due to rounding.
Supporting Schedules: B-10, B-11 | [11 empty] | Recap Schedules: B-3, B-6
SCHEDULE B-9 | [5 empty] | DEPRECIATION RESERVE BALANCES BY ACCOUNT AND SUB-ACCOUNT | [6 empty] | Page 26 of 27
FLORIDA PUBLIC SERVICE COMMISSION |  |  |  | EXPLANATION: | Provide the depreciation reserve balances for each account or sub-account to which an individual depreciation rate | [5 empty] | Type of data shown:
[5 empty] | is applied. (Include Amortization/Recovery schedule amounts). | [6 empty] | Projected Test Year Ended 12/31/2009
COMPANY: TAMPA ELECTRIC COMPANY | [11 empty] | Projected Prior Year Ended 12/31/2008
[11 empty] | XX | Historical Prior Year Ended 12/31/2007
DOCKET No. 080317-EI | [6 empty] | (Dollars in 000's) |  |  |  |  | Witness: J. S. Chronister
|  | (1) | (2) |  | (3) |  | (4) | (5) | (6) | (7) |  | (8) | (9)
|  | Account/ | Account/ |  | Accumulated |  | Total |  |  |  |  | Accumulated
Line |  | Sub-account | Sub-account |  | Depreciation |  | Depreciation |  | Net | Adjustments |  | Depreciation | 13-Month
No. |  | Number | Title |  | Beg. of Year |  | Accrued | Retirements | Salvage | or Transfers |  | End of Year | Average
1 |  |  | DISTRIBUTION PLANT
2 |  | 360.01 | LAND RIGHTS |  | 0 |  | 0 | 0 | 0 | 0 |  | 0 | 0
3 |  | 361.00 | STRUCTURES & IMPROVEMENTS |  | 448.9766 |  | 38.4949 | -1.1338 | 0 | 39.818 |  | 526.1556 | 470.7592
4 |  | 362.00 | STATION EQUIPMENT |  | 54319.2607 |  | 3777.0656 | -2057.9845 | 331.3253 | -8992.522 |  | 47377.145 | 55075.5538
5 |  | 364.00 | POLES, TOWERS & FIXTURES |  | 82360.1367 |  | 8762.5178 | -1439.0683 | -1526.8141 | 6629.5617 |  | 94786.3338 | 85517.8184
6 |  | 365.00 | OVERHEAD CONDUCTORS & DEVICES |  | 105830.7601 |  | 6613.9048 | -633.4966 | -486.775 | -8961.885 |  | 102362.5082 | 107951.7875
7 |  | 366.00 | UNDERGROUND CONDUIT |  | 32783.3211 |  | 2903.6978 | -44.8666 | -20.4113 | 0 |  | 35621.7409 | 34187.708
8 |  | 367.00 | UNDERGROUND CONDUCTORS & DEVICES |  | 46208.7451 |  | 5679.0062 | -2000.8611 | -556.3209 | 7186.361 |  | 56516.9303 | 48435.5602
9 |  | 368.00 | LINE TRANSFORMERS |  | 142016.2144 |  | 14823.6579 | -8013.4332 | 698.9111 | 1276.05 |  | 150801.4002 | 146103.592
10 |  | 369.01 | OVERHEAD SERVICES |  | 29964.8626 |  | 2051.1666 | -149.2523 | -21.6262 | -8745.463 |  | 23099.6877 | 29734.8204
11 |  | 369.02 | UNDERGROUND SERVICE |  | 32594.6729 |  | 3057.002 | -6.8699 | -0.65395 | 143.191 |  | 35787.3421 | 32286.644
12 |  | 370.00 | METERS |  | 10499.252 |  | 3835.4224 | -2527.333 | -2073.1843 | 11422.771 |  | 21156.928 | 11011.33
13 |  | 373.00 | STREET LIGHTING & SIGNAL SYSTEMS |  | 58355.1652 |  | 7337.3715 | -1820.8264 | -188.0538 | 0 |  | 63683.6565 | 61032.4944
14
15 |  |  | TOTAL DISTRIBUTION PLANT |  | 595381.3673 |  | 58879.3074 | -18695.1259 | -3843.6031 | -2.1173 |  | 631719.8283 | 611808.0679
16
17 |  |  | GENERAL PLANT
18 |  | 390.00 | STRUCTURES & IMPROVEMENTS |  | 26958.3104 |  | 2559.4349 | -4236.5252 | -146.1328 | 1910.5884 |  | 27045.6757 | 25520.7386
19 |  | 391.01 | OFFICE FURNITURE & EQUIPMENT |  | 3604.607 |  | 727.0697 | -1562.5605 | 0 | 0 |  | 2769.1294 | 3392.7227
20 |  | 391.02 | COMPUTER EQUIPMENT |  | 30294.4347 |  | 4696.3403 | -22644.2026 | 0 | 0 |  | 12346.5724 | 12503.2481
21 |  | 392.01 | LIGHT TRUCKS |  | 2288.2851 |  | 572.6219 | -934.1307 | 63.6943 | -572.6085 |  | 1417.8621 | 2136.3779
22 |  | 392.03 | HEAVY TRUCKS |  | 6173.3268 |  | 857.9158 | -1644.8891 | 213.2303 | 899.421 |  | 6499.0048 | 5806.7644
23 |  | 392.04 | MEDIUM TRUCKS |  | 685.9254 |  | 56.698 | 0 | 20.655 | -350.4866 |  | 412.7918 | 615.7223
24 |  | 392.11 | LIGHT TRUCKS - ENERGY SUPPLY |  | 444.7577 |  | 98.3658 | -196.7522 | 10.641 | -26.75 |  | 330.2623 | 431.0551
25 |  | 392.13 | HEAVY TRUCKS - ENERGY SUPPLY |  | 399.724 |  | 36.8268 | 0 | 0 | -47.959 |  | 388.6386 | 402.1556
26 |  | 392.14 | MEDIUM TRUCKS - ENERGY SUPPLY |  | 53.8933 |  | 21.3621 | -99.933 | 3.78 | 98.4756 |  | 77.5781 | 79.3829
27 |  | 393.00 | STORES EQUIPMENT |  | 14.703 |  | -0.09045 | -14.6125 | 0 | 0 |  | 0 | 3.3281
28 |  | 394.00 | TOOLS, SHOP & GARAGE EQUIPMENT |  | 2709.9448 |  | 817.1983 | -600.934 | 0 | 0 |  | 2926.209 | 2898.271
29 |  | 395.00 | LABORATORY EQUIPMENT |  | 83.4144 |  | 4.3485 | -87.7629 | 0 | 0 |  | 0 | 25.8468
30 |  | 396.00 | POWER OPERATED EQUIPMENT |  | 124.486 |  | 17.9359 | -142.422 | 0 | 0 |  | 0 | 107.2578
31 |  | 397.00 | COMMUNICATION EQUIPMENT |  | 11369.2099 |  | 2566.6319 | -4452.5386 | 0 | 0 |  | 9482.9703 | 10880.2051
32 |  | 397.01 | ENERGY MANAGEMENT SYSTEM |  | 0 |  | 0 | 0 | 0 | 0 |  | 0 | 0
33 |  | 397.25 | COMMUNICATION EQUIPMENT- FIBER |  | 9884.8796 |  | 1353.0119 | -42.1647 | 0 | -2011.1 |  | 9184.6026 | 10293.1342
34 |  | 398.00 | MISCELLANEOUS EQUIPMENT |  | 91.4758 |  | 33.7537 | -39.678 | 0 | 0 |  | 85.5515 | 93.6929
35
36 |  |  | TOTAL GENERAL PLANT |  | 95181.3779 |  | 14419.425 | -36699.1059 | 165.8678 | -100.4191 |  | 72966.8485 | 75189.9037
37
38
39
40
41 | Totals may be affected due to rounding.
Supporting Schedules: B-10, B-11 | [11 empty] | Recap Schedules: B-3, B-6
SCHEDULE B-9 | [5 empty] | DEPRECIATION RESERVE BALANCES BY ACCOUNT AND SUB-ACCOUNT | [6 empty] | Page 27 of 27
FLORIDA PUBLIC SERVICE COMMISSION |  |  |  | EXPLANATION: | Provide the depreciation reserve balances for each account or sub-account to which an individual depreciation rate | [5 empty] | Type of data shown:
[5 empty] | is applied. (Include Amortization/Recovery schedule amounts). | [6 empty] | Projected Test Year Ended 12/31/2009
COMPANY: TAMPA ELECTRIC COMPANY | [11 empty] | Projected Prior Year Ended 12/31/2008
[11 empty] | XX | Historical Prior Year Ended 12/31/2007
DOCKET No. 080317-EI | [6 empty] | (Dollars in 000's) |  |  |  |  | Witness: J. S. Chronister
|  | (1) | (2) |  | (3) |  | (4) | (5) | (6) | (7) |  | (8) | (9)
|  | Account/ | Account/ |  | Accumulated |  | Total |  |  |  |  | Accumulated
Line |  | Sub-account | Sub-account |  | Depreciation |  | Depreciation |  | Net | Adjustments |  | Depreciation | 13-Month
No. |  | Number | Title |  | Beg. of Year |  | Accrued | Retirements | Salvage | or Transfers |  | End of Year | Average
1 |  | 108.04 | SEBRING ACQUISITION ADJUSTMENT |  | 3387 |  | -423 | 0 | 0 | 0 |  | 2964 | 3176
2
3 |  |  | TOTAL DEPRECIABLE PLT BALANCE |  | 1910018.2521 |  | 177239.5682 | -108479.0812 | -14551.8328 | 0 |  | 1964227.0099 | 1931423.0676
4
5 |  |  | NON-DEPRECIABLE PROPERTY
6 |  | 310.00 | LAND-PRODUCTION |  | 0 |  | 15 | -15 | 0 | 0 |  | 0 | -1.1538
7 |  | 340.00 | LAND-OTHER PRODUCTION |  | 0 |  | 0 | 0 | 0 | 0 |  | 0 | 0
8 |  | 350.00 | LAND-TRANSMISSION |  | 0 |  | 0 | 0 | 0 | 0 |  | 0 | 0
9 |  | 360.00 | LAND-DISTRIBUTION |  | 0 |  | 0 | 0 | 0 | 0 |  | 0 | 0
10 |  | 389.00 | LAND-GENERAL |  | 0 |  | 0 | 0 | 0 | 0 |  | 0 | 0
11
12 |  |  | TOTAL NON-DEPRECIABLES |  | 0 |  | 15 | -15 | 0 | 0 |  | 0 | -1.1538
13
14 |  |  | TOTAL DEPRECIABLE RESERVE BALANCE |  | 1910018.2521 |  | 177254.5682 | -108494.0812 | -14551.8328 | 0 |  | 1964227.0099 | 1931421.9138
15
16 |  |  | NUCLEAR DECOMMISSIONING |  | 0 |  | 0 | 0 | 0 | 0 |  | 0 | 0
17
18 |  |  | FOSSIL DISMANTLEMENT |  | 0 |  | 0 | 0 | 0 | 0 |  | 0 | 0
19
20 |  |  | MISCELLANEOUS INTANGIBLES
21 |  | 303.00 | SOFTWARE |  | 14601.5286 |  | 2771.9242 | -8904.6314 | 0 | 0 |  | 8468.8214 | 8477.4851
22
23 |  | 108.05 | ACCUMULATED DEPRECIATION - ARO |  | 520.3679 |  | 0 | 0 | 0 | 26.4517 |  | 546.8195 | 534.945
24
25 |  |  | TOTAL RESERVE BALANCE |  | 1925140.1486 |  | 180026.4924 | -117398.7126 | -14551.8328 | 26.4517 |  | 1973242.6509 | 1940434.3439
26
27 |  | Note:
28 |  | * If data shown represents a historical calendar year, the related annual status report may be substituted for this schedule.
29
30
31
32
33
34
35
36
37
38
39
40
41 | Totals may be affected due to rounding.
Supporting Schedules: B-10, B-11 | [11 empty] | Recap Schedules: B-3, B-6

## C-6
SCHEDULE C-6 |  |  |  |  | BUDGETED VERSUS ACTUAL OPERATING REVENUES AND EXPENSES | [9 empty] | Page 1 of 6
FLORIDA PUBLIC SERVICE COMMISSION |  |  | EXPLANATION: | If the test year is PROJECTED, provide the budgeted versus actual operating revenues and expenses by primary | [8 empty] | Type of data shown:
|  |  |  | account for a historical five year period and the forecasted data for the test year and the prior year. | [7 empty] | XX | Projected Test Year Ended 12/31/2009
COMPANY: TAMPA ELECTRIC COMPANY | [11 empty] | XX | Projected Prior Year Ended 12/31/2008
[12 empty] | XX | Historical Prior Year Ended 12/31/2007
DOCKET No. 080317-EI | [6 empty] | (Dollars in 000's) | [5 empty] | Witness: J. S. Chronister
| (1) | (2) | (3) | (4) | (5) | (6) | (7) | (8) | (9) | (10) | (11) | (12) |  | (13) | (14)
Line | Account | Account | 2003 |  | 2004 |  | 2005 |  | 2006 |  | 2007 |  |  | 2008 | 2009
No. | No. | Title | Budget | Actual | Budget | Actual | Budget | Actual | Budget | Actual | Budget | Actual |  | Budget | Budget
1
2
3 | 440-446 | RETAIL BILLED | 1443591 | 1506213 | 1670312 | 1630853 | 1684571 | 1654436 | 1963449 | 1895719 | 2100094 | 2041085.8276 |  | 2075497 | 2244504
4 | 447 | SALES FOR RESALE | 38493 | 41996.976 | 51531 | 41454.171 | 52176 | 50732.818 | 62524 | 71901.226 | 66456 | 70637.7225 |  | 66773 | 69095
5 | 449 | PROVISION FOR REFUNDS | 0 | 0 | 0 | 0 | 0 | 0 | 0 | 0 | 0 | 0 |  | 0 | 0
6 | 450 | FORFEITED DISCOUNTS | 0 | 0 | 0 | 0 | 0 | 0 | 0 | 0 | 0 | 0 |  | 0 | 0
7 | 451 | MISCELLANEOUS SERVICE REVENUES | 12864 | 12707 | 13131 | 11155 | 11857 | 11683 | 11986 | 12694 | 12592 | 12142.0159 |  | 12789 | 12785
8 | 454 | RENT FROM ELECTRIC PROPERTY | 11522 | 11368.3478 | 10923 | 12102.2735 | 10387 | 10826.3383 | 10301 | 10960.0917 | 10147 | 10904.7047 |  | 10098 | 10018
9 | 455 | INDEPARTMENTAL RENTS | 448 | 448.85 | 448 | 454.4746 | 400 | 400.3319 | 384 | 388.809 | 425 | 425.34 |  | 352 | 354
10 | 456 | OTHER ELECTRIC REVENUES | 19715 | 18755 | 11703 | 13927 | 19263 | 15144 | 14835 | 14999 | 13742 | 15521 |  | 14539 | 15270
11 | 456 | UNBILLED REVENUES | 3523 | 4544.08 | 1347 | -51.15 | 1333 | 1489.677 | 125 | -1309.307 | -1329 | -70.348 |  | 1762 | -1139
12 | 419.13 | INTEREST INCOME FROM AFFILIATE (GAS UTILITY) | 0 | 0 | 0 | 0 | 0 | 0 | 0 | 0 | 0 | 0 |  | 216 | 0
13 | 407.3 & 407.4 | DEFERRED CLAUSE REVENUES | -15195 | -10158.585 | -7872 | -22644.215 | -11860 | -77655.185 | 48558 | 34539.812 | -58011 | -53312 |  | -10586 | -42683
14 | 411.8 | SO2 ALLOWANCES | 0 | 0 | 0 | 0 | 0 | 79758 | 22600 | 45032 | 75182 | 91098 |  | 19202 | 13208
15 |  | OPERATING REVENUES | 1514961 | 1585874.6688 | 1751523 | 1687250.5541 | 1768127 | 1746814.9802 | 2134762 | 2084924.6317 | 2219298 | 2188432.2627 |  | 2190642 | 2321412
16
17
18
19
20
21
22
23
24
25
26
27
28
29
30
31
32
33
34
35
36
37
38
39 | Totals may be affected due to rounding.
Supporting Schedules: | [13 empty] | Recap Schedules: C-9, C-33, C-36
SCHEDULE C-6 |  |  |  |  | BUDGETED VERSUS ACTUAL OPERATING REVENUES AND EXPENSES | [9 empty] | Page 2 of 6
FLORIDA PUBLIC SERVICE COMMISSION |  |  | EXPLANATION: | If the test year is PROJECTED, provide the budgeted versus actual operating revenues and expenses by primary | [8 empty] | Type of data shown:
|  |  |  | account for a historical five year period and the forecasted data for the test year and the prior year. | [7 empty] | XX | Projected Test Year Ended 12/31/2009
COMPANY: TAMPA ELECTRIC COMPANY | [11 empty] | XX | Projected Prior Year Ended 12/31/2008
[12 empty] | XX | Historical Prior Year Ended 12/31/2007
DOCKET No. 080317-EI | [6 empty] | (Dollars in 000's) | [5 empty] | Witness: J. S. Chronister
| (1) | (2) | (3) | (4) | (5) | (6) | (7) | (8) | (9) | (10) | (11) | (12) |  | (13) | (14)
Line | Account | Account | 2003 |  | 2004 |  | 2005 |  | 2006 |  | 2007 |  |  | 2008 | 2009
No. | No. | Title | Budget | Actual | Budget | Actual | Budget | Actual | Budget | Actual | Budget | Actual |  | Budget | Budget
1 |  | STEAM POWER GENERATION
2
3 | 500 | OPR SUPV & ENG-STEAM POWER GENERATION | 6544.034 | 3669.7314 | 2845.642 | 1537.9353 | 4035.908 | 3124.4153 | 4301.497 | 3835.2995 | 4255.834 | 4183.1624 |  | 6075.162 | 6000.179
4 | 501 | FUEL STEAM POWER GENERATION | 296717.04 | 254223.0243 | 217901 | 214110.9941 | 211129 | 208355.338 | 247903 | 258148.3115 | 258128 | 240631.9671 |  | 261142.132 | 317769
5 | 502 | STEAM EXP STEAM POWER GENERATION | 17921.847 | 13278.931 | 13345.618 | 10526.1926 | 13180.887 | 13102.8247 | 13257.795 | 14893.3352 | 16112.824 | 14870.1802 |  | 17338.886 | 19540.818
6 | 503 | STEAM FROM OTHER SOURCES | 0 | -13.354 | 0 | 0.50061 | 0 | 3.8232 | 0 | -4.3117 | 0 | 0 |  | 0 | 0
7 | 505 | ELECTRIC EXPENSES STEAM POWER GENERATION | 1535.61 | 4040.2604 | 3182.574 | 2439.6106 | 3588.669 | 2504.0615 | 3530.22 | 2619.5772 | 4070.797 | 2792.3615 |  | 4222.41 | 4181.973
8 | 506 | MISC STEAM POW EXP-STEAM POWER GENERATION | 9932.811 | 10910.6755 | 9862.429 | 8533.4092 | 8589.834 | 6677.1333 | 7889.94 | 6933.7838 | 9359.482 | 9904.513 |  | 6323.07 | 6843.77
9 | 507 | RENTS STEAM POWER GENERATION | 0 | 0 | 0 | 0 | 0 | 0 | 0 | 0 | 0 | 0 |  | 0 | 0
10 | 508 | STEAM EMISSION ALLOWANCE | 0 | 0 | 0 | 0 | 0 | 0 | 0 | 0 | 0 | 0 |  | 0 | 0
11 | 509 | ALLOWANCE EXPENSE | -642.445 | -493.1444 | -223.568 | -7543.5294 | -217.994 | -120.3612 | -224.005 | -168.7196 | -131.528 | -119.6622 |  | -28.304 | -13.391
12 | 509.70 | LESS: RECOV. FUEL POLK-ALLOW EXPENSE | 14.312 | 13.8391 | 20.222 | 31.1982 | 19.551 | 17.206 | 17.807 | 13.037 | 12.535 | 9.694 |  | 2.738 | 1.364
13 |  | STEAM POWER GENERATION | 332023.209 | 285629.9634 | 246933.917 | 229636.3112 | 240325.855 | 233664.4408 | 276676.254 | 286270.3129 | 291807.944 | 272272.216 |  | 295076.094 | 354323.713
14
15 |  | STEAM POWER MAINTENANCE
16 | 510 | STEAM POWER MAINTENANCE | 1225.817 | 447.6122 | 109.055 | 416.9032 | 50.128 | 442.4237 | 105.433 | 445.1511 | 231.848 | 425.6162 |  | 679.357 | 309.114
17 | 511 | MAINT OF STRUCTURE STEAM POWER GENERATION | 4520.639 | 7753.1601 | 3793.418 | 6247.2575 | 5297.431 | 2976.9875 | 6159.519 | 5673.6569 | 4272.492 | 5216.1141 |  | 5595.319 | 12831.711
18 | 512 | MAINT OF BOILER PLT STEAM POWER GEN | 30657.9238 | 40580.4714 | 27659.789 | 35102.2258 | 27065.283 | 33826.9519 | 33694.526 | 37551.3147 | 36089.776 | 36807.2445 |  | 35496.364 | 45822.394
19 | 513 | MAINT OF ELECT PLANT STEAM POWER GEN | 5322.597 | 7270.6766 | 6814.187 | 4507.8747 | 6675.896 | 7218.6917 | 7818.986 | 8484.0002 | 7069.437 | 8158.773 |  | 6766.189 | 10496.625
20 | 514 | MAINT OF MISC STEAM PLANT STEAM POWER GEN | 1666.273 | 1663.4313 | 687.306 | 1800.5939 | 2097.703 | 1608.9096 | 2149.581 | 2212.1387 | 2248.299 | 1700.2989 |  | 2928.205 | 2431.623
21 |  | STEAM POWER MAINTENANCE | 43393.2498 | 57715.3515 | 39063.755 | 48074.8551 | 41186.441 | 46073.9644 | 49928.045 | 54366.2616 | 49911.852 | 52308.0467 |  | 51465.434 | 71891.467
22
23 |  | OTHER POWER GENERATION
24 | 509.7 | RECOV. FUEL POLK-ALLOW EXPENSE | -14.312 | -13.8391 | -20.222 | -31.1982 | -19.551 | -17.206 | -17.807 | -13.037 | -12.535 | -9.694 |  | -2.738 | -1.364
25 | 546 | OP SUPV & ENG-OTHER POWER GENERATION | 2475.441 | 2223.4859 | 6008.325 | 2140.5545 | 3876.039 | 3825.2764 | 2951.671 | 4136.2357 | 2731.951 | 4069.321 |  | 3274.579 | 3439.138
26 | 547 | FUEL-OTHER POWER GENERATION | 176206.354 | 220073.128 | 433811 | 394815.4943 | 443943 | 569813.155 | 514227 | 560988.4419 | 633184 | 616855.6596 |  | 658741.954 | 616578
27 | 548 | GENERATION EXPENSES OTHER POWER GEN | 6958.737 | 6952.8741 | 10394.959 | 10756.0531 | 13301.989 | 11282.7435 | 12035.176 | 12089.4809 | 11686.825 | 12220.4376 |  | 11043.657 | 12358.295
28 | 549 | MISC OTHER PWR GEN EXP-OTHER POWER GEN | 3432.621 | 3488.7457 | 4234.245 | 4881.3498 | 3742.073 | 3218.6012 | 7396.153 | 3765.8463 | 7244.418 | 3842.2663 |  | 6721.122 | 7022.51
29 | 550 | RENTS-OTHER POWER GENERATION | 0 | 0.8955 | 0 | 0.471 | 0 | 0 | 0 | 0 | 0 | 0 |  | 0 | 0
30 |  | OTHER POWER GENERATION | 189058.841 | 232725.29 | 454428.307 | 412562.7244 | 464843.55 | 588122.5701 | 536592.193 | 580966.9679 | 654834.659 | 636977.9905 |  | 679778.574 | 639396.579
31
32 |  | OTHER POWER MAINTENANCE
33
34 | 551 | MAINT SUPV & ENG-OTHER POWER SUPPLY EXP | 888.756 | 698.1009 | 913.21 | 706.1049 | 944.37 | 825.5038 | 1122.406 | 834.1895 | 1196.071 | 833.5491 |  | 1459.788 | 1546.818
35 | 552 | SYS CONTR & LOAD DISPATCH-OTH POW SUP | 6958.198 | 8159.1529 | 7091.328 | 8051.3585 | 7475.963 | 7991.241 | 8344.526 | 8389.4581 | 8304.459 | 8044.9458 |  | 8278.582 | 9701.565
36 | 553 | MAINT GEN & ELEC PLT-OTHER POWER GEN | 6572.22 | 4492.383 | 4843.408 | 8895.3532 | 8979.291 | 8833.5211 | 9763.997 | 9973.1133 | 10959.089 | 10740.6539 |  | 14007.325 | 12896.801
37 | 554 | MAINT MISC OTHER PWR GEN-OTHER POW GEN | 225.795 | 185.3473 | 250.062 | 599.655 | 409.43 | 277.8632 | 137.464 | 386.2249 | 163.057 | 430.2644 |  | 277.998 | 444.9
38 |  | OTHER POWER MAINTENANCE | 14644.969 | 13534.984 | 13098.008 | 18252.4716 | 17809.054 | 17928.1291 | 19368.393 | 19582.9857 | 20622.676 | 20049.4132 |  | 24023.693 | 24590.084
39 | Totals may be affected due to rounding.
Supporting Schedules: | [13 empty] | Recap Schedules: C-9, C-33, C-36
SCHEDULE C-6 |  |  |  |  | BUDGETED VERSUS ACTUAL OPERATING REVENUES AND EXPENSES | [9 empty] | Page 3 of 6
FLORIDA PUBLIC SERVICE COMMISSION |  |  | EXPLANATION: | If the test year is PROJECTED, provide the budgeted versus actual operating revenues and expenses by primary | [8 empty] | Type of data shown:
|  |  |  | account for a historical five year period and the forecasted data for the test year and the prior year. | [7 empty] | XX | Projected Test Year Ended 12/31/2009
COMPANY: TAMPA ELECTRIC COMPANY | [11 empty] | XX | Projected Prior Year Ended 12/31/2008
[12 empty] | XX | Historical Prior Year Ended 12/31/2007
DOCKET No. 080317-EI | [6 empty] | (Dollars in 000's) | [5 empty] | Witness: J. S. Chronister
| (1) | (2) | (3) | (4) | (5) | (6) | (7) | (8) | (9) | (10) | (11) | (12) |  | (13) | (14)
Line | Account | Account | 2003 |  | 2004 |  | 2005 |  | 2006 |  | 2007 |  |  | 2008 | 2009
No. | No. | Title | Budget | Actual | Budget | Actual | Budget | Actual | Budget | Actual | Budget | Actual |  | Budget | Budget
1
2
3 |  | OTHER POWER SUPPLY
4
5 | 555 | PUR POWER-OTHER POWER SUPPLY EXP | 151568.883 | 234928.6829 | 104418.6 | 172343.5484 | 162389.3 | 269718.6546 | 272102.2 | 221273.6423 | 240593.597 | 271936.7848 |  | 306044.784 | 275617.296
6 | 556 | SYS CONTR & LOAD DISPATCH-OTH POW SUP | 1368.451 | 1178.5515 | 1215.176 | 1250.8236 | 1081.051 | 1294.761 | 1307.595 | 1413.4747 | 1424.345 | 1291.5372 |  | 1698.079 | 1673.721
7 | 557 | OTHER EXP OTHER POWER SUPPLY EXP | 2697.355 | 2671.8938 | 2704.488 | 2702.8357 | 0 | 0 | 0 | 0 | 0 |  |  | 0 | 0
8 |  | OTHER POWER SUPPLY | 155634.689 | 238779.1282 | 108338.264 | 176297.2078 | 163470.351 | 271013.4156 | 273409.795 | 222687.117 | 242017.942 | 273228.322 |  | 307742.863 | 277291.017
9
10 |  | TRANSMISSION EXPENSES OPERATING
11
12 | 560 | OPER SUPERV & ENG-TRANSMISSION | 1130.884 | 894.4338 | 783.526 | 675.4292 | 698.078 | 720.5652 | 667.779 | 642.8239 | 119.05 | 618.5867 |  | 576.988 | 694.492
13 | 561 | LOAD DISPATCHING-TRANSMISSION | 865.13 | 836.2332 | 588.487 | 542.2093 | 661.079 | 475.1055 | 704.982 | 796.7909 | 1167.344 | 1726.1601 |  | 1028.279 | 2085.72
14 | 562 | STATION EXPENSES-TRANSMISSION | 492.247 | 491.1974 | 488.172 | 384.0256 | 569.797 | 490.1055 | 692.967 | 530.9893 | 707.301 | 451.8398 |  | 719.244 | 924.813
15 | 563 | OVERHEAD LINE EXPENSES-TRANSMISSION | 310.752 | 311.4466 | 227.239 | 336.4063 | 363.798 | 338.6885 | 417.246 | 352.1835 | 0 | 60.2269 |  | 0 | 0
16 | 564 | UNDERGROUND LINE EXPENSES-TRANS | 0 | 0 | 0 | 0 | 0 | 0 | 0 | 0 | 0 | 0.17655 |  | 0 | 0
17 | 565 | TRANSMISSION OF ELECTRICITY BY OTHERS | 311.545 | 308.987 | 312 | 293.478 | 300 | 305.408 | 312 | 303.022 | 323.904 | 298.25 |  | 308.592 | 372
18 | 566 | MISCELLANEOUS EXPENSES-TRANSMISSION | 1695.548 | 2284.6491 | 1351.956 | 1523.8336 | 1985.245 | 1900.6127 | 2167.223 | 1838.8721 | 2589.059 | 1960.8185 |  | 1972.611 | 2012.824
19 | 567 | RENTS TRANSMISSION | 0.347 | 30.5397 | 0 | 22.371 | 25 | 9.441 | 31.777 | 32.0975 | 35.002 | 42.2732 |  | 28.06 | 28.652
20 |  | TRANSMISSION EXPENSES OPERATING | 4806.453 | 5157.4869 | 3751.38 | 3777.7529 | 4602.997 | 4239.9264 | 4993.974 | 4496.7792 | 4941.66 | 5158.3317 |  | 4633.774 | 6118.501
21
22 |  | TRANSMISSION EXPENSES MAINTENANCE
23
24 | 568 | MAINT SUPERVISION AND ENGIN-TRANS | 0 | 0 | 0 | 0 | 0 | 0 | 0 | 0 | 0 | 0 |  | 0 | 0
25 | 569 | MAINT OF STRUCTURES-TRANSMISSION | 0 | 0 | 0 | 0.04181 | 0 | 0 | 0 | 2270.4389 | 2582.551 | 2588.4635 |  | 2745.684 | 2812.925
26 | 570 | MAINT OF STATION EQUIPMENT-TRANS | 1274.844 | 1456.0216 | 1298.113 | 1445.7393 | 877.27 | 1491.5973 | 1935.368 | 1847.9129 | 1298.476 | 1797.1159 |  | 1215.706 | 1600.433
27 | 571 | MAINT OF OVERHEAD LINES-TRANSMISSION | 1200.956 | 876.8325 | 2282.239 | 1324.3317 | 2284.545 | 1256.3655 | 2530.232 | 2406.9477 | 2605.476 | 2045.9491 |  | 2624.174 | 2895.045
28 | 572 | MAINT OF UNDERGROUND LINES-TRANS | 0.324 | 0 | 0 | 0 | 0 | 0 | 0 | 0 | 0 | 1.1075 |  | 0 | 0
29 | 573 | MAINT OF MISC PLANT-TRANSMISSION | 0 | 0 | 0 | 0 | 0 | 0 | 0 | 0 | 258.083 | 178.8801 |  | 359.845 | 577.368
30 |  | TRANSMISSION EXPENSES MAINTENANCE | 2476.124 | 2332.8541 | 3580.352 | 2770.071 | 3161.815 | 2747.9627 | 4465.6 | 6525.2996 | 6744.586 | 6611.5161 |  | 6945.409 | 7885.771
31
32
33
34
35
36
37
38
39 | Totals may be affected due to rounding.
Supporting Schedules: | [13 empty] | Recap Schedules: C-9, C-33, C-36
SCHEDULE C-6 |  |  |  |  | BUDGETED VERSUS ACTUAL OPERATING REVENUES AND EXPENSES | [9 empty] | Page 4 of 6
FLORIDA PUBLIC SERVICE COMMISSION |  |  | EXPLANATION: | If the test year is PROJECTED, provide the budgeted versus actual operating revenues and expenses by primary | [8 empty] | Type of data shown:
|  |  |  | account for a historical five year period and the forecasted data for the test year and the prior year. | [7 empty] | XX | Projected Test Year Ended 12/31/2009
COMPANY: TAMPA ELECTRIC COMPANY | [11 empty] | XX | Projected Prior Year Ended 12/31/2008
[12 empty] | XX | Historical Prior Year Ended 12/31/2007
DOCKET No. 080317-EI | [6 empty] | (Dollars in 000's) | [5 empty] | Witness: J. S. Chronister
| (1) | (2) | (3) | (4) | (5) | (6) | (7) | (8) | (9) | (10) | (11) | (12) |  | (13) | (14)
Line | Account | Account | 2003 |  | 2004 |  | 2005 |  | 2006 |  | 2007 |  |  | 2008 | 2009
No. | No. | Title | Budget | Actual | Budget | Actual | Budget | Actual | Budget | Actual | Budget | Actual |  | Budget | Budget
1
2
3 |  | DISTRIBUTION EXPENSES OPERATING
4
5 | 580 | OPERATION SUPERV AND ENGING DIST | 2105.755 | 1255.4811 | 1439.352 | 1117.2098 | 1598.211 | 1245.3502 | 1535.313 | 1111.4001 | 645.128 | 1037.8908 |  | 626.226 | 775.53
6 | 581 | LOAD DISPATCHING DISTRIBUTION | 0 | 0 | 0 | 0 | 0 | 0 | 0 | 0 | 0 | 0 |  | 0 | 0
7 | 582 | STATON EXPENSES-DISTRIBUTION | 400.202 | 615.6408 | 481.261 | 515.634 | 809.02 | 584.9101 | 651.08 | 630.5681 | 664.715 | 624.0871 |  | 876.622 | 1013.483
8 | 583 | OVERHEAD LINE EXPENSES DISTRIBUTION | 836.592 | 407.6437 | 536.388 | 544.2998 | 487.517 | 565.836 | 506.35 | 817.1231 | 156.139 | 318.7782 |  | 114.783 | 119.524
9 | 584 | UNDERGROUND LINE EXPENSES-DIST | 410.036 | 49.8717 | 106.029 | 38.606 | 2.381 | 3.5809 | 0 | 4.5435 | 2.28 | 3.4308 |  | 15.488 | 16.104
10 | 585 | ST LIGHTING AND SIGNAL SYST EXP-DIST | 36.686 | 389.1921 | 30.864 | 441.7589 | 762.311 | 205.341 | 169.212 | 284.4492 | 306.924 | 278.1362 |  | 368.627 | 379.828
11 | 586 | METER EXPENSES-DISTRIBUTION | 3441.931 | 4186.1908 | 2531.054 | 2530.6941 | 1929.332 | 1954.3054 | 3000.937 | 1632.1802 | 3493.734 | 59.3124 |  | 2569.413 | 4043.13
12 | 587 | CUSTOMER INSTALLATIONS EXP-DIST | 1500.893 | 1743.5311 | 2904.567 | 2962.9239 | 3490.876 | 3803.338 | 4366.426 | 4588.623 | 4939.903 | 4764.5262 |  | 4006.777 | 4257.999
13 | 588 | MISCELLANEOUS EXPENSES-DIST | 9795.874 | 14188.1776 | 17209.975 | 13073.5395 | 10902.098 | 11638.2325 | 12189.117 | 11755.1187 | 12759.452 | 12832.8615 |  | 13414.498 | 13564.191
14 | 589 | RENTS-DISTRIBUTION | 29.143 | 30.4141 | 48.028 | 23.806 | 61.07 | 495.0397 | 528.115 | 513.5577 | 516.663 | 514.9817 |  | 518.273 | 529.159
15 |  | DISTRIBUTION EXPENSES OPERATING | 18557.112 | 22866.143 | 25287.518 | 21248.4721 | 20042.816 | 20495.9338 | 22946.55 | 21337.5637 | 23484.938 | 20434.0049 |  | 22510.707 | 24698.948
16
17 |  | DISTRIBUTION EXPENSES MAINTENANCE
18
19 | 590 | MAINT SUPERVISION & ENGINEERING-DIST | 660.549 | 1002.7265 | 731.515 | 287.9409 | 576.142 | 177.4625 | 154.147 | 119.1719 | 135.945 | 81.5255 |  | 77.92 | 81.09
20 | 591 | MAINT OF STRUCTURES-DIST | 0 | -0.13179 | 0 | 2.7111 | 0 | 20.0658 | 0 | 3.9644 | 0 | 0 |  | 0 | 0
21 | 592 | MAINT STATION EQUIPMENT-DIST | 956.493 | 1208.4657 | 947.737 | 1005.8363 | 732.979 | 1146.3837 | 1799.343 | 2070.2677 | 1846.105 | 2067.5963 |  | 2162.922 | 2588.403
22 | 593 | MAINT OF OVERHEAD LINES-DIST | 6956.289 | 6600.9168 | 7970.969 | 7774.5013 | 7983.617 | 10303.2237 | 16520.937 | 15595.6832 | 17486.468 | 18286.9474 |  | 18160.393 | 24689.171
23 | 594 | MAINT OF UNDERGROUND LINES-DIST | 1447.443 | 1591.5218 | 628.262 | 1398.18 | 1382.082 | 2556.7685 | 3052.445 | 3257.9997 | 3122.965 | 3472.2163 |  | 3460.004 | 3660.39
24 | 595 | MAINT OF LINE TRANSFORMERS-DIST | 316.35 | 371.8592 | 650.893 | 504.0171 | 540.962 | 509.897 | 478.104 | 435.6788 | 351.81 | 384.5144 |  | 381.653 | 398.744
25 | 596 | MAINT ST LIGHTNING & SIGNAL SYST-DISTRIB | 884.347 | 3905.5821 | 2440.183 | 3196.9927 | 3177.448 | 2709.0487 | 2601.332 | 2066.6628 | 2347.127 | 2055.0121 |  | 2302.217 | 2406.418
26 | 597 | MAINT OF METERS-DISTRIBUTION | 435.134 | 342.795 | 328.725 | 320.7711 | 239.998 | 270.0678 | 284.233 | 317.5755 | -187.574 | 498.4877 |  | 555.166 | 604.042
27 | 598 | MAINT OF MISC PLANT-DISTRIBUTION | 0 | 0 | 0 | 0 | 0 | 0 | 0 | 0 | 0 | 0 |  | 0 | 0
28 |  | DISTRIBUTION EXPENES MAINTENANCE | 11656.605 | 15023.7353 | 13698.284 | 14490.9506 | 14633.228 | 17692.9178 | 24890.541 | 23867.0038 | 25102.846 | 26846.2997 |  | 27100.275 | 34428.258
29
30 |  | CUSTOMER ACCOUNTS EXPENSES
31
32 | 901 | SUPERVISION-CUSTOMER ACCOUNTS | 6117.661 | 5833.1582 | 47.672 | 3872.8756 | 4540.212 | 4539.8304 | 5903.172 | 5897.2027 | 5956.128 | 5899.596 |  | 5831.028 | 5459.051
33 | 902 | METER READING EXP-CUSTOMER ACCTS | 3577.444 | 3130.4552 | 2822.937 | 3097.5569 | 3055.427 | 3410.0659 | 3174.832 | 3516.0719 | 2841.083 | 3341.2228 |  | 2833.161 | 3124.306
34 | 903 | RECORDS & COLLECTION EXP-CUST ACCTS | 15856.731 | 14991.986 | 13513.391 | 12306.5789 | 12892.694 | 12743.6693 | 13802.059 | 13368.4317 | 14348.139 | 14237.1676 |  | 16313.334 | 17821.552
35 | 904 | UNCOLLECTIBLE ACCOUNTS-CUST ACCTS | 3041.962 | 3295.571 | 3402.371 | 3261.275 | 3345.213 | 4760.539 | 4231.801 | 4812.43 | 4850.124 | 5527.2132 |  | 5103.701 | 7970.97
36 | 905 | MISC EXPENSES-CUSTOMER ACCTS | 0 | 0 | 0 | 0 | 0 | 0 | 0 | 0 | 0 | 0 |  | 0 | 0
37 |  | CUSTOMER ACCOUNTS EXPENSES | 28593.798 | 27251.1704 | 19786.371 | 22538.2864 | 23833.546 | 25454.1046 | 27111.864 | 27594.1363 | 27995.474 | 29005.1996 |  | 30081.224 | 34375.879
38
39 | Totals may be affected due to rounding.
Supporting Schedules: | [13 empty] | Recap Schedules: C-9, C-33, C-36
SCHEDULE C-6 |  |  |  |  | BUDGETED VERSUS ACTUAL OPERATING REVENUES AND EXPENSES | [9 empty] | Page 5 of 6
FLORIDA PUBLIC SERVICE COMMISSION |  |  | EXPLANATION: | If the test year is PROJECTED, provide the budgeted versus actual operating revenues and expenses by primary | [8 empty] | Type of data shown:
|  |  |  | account for a historical five year period and the forecasted data for the test year and the prior year. | [7 empty] | XX | Projected Test Year Ended 12/31/2009
COMPANY: TAMPA ELECTRIC COMPANY | [11 empty] | XX | Projected Prior Year Ended 12/31/2008
[12 empty] | XX | Historical Prior Year Ended 12/31/2007
DOCKET No. 080317-EI | [6 empty] | (Dollars in 000's) | [5 empty] | Witness: J. S. Chronister
| (1) | (2) | (3) | (4) | (5) | (6) | (7) | (8) | (9) | (10) | (11) | (12) |  | (13) | (14)
Line | Account | Account | 2003 |  | 2004 |  | 2005 |  | 2006 |  | 2007 |  |  | 2008 | 2009
No. | No. | Title | Budget | Actual | Budget | Actual | Budget | Actual | Budget | Actual | Budget | Actual |  | Budget | Budget
1 |  | CUSTOMER SERVICE & INFORMATION EXPENSES
2
3 | 908 | ASSISTANCES EXP-CUSTMR SERV & INFO | 19175.025 | 18601.7922 | 18954.924 | 17272.2571 | 17878.591 | 16833.1715 | 15743.448 | 15076.1385 | 14777.931 | 13943.7908 |  | 16315.713 | 18091.26
4 | 909 | INFO & INSTRCTL ADVTG CUST SERV & INFO | 643.628 | 677.3693 | 808.3 | 598.7898 | 631.8 | 694.9699 | 606.8 | 664.9591 | 80 | 504.2518 |  | 898.26 | 897.16
5 | 910 | MISC EXP-CUSTOMER SERVICE & INFO | 0 | 0 | 0 | 0 | 0 | 0 | 0 | 0 | 0 | 0 |  | 0 | 0
6 |  | CUST SERVICE & INFORMATION EXP | 19818.653 | 19279.1615 | 19763.224 | 17871.0469 | 18510.391 | 17528.1414 | 16350.248 | 15741.0976 | 14857.931 | 14448.0426 |  | 17213.973 | 18988.42
7
8 |  | SALES EXPENSES
9
10 | 911 | SUPERVISION-SALES | 0 | 0 | 0 | 0 | 0 | 0 | 0 | 0 | 0 | 0 |  | 0 | 0
11 | 912 | DEMONSTRATING & SELLING EXP-SALES | 1831.275 | 1593.5642 | 1398.285 | 1417.4345 | 732.294 | 1198.9946 | 486.914 | 1126.0281 | 654.675 | 1654.7147 |  | 2044.019 | 2221.614
12 | 913 | ADVERTISING EXPENSE | 46.953 | 36.8681 | 81.128 | 46.5484 | 87.269 | 49.4882 | 3.895 | 17.4885 | 3.67 | 4.3054 |  | 3.836 | 4.055
13 | 916 | MISCELLANEOUS EXPENSES-SALES | 86.208 | 78.6769 | 0 | 69.2683 | 90 | 55.7848 | 0 | 78.5066 | 0 | 164.064 |  | 149.206 | 282.688
14 |  | SALES EXPENSES | 1964.436 | 1709.1092 | 1479.413 | 1533.2511 | 909.563 | 1304.2676 | 490.809 | 1222.0232 | 658.345 | 1823.0842 |  | 2197.061 | 2508.357
15
16 |  | ADMINISTRATIVE & GENERAL OPERATING
17
18 | 920 | SALARIES-ADMINISTRATIVE & GENERAL | 16129.915 | 6443.1076 | 14168.103 | 12136.8297 | 13734.627 | 16875.4727 | 15226.854 | 15500.0809 | 16877.965 | 16869.6004 |  | 16611.66 | 17647.578
19 | 921 | OFFICE SUPPL AND EXP-ADMIN & GENERAL | 26737.477 | 6935.2746 | 15847.57 | 6978.663 | 8951.178 | 7469.7338 | 10815.831 | 7538.034 | 11115.042 | 8066.5962 |  | 12824.996 | 11180.671
20 | 922 | EXPENSES TRANSFERRED-CR-ADMIN & GENERAL | -2296.566 | -1007.6625 | -2148.542 | -1600.6926 | -1537.042 | -2190.5897 | -1686.88 | -2330.0332 | -1541.204 | -2134.9472 |  | -1033.492 | -1214.009
21 | 923 | OUTSIDE SERVICES EMPLOYED-ADMIN & GENERAL | 799.978 | 4320.8064 | 788.188 | 2216.9587 | 1691.901 | 1443.2773 | 2410.974 | 2377.3363 | 1929.481 | 2055.1466 |  | 1943.412 | 2124.328
22 | 924 | PROPERTY INSURANCE-ADMIN & GENERAL | 7266.373 | 7107.0732 | 7951.589 | 7103.5438 | 7568.982 | 8044.9296 | 9698.664 | 13377.3021 | 13099.083 | 13492.7546 |  | 13685.539 | 15126.122
23 | 925 | INJURIES AND DAMAGES-ADMIN & GENERAL | 3533.556 | 9985.423 | 7682.448 | 12648.9359 | 9195.993 | 11407.8103 | 9333.336 | 9525.9725 | 8555.61 | 6289.4438 |  | 7909.666 | 7733.499
24 | 926 | EMPLY PENSION AND BENEFITS-ADMIN & GENERAL | 29213.96 | 38606.9848 | 44542.31 | 34890.0739 | 36018.566 | 37413.1968 | 41132.909 | 43496.1342 | 44611.181 | 44006.0663 |  | 43973.262 | 44030.377
25 | 928 | REGULATORY COMMISION EXP ADMIN & GENERAL | 1873.888 | 2137.1849 | 2161.16 | 2607.181 | 2104.883 | 2035.8761 | 2171.928 | 2569.8729 | 2306.39 | 2336.1351 |  | 2340.808 | 2221.906
26 | 929 | DUPLICATED CHARGES-CREDIT ADMIN & GENERAL | -7655.667 | -7688.6143 | -15939.051 | -11662.182 | -9243.061 | -11060.3921 | -9686.353 | -9627.0707 | -9769.203 | -10330.1801 |  | -8871.183 | -9816.869
27 | 930 | MISCELLANEOUS GENERAL EXPENSES | 12583.159 | 11940.9183 | 12481.121 | 15739.1 | 18623.695 | 18166.7175 | 24063.46 | 20701.2391 | 25018.61 | 22219.3366 |  | 25966.948 | 25481.329
28 | 931 | RENTS ADMIN & GENERAL | 2239.047 | 2107.6375 | 2267.427 | 2236.6121 | 2028.54 | -1530.5667 | 1043.258 | 1029.6266 | 1053.631 | 1051.3131 |  | 1055.907 | 1056
29 |  | ADMINISTRATIVE & GENERAL OPERATING | 90425.12 | 80888.1337 | 89802.323 | 83295.0236 | 89138.262 | 88075.4657 | 104523.981 | 104155 | 113256.586 | 103921.2654 |  | 116407.523 | 115570.932
30
31 |  | ADMINISTRATIVE & GENERAL MAINTENANCE
32
33 | 932 | MAINTENANCE OF GENERAL PLANT | 2551.9 | 2235.5768 | 1633.415 | 3594.4771 | 4114.403 | 3641.608 | 4111.954 | 3341.8462 | 3543.802 | 3514.228 |  | 4153.026 | 4700.129
34 |  | ADMINISTRATIVE & GENERAL MAINTENANCE | 2551.9 | 2235.5768 | 1633.415 | 3594.4771 | 4114.403 | 3641.608 | 4111.954 | 3341.8462 | 3543.802 | 3514.228 |  | 4153.026 | 4700.129
35
36 |  | TOTAL O & M EXCLUDING DEF EXPENSE | 915605.1588 | 1005128.0879 | 1040644.531 | 1055942.9018 | 1106582.272 | 1337982.8481 | 1365860.201 | 1372154.3946 | 1479781.241 | 1466597.9604 |  | 1589329.63 | 1616768.055
37
38
39 | Totals may be affected due to rounding.
Supporting Schedules: | [13 empty] | Recap Schedules: C-9, C-33, C-36
SCHEDULE C-6 |  |  |  |  | BUDGETED VERSUS ACTUAL OPERATING REVENUES AND EXPENSES | [9 empty] | Page 6 of 6
FLORIDA PUBLIC SERVICE COMMISSION |  |  | EXPLANATION: | If the test year is PROJECTED, provide the budgeted versus actual operating revenues and expenses by primary | [8 empty] | Type of data shown:
|  |  |  | account for a historical five year period and the forecasted data for the test year and the prior year. | [7 empty] | XX | Projected Test Year Ended 12/31/2009
COMPANY: TAMPA ELECTRIC COMPANY | [11 empty] | XX | Projected Prior Year Ended 12/31/2008
[12 empty] | XX | Historical Prior Year Ended 12/31/2007
DOCKET No. 080317-EI | [6 empty] | (Dollars in 000's) | [5 empty] | Witness: J. S. Chronister
| (1) | (2) | (3) | (4) | (5) | (6) | (7) | (8) | (9) | (10) | (11) | (12) |  | (13) | (14)
Line | Account | Account | 2003 |  | 2004 |  | 2005 |  | 2006 |  | 2007 |  |  | 2008 | 2009
No. | No. | Title | Budget | Actual | Budget | Actual | Budget | Actual | Budget | Actual | Budget | Actual |  | Budget | Budget
1
2 | 407.30 & 40 | DEF RETAIL FUEL EXPENSE | -21426.603 | -29496.279 | 59356 | 14986.98 | 287 | -228077.194 | 123853 | 85316.27 | 119539 | 113660.227 |  | -72235 | 38406
3 | 407.32 & 42 | DEF CAPACITY EXPENSE | -2535.964 | -3292.289 | 132 | -4600.168 | 4178 | 3435.071 | -1633 | -3734.565 | -3796 | -22954.821 |  | 6780 | 14311
4 | 407.34 & 44 | DEF WHSL FUEL EXPENSE | -629.374 | -340.436 | 340 | -1523.577 | 900 | -6630.195 | 5195 | 6289.494 | 1913 | -210.444 |  | -2651 | 1087
5 | 407.36 & 46 | DEF ENVIR EXPENSE | -8.169 | -114.797 | -1038 | -1731.684 | -922 | -1652.5112 | -4102 | -3130.869 | -45747 | -19112.624 |  | -9080 | -1860
6 | 407.38 & 48 | DEF CONSERVATION EXPENSE | 0 | 0 | 0 | 0 | 0 | 0 | 0 | -744.862 | -518 | -741.101 |  | -563 | -584
7 | TOTAL DEF CLAUSE EXPENSE |  | -24600.11 | -33243.801 | 58790 | 7131.551 | 4443 | -232924.8292 | 123313 | 83995.468 | 71391 | 70641.237 |  | -77749 | 51360
8
9 | TOTAL O & M INCLUDING DEF EXPENSE |  | 891005.0488 | 971884.2869 | 1099434.531 | 1063074.4528 | 1111025.272 | 1105058.0188 | 1489173.201 | 1456149.8626 | 1551172.241 | 1537239.1974 |  | 1511580.63 | 1668128.055
10 |  | variance from O&M - SR | 7.0488 | -0.97509 | -2.469 | -0.30517 | 16.272 | -0.48116 | 13.201 | -8.5194 | 18.241 | -0.00057
11 | 403 | DEPRECIATION | 208283 | 203612.0219 | 176447 | 174135.2498 | 180950 | 180593.4043 | 183362 | 181502.2655 | 185501 | 176028.3526 |  | 184061 | 199028
12 | 404 | AMORTIZATION EXPENSE | 7053 | 6879.6474 | 6836 | 6930.0872 | 6729 | 6688.5165 | 5911 | 4971.0621 | 4193 | 2771.9242 |  | 3247 | 5471
13 | 406 | MISC AMORTIZATION | -374 | -232.475 | -229 | -214.0718 | -229 | -214.0717 | -211 | -214.0717 | -211 | -214.0718 |  | -211 | -186
14 |  | DEPRECIATION & AMORTIZATION | 214962 | 210259.1942 | 183054 | 180851.2652 | 187450 | 187067.8491 | 189062 | 186259.2558 | 189483 | 178586.205 |  | 187097 | 204313
15
16 | 408 | TAXES OTHER THAN INCOME TAX | 112042 | 112704.6855 | 128216 | 120876.094 | 128939 | 125895.903 | 143045 | 138179.3479 | 148852 | 140462.2551 |  | 146261 | 154990
17 | 40820 | TAXES OTHER THAN INC TAX BTL | -72 | -72 | -72 | -92.4 | -96 | -96 | -92 | -92 | -96 | -96 |  | -96 | -96
18 |  | TAXES OTHER THAN INCOME TAX | 111970 | 112632.6855 | 128144 | 120783.694 | 128843 | 125799.903 | 142953 | 138087.3479 | 148756 | 140366.2551 |  | 146165 | 154894
19
20 | 41160 | GAIN-PRO HELD FOR FUTURE USE | -108 | -164.2037 | -251 | -251.6745 | -240 | -557.971 | -469 | -1081.8819 | -1056 | -1053.0473 |  | -1001 | -900
21 | 41170 | LOSS-PROP HELD FOR FUTURE USE | 0 | 0.43993 | 0 | 2.7969 | 0 | 0 | 0 | 0 | 0 | 0 |  | 0 | 0
22 | 42110 | GAIN NON UTIL & UTIL EXCL PHFFU | -199 | -343.7194 | -332 | -343.3079 | -324 | -812.5299 | -921 | -995.1641 | -933 | -837.577 |  | -742 | -693
23 | 42120 | LOSS-UTL PROP EXCL PHFFU | 359 | 359.0503 | 0 | 21.5432 | 0 | 32.16 | 0 | 0 | 0 | 0 |  | 0 | 0
24 |  | (GAIN)/LOSS ON DISP OF UTIL PLANT | 52 | -148.4329 | -583 | -570.6422 | -564 | -1338.3409 | -1390 | -2077.0461 | -1989 | -1890.6243 |  | -1743 | -1593
25
26 | 40910 | INCOME TAXES CURRENT | 87498 | 105071.771 | 85463 | 37860.863 | 106910 | 20619.692 | 126017 | 97458.788 | 139343 | 131066.396 |  | 42113 | 87280
27 |  | INCOME TAXES CURRENT | 87498 | 105071.771 | 85463 | 37860.863 | 106910 | 20619.692 | 126017 | 97458.788 | 139343 | 131066.396 |  | 42113 | 87280
28
29 | 410 & 41110 | DEFERRED INCOME TAXES | -5874 | -21805.616 | 8921 | 47966.047 | -11390 | 71392.456 | -45562 | -16742.001 | -56161 | -44861.894 |  | 48501 | -18356
30 |  | DEFERRED INCOME TAXES | -5874 | -21805.616 | 8921 | 47966.047 | -11390 | 71392.456 | -45562 | -16742.001 | -56161 | -44861.894 |  | 48501 | -18356
31
32 | 41130 | INVESTMENT TAX CREDIT-CURR | 0 | 0 | 0 | 0 | 0 | 0 | 0 | 0 | 0 | 0 |  | 0 | 0
33 | 41131 | INVESTMENT TAX CREDIT-AMORT | -4170 | -4560.372 | -2747 | -2747.312 | -2619 | -2619.143 | -2522 | -2522.16 | -2433 | -2433.993 |  | -1042 | -368
34 |  | INVESTMENT TAX CREDIT | -4170 | -4560.372 | -2747 | -2747.312 | -2619 | -2619.143 | -2522 | -2522.16 | -2433 | -2433.993 |  | -1042 | -368
35
36 |  | TOTAL OPERATING EXPENSES | 1295443.0488 | 1373333.5167 | 1501686.531 | 1447218.3678 | 1519655.272 | 1505980.435 | 1897731.201 | 1856614.0473 | 1968171.241 | 1938072.0405 |  | 1932671.63 | 2094298.055
37 |  | variance from total operating expenses - SR | 8.0488 | -0.97428 | -2.469 | -0.30517 | 16.272 | -0.48096 | 13.201 | -8.5177 | 18.241 | 0.49748
38 |  | NET OPERATING INCOME | 219517.9512 | 212541.1521 | 249836.469 | 240032.1863 | 248471.728 | 240834.5451 | 237030.799 | 228310.5844 | 251126.759 | 250360.2222 |  | 257970.37 | 227113.945
39 | Totals may be affected due to rounding. |  | -8.0488 | 0.77008 | 2.469 | -0.14772 | -16.272 | 0.71113 | -14.201 | 7.6704 | -18.241 | 0.16419
Supporting Schedules: | [13 empty] | Recap Schedules: C-9, C-33, C-36

## F-8
SCHEDULE F-8 | [6 empty] | ASSUMPTIONS | [9 empty] | Page 1 of 24
FLORIDA PUBLIC SERVICE COMMISSION | [5 empty] | EXPLANATION: | For a projected test year, provide a schedule of assumptions used in developing projected or estimated | [7 empty] | Type of data shown:
[7 empty] | data. As a minimum, state assumptions used for balance sheet, income statement and sales forecast. | [7 empty] | XX | Projected Test Year Ended 12/31/2009
COMPANY: TAMPA ELECTRIC COMPANY | [15 empty] | Projected Prior Year Ended 12/31/2008
Historical Prior Year Ended 12/31/2007
Witness: L.L. Cifuentes / M.J. Hornick/
R.B. Haines/J.S. Chronister/
DOCKET No. 080317-EI | [15 empty] | G.L. Gillette/D.S. Merrill/W.R. Ashburn
1 | [6 empty] | INDEX TO ASSUMPTIONS
2
3 |  |  | 2009 FORECAST / BUDGET | [7 empty] | Page(s)
4 |  | I. | Overview | [7 empty] | 2
5
6 |  | II. | Customer, Demand and Energy Forecast | [7 empty] | 2 - 3
7
8 |  | III. | System Construction Requirements
9 |  |  | 1. Production Plant | [7 empty] | 4
10 |  |  | 2. Transmission and Distribution Plant | [7 empty] | 5 - 8
11 |  |  | 3. General Plant | [7 empty] | 8
12 |  |  | 4. AFUDC rate | [7 empty] | 8
13
14 |  | IV. | System Operations
15 |  |  | 1. System Capacity | [7 empty] | 9
16 |  |  | 2. Planned Maintenance | [7 empty] | 10
17 |  |  | 3. Unit Outage Rates | [7 empty] | 11
18 |  |  | 4. Unit Heat Rates | [7 empty] | 12
19 |  |  | 5. Fuel Prices | [7 empty] | 13
20 |  |  | 6. Interchange | [7 empty] | 14 - 16
21 |  |  | 7. Revenue Budget | [7 empty] | 17 - 18
22 |  |  | 8. Operation and Maintenance Expenses Budget
23 |  |  |  | a. Cost Change Rates | [6 empty] | 19
24 |  |  |  | b. Labor | [6 empty] | 19
25 |  |  |  | c. Material | [6 empty] | 19
26 |  |  |  | d. Contractors | [6 empty] | 19
27 |  |  |  | e. Vehicle Rates | [6 empty] | 19
28
29 |  | V. | Financial Analysis
30 |  |  | 1. Financing / Capital Structure | [7 empty] | 20
31 |  |  | 2. Budgeted Income Statement | [7 empty] | 20 - 21
32 |  |  | 3. Budgeted Balance Sheet | [7 empty] | 21 - 24
33
34
35
36
37
38
39
40
41
42
Supporting Schedules: | [15 empty] | Recap Schedules:
SCHEDULE F-8 | [6 empty] | ASSUMPTIONS | [9 empty] | Page 2 of 24
FLORIDA PUBLIC SERVICE COMMISSION | [5 empty] | EXPLANATION: | For a projected test year, provide a schedule of assumptions used in developing projected or estimated | [7 empty] | Type of data shown:
[7 empty] | data. As a minimum, state assumptions used for balance sheet, income statement and sales forecast. | [7 empty] | XX | Projected Test Year Ended 12/31/2009
COMPANY: TAMPA ELECTRIC COMPANY | [15 empty] | Projected Prior Year Ended 12/31/2008
Historical Prior Year Ended 12/31/2007
Witness: L.L. Cifuentes / M.J. Hornick/
R.B. Haines/J.S. Chronister/
DOCKET No. 080317-EI | [15 empty] | G.L. Gillette/D.S. Merrill/W.R. Ashburn
1 | I. | OVERVIEW
2 |  | MFR Schedule F-8 follows the same general format as MFR Schedule F-5, which provides a brief description of each method or model used in the forecasting
3 |  | process. Schedule F-8 provides the assumptions which were used in the forecasting process described in Schedule F-5.
4
5 | II. | CUSTOMER, DEMAND AND ENERGY FORECAST
6 |  | For the projected test year, 2009, the following assumptions were used in developing Tampa Electric Company's sales forecast. For a detailed description
7 |  | and source of each model variable, refer to Schedule F-7. The customer models interact with the average usage models to arrive at total sales for each class.
8 | [11 empty] | 2009 Data
9 |  | Assumptions of MetrixND Input Variables for Customer Models | [8 empty] | 2009 | Annual | Level
10 | [11 empty] | Change (%) | Change
11 |  | 1) Florida Population (Thousands) | [8 empty] | 19168.9774 | 1.258% | 238.1834
12 |  | 2) Hillsborough County Construction Employment (Thousands) | [8 empty] | 42.5917 | -2.696% | -1.18
13 |  | 3) Hillsborough County Commercial Employment (Thousands) | [8 empty] | 545.9333 | 0.8564% | 4.6358
14 |  | 4) Hillsborough County Manufacturing Employment (Thousands) | [8 empty] | 30.9817 | 0.00807% | 0.0025
15
16 |  | Assumptions of MetrixND Input Variables for Average Use Models
17
18 |  | 5) Billing Cycle-Based Heating Degree Days | [8 empty] | 488 | 0% | 0
19 |  | 6) Billing Cycle-Based Cooling Degree Days | [8 empty] | 3655 | 0% | 0
20 |  | 7) Number of Billing Days in Billing Cycles | [8 empty] | 365.37 | 0.4316% | 1.57
21 |  | 8) Daylight Hours | [8 empty] | 4437 | -0.2473% | -11
22 |  | 9) Real Commercial Price of Electricity Index | [8 empty] | 1.1695 | -0.7005% | -0.00825
23 |  | 10) Real Industrial Price of Electricity Index | [8 empty] | 1.301 | -0.9824% | -0.012908
24 |  | 11) Real Residential Price of Electricity Index | [8 empty] | 1.0544 | 0.1908% | 0.0020083
25 |  | 12) Real Sales to Public Authorities Price of Electricity Index | [8 empty] | 1.1782 | -0.9216% | -0.010958
26 |  | 13) Real Hillsborough County Household Income (Deflated by GDP-Implicit Price Deflator, Dollars per Household) | [8 empty] | 77334.758 | -0.3725% | -289.1691
27 |  | 14) Hillsborough County Persons Per Household | [8 empty] | 2.53 | -0.5242% | -0.013333
28 |  | 15) Residential Cooling Appliance Trend Index | [8 empty] | 451.2182 | -0.6584% | -2.9904
29 |  | 16) Residential Heating Appliance Trend Index | [8 empty] | 120.4921 | -0.08712% | -0.10507
30 |  | 17) Residential Other Appliance Trend Index | [8 empty] | 8832.2892 | 0.8012% | 70.2039
31 |  | 18) Commercial Cooling Appliance Trend Index | [8 empty] | 0.086975 | 0.617% | 0.00053333
32 |  | 19) Commercial Heating Appliance Trend Index | [8 empty] | 0.084925 | -0.07844% | -6.6667e-05
33 |  | 20) Commercial Other Appliance Trend | [8 empty] | 0.95059 | 0.9478% | 0.008925
34 |  | 21) Hillsborough County Commercial Output Per Employee | [8 empty] | 82.2392 | 2.327% | 1.87
35 |  | 22) Hillsborough County Construction Output | [8 empty] | 2818.845 | 0.2963% | 8.3267
36 |  | 23) Hillsborough County Industrial Output Per Employee | [8 empty] | 90.8917 | 3.665% | 3.2133
37 |  | 24) Hillsborough County Industrial Output | [8 empty] | 2815.8808 | 3.677% | 99.8625
38 |  | 25) Industrial Production Index: Manufacturing | [8 empty] | 119.9917 | 2.029% | 2.3858
39 |  | 26) Hillsborough County Governmental Output Per Employee | [8 empty] | 61.05 | 0.3837% | 0.23333
40
41
42
Supporting Schedules: | [15 empty] | Recap Schedules:
SCHEDULE F-8 | [6 empty] | ASSUMPTIONS | [9 empty] | Page 3 of 24
FLORIDA PUBLIC SERVICE COMMISSION | [5 empty] | EXPLANATION: | For a projected test year, provide a schedule of assumptions used in developing projected or estimated | [7 empty] | Type of data shown:
[7 empty] | data. As a minimum, state assumptions used for balance sheet, income statement and sales forecast. | [7 empty] | XX | Projected Test Year Ended 12/31/2009
COMPANY: TAMPA ELECTRIC COMPANY | [15 empty] | Projected Prior Year Ended 12/31/2008
Historical Prior Year Ended 12/31/2007
Witness: L.L. Cifuentes / M.J. Hornick/
R.B. Haines/J.S. Chronister/
DOCKET No. 080317-EI | [15 empty] | G.L. Gillette/D.S. Merrill/W.R. Ashburn
1 | II. | CUSTOMER, DEMAND AND ENERGY FORECAST (continued) | [9 empty] | 2009 Data
2 | [10 empty] | 2009 | Annual | Level
3 |  | Assumptions of MetrixND Input Variables for Peak Demand Models | [9 empty] | Change (%) | Change
4
5 |  | 27) Peak Day Heating Degree Days (based on 65 degrees less 24-hour temperature on the peak day) | [8 empty] | 76 | 0% | 0
6 |  | 28) Peak Day Cooling Degree Days (based on 24-hour temperature on the peak day less 65 degrees) | [8 empty] | 119 | 0% | 0
7 |  | 29) Peak Day Heating Degree Days (based on 50 degrees less temperature at the peak hour) | [8 empty] | 47 | 0% | 0
8 |  | 30) Peak Day Cooling Degree Days (based on temperature at the peak hour less 80 degrees) | [8 empty] | 61 | 0% | 0
9 |  | 31) Non-phosphate Net Energy for Load Trend (MWH/customer), 12-month moving average | [8 empty] | 2.5133 | 1.208% | 0.03
10
11 |  | Assumptions for Escalation Rates
12
13 |  | 32) Non-Production Escalation Rate: Consumer Price Index, All Urban Consumers, All Items | [8 empty] | 2.1%
14 |  | 33) Production Escalation Rate: Blend of 2 Handy Whitman Indices, South Atlantic Region | [8 empty] | 3.6%
15
16
17
18
19
20
21
22
23
24
25
26
27
28
29
30
31
32
33
34
35
36
37
38
39
40
41
42
Supporting Schedules: | [15 empty] | Recap Schedules:
SCHEDULE F-8 | [6 empty] | ASSUMPTIONS | [9 empty] | Page 4 of 24
FLORIDA PUBLIC SERVICE COMMISSION | [5 empty] | EXPLANATION: | For a projected test year, provide a schedule of assumptions used in developing projected or estimated | [7 empty] | Type of data shown:
[7 empty] | data. As a minimum, state assumptions used for balance sheet, income statement and sales forecast. | [7 empty] | XX | Projected Test Year Ended 12/31/2009
COMPANY: TAMPA ELECTRIC COMPANY | [15 empty] | Projected Prior Year Ended 12/31/2008
Historical Prior Year Ended 12/31/2007
Witness: L.L. Cifuentes / M.J. Hornick/
R.B. Haines/J.S. Chronister/
DOCKET No. 080317-EI | [15 empty] | G.L. Gillette/D.S. Merrill/W.R. Ashburn
1 | III. | SYSTEM CONSTRUCTION REQUIREMENTS
2 |  | 1. | PRODUCTION PLANT EXPANSION |  |  |  | Production plant expansion is required to meet the needs of Tampa Electric's growing customer base cost-effectively while maintaining
3 | [6 empty] | system reliability and environmental requirements. The major projects associated with the plan are listed below:
4
5 | [6 empty] | Major Projects
6
7 | [6 empty] | 2009 Generation Expansion Aero-Derivative CT's
8
9 | [6 empty] | Tampa Electric is in the process of adding five aero-derivative combustion turbines to its generating fleet. The aero-derivatives will be Pratt &
10 | [6 empty] | Whitney FT8 Swiftpac engines, which are derived from the JT8D Turbo fan aero engine used on the Boeing 727, the McDonnell Douglas DC-9
11 | [6 empty] | and the MD-80. The Swiftpac engines are 57MW each; three will provide quick start capability (cold start to full power in under ten minutes)
12 | [6 empty] | and two will be configured for black start (the ability to start independent of an energized interconnection to the grid) with high availability.
13 | [6 empty] | Two of the Swiftpac engines will be installed in May of 2009 at the Bayside Power Station and the remaining three units will be installed in
14 | [6 empty] | September of 2009, one at the Big Bend Power Station and two more at the Bayside Power Station.
15
16 | [6 empty] | General Generation Plant Facilities
17
18 | [6 empty] | General Plant Facilities plans reflect the need to support company activities that serve growing customer requirements. The plan includes
19 | [6 empty] | necessary major improvements and replacements at the Big Bend Power stations to ensure the production of reliable and cost effective energy
20 | [6 empty] | that meets environmental requirements. Big Bend station has a 132 day outage on Big Bend unit 2 to install an Selective Catalytic Reduction
21 | [6 empty] | (SCR) technology for NOx control in accordance with the consent final judgment and consent decree. A rewind of the unit 2 generator and
22 | [6 empty] | replacement of various boiler components. Big Bend unit 4 will have a 56 day outage to replace the condenser tube bundle, the deaerator and
23 | [6 empty] | various boiler components. The outage will also add a condenser ball cleaning system and remove a high pressure turbine restriction currently
24 | [6 empty] | limiting the unit by 25 MW.
25
26 | [6 empty] | The plan includes the addition of rail delivery and unloading facilities at the Big Bend Power station for the delivery of coal. The rail delivery facilities
27 | [6 empty] | would provide bimodal fuel transportation to the plant. The facilities would support unit trains in excess of 100 cars and could supply up to 50% of
28 | [6 empty] | the station's fuel requirements. The rail facilities are expected to be completed in November 2009.
29
30
31
32
33
34
35
36
37
38
39
40
41
42
Supporting Schedules: | [15 empty] | Recap Schedules:
SCHEDULE F-8 | [6 empty] | ASSUMPTIONS | [9 empty] | Page 5 of 24
FLORIDA PUBLIC SERVICE COMMISSION | [5 empty] | EXPLANATION: | For a projected test year, provide a schedule of assumptions used in developing projected or estimated | [7 empty] | Type of data shown:
[7 empty] | data. As a minimum, state assumptions used for balance sheet, income statement and sales forecast. | [7 empty] | XX | Projected Test Year Ended 12/31/2009
COMPANY: TAMPA ELECTRIC COMPANY | [15 empty] | Projected Prior Year Ended 12/31/2008
Historical Prior Year Ended 12/31/2007
Witness: L.L. Cifuentes / M.J. Hornick/
R.B. Haines/J.S. Chronister/
DOCKET No. 080317-EI | [15 empty] | G.L. Gillette/D.S. Merrill/W.R. Ashburn
1 |  | 2. | TRANSMISSION AND DISTRIBUTION EXPANSION |  |  |  | The Energy Delivery (ED) expansion plan reflects the need to serve growing customer requirements while maintaining system integrity and reliability.
2 | [6 empty] | Information for these expansion plans were developed by the Energy Delivery System Planning, Operations, Distribution, Transmission and
3 | [6 empty] | Substation Engineering Departments. The following major projects are included in the plan:
4
5 | [6 empty] | 2009 Projects
6
7 | [6 empty] | Energy Management System (EMS) Upgrade
8 | [6 empty] | Upgrade to the Energy Management Systems that manage and control real-time transmission and distribution functions and the control rooms at the
9 | [6 empty] | Energy Control Center. It includes the addition of a fully redundant and NERC compliant disaster recovery facility plus other NERC cyber security
10 | [6 empty] | requirements, the hardware and software used for automated generation control, supervisory control and data acquisition, and advanced applications
11 | [6 empty] | used to operate TEC's transmission network.
12
13 | [6 empty] | Transmission Line Construction
14
15 | [6 empty] | There are three 230 kV line construction projects underway in 2009: Pebbledale to Willow Oak, Willow Oak to Davis and Lake Agnes to Gifford.
16 | [6 empty] | These projects include the construction of approximately 50 miles of 230 kV line.
17
18 | [6 empty] | Pebbledale to Willow Oak
19
20 | [6 empty] | The Pebbledale to Willow Oak project includes the construction of approximately 10 miles of 230 kV circuit from Pebbledale Substation to the Willow
21 | [6 empty] | Oak site located on the south side of SR 60 near the intersection of SR 60 and Coronet Road. At the Willow Oak Substation site, construction includes
22 | [6 empty] | a 230 kV ring bus, a 69 kV ring bus and the installation of a 224 MVA, 230/69 kV transformer. The 69 kV circuit 66603 will be looped into Willow
23 | [6 empty] | Oak along with a new circuit 66428 to Plant City via Coronet tap. The in service date for this project is December 2009.
24
25 | [6 empty] | Willow Oak to Davis
26
27 | [6 empty] | In 2007, the Florida Public Service Commission (FPSC) approved a Petition of Need for the Willow Oak to Davis 230 kV line. This line is being
28 | [6 empty] | constructed in two phases: Davis to Wheeler Road 230 kV circuit including the Wheeler 230/69 kV transformer , Davis Substation and Willow Oak
29 | [6 empty] | to Wheeler Road 230 kV circuit. This project is being permitted under the Transmission Line Siting Act (TLSA). The two projects individually and
30 | [6 empty] | in combination enhance system reliability, increase power transfer capability, and meet the local load requirements by serving existing and future
31 | [6 empty] | distribution substations east of I-75 and north of S.R. 60 in Hillsborough County while minimizing cost to customers.
32
33 | [6 empty] | The first phase of this project, Davis to Wheeler Road, consists of constructing the new Davis 230 kV Substation adjacent to the existing River
34 | [6 empty] | Substation and 12 miles of a single circuit 230 kV line to a new 230/69 kV substation at the existing Wheeler Road 69 kV Substation site. A 336
35 | [6 empty] | MVA, 230/69 kV transformer will be installed at the existing Wheeler Road Substation. In addition, a 230 kV circuit will be built from the new
36 | [6 empty] | Davis Road Substation to the existing River Substation. The in service date for this project is June 2010. In 2008 the route study/analysis, TLSA
37 | [6 empty] | application, and route certification of the Davis to Wheeler Road project is underway.
38
39 | [6 empty] | The second phase of this project consists of constructing approximately 17 miles of a single circuit 230 kV line from the Wheeler Road Substation
40 | [6 empty] | to the Willow Oak Substation in Polk County. This will complete a 230 kV circuit from Pebbledale to Davis Substations when it goes into service
41
42
Supporting Schedules: | [15 empty] | Recap Schedules:
SCHEDULE F-8 | [6 empty] | ASSUMPTIONS | [9 empty] | Page 6 of 24
FLORIDA PUBLIC SERVICE COMMISSION | [5 empty] | EXPLANATION: | For a projected test year, provide a schedule of assumptions used in developing projected or estimated | [7 empty] | Type of data shown:
[7 empty] | data. As a minimum, state assumptions used for balance sheet, income statement and sales forecast. | [7 empty] | XX | Projected Test Year Ended 12/31/2009
COMPANY: TAMPA ELECTRIC COMPANY | [15 empty] | Projected Prior Year Ended 12/31/2008
Historical Prior Year Ended 12/31/2007
Witness: L.L. Cifuentes / M.J. Hornick/
R.B. Haines/J.S. Chronister/
DOCKET No. 080317-EI | [15 empty] | G.L. Gillette/D.S. Merrill/W.R. Ashburn
1 |  | 2. | TRANSMISSION AND DISTRIBUTION EXPANSION |  |  |  | Lake Agnes to Gifford
2 |  |  | (continued) |  |  |  | The Lake Agnes to Gifford, which is a joint transmission line with Florida Power Corporation d.b.a Progress Energy Florida, is being permitted
3 | [6 empty] | under the TLSA also. This project includes installing 3000 Amp equipment at Lake Agnes Substation, relocating existing circuit 230612 to a new
4 | [6 empty] | terminal position, upgrading some existing equipment to 3000 Amps, and installing new circuit 230630 before the in service date of summer 2011.
5 | [6 empty] | In addition, TEC will build approximately 11 miles of new transmission line from Lake Agnes Substation to the TEC/PEF service area boundary.
6
7 | [6 empty] | Progress Energy Florida (PEF) will install new 3000 Amp equipment at their planned Gifford Substation and build approximately 17.0 miles of new
8 | [6 empty] | transmission line from Gifford Substation to the TEC/PEF service area boundary. In 2008, work to complete Lake Agnes-Gifford TLSA corridor
9 | [6 empty] | certification is underway, including costs for System Planning, Project Management, Community Affairs, public outreach, the route study,
10 | [6 empty] | preparation and filing of the TLSA, and consultant fees.
11
12 | [6 empty] | Substation and Switching Station Projects:
13
14 | [6 empty] | Two new 230/69 kV substations and two new 69 kV switching stations are being constructed. Three existing substations are being upgraded and
15 | [6 empty] | a 69 kV capacitor bank is being installed in an existing substation. These projects include a total of approximately 18 miles of transmission or
16 | [6 empty] | distribution construction or rebuild.
17
18 | [6 empty] | Gannon 230/69kV Substation:
19 | [6 empty] | At Gannon 230kV Substation, install one 230kV circuit breaker, one supervisory controlled switch and 5 miles of 69 kV circuit. Demolish and
20 | [6 empty] | rebuild Gannon 69kV Substation as an 8 breaker ring bus and install a new 230/69kV, 336MVA autotransformer.
21
22 | [6 empty] | Willow Oak 230/69kV Substation:
23 | [6 empty] | At the Willow Oak Substation site, construction includes a 230 kV ring bus, a 69 kV ring bus and the installation of a 224 MVA, 230/69 kV
24 | [6 empty] | transformer.
25
26 | [6 empty] | Whitehurst 69kV Switching Station:
27 | [6 empty] | Construct a 3 breaker, 69kV ring bus switching station to accommodate 3 transmission circuits and a future single transformer distribution station.
28
29 | [6 empty] | Wilderness 69kV Switching Station:
30 | [6 empty] | Construct a 6 breaker, 69kV ring bus switching station to accommodate 3 existing transmission circuits; a new circuit to Mansfield Substation
31 | [6 empty] | and two 69/13kv transformers.
32
33 | [6 empty] | Gulf City Transformer Upgrade to 37 MVA and 1-13kV Circuit
34 | [6 empty] | Replace the existing 12.5 MVA transformer with a 28 MVA transformer and construct a 3rd 13kV circuit at Gulf City Substation.
35
36 | [6 empty] | Boy scout 2nd TX & 2-13kV Circuits –
37 | [6 empty] | Install a 2nd 37 MVA 138/13kV TX on the East side of Boy scout Substation. Construct one new Boy scout 13 kV Circuit.
38
39 | [6 empty] | Meadow Park 2nd TX & 2-13kV Circuits –
40 | [6 empty] | Install a 2nd 28 MVA 69/13kV TX on the West side of Meadow Park Substation. Construct two new Meadow Park 13kV circuits.
41
42
Supporting Schedules: | [15 empty] | Recap Schedules:
SCHEDULE F-8 | [6 empty] | ASSUMPTIONS | [9 empty] | Page 7 of 24
FLORIDA PUBLIC SERVICE COMMISSION | [5 empty] | EXPLANATION: | For a projected test year, provide a schedule of assumptions used in developing projected or estimated | [7 empty] | Type of data shown:
[7 empty] | data. As a minimum, state assumptions used for balance sheet, income statement and sales forecast. | [7 empty] | XX | Projected Test Year Ended 12/31/2009
COMPANY: TAMPA ELECTRIC COMPANY | [15 empty] | Projected Prior Year Ended 12/31/2008
Historical Prior Year Ended 12/31/2007
Witness: L.L. Cifuentes / M.J. Hornick/
R.B. Haines/J.S. Chronister/
DOCKET No. 080317-EI | [15 empty] | G.L. Gillette/D.S. Merrill/W.R. Ashburn
1 |  | 2. | TRANSMISSION AND DISTRIBUTION EXPANSION |  |  |  | Saint Cloud 69kV Cap Bank:
2 |  |  | (continued) |  |  |  | Install a 36.0 MVAR cap bank and 69kV circuit switcher at Saint Cloud Substation. The capacitor bank rack will accommodate expansion to 57.6
3 | [6 empty] | MVAR.
4
5 | [6 empty] | Miller Mac 1-13kV Circuit
6 | [6 empty] | Construct a 4th 13 kV circuit at Miller Mac Substation.
7
8 | [6 empty] | Trout Creek 4th 13kV Circuit
9 | [6 empty] | Construct a 4th 13kV circuit at Trout Creek Substation.
10
11 | [6 empty] | Harbour Island 4th 13-kV Circuit
12 | [6 empty] | Construct a 4th 13kV circuit at Harbour Island Substation.
13
14 | [6 empty] | Cross Creek 2nd 13kV Circuit
15 | [6 empty] | Construct a 2nd 13-kV circuit at Cross Creek Substation.
16
17 | [6 empty] | Cypress 13447Y / 13452Y L/T - extend 13447Y to Courtney Campbell
18 | [6 empty] | Extend Cypress 13447Y North along Memorial Highway to Courtney Campbell Causeway.
19
20 | [6 empty] | 2009 Road Projects
21
22 | [6 empty] | Van Dyke Road – (Whirley Rd. to Tobacco Rd.) Relocate approximately 2 miles of transmission and distribution.
23
24 | [6 empty] | Lutz Lake Fern Phase 3 – (Blvd. of Roses to Dale Mabry) Relocate approximately 3 miles of distribution.
25
26 | [6 empty] | SR 574 MLK – (Highview to Parsons) Relocate approximately 1 mile of distribution.
27 | [6 empty] | Bell Shoals – (Bloomingdale to Boyette) Relocate approximately 2 miles of transmission and distribution circuits.
28
29 | [6 empty] | Pauls Drive – (Brandon Blvd. to Brandon Pkwy) Convert approximately 1 mile of overhead distribution feeder to underground.
30
31 | [6 empty] | I-4 & Crosstown Connector Project – Relocate approximately 1 mile of multiple overhead transmission and distribution lines.
32
33 | [6 empty] | 22nd St. – (Club to Fletcher) Convert approximately 1 mile of overhead distribution to underground.
34 | [6 empty] | Cargo Road - Install 1 mile of underground distribution duct system for new road.
35
36 | [6 empty] | Jobs Likely to extend from 2008 to 2009
37
38 | [6 empty] | Bruce B. Downs – (Phase 1) Project is approximately 3.5 miles. Relocate multiple transmission and distribution feeder facilities.
39
40 | [6 empty] | Race Track Road – (Hillsborough to Douglas) Relocate approximately 1 mile of overhead distribution.
41 | [6 empty] | CR 655 Berkley Road - Relocate approximately 4 miles of overhead distribution and transmission facilities.
42
Supporting Schedules: | [15 empty] | Recap Schedules:
SCHEDULE F-8 | [6 empty] | ASSUMPTIONS | [9 empty] | Page 8 of 24
FLORIDA PUBLIC SERVICE COMMISSION | [5 empty] | EXPLANATION: | For a projected test year, provide a schedule of assumptions used in developing projected or estimated | [7 empty] | Type of data shown:
[7 empty] | data. As a minimum, state assumptions used for balance sheet, income statement and sales forecast. | [7 empty] | XX | Projected Test Year Ended 12/31/2009
COMPANY: TAMPA ELECTRIC COMPANY | [15 empty] | Projected Prior Year Ended 12/31/2008
Historical Prior Year Ended 12/31/2007
Witness: L.L. Cifuentes / M.J. Hornick/
R.B. Haines/J.S. Chronister/
DOCKET No. 080317-EI | [15 empty] | G.L. Gillette/D.S. Merrill/W.R. Ashburn
1 |  | 2. | TRANSMISSION AND DISTRIBUTION EXPANSION
2 |  |  | (continued) |  |  |  | Lutz Lake Phase 2 - Relocate .3 miles of overhead distribution.
3
4 |  | 3. | GENERAL PLANT FACILITY PLANS |  |  |  | General Plant Facilities plans reflect the need to support company activities that serve growing Customer
5 | [6 empty] | requirements. There are no major projects in this category. Activities related to General Plant are those
6 | [6 empty] | replacements and upgrades required to take advantage of improved technologies and equipment that is available.
7
8 |  | 4. | AFUDC RATE |  |  |  | The AFUDC rate used is the rate that was approved by FPSC. The rate is in this schedule in Section V. 2. b.
9
10
11
12
13
14
15
16
17
18
19
20
21
22
23
24
25
26
27
28
29
30
31
32
33
34
35
36
37
38
39
40
41
42
Supporting Schedules: | [15 empty] | Recap Schedules:
SCHEDULE F-8 | [6 empty] | ASSUMPTIONS | [9 empty] | Page 9 of 24
FLORIDA PUBLIC SERVICE COMMISSION | [5 empty] | EXPLANATION: | For a projected test year, provide a schedule of assumptions used in developing projected or estimated | [7 empty] | Type of data shown:
[7 empty] | data. As a minimum, state assumptions used for balance sheet, income statement and sales forecast. | [7 empty] | XX | Projected Test Year Ended 12/31/2009
COMPANY: TAMPA ELECTRIC COMPANY | [15 empty] | Projected Prior Year Ended 12/31/2008
Historical Prior Year Ended 12/31/2007
Witness: L.L. Cifuentes / M.J. Hornick/
R.B. Haines/J.S. Chronister/
DOCKET No. 080317-EI | [15 empty] | G.L. Gillette/D.S. Merrill/W.R. Ashburn
1 | IV. | SYSTEM OPERATIONS
2 |  | 1. | NET SYSTEM CAPACITY
3
4 |  |  |  |  | Summer | Winter |  | Supporting Basis for Assumptions
5 |  | Units |  |  | MW | MW
6 |  | Bayside |  | 1 | 700 | 791 |  | The unit capabilities for Tampa Electric are developed by the Operations Planning department in
7 |  |  |  | 2 | 928 | 1046 |  | conjunction with each operating station. All ratings are maximum net dependable capability. Summer
8 |  |  |  | 3 | 57 | 62 |  | ratings are effective April 1 to November 30. Winter ratings are effective from December 1 to March 31.
9 |  |  |  | 4 | 57 | 62
10 |  |  |  | 5 | 57 | 62 |  | Bayside 5 & 6 are new CTs with a commercial in-service date of 5/09
11 |  |  |  | 6 | 57 | 62 |  | Bayside 3, 4 and Big Bend CT4 are new CTs with a commercial in-service date of 10/09
12 |  |  |  | Total | 1856 | 2085
13
14 |  | Big Bend |  | 1 | 383 | 393 |  | Big Bend CT1 will be retired in 5/09
15 |  |  |  | 2 | 378 | 388 |  | Big Bend CT2 will be retired in 10/08
16 |  |  |  | 3 | 383 | 393 |  | Big Bend CT3 will be retired in 10/08
17 |  |  |  | 4 | 435 | 445
18 |  |  |  | CT1 | 10 | 11
19 |  |  |  | CT2 | 0 | 0
20 |  |  |  | CT3 | 0 | 0
21 |  |  |  | CT4 | 57 | 62
22 |  |  |  | Total | 1646 | 1692
23
24 |  | Partnership |  | 1 | 3 | 3
25 |  |  |  | 2 | 3 | 3
26 |  |  |  | Total | 6 | 6
27
28 |  | Phillips |  | 1 | 17 | 18
29 |  |  |  | 2 | 17 | 18
30 |  |  |  | Total | 34 | 36
31
32 |  | Polk |  | 1 | 235 | 240
33 |  |  |  | 2 | 159 | 184
34 |  |  |  | 3 | 164 | 184
35 |  |  |  | 4 | 149 | 184
36 |  |  |  | 5 | 149 | 184
37 |  |  |  | Total | 856 | 976
38
39 |  | Grand Total |  |  | 4398 | 4795
40
41
42
Supporting Schedules: | [15 empty] | Recap Schedules:
SCHEDULE F-8 | [6 empty] | ASSUMPTIONS | [9 empty] | Page 10 of 24
FLORIDA PUBLIC SERVICE COMMISSION | [5 empty] | EXPLANATION: | For a projected test year, provide a schedule of assumptions used in developing projected or estimated | [7 empty] | Type of data shown:
[7 empty] | data. As a minimum, state assumptions used for balance sheet, income statement and sales forecast. | [7 empty] | XX | Projected Test Year Ended 12/31/2009
COMPANY: TAMPA ELECTRIC COMPANY | [15 empty] | Projected Prior Year Ended 12/31/2008
Historical Prior Year Ended 12/31/2007
Witness: L.L. Cifuentes / M.J. Hornick/
R.B. Haines/J.S. Chronister/
DOCKET No. 080317-EI | [15 empty] | G.L. Gillette/D.S. Merrill/W.R. Ashburn
1 |  | 2. | PLANNED UNIT MAINTENANCE
2
3 | [6 empty] | Outage |  | Supporting Basis for Assumptions
4 |  | Units |  |  | Start Date | End Date | Weeks
5 |  | Bayside |  | 1 | 2009-03-21 | 2009-03-27 | 1 |  | The planned outage schedule for Tampa Electric is developed by the Operations Planning department in
6 |  |  |  | 1 | 2009-10-17 | 2009-10-23 | 1 |  | conjunction with each operating station. Scheduling of planned outages is developed based on unit
7 |  |  |  | 2 | 2009-03-08 | 2009-03-14 | 1 |  | and system requirements.
8 |  |  |  | 2 | 2009-10-31 | 2009-11-06 | 1
9 | [8 empty] | Big Bend 2 planned outage includes the addition of a SCR.
10 |  | Big Bend |  | 1 | 2009-11-28 | 2009-12-31 | 5
11 |  |  |  | 2 | 2009-01-01 | 2009-04-08 | 14 |  | Units not listed have no planned maintenance scheduled in 2009.
12 |  |  |  | 2 | 2009-11-30 | 2009-12-20 | 3 |  | All planned outages are based on 2009 MOP Rev. 9 dated 4/1/2008
13 |  |  |  | 3 | 2009-10-03 | 2009-10-16 | 2
14 |  |  |  | 4 | 2009-04-04 | 2009-05-29 | 8
15
16 |  | Phillips |  | 1 | 2009-02-01 | 2009-03-07 | 5
17 |  |  |  | 2 | 2009-11-13 | 2009-11-15 | 1
18
19 |  | Polk |  | 1 | 2009-02-01 | 2009-03-07 | 5
20 |  |  |  | 1 | 2009-11-08 | 2009-11-12 | 1
21 |  |  |  | 2 | 2009-11-13 | 2009-11-15 | 1
22 |  |  |  | 3 | 2009-11-15 | 2009-11-17 | 1
23 |  |  |  | 4 | 2009-03-21 | 2009-03-27 | 1
24 |  |  |  | 4 | 2009-11-17 | 2009-11-19 | 1
25 |  |  |  | 5 | 2009-03-28 | 2009-04-03 | 1
26 |  |  |  | 5 | 2009-11-19 | 2009-11-21 | 1
27
28
29
30
31
32
33
34
35
36
37
38
39
40
41
42
Supporting Schedules: | [15 empty] | Recap Schedules:
SCHEDULE F-8 | [6 empty] | ASSUMPTIONS | [9 empty] | Page 11 of 24
FLORIDA PUBLIC SERVICE COMMISSION | [5 empty] | EXPLANATION: | For a projected test year, provide a schedule of assumptions used in developing projected or estimated | [7 empty] | Type of data shown:
[7 empty] | data. As a minimum, state assumptions used for balance sheet, income statement and sales forecast. | [7 empty] | XX | Projected Test Year Ended 12/31/2009
COMPANY: TAMPA ELECTRIC COMPANY | [15 empty] | Projected Prior Year Ended 12/31/2008
Historical Prior Year Ended 12/31/2007
Witness: L.L. Cifuentes / M.J. Hornick/
R.B. Haines/J.S. Chronister/
DOCKET No. 080317-EI | [15 empty] | G.L. Gillette/D.S. Merrill/W.R. Ashburn
1 |  | 3. | UNIT OUTAGE RATES
2
3 |  |  |  |  | Equivalent |  | Equivalent |  |  | Supporting Basis for Assumptions
4 |  |  |  |  | Forced | Maintenance | Unplanned
5 |  |  |  |  | Outage | Outage | Outage |  |  | Outage rates for Tampa Electric are developed by the Operations Planning department in conjunction
6 |  | Units |  |  | Rate | Rate | Rate |  |  | with each operating station utilizing historical data and expected unit operations.
7 |  | Bayside |  | 1 | 1.4 | 4 | 5.3
8 |  |  |  | 2 | 1.4 | 3.6 | 4.9 |  |  | Rates are based on NERC definitions and are not additive. PROMOD model rates vary slightly.
9 |  |  |  | 3-6 | 4.9 | 1 | 5.8
10
11 |  | Big Bend |  | 1 | 24.3 | 3.6 | 26.7
12 |  |  |  | 2 | 12 | 2.3 | 13.9
13 |  |  |  | 3 | 19.5 | 3.6 | 22.2
14 |  |  |  | 4 | 11.1 | 1.4 | 12.2
15 |  |  |  | CT1 | 32.9 | 3.6 | 34.6
16 |  |  |  | CT4 | 4.9 | 1 | 5.8
17
18 |  | Partnership |  | 1&2 | 7 | 0 | 7
19
20 |  | Phillips |  | 1 | 2.2 | 14.9 | 16.6
21 |  |  |  | 2 | 2.1 | 14.9 | 16.4
22
23 |  | Polk |  | 1 | 9.3 | 4.8 | 13.4
24 |  |  |  | 2 | 0.7 | 0.6 | 1.3
25 |  |  |  | 3 | 0.7 | 0.6 | 1.3
26 |  |  |  | 4 | 0.7 | 0.6 | 1.3
27 |  |  |  | 5 | 0.7 | 0.6 | 1.3
28
29
30
31
32
33
34
35
36
37
38
39
40
41
42
Supporting Schedules: | [15 empty] | Recap Schedules:
SCHEDULE F-8 | [6 empty] | ASSUMPTIONS | [9 empty] | Page 12 of 24
FLORIDA PUBLIC SERVICE COMMISSION | [5 empty] | EXPLANATION: | For a projected test year, provide a schedule of assumptions used in developing projected or estimated | [7 empty] | Type of data shown:
[7 empty] | data. As a minimum, state assumptions used for balance sheet, income statement and sales forecast. | [7 empty] | XX | Projected Test Year Ended 12/31/2009
COMPANY: TAMPA ELECTRIC COMPANY | [15 empty] | Projected Prior Year Ended 12/31/2008
Historical Prior Year Ended 12/31/2007
Witness: L.L. Cifuentes / M.J. Hornick/
R.B. Haines/J.S. Chronister/
DOCKET No. 080317-EI | [15 empty] | G.L. Gillette/D.S. Merrill/W.R. Ashburn
1 |  | 4. | UNIT NET HEAT RATES
2
3 |  |  |  |  | Unit | ANOHR |  |  |  | Supporting Basis for Assumptions
4 |  | Units |  |  | Type | (Btu/KWh)
5 |  | Bayside |  | 1&2 | CC | 7384 |  |  |  | Units were grouped by station and similar unit types
6 |  |  |  | 3-6 | CT | 10562 |  |  |  | * Big Bend CT1 and Polk 2-5 have low service hours
7
8 |  | Big Bend |  | 1-4 | ST | 10690 |  |  |  | CC = Combined Cycle
9 |  |  |  | CT1 | CT | 20672 | * |  |  | CT = Combustion Turbine
10 |  |  |  | CT4 | CT | 10562 |  |  |  | ST = Steam Turbine (Coal fired)
11 | [9 empty] | IC = Internal Combustion Engines
12 |  | Partnership |  | 1&2 | IC | 10457 |  |  |  | IGCC = Integrated Gasification Combined Cycle
13
14 |  | Phillips |  | 1&2 | IC | 9745
15
16 |  | Polk |  | 1 | IGCC | 10514
17 |  |  |  | 2-5 | CT | 12989 | *
18
19
20
21
22
23
24
25
26
27
28
29
30
31
32
33
34
35
36
37
38
39
40
41
42
Supporting Schedules: | [15 empty] | Recap Schedules:
SCHEDULE F-8 | [6 empty] | ASSUMPTIONS | [9 empty] | Page 13 of 24
FLORIDA PUBLIC SERVICE COMMISSION | [5 empty] | EXPLANATION: | For a projected test year, provide a schedule of assumptions used in developing projected or estimated | [7 empty] | Type of data shown:
[7 empty] | data. As a minimum, state assumptions used for balance sheet, income statement and sales forecast. | [7 empty] | XX | Projected Test Year Ended 12/31/2009
COMPANY: TAMPA ELECTRIC COMPANY | [15 empty] | Projected Prior Year Ended 12/31/2008
Historical Prior Year Ended 12/31/2007
Witness: L.L. Cifuentes / M.J. Hornick/
R.B. Haines/J.S. Chronister/
DOCKET No. 080317-EI | [15 empty] | G.L. Gillette/D.S. Merrill/W.R. Ashburn
1 |  | 5. | FUEL PRICES
2
3 |  |  |  | FUEL PRICES |  | Average |  |  |  | Supporting Basis for Assumptions
4 | [5 empty] | Price Consumed
5 |  |  |  | Coal |  | 76.4653 | per ton |  |  | Future fuel prices are provided by the Fuels Department based on a review of current contracts, various
6 |  |  |  | No. 6 Oil |  | 87.9048 | per bbl |  |  | industry publications, and contracts with existing suppliers. This information was input into the production
7 |  |  |  | No. 2 Oil |  | 118.2265 | per bbl |  |  | cost model, and the values at left represent the output average system cost per unit of fuel.
8 |  |  |  | Natural gas |  | 8.9009 | per MCF
9
10
11
12
13
14
15
16
17
18
19
20
21
22
23
24
25
26
27
28
29
30
31
32
33
34
35
36
37
38
39
40
41
42
Supporting Schedules: | [15 empty] | Recap Schedules:
SCHEDULE F-8 | [6 empty] | ASSUMPTIONS | [9 empty] | Page 14 of 24
FLORIDA PUBLIC SERVICE COMMISSION | [5 empty] | EXPLANATION: | For a projected test year, provide a schedule of assumptions used in developing projected or estimated | [7 empty] | Type of data shown:
[7 empty] | data. As a minimum, state assumptions used for balance sheet, income statement and sales forecast. | [7 empty] | XX | Projected Test Year Ended 12/31/2009
COMPANY: TAMPA ELECTRIC COMPANY | [15 empty] | Projected Prior Year Ended 12/31/2008
Historical Prior Year Ended 12/31/2007
Witness: L.L. Cifuentes / M.J. Hornick/
R.B. Haines/J.S. Chronister/
DOCKET No. 080317-EI | [15 empty] | G.L. Gillette/D.S. Merrill/W.R. Ashburn
1 |  | 6. | INTERCHANGE |  |  |  | Supporting Basis for Assumptions
2 |  | a | Hardee CC/2A & Hardee 2B Purchase |  |  |  | Tampa Electric purchases up to 370 MW of power from Invenergy's Hardee Power Station. The station consists of a 220 MW combine cycle unit
3 | [6 empty] | and two 75 MW combustion turbines. The primary fuel is natural gas and the station has light oil backup. The contract ends after December 31,
4 |  |  | MWH |  | 184708 |  | 2012.
5 |  |  | Fuel Cost ($000) |  | 17324.2
6 |  |  | O&M Cost ($000) |  | 2128.2
7 |  |  | Capacity Charge ($000) |  | 20532
8 |  |  | Total Cost ($000) |  | 39984.4
9
10 |  | b | Cogeneration Purchase |  |  |  | TEC will purchase 1035 GWH of firm and as-available energy from cogenerators based on TEC's production cost model forecast. The firm
11 | [6 empty] | contract fuel is based on the lesser of system incremental or average fuel cost. The as-available contract's fuel is based on system incremental
12 |  |  | MWH |  | 1035064 |  | fuel costs. The O&M payment is $2.19/MWH. The capacity charges on the firm cogenerators are based on the individual contracts. There is no
13 |  |  | Fuel Cost ($000) |  | 53314.2 |  | capacity charge on as-available cogeneration.
14 |  |  | O&M Cost ($000) |  | 2263.1
15 |  |  | Capacity Charge ($000) |  | 27238.8
16 |  |  | SO2 Payment ($000) |  | 1086.8
17 |  |  | Total Cost ($000) |  | 83902.9
18
19 |  | c | PASCO Cogen Purchase |  |  |  | Tampa Electric purchases 121 MW of combined cycle power at a guaranteed heat rate. The purchase is based on natural gas but has light oil as a
20 | [6 empty] | backup fuel. The contract begins January 1, 2009 and ends after December 31, 2018.
21 |  |  | MWH |  | 141049
22 |  |  | Fuel Cost ($000) |  | 10585.7
23 |  |  | O&M Cost ($000) |  | 528.9
24 |  |  | Capacity Charge ($000) |  | 8450.6
25 |  |  | Startup Cost ($000) |  | 100.5
26 |  |  | Transmission Cost ($000) |  | 1588.5
27 |  |  | Total Cost ($000) |  | 21254.3
28
29 |  | d | Calpine Purchase |  |  |  | Tampa Electric purchases 170 MW of peaking power at a guaranteed heat rate. The purchase is based on natural gas fuel pricing. The contract
30 | [6 empty] | ends after April 30, 2011.
31 |  |  | MWH |  | 5732
32 |  |  | Fuel Cost ($000) |  | 699.4
33 |  |  | O&M Cost ($000) |  | 9.3
34 |  |  | Capacity Charge ($000) |  | 7058.4
35 |  |  | Startup Cost ($000) |  | 46.4
36 |  |  | Total Cost ($000) |  | 7813.4
37
38
39
40
41
42
Supporting Schedules: | [15 empty] | Recap Schedules:
SCHEDULE F-8 | [6 empty] | ASSUMPTIONS | [9 empty] | Page 15 of 24
FLORIDA PUBLIC SERVICE COMMISSION | [5 empty] | EXPLANATION: | For a projected test year, provide a schedule of assumptions used in developing projected or estimated | [7 empty] | Type of data shown:
[7 empty] | data. As a minimum, state assumptions used for balance sheet, income statement and sales forecast. | [7 empty] | XX | Projected Test Year Ended 12/31/2009
COMPANY: TAMPA ELECTRIC COMPANY | [15 empty] | Projected Prior Year Ended 12/31/2008
Historical Prior Year Ended 12/31/2007
Witness: L.L. Cifuentes / M.J. Hornick/
R.B. Haines/J.S. Chronister/
DOCKET No. 080317-EI | [15 empty] | G.L. Gillette/D.S. Merrill/W.R. Ashburn
1 |  | 6. | INTERCHANGE (Continued) |  |  |  | Supporting Basis for Assumptions
2 |  | e | Reliant Vandolah Purchase |  |  |  | Tampa Electric purchases 158 MW of peaking power at a guaranteed heat rate. The purchase is based on natural gas but has light oil as a
3 | [6 empty] | backup. The contract ends after May 31, 2012.
4 |  |  | MWH |  | 63984
5 |  |  | Fuel Cost ($000) |  | 6639
6 |  |  | O&M Cost ($000) |  | 85.1
7 |  |  | Capacity Charge ($000) |  | 7925.3
8 |  |  | Startup Cost ($000) |  | 752
9 |  |  | Transmission Cost ($000) |  | 2261.9
10 |  |  | Total Cost ($000) |  | 17663.3
11
12 |  | f | Economy; Non-Firm "J" Market Based Purchase |  |  |  | Economy purchases are forecasted by representing peninsular Florida's spot power market through an hourly price profile. This market profile is
13 | [6 empty] | based on 1) historical trends, 2) detailed fuel commodity price forecast, 3) available generating resources and 4) associated system energy
14 |  |  | MWH |  | 1480092 |  | requirements for other utilities throughout the state. The TEC production cost model compares the hourly "market" price with the TEC energy
15 |  |  | Transaction Cost ($000) |  | 102983.1 |  | needed and transacts when the price is favorable. Minimum savings for any purchase is set at $3/MWH. Transaction fuel savings are split 50/50
16 | [6 empty] | between the buyer and seller.
17
18 |  | g | JA Emergency Purchase |  |  |  | This interchange represents the expected unserved energy (EUE) on the TEC system as estimated by production cost modeling; the amount of
19 | [6 empty] | energy that may not be served by available Tampa Electric resources. PROMOD is the software currently employed by TEC and uses a
20 |  |  | MWH |  | 207 |  | probabilistic simulation based on unit availabilities, capacity, and system demand. The projected cost of the emergency energy is based on
21 |  |  | Fuel Cost ($000) |  | 17.9 |  | historical trends and is escalated using TEC fuel forecasts and available resources from throughout peninsular Florida.
22 |  |  | Transaction Cost ($000) |  | 17.9
23
24 |  | h | Optional Provision |  |  |  | The amount of optional provision expected to be purchased by TEC is determined by a system reliability analysis. The maximum amount of
25 | [6 empty] | capacity that can be interrupted is based on the load forecast and is input into the Production Cost Model (PROMOD). During hours of
26 |  |  | MWH |  | 410 |  | capacity deficiency the interruptible load is first utilized to reduce total system requirements before emergency energy is purchased for the firm
27 |  |  | Fuel Cost ($000) |  | 35.4 |  | customers. The cost of optional provision energy is assumed to be the same as the emergency purchase.
28 |  |  | Transaction Cost ($000) |  | 35.4
29
30 |  | i | Schedule D Sales |  |  |  | Tampa Electric will sell energy to Seminole Electric Cooperative on an interruptible basis. The sale has a 65% projected capacity factor based on
31 | [6 empty] | recent historic usage. The fuel is based on system incremental fuel cost. The O&M charge is 10% of fuel cost. The capacity charge is $6.12 per
32 |  |  | MWH |  | 18055 |  | kw for capacity and $1.482 per kW for transmission. The contract has a three-year notice for termination and Tampa Electric projects the sale will
33 |  |  | Fuel Cost ($000) |  | 1048.1 |  | end after December 31, 2012.
34 |  |  | O&M Cost ($000) |  | 9.8
35 |  |  | Capacity Charge ($000) |  | 13
36 |  |  | Total Revenue ($000) |  | 1070.9
37
38
39
40
41
42
Supporting Schedules: | [15 empty] | Recap Schedules:
SCHEDULE F-8 | [6 empty] | ASSUMPTIONS | [9 empty] | Page 16 of 24
FLORIDA PUBLIC SERVICE COMMISSION | [5 empty] | EXPLANATION: | For a projected test year, provide a schedule of assumptions used in developing projected or estimated | [7 empty] | Type of data shown:
[7 empty] | data. As a minimum, state assumptions used for balance sheet, income statement and sales forecast. | [7 empty] | XX | Projected Test Year Ended 12/31/2009
COMPANY: TAMPA ELECTRIC COMPANY | [15 empty] | Projected Prior Year Ended 12/31/2008
Historical Prior Year Ended 12/31/2007
Witness: L.L. Cifuentes / M.J. Hornick/
R.B. Haines/J.S. Chronister/
DOCKET No. 080317-EI | [15 empty] | G.L. Gillette/D.S. Merrill/W.R. Ashburn
1 |  | 6. | INTERCHANGE (Continued) |  |  |  | Supporting Basis for Assumptions
2 |  | j | Economy; Non-Firm Market Based Sales |  |  |  | Economy sales are forecasted by representing peninsular Florida's spot power market through an hourly price profile. This market profile is based
3 | [6 empty] | on 1) historical trends, 2) detailed fuel commodity price forecast, 3) available generating resources and 4) associated system energy
4 |  |  | MWH |  | 178454 |  | requirements for other utilities throughout the state. The TEC production cost model compares the hourly "market" price with the TEC energy
5 |  |  | Fuel Cost ($000) |  | 7941.5 |  | available and transacts when the price is favorable, and bidders would be expected to strike on the differential. The minimum savings for any sale
6 |  |  | O&M Cost ($000) |  | 662.1 |  | is set at $11 / MWH. Transaction fuel savings are split 50/50 between the buyer and seller.
7 |  |  | Transmission Rev ($000) |  | 226.1
8 |  |  | Ancil Rev ($000) |  | 41
9 |  |  | Capacity Charge ($000) |  | 267.2
10 |  |  | Total Revenue ($000) |  | 9137.9
11
12 |  | k | Partial Requirement Sales |  |  |  | Wauchula | Tampa Electric sells partial requirements, load following energy and capacity to the City of Wauchula, Florida. Demand for this contract
13 | [7 empty] | peaks at approximately 15 MW and is projected to have about a 50% load factor. Capacity is $9.42 per kW demand per month, non-fuel
14 |  |  | SEBRING/FPC (MWH) |  | 375300 |  |  | energy is $5.54 per MWH and fuel is system average. The contract ends after December 31, 2013.
15 |  |  | WAUCHULA (MWH) |  | 70500
16 |  |  | STCLOUD (MWH) |  | 70400 |  | St. Cloud | Tampa Electric sells partial requirements of 15 MWs of capacity to the City of St. Cloud, Florida. Capacity is $9.42 per kW demand per
17 |  |  | REEDY CREEK (MWH) |  | 268200 |  |  | month, non-fuel energy is $5.54 per MWH and fuel is system average. Based on recent history usage, St. Cloud utilizes the capacity at
18 | [7 empty] | about a 40% utilization factor. The contract ends after December 31, 2012.
19 |  |  | SEBRING/FPC (MW) |  | 71.4
20 |  |  | WAUCHULA (MW) |  | 16.2 |  | Progress | Tampa Electric sells partial requirements of 70 MWs of capacity to the Progress Energy Florida. Capacity is $9.42 per kW demand per
21 |  |  | STCLOUD (MW) |  | 15.3 |  | Energy FL. | month, non-fuel energy is $5.54 per MWH and fuel is system average. Based on recent history usage, Progress Energy Florida utilizes
22 |  |  | REEDY CREEK (MW) |  | 40.8 |  |  | the capacity at about a 40% utilization factor. The contract ends after February 28, 2011.
23
24 | [6 empty] | Reedy Creek | Tampa Electric sells partial requirements of up to 75 MWs of capacity to the Progress Energy Florida. Capacity is $9.42 per kW demand
25 | [6 empty] | Improve Dist. | per month, non-fuel energy is $5.54 per MWH and fuel is system average. Reedy Creek has projected to take 50, 50, 25 and 5 MWs of
26 | [7 empty] | monthly demand in 2009, 2010, 2011 and 2012, respectively. Based on the contract and recent history, Tampa Electric projects Reedy
27 | [7 empty] | Creek to take 80% of the projected demand and to utilize the capacity at a 75% utilization factor. The contract ends after May 31, 2017.
28
29
30
31
32
33
34
35
36
37
38
39
40
41
42
Supporting Schedules: | [15 empty] | Recap Schedules:
SCHEDULE F-8 | [6 empty] | ASSUMPTIONS | [9 empty] | Page 17 of 24
FLORIDA PUBLIC SERVICE COMMISSION | [5 empty] | EXPLANATION: | For a projected test year, provide a schedule of assumptions used in developing projected or estimated | [7 empty] | Type of data shown:
[7 empty] | data. As a minimum, state assumptions used for balance sheet, income statement and sales forecast. | [7 empty] | XX | Projected Test Year Ended 12/31/2009
COMPANY: TAMPA ELECTRIC COMPANY | [15 empty] | Projected Prior Year Ended 12/31/2008
Historical Prior Year Ended 12/31/2007
Witness: L.L. Cifuentes / M.J. Hornick/
R.B. Haines/J.S. Chronister/
DOCKET No. 080317-EI | [15 empty] | G.L. Gillette/D.S. Merrill/W.R. Ashburn
1 |  | 7. | 2009 REVENUE BUDGET
2 |  |  | Assumptions | [8 empty] | Supporting Basis for Assumptions
3
4 |  |  | 1. Operating Revenue
5
6 |  |  | a. Base Revenues
7 |  |  |  | (1) The assumptions used in developing MWH sales are in Mrs. Cifuentes 2009 Customer, | [7 empty] | Supports KWh forecast.
8 |  |  |  | Demand and Energy Forecast, Section II., pages 2 through 3 of this Schedule.
9
10 |  |  |  | (2) See MFR Schedule E-15 for discussion of the conversion of MWH sales to rate classes. | [7 empty] | Presents proper allocation to rate classes.
11
12 |  |  | b. Fuel Revenues
13 |  |  |  | (1) Assumes budgeted forecast for 2009. | [7 empty] | Assumes the existing Fuel and Purchased Power Cost Recovery Clause will remain
14 | [11 empty] | in effect.
15 |  |  | c. Capacity Revenues
16 |  |  |  | (1) Assumes budgeted forecast for 2009. | [7 empty] | Assumes the existing Capacity Cost Recovery Clause will remain in effect.
17
18 |  |  | d. Environmental Revenues
19 |  |  |  | (1) Assumes budgeted forecast for 2009. | [7 empty] | Assumes the existing Environmental Cost Recovery Clause will remain in effect.
20
21 |  |  | e. Conservation Revenues
22 |  |  |  | (1) Assumes budgeted forecast for 2009. | [7 empty] | Assumes the existing Conservation Cost Recovery Clause will remain in effect.
23
24 |  |  | f. Optional Provision Revenues
25 |  |  |  | (1) Assumes there will be requests from some Interruptible Customers to purchase power | [7 empty] | Optional Provision Energy is forecasted using the PROMOD production costing
26 |  |  |  | during times of generation deficiency rather than curtail usage. | [7 empty] | computer program.
27
28 |  |  | g. Gross Receipts Tax Revenues | [8 empty] | As per State of Florida Statute.
29
30 |  |  | h. Franchise Revenues
31 |  |  |  | (1) The percentage of Franchise Revenues to Base, Fuel, Capacity, Environmental, Conservation, | [7 empty] | Assumes no changes in Franchise agreements.
32 |  |  |  | and Optional Provision Revenue in 2007 will apply to 2009.
33
34
35
36
37
38
39
40
41
42
Supporting Schedules: | [15 empty] | Recap Schedules:
SCHEDULE F-8 | [6 empty] | ASSUMPTIONS | [9 empty] | Page 18 of 24
FLORIDA PUBLIC SERVICE COMMISSION | [5 empty] | EXPLANATION: | For a projected test year, provide a schedule of assumptions used in developing projected or estimated | [7 empty] | Type of data shown:
[7 empty] | data. As a minimum, state assumptions used for balance sheet, income statement and sales forecast. | [7 empty] | XX | Projected Test Year Ended 12/31/2009
COMPANY: TAMPA ELECTRIC COMPANY | [15 empty] | Projected Prior Year Ended 12/31/2008
Historical Prior Year Ended 12/31/2007
Witness: L.L. Cifuentes / M.J. Hornick/
R.B. Haines/J.S. Chronister/
DOCKET No. 080317-EI | [15 empty] | G.L. Gillette/D.S. Merrill/W.R. Ashburn
1 |  | 7. | 2009 REVENUE BUDGET (continued)
2 |  |  | Assumptions | [8 empty] | Supporting Basis for Assumptions
3
4 |  |  | 2. Deferred Fuel Revenue
5
6 |  |  | a. | Deferred fuel revenue will reflect the amount by which estimated fuel cost recovered through
7 |  |  |  | fuel rates is greater than actual fuel costs.
8
9 |  |  | b. | Interest is accrued at 5%. | [7 empty] | See Financing Section V.1. of this schedule.
10
11 |  |  | 3. Unbilled Revenues
12
13 |  |  | a. | The projection is based on the net change in unbilled revenues betweeen December 31, 2008 | [7 empty] | All generation, less line losses and company use, will either be recorded as billed
14 |  |  |  | and December 31, 2009. | [7 empty] | or unbilled revenues.
15
16 |  |  | 4. Other Operating Revenues
17
18 |  |  | a. | The 2009 projection for other operating revenues assumes an overall increase of 1.7% for | [7 empty] | Miscellaneous Service Revenues -- Bill Copy Fees, Late Pay Fees, Turn-on charges,
19 |  |  |  | miscellaneous service revenues, rent from electric property and other electric revenues combined. | [7 empty] | and Returned Check Fees are budgeted by Billing Data Management based on previous
20 | [11 empty] | history and customer growth projections from Load Forecasting. Reconnect Fees,
21 | [11 empty] | Tampering Fees, and Field Credit Fees are budgeted by Field Services based on
22 | [11 empty] | previous history and planned deployment of department recourses. Temporary Poles
23 | [11 empty] | are budgeted by ED Business Planning based on actual trends.
24
25 | [11 empty] | Rent from electric property consist primarily of rent for pole attachments and Metro
26 | [11 empty] | Link. Rental revenue from pole attachments and metro link are based on known
27 | [11 empty] | contracts.
28
29 | [11 empty] | Other electric revenues consist primarily of point to point transmission, wheeling,
30 | [11 empty] | gypsum and sulphuric acid revenues. Point to point transmission revenue assumption
31 | [11 empty] | was based on existing contracts and expected activities in the current year. Wheeling
32 | [11 empty] | revenue was based on prior years actuals multiplied by the CPI and the projected
33 | [11 empty] | Capacity Rate and Short Term Power Rate. Gypsum and sulphuric acid revenues were
34 | [11 empty] | primarily based on estimated production of plant (from PROMOD) and current market
35 | [11 empty] | conditions and/or contract agreements.
36
37
38
39
40
41
42
Supporting Schedules: | [15 empty] | Recap Schedules:
SCHEDULE F-8 | [6 empty] | ASSUMPTIONS | [9 empty] | Page 19 of 24
FLORIDA PUBLIC SERVICE COMMISSION | [5 empty] | EXPLANATION: | For a projected test year, provide a schedule of assumptions used in developing projected or estimated | [7 empty] | Type of data shown:
[7 empty] | data. As a minimum, state assumptions used for balance sheet, income statement and sales forecast. | [7 empty] | XX | Projected Test Year Ended 12/31/2009
COMPANY: TAMPA ELECTRIC COMPANY | [15 empty] | Projected Prior Year Ended 12/31/2008
Historical Prior Year Ended 12/31/2007
Witness: L.L. Cifuentes / M.J. Hornick/
R.B. Haines/J.S. Chronister/
DOCKET No. 080317-EI | [15 empty] | G.L. Gillette/D.S. Merrill/W.R. Ashburn
1 |  | 8. | OPERATION and MAINTENANCE EXPENSES |  |  |  | Supporting Basis for Assumptions
2 |  |  | A. | COST CHANGE RATES
3 |  |  | a. | General Inflation Rate |  |  | 2009 forecasted CPI-U rate of 2.1% per Moody's Economy.com (December 2007 release)
4
5 |  |  | b. | Labor |  |  | 2009 salary and wage increases are based on the following guidelines:
6
7 | [6 empty] | Supervisory payroll – 4.0% | [6 empty] | Managerial recommendation
8
9 | [6 empty] | Operating payroll - 3.5% January through March of 2009 and 3.85% for April | [6 empty] | IBEW and OPEIU contract
10 | [6 empty] | through December 2009 (IBEW), 3.85% for OPEIU for all of 2009
11
12 | [6 empty] | Office payroll – 4.0% for all of 2009 for all office employees, non-covered, | [6 empty] | Managerial recommendation
13 | [6 empty] | non-exempt
14
15 | [6 empty] | Success sharing - 5.0%. In general employees can earn additional base | [6 empty] | Managerial recommendation
16 | [6 empty] | wages in a lump sum pay out based on the company successfully meeting all
17 | [6 empty] | of its goals for 2009.
18
19 | [6 empty] | Promotions and merit adjustments follow normal historical patterns | [6 empty] | Consistent with historical performance
20 | [6 empty] | budgeted.
21
22 | [6 empty] | All positions that are budgeted for 2009 will be filled with qualified employees | [6 empty] | Consistent with historical performance
23 | [6 empty] | at rates and in the time frame that they were budgeted.
24
25 |  |  | c. | Material |  |  | The 2.1% CPI-U general inflation rate and the 2009 forecasted Handy-Whitman Index rate (production costs) of 3.6% per Moody's Economy.com
26 | [6 empty] | (February 2008 release) were utilized when specific information for 2009 material cost changes were not available. When they exist contract
27 | [6 empty] | data were used.
28
29 |  |  | d. | Contractors |  |  | The 2.1% CPI-U general inflation rate was utilized when specific information on 2009 contractor costs changes was not available.
30
31 |  |  | e. | Vehicle Rates
32 |  |  |  | a. Light Vehicles |  | $5.33/hour | The 2009 vehicle charge out rates are calculated based on Fleet Services detailed budget for all vehicles costs to
33 |  |  |  | b. Medium Vehicles |  | $9.46/hour | purchase, operate and maintain each type of vehicle. These costs are then divided by the budgeted vehicle
34 |  |  |  | c. Heavy Vehicles |  | $22.65/hour | utilization for the Energy Delivery, Customer Service and Facilities to determine the monthly cost for the
35 | [6 empty] | budget and to compute the hourly rate.
36
37
38
39
40
41
42 |  |  | * See Schedule C-8 for explanations of changes in expenses from projected Prior Year Ended 2008 to Projected Test Year Ended 2009.
Supporting Schedules: | [15 empty] | Recap Schedules:
SCHEDULE F-8 | [6 empty] | ASSUMPTIONS | [9 empty] | Page 20 of 24
FLORIDA PUBLIC SERVICE COMMISSION | [5 empty] | EXPLANATION: | For a projected test year, provide a schedule of assumptions used in developing projected or estimated | [7 empty] | Type of data shown:
[7 empty] | data. As a minimum, state assumptions used for balance sheet, income statement and sales forecast. | [7 empty] | XX | Projected Test Year Ended 12/31/2009
COMPANY: TAMPA ELECTRIC COMPANY | [15 empty] | Projected Prior Year Ended 12/31/2008
Historical Prior Year Ended 12/31/2007
Witness: L.L. Cifuentes / M.J. Hornick/
R.B. Haines/J.S. Chronister/
DOCKET No. 080317-EI | [15 empty] | G.L. Gillette/D.S. Merrill/W.R. Ashburn
1 | V. | FINANCIAL ANALYSIS |  |  |  |  | Supporting Basis for Assumptions
2 |  | 1. | Financial / Capital Structure
3 |  |  | a. | Capital Structure Objectives:
4 |  |  |  | Total Debt |  | 44.7%
5 |  |  |  | Common Equity |  | 55.3% | The 2009 test year equity ratio is projected to be 55.3% on a jurisdictional adjusted basis including off balance sheet debt obligations for purchased
6 | [6 empty] | power agreements..
7
8 |  | 2. | Budgeted Income Statements
9 |  |  | a. | Unbilled Revenues |  |  | The projection is based on the net change in unbilled revenues betweeen December 31, 2008
10 | [6 empty] | and December 31, 2009.
11
12 |  |  | b. | Allowance for Funds Used During Construction |  |  | Assumed AFUDC rate of 7.79% applied to eligible projects.
13
14 | [6 empty] | Commission practices for determining AFUDC rates. The 7.79% rate was approved by the Commission in Order No. PSC-95-1229-FOF-EI,
15 | [6 empty] | Docket No. 950621-EI, effective January 1, 1995.
16
17 |  |  | c. | Depreciation and amortization |  |  | Depreciation and amortization expense is computed by applying the rates in the last depreciation study approved by the FPSC to the budgeted
18 | [6 empty] | average monthly plant-in-service balances on an account/subaccount level in the same manner that actual depreciation and amortization expense
19 | [6 empty] | is computed.
20 |  |  | d. | Taxes - Other than Income Taxes
21
22 |  |  |  | 1. Regulatory Assessment Fee |  |  | Assumes no rate changes from current .072% and no change in fee base – operating revenue less sales for resale.
23
24 |  |  |  | 2. Property Tax |  |  | Assumes a 4% annual increase in property assessment (tax base) from 2007 actual assessment. Assumes increases in net plant per plant &
25 | [6 empty] | depreciation budget.
26 |  |  |  | 3. Gross Receipts Tax |  |  | Assumes no rate change from current 2.5% and no change in tax base – retail sales of electrical energy.
27
28 |  |  |  | 4. Franchise Fee |  |  | Assumes no new franchise fee agreements and no change in existing agreements bases or rates.
29
30 |  |  |  | 5. Miscellaneous other taxes |  |  | Assumes no significant change from prior years for tax rates on state & federal excise, use tax on company, use electric energy, licenses, etc..
31
32 |  |  |  | 6. Payroll Taxes |  |  | Assumptions
33 | [7 empty] | 1. The 2009 Labor budget and Success Sharing budgets were used for total gross wages.
34 | [7 empty] | 2. For the purposes of the calculation of the State and Federal Unemployment taxes, the total employee count was based on
35 | [7 empty] | the active employee population as of 02/28/08 excluding Coops/BCE's.
36 | [7 empty] | 3. Under current tax law the employer portion for FICA are the following:
37 | [7 empty] | OASDI 6.2%, and MEDICARE 1.45%
38 | [7 empty] | The 2009 budgeted FICA tax calculation was based on the current rates.
39 | [7 empty] | 4. The percentage of FICA taxable wages for 2009 was based on 2007 historical data.
40
41
42
Supporting Schedules: | [15 empty] | Recap Schedules:
SCHEDULE F-8 | [6 empty] | ASSUMPTIONS | [9 empty] | Page 21 of 24
FLORIDA PUBLIC SERVICE COMMISSION | [5 empty] | EXPLANATION: | For a projected test year, provide a schedule of assumptions used in developing projected or estimated | [7 empty] | Type of data shown:
[7 empty] | data. As a minimum, state assumptions used for balance sheet, income statement and sales forecast. | [7 empty] | XX | Projected Test Year Ended 12/31/2009
COMPANY: TAMPA ELECTRIC COMPANY | [15 empty] | Projected Prior Year Ended 12/31/2008
Historical Prior Year Ended 12/31/2007
Witness: L.L. Cifuentes / M.J. Hornick/
R.B. Haines/J.S. Chronister/
DOCKET No. 080317-EI | [15 empty] | G.L. Gillette/D.S. Merrill/W.R. Ashburn
1 |  | 2. | Budgeted Income Statements (continued) |  |  |  | Supporting Basis for Assumptions
2
3 |  |  | e. | Income Taxes
4
5 |  |  |  | 1. Income taxes are computed at statutory rates adjusted for permanent differences.
6
7 |  |  |  | 2. Full interperiod tax allocation was followed.
8
9 |  |  |  | 3. Amortization of investment tax credit using an average plant life of 53.5 years.
10
11 |  | 3. | Balance Sheet Assumptions - Assets |  |  |  | Supporting basis for assumptions
12 |  |  | a. | Electric Plant |  |  | The Capital Budget is the source of plant-in-service, property held for future use and construction work in progress additions, cost of removal and
13 | [6 empty] | salvage. Retirements of plant-in-service are based on the five year average for the year ended 2006, except steam and other production
14 | [6 empty] | retirements are based on budgeted in service additions and amortizable plant retirements are based on the recovery schedule and the in service
15 | [6 empty] | additions.
16
17 | [6 empty] | Past performance is the basis for plant retirements that cannot be discretely determined.
18
19 |  |  | b. | Cash |  |  | Assumed cash balances are set to meet liquidity needs.
20
21 |  |  | c. | Customer Receivables |  |  | Assumed the last three year average ratio (2006 & 2007 actual and 2008 budget) of monthly revenues billed compared to accounts receivable
22 | [6 empty] | balances. This ratio is applied to the 2009 monthly revenue budget.
23
24 | [6 empty] | Based on historical trends.
25
26 |  |  | d. | Associated Companies Receivables |  |  | Assumes a 1 month balance. Billings to associated companies are assumed to be collected in the month following the
27 | [6 empty] | recording of the receivable.
28
29 |  |  | e. | Unbilled Utility Revenues |  |  | The projection is based on a calculation of budgeted unbilled MWHs multiplied by a budgeted revenue rate. The budgeted unbilled MWHs are
30 | [6 empty] | determined by taking the budgeted Retail Net Energy for Load (NEL) MWHs and subtracting estimated line loss, company usage, and usage of
31 | [6 empty] | interruptible customers to calculate the total MWHs to be billed. These MWHs are then divided into an estimated unbilled and billed MWH
32 | [6 empty] | classification based on the timing of meter reads. The budgeted revenue rate is calculated by taking budgeted base revenues (excluding
33 | [6 empty] | interruptible customers) divided by budgeted billed MWHs (excluding interruptible customers). The unbilled MWHs are then multiplied by the
34 | [6 empty] | average rate per MWH.
35
36 |  |  | f. | Interchange sales Receivable |  |  | The monthly balances for interchange receivable are based on the current month's interchange sales. It is assumed that each month's
37 | [6 empty] | sales will be collected in the subsequent month.
38
39
40
41
42
Supporting Schedules: | [15 empty] | Recap Schedules:
SCHEDULE F-8 | [6 empty] | ASSUMPTIONS | [9 empty] | Page 22 of 24
FLORIDA PUBLIC SERVICE COMMISSION | [5 empty] | EXPLANATION: | For a projected test year, provide a schedule of assumptions used in developing projected or estimated | [7 empty] | Type of data shown:
[7 empty] | data. As a minimum, state assumptions used for balance sheet, income statement and sales forecast. | [7 empty] | XX | Projected Test Year Ended 12/31/2009
COMPANY: TAMPA ELECTRIC COMPANY | [15 empty] | Projected Prior Year Ended 12/31/2008
Page 22 of 24 | [15 empty] | Historical Prior Year Ended 12/31/2007
Witness: L.L. Cifuentes / M.J. Hornick/
R.B. Haines/J.S. Chronister/
DOCKET No. 080317-EI | [15 empty] | G.L. Gillette/D.S. Merrill/W.R. Ashburn
1 |  | 3. | Balance Sheet Assumptions - Assets (cont.) |  |  |  | Supporting Basis for Assumptions
2
3 |  |  | g. | Fuel Stock |  |  | The projected balances for fuel stock were based on amounts expected to be on hand on December 31, 2008 by generating plant,
4 | [6 empty] | increased for the projected cost of required monthly deliveries of fuel stock and reduced for the projected cost of fuel burned by plant
5 | [6 empty] | each month based on the Fuel and Interchange Budget.
6
7 |  |  | h. | Other Plant Materials & Supplies |  |  | The balance consists of materials and supplies inventory for general stores issues, major & minor materials, transformers, reclosers,
8 | [6 empty] | bushings and generation related material and supplies. Projected inventory reductions are offset by projected increases for new parts
9 | [6 empty] | for operating areas.
10
11 |  |  | i | Prepayments |  |  | Primarily prepaid insurance, ammonia pipeline reservation/capacity (recovered thru ECRC) and LTSA for Polk unit 1. The prepaid
12 | [6 empty] | insurance balance assumes the balance as of December 31, 2008 increased by the expected payments for insurance policy premiums
13 | [6 empty] | then decreased by the monthly amortization over the life of the policy. The ammonia pipeline reservation/capacity balance assumes the
14 | [6 empty] | balance as of December 31, 2008 decreased by the monthly amortization recognition of expense recovered thru ECRC. The LTSA
15 | [6 empty] | balance assumes the balance as of December 31, 2008 increased by a cash payment made at the beginning of year then reduced by
16 | [6 empty] | the cost of O&M and capital related work performed monthly.
17
18 |  |  | j. | Derivatives |  |  | Derivatives are based on the current natural gas mark-to-market swaps as of March 31, 2008.
19
20 |  |  | k. | Unamortized Debt Expense |  |  | The projected balance for unamortized debt expense was calculated based on required monthly amortization of existing bonds and an
21 | [6 empty] | estimated issue cost of bonds to be issued in 2009.
22
23 |  |  | l. | Deferred Income Tax |  |  | The budgeted balances for accumulated deferred income taxes are derived by adding the monthly deferred tax provisions estimated for
24 | [6 empty] | income statement purposes to the forecast balance at the prior year-end. The monthly provisions are computed on estimates of
25 | [6 empty] | difference in the recognition of items on income and expense for book versus tax purposes.
26
27 |  | 4. | Balance Sheet Assumptions - Liabilities |  |  |  | Supporting basis for assumptions
28
29 |  |  | a. | Equity Contributions |  |  | Equity Contributions from TECO Energy are estimated at $285.0M in 2009.
30
31 | [6 empty] | Need for capital and maintenance of capital structure goals.
32
33 |  |  | b. | Long-Term Debt |  |  | Assumed an additional $125 million of debt issuance @6.9% in 2009, with $1.3 million in associated debt issuance costs.
34
35 | [6 empty] | Need for capital and maintenance of capital structure goals.
36
37 |  |  | c. | Short-Term Debt |  |  | Short-term debt balances are projected to range from $11.8M to $103.8M in 2009 at a short-term debt interest rate of 4.5%.
38
39 | [6 empty] | Need for capital and maintenance of capital structure goals.
40
41 |  |  | d. | Shares Outstanding |  |  | Assumes no additional sales of stock in 2009.
42
Supporting Schedules: | [15 empty] | Recap Schedules:
SCHEDULE F-8 | [6 empty] | ASSUMPTIONS | [9 empty] | Page 23 of 24
FLORIDA PUBLIC SERVICE COMMISSION | [5 empty] | EXPLANATION: | For a projected test year, provide a schedule of assumptions used in developing projected or estimated | [7 empty] | Type of data shown:
[7 empty] | data. As a minimum, state assumptions used for balance sheet, income statement and sales forecast. | [7 empty] | XX | Projected Test Year Ended 12/31/2009
COMPANY: TAMPA ELECTRIC COMPANY | [15 empty] | Projected Prior Year Ended 12/31/2008
Page 23 of 24 | [15 empty] | Historical Prior Year Ended 12/31/2007
Witness: L.L. Cifuentes / M.J. Hornick/
R.B. Haines/J.S. Chronister/
DOCKET No. 080317-EI | [15 empty] | G.L. Gillette/D.S. Merrill/W.R. Ashburn
1 |  | 4. | Balance Sheet Assumptions - Liabilities (cont.) |  |  |  | Supporting Basis for Assumptions
2 |  |  | e. | Misc. Paid in Capital |  |  | The projected balances are derived from the estimated December 31, 2008 balances increased by equity contributions
3 | [6 empty] | forecasted to be made by TECO Energy Inc.
4
5 |  |  | f. | Retained Earnings |  |  | Derived by adding to the December 31, 2008 balance monthly income projections developed in
6 | [6 empty] | connection with the budgeted income statement and deducting expected dividend accruals based on the financing plan.
7
8 |  |  | g. | Capital Stock Issuance Expense |  |  | Assumes no change in 2009
9
10 |  |  | h. | Accumulated Other Comprehensive Income |  |  | Assumes the after tax loss on the interest rate swap derivative transaction associated with the $100M (Tampa Electric portion)
11 | [6 empty] | long-term debt issuance in 2008. This balance is being amortized over the 10 year life of the debt instrument.
12
13 |  |  | i | Account Payables |  |  | Consists of manual accrual, payroll, fuel (including coal and oil), natural gas, purchased power accruals and other miscellaneous accruals.
14 | [6 empty] | Manual accrual balances are based on the sum of each business units percentage of completed but unpaid project costs at month end. Payroll
15 | [6 empty] | accrual is calculated using accrual factor based on number of days accrued for each month multiplied by the average monthly budgeted payroll.
16 | [6 empty] | Fuel, natural gas and purchased power accruals reflect current month purchases (Current month's activity is paid in the subsequent month).
17 | [6 empty] | Other payable balances are based on historical activities and/or current forecasted activities.
18
19 |  |  | j. | Customer Deposits |  |  | The budgeted balances for customer deposits are calculated by applying growth factors based on actual monthly deposits
20 | [6 empty] | for the previous year. An average percentage of the deposit balance is determined and the average percentage is applied
21 | [6 empty] | to each month's balance for the budgeted year.
22
23 |  |  | k. | Taxes Accrued |  |  | The balance for federal and state income taxes is determined by adding to the forecasted prior year-end balance the monthly
24 | [6 empty] | budgeted expense developed per the income statement, net of payments based on statutory requirements.
25
26 |  |  | l. | Accrued Vacation Pay |  |  | Based on active employee population (excluding coop's and BCE's) and their vacation allotment and salary projections.
27 | [6 empty] | In addition, vacation carryover was based on 2008 actuals increased by 4%.
28
29 |  |  | m. | Other Deferred Credits |  |  | Other Deferred Credits consist primarily of employee benefit plan cost including the impact of FAS 158, deferred clause, and contract retention
30 | [6 empty] | balances. Projected monthly balances for pension plan costs are derived by adding monthly expense to the prior year’s year end balance based
31 | [6 empty] | on an actuarial valuation of pension costs and deducting payments made to fund such costs consistent with the Company’s existing funding
32 | [6 empty] | policies. Projected monthly balances for postretirement health and welfare costs are derived by adding monthly expense to the prior year’s year
33 | [6 empty] | end balance based on an actuarial valuation of costs then deducting projected claims. Deferred clauses are calculated by comparing budgeted
34 | [6 empty] | monthly revenues with budgeted monthly recoverable expense the deferring the excess amounts billed in accordance with current FERC/FPSC
35 | [6 empty] | guidance. Contract Retention balances are based on contract requirements, projected completion & approval dates as well as potential letters of
36 | [6 empty] | credit to be received.
37
38 |  |  | n. | Asset Retirement Obligation |  |  | The projected balance for ARO is increased by taking the forecasted ending balance as of the prior year-end multiplied by the
39 | [6 empty] | accretion amortization rate of 6%.
40
41
42
Supporting Schedules: | [15 empty] | Recap Schedules:
SCHEDULE F-8 | [6 empty] | ASSUMPTIONS | [9 empty] | Page 24 of 24
FLORIDA PUBLIC SERVICE COMMISSION | [5 empty] | EXPLANATION: | For a projected test year, provide a schedule of assumptions used in developing projected or estimated | [7 empty] | Type of data shown:
[7 empty] | data. As a minimum, state assumptions used for balance sheet, income statement and sales forecast. | [7 empty] | XX | Projected Test Year Ended 12/31/2009
COMPANY: TAMPA ELECTRIC COMPANY | [15 empty] | Projected Prior Year Ended 12/31/2008
Page 24 of 24 | [15 empty] | Historical Prior Year Ended 12/31/2007
Witness: L.L. Cifuentes / M.J. Hornick/
R.B. Haines/J.S. Chronister/
DOCKET No. 080317-EI | [15 empty] | G.L. Gillette/D.S. Merrill/W.R. Ashburn
1 |  | 4. | Balance Sheet Assumptions - Liabilities (cont.) |  |  |  | Supporting Basis for Assumptions
2 |  |  | o. | Deferred Income Taxes |  |  | The budgeted balances for accumulated deferred income taxes are derived by adding the monthly deferred tax provisions estimated
3 | [6 empty] | for income statement purposes to the forecast balance at the prior year-end. The monthly provisions are computed on estimates of
4 | [6 empty] | differences in the recognition of items of income and expense for book versus tax purposes.
5
6 |  |  | p. | Reserve for Injuries & Damages |  |  | The Reserve for I&D balance is based on the balance at December 31, 2008 and the year-end 2009 balance recommended by Towers Perrin.
7
8
9
10
11
12
13
14
15
16
17
18
19
20
21
22
23
24
25
26
27
28
29
30
31
32
33
34
35
36
37
38
39
40
41
42
Supporting Schedules:

## Condensed Data for Sch E4
NET GENERATION (MWH) | Original
TOTALYEAR
B.B.#l | 2176233
B.B.#2 | 1930023
B.B.#3 | 2464327
B.B.#4 | 2795878
PHILLIPS #1 (HVY OIL) | 820
PHILLIPS #2 (HVY OIL) | 830
POLK #1 GASIFIER | 1479463
POLK #1 CT OIL | 45757
POLK #2 CT GAS | 26068
POLK #2 CT OIL | 1372
POLK #3 CT GAS | 26161
POLK #3 CT OIL | 1376
POLK #4 CT GAS | 64970
POLK #5 CT GAS | 42739
CITY OF TAMPA GAS | 956
BAYSIDE #1 | 3852152
BAYSIDE #2 | 4111570
BAYSIDE #3 | 6512
BAYSIDE #4 | 5127
BAYSIDE #5 | 35714
BAYSIDE #6 | 31199
B.B.C.T.#1 Oil | 8
B.B.C.T.#2 Oil | 0
B.B.C.T.#3 Oil | 0
B.B.C.T.#4 GAS | 1860
SYSTEM | 19101115
AS BURNED FUEL COST | Original
TOTALYEAR
B.B.#l | 83989834
B.B.#2 | 74288026
B.B.#3 | 94098202
B.B.#4 | 108872700
PHILLIPS #1 (HVY OIL) | 147974
PHILLIPS #2 (HVY OIL) | 149203
POLK #1 GASIFIER | 66820931
POLK #1 CT OIL | 13989034
POLK #2 CT GAS | 3904275
POLK #2 CT OIL | 503066
POLK #3 CT GAS | 3790291
POLK #3 CT OIL | 517393
POLK #4 CT GAS | 9720956
POLK #5 CT GAS | 6498652
CITY OF TAMPA GAS | 128645
BAYSIDE #1 | 333918015
BAYSIDE #2 | 357117681
BAYSIDE #3 | 792634
BAYSIDE #4 | 639812
BAYSIDE #5 | 4283190
BAYSIDE #6 | 3748288
B.B.C.T.#1 Oil | 4237
B.B.C.T.#2 Oil | 0
B.B.C.T.#3 Oil | 300
B.B.C.T.#4 GAS | 231015
SYSTEM | 1168154354
AS BURNED FUEL COST | Updated
TOTALYEAR
B.B.#l | 83989834
B.B.#2 | 74288026
B.B.#3 | 94098202
B.B.#4 | 108872700
PHILLIPS #1 (HVY OIL) | 147974
PHILLIPS #2 (HVY OIL) | 149203
POLK #1 GASIFIER | 66820931
POLK #1 CT OIL | 13989034
POLK #2 CT GAS | 3281847
POLK #2 CT OIL | 503066
POLK #3 CT GAS | 3191878
POLK #3 CT OIL | 517393
POLK #4 CT GAS | 8074699
POLK #5 CT GAS | 5423286
CITY OF TAMPA GAS | 109552
BAYSIDE #1 | 275321687
BAYSIDE #2 | 295460085
BAYSIDE #3 | 656266
BAYSIDE #4 | 529944
BAYSIDE #5 | 3526793
BAYSIDE #6 | 3085916
B.B.C.T.#1 Oil | 4237
B.B.C.T.#2 Oil | 0
B.B.C.T.#3 Oil | 300
B.B.C.T.#4 GAS | 190931
SYSTEM | 1042233784

## Data for Sch E4
NET GENERATION (MWH) | Data from TECO's Updated Fuel Filing 2008
| JAN | FEB | MAR | APR | MAY | JUN | JUL | AUG | SEP | OCT | NOV | DEC | TOTALYEAR
B.B.#l | 205356 | 184783 | 205202 | 197155 | 203111 | 196626 | 203381 | 203344 | 196866 | 203945 | 176464 | 0 | 2176233
B.B.#2 | 0 | 0 | 0 | 172652 | 242785 | 235192 | 243122 | 243093 | 235357 | 243250 | 226836 | 87736 | 1930023
B.B.#3 | 220602 | 193109 | 220069 | 213064 | 217313 | 208769 | 217197 | 216744 | 210995 | 120936 | 202999 | 222530 | 2464327
B.B.#4 | 268823 | 252983 | 286331 | 27389 | 18076 | 271135 | 281035 | 280838 | 272416 | 283141 | 266441 | 287270 | 2795878
B.B.STA. | 694781 | 630875 | 711602 | 610260 | 681285 | 911722 | 944735 | 944019 | 915634 | 851272 | 872740 | 597536 | 9366461
PHILLIPS #1 (HVY OIL) | 585 | 0 | 2 | 4 | 13 | 15 | 67 | 65 | 66 | 3 | 0 | 0 | 820
PHILLIPS #2 (HVY OIL) | 595 | 7 | 3 | 4 | 12 | 14 | 65 | 63 | 64 | 3 | 0 | 0 | 830
SEB·PHILUPS TOTAL | 1180 | 7 | 5 | 8 | 25 | 29 | 132 | 128 | 130 | 6 | 0 | 0 | 1650
POLK #1 GASIFIER | 118503 | 0 | 112478 | 140214 | 144009 | 137291 | 142722 | 142685 | 138347 | 145187 | 112456 | 145571 | 1479463
POLK #1 CT OIL | 3665 | 0 | 3479 | 4337 | 4454 | 4246 | 4414 | 4413 | 4279 | 4490 | 3478 | 4502 | 45757
POLK #1 TOTAL | 122168 | 0 | 115957 | 144551 | 148463 | 141537 | 147136 | 147098 | 142626 | 149677 | 115934 | 150073 | 1525220
POLK #2 CT GAS | 3499 | 642 | 2833 | 3194 | 3402 | 2280 | 2248 | 3594 | 2068 | 2292 | 4 | 12 | 26068
POLK #2 CT OIL | 184 | 34 | 149 | 168 | 179 | 120 | 118 | 189 | 109 | 121 | 0 | 1 | 1372
POLK #2 TOTAL | 3683 | 676 | 2982 | 3362 | 3581 | 2400 | 2366 | 3783 | 2177 | 2413 | 4 | 13 | 27440
POLK #3 CT GAS | 3078 | 313 | 234 | 2233 | 2391 | 3200 | 5497 | 5377 | 3611 | 224 | 1 | 2 | 26161
POLK #3 CT OIL | 162 | 16 | 12 | 118 | 126 | 168 | 289 | 283 | 190 | 12 | 0 | 0 | 1376
POLK #3 TOTAL | 3240 | 329 | 246 | 2351 | 2517 | 3368 | 5786 | 5660 | 3801 | 236 | 1 | 2 | 27537
POLK #4 CT GAS | 4849 | 2143 | 4053 | 6587 | 8645 | 9080 | 10539 | 10880 | 3123 | 4871 | 47 | 153 | 64970
POLK #5 CT GAS | 4136 | 1175 | 3275 | 4033 | 5721 | 4700 | 7662 | 7785 | 1017 | 3175 | 14 | 46 | 42739
CITY OF TAMPA GAS | 70 | 6 | 4 | 58 | 92 | 178 | 154 | 175 | 163 | 56 | 0 | 0 | 956
BAYSIDE #1 | 254731 | 385033 | 247694 | 305051 | 348752 | 344735 | 365865 | 368661 | 343440 | 254800 | 192187 | 441203 | 3852152
BAYSIDE #2 | 280307 | 252897 | 291582 | 330978 | 491935 | 391038 | 421124 | 427707 | 379291 | 362937 | 206939 | 274835 | 4111570
BAYSIDE #3 | 0 | 0 | 0 | 0 | 0 | 0 | 0 | 0 | 0 | 5434 | 581 | 497 | 6512
BAYSIDE #4 | 0 | 0 | 0 | 0 | 0 | 0 | 0 | 0 | 0 | 4036 | 608 | 483 | 5127
BAYSIDE #5 | 0 | 0 | 0 | 0 | 3049 | 2489 | 8258 | 9498 | 3943 | 7284 | 642 | 551 | 35714
BAYSIDE #6 | 0 | 0 | 0 | 0 | 2752 | 2268 | 7339 | 8573 | 2823 | 6321 | 604 | 519 | 31199
BAYSIDE TOTAL | 535038 | 637930 | 539276 | 636029 | 846488 | 740530 | 802586 | 814439 | 729497 | 640812 | 401561 | 718088 | 8042274
B.B.C.T.#1 Oil | 3 | 2 | 1 | 2 | 0 | 0 | 0 | 0 | 0 | 0 | 0 | 0 | 8
B.B.C.T.#2 Oil | 0 | 0 | 0 | 0 | 0 | 0 | 0 | 0 | 0 | 0 | 0 | 0 | 0
B.B.C.T.#3 Oil | 0 | 0 | 0 | 0 | 0 | 0 | 0 | 0 | 0 | 0 | 0 | 0 | 0
C.T. TOTAL Oil | 3 | 2 | 1 | 2 | 0 | 0 | 0 | 0 | 0 | 0 | 0 | 0 | 8
B.B.C.T.#4 GAS | 0 | 0 | 0 | 0 | 0 | 0 | 0 | 0 | 0 | 1285 | 100 | 475 | 1860
TOT.COAL (BB,POLK) | 813284 | 630875 | 824080 | 750474 | 825294 | 1049013 | 1087457 | 1086704 | 1053981 | 996459 | 985196 | 743107 | 10845924
SYSTEM | 1369148 | 1273143 | 1377401 | 1407241 | 1696817 | 1813544 | 1921096 | 1933967 | 1798168 | 1653803 | 1390401 | 1466386 | 19101115
AS BURNED FUEL COST | Data from TECO's Updated Fuel Filing 2008 JAN: Data from TECO's Original Fuel Filing 2008
| JAN | FEB | MAR | APR | MAY | JUN | JUL | AUG | SEP | OCT | NOV | DEC | TOTALYEAR
B.B.#l | 7328080 | 6803327 | 7638702 | 7616509 | 8049260 | 7740456 | 8083377 | 8104851 | 7740251 | 7961938 | 6923083 | 0 | 83989834
B.B.#2 | 0 | 0 | 0 | 6538418 | 9391036 | 9038384 | 9400342 | 9425886 | 9033590 | 9309491 | 8756716 | 3394163 | 74288026
B.B.#3 | 7825704 | 7076801 | 8115453 | 8156322 | 8476114 | 8091680 | 8491555 | 8498706 | 8163823 | 4669489 | 7888313 | 8644242 | 94098202
B.B.#4 | 9703446 | 9444373 | 10743666 | 1065463 | 718755 | 10768150 | 11245853 | 11270044 | 10804523 | 11131434 | 10583228 | 11393765 | 108872700
B.B.STA. | 24857230 | 23324501 | 26497821 | 23376712 | 26635165 | 35638670 | 37221127 | 37299487 | 35742187 | 33072352 | 34151340 | 23432170 | 361248762
PHILLIPS #1 (HVY OIL) | 105939 | 0 | 321 | 692 | 2140 | 2570 | 12086 | 11751 | 11885 | 590 | 0 | 0 | 147974
PHILLIPS #2 (HVY OIL) | 107695 | 1069 | 428 | 692 | 2033 | 2356 | 11626 | 11175 | 11539 | 590 | 0 | 0 | 149203
SEB·PHILUPS TOTAL | 213634 | 1069 | 749 | 1384 | 4173 | 4926 | 23712 | 22926 | 23424 | 1180 | 0 | 0 | 297177
POLK #1 GASIFIER | 4252821 | 0 | 4174995 | 5611640 | 6167774 | 6147997 | 6640968 | 6826821 | 6733613 | 7187956 | 5684346 | 7392000 | 66820931
POLK #1 CT OIL | 1122584 | 0 | 1030206 | 1298023 | 1347223 | 1296294 | 1351318 | 1356340 | 1318843 | 1383670 | 1085495 | 1399038 | 13989034
POLK #1 TOTAL | 5375405 | 0 | 5205201 | 6909663 | 7514997 | 7444291 | 7992286 | 8183161 | 8052456 | 8571626 | 6769841 | 8791038 | 80809965
POLK #2 CT GAS | 538247 | 105066 | 480169 | 519971 | 511516 | 343497 | 299585 | 499354 | 274142 | 331527 | 0 | 1201 | 3904275
POLK #2 CT OIL | 70662 | 17706 | 52892 | 69827 | 69109 | 51432 | 34195 | 68483 | 34322 | 34438 | 0 | 0 | 503066
POLK #2 TOTAL | 608909 | 122772 | 533061 | 589798 | 580625 | 394929 | 333780 | 567837 | 308464 | 365965 | 0 | 1201 | 4407341
POLK #3 CT GAS | 471671 | 54634 | 43528 | 361399 | 353670 | 493557 | 747793 | 756561 | 472458 | 35020 | 0 | 0 | 3790291
POLK #3 CT OIL | 70662 | 0 | 0 | 52371 | 51831 | 68575 | 102585 | 102724 | 68645 | 0 | 0 | 0 | 517393
POLK #3 TOTAL | 542333 | 54634 | 43528 | 413770 | 405501 | 562132 | 850378 | 859285 | 541103 | 35020 | 0 | 0 | 4307684
POLK #4 CT GAS | 754900 | 339012 | 715493 | 1055923 | 1295998 | 1341161 | 1472181 | 1542088 | 437461 | 734263 | 6061 | 26415 | 9720956
POLK #5 CT GAS | 648830 | 189118 | 587629 | 665023 | 869933 | 726853 | 1071954 | 1107615 | 142321 | 480948 | 2425 | 6003 | 6498652
CITY OF TAMPA GAS | 9722 | 1667 | 0 | 8284 | 12000 | 23241 | 20692 | 23297 | 22020 | 7722 | 0 | 0 | 128645
BAYSIDE #1 | 20466919 | 37970716 | 24003032 | 26824623 | 29798454 | 29129220 | 30842074 | 30765287 | 28874782 | 21293620 | 16692748 | 37256540 | 333918015
BAYSIDE #2 | 22749672 | 25512735 | 28652378 | 29241322 | 42045158 | 33099948 | 35578097 | 35769252 | 31952176 | 30599730 | 18174123 | 23743090 | 357117681
BAYSIDE #3 | 0 | 0 | 0 | 0 | 0 | 0 | 0 | 0 | 0 | 650214 | 77584 | 64836 | 792634
BAYSIDE #4 | 0 | 0 | 0 | 0 | 0 | 0 | 0 | 0 | 0 | 494956 | 81221 | 63635 | 639812
BAYSIDE #5 | 0 | 0 | 0 | 0 | 372659 | 302465 | 988866 | 1124994 | 471292 | 870843 | 82433 | 69638 | 4283190
BAYSIDE #6 | 0 | 0 | 0 | 0 | 337054 | 276673 | 878862 | 1016086 | 337137 | 756442 | 78797 | 67237 | 3748288
BAYSIDE TOTAL | 43216591 | 63483451 | 52655410 | 56065945 | 72553325 | 62808306 | 68287899 | 68675619 | 61635387 | 54665805 | 35186906 | 61264976 | 700499620
B.B.C.T.#1 Oil | 1462 | 1180 | 695 | 900 | 0 | 0 | 0 | 0 | 0 | 0 | 0 | 0 | 4237
B.B.C.T.#2 Oil | 0 | 0 | 0 | 0 | 0 | 0 | 0 | 0 | 0 | 0 | 0 | 0 | 0
B.B.C.T.#3 Oil | 0 | 0 | 0 | 0 | 0 | 100 | 0 | 0 | 100 | 0 | 0 | 100 | 300
C.T. TOTAL Oil | 1462 | 1180 | 695 | 900 | 0 | 100 | 0 | 0 | 100 | 0 | 0 | 100 | 4537
B.B.C.T.#4 GAS | 0 | 0 | 0 | 0 | 0 | 0 | 0 | 0 | 0 | 155257 | 12123 | 63635 | 231015
TOT.COAL (BB,POLK) | 29110051 | 23324501 | 30672816 | 28988352 | 32802939 | 41786667 | 43862095 | 44126308 | 42475800 | 40260308 | 39835686 | 30824170 | 428069693
SYSTEM | 76229016 | 87517404 | 86239587 | 89087402 | 109871717 | 108944609 | 117274009 | 118281315 | 106904923 | 98090138 | 76128696 | 93585538 | 1168154354
AS BURNED FUEL COST | Data from TECO's Original Fuel Filing 2008 JAN: Data from TECO's Updated Fuel Filing 2008
| JAN | FEB | MAR | APR | MAY | JUN | JUL | AUG | SEP | OCT | NOV | DEC | TOTALYEAR
B.B.#l | 7328080 | 6803327 | 7638702 | 7616509 | 8049260 | 7740456 | 8083377 | 8104851 | 7740251 | 7961938 | 6923083 | 0 | 83989834
B.B.#2 | 0 | 0 | 0 | 6538418 | 9391036 | 9038384 | 9400342 | 9425886 | 9033590 | 9309491 | 8756716 | 3394163 | 74288026
B.B.#3 | 7825704 | 7076801 | 8115453 | 8156322 | 8476114 | 8091680 | 8491555 | 8498706 | 8163823 | 4669489 | 7888313 | 8644242 | 94098202
B.B.#4 | 9703446 | 9444373 | 10743666 | 1065463 | 718755 | 10768150 | 11245853 | 11270044 | 10804523 | 11131434 | 10583228 | 11393765 | 108872700
B.B.STA. | 24857230 | 23324501 | 26497821 | 23376712 | 26635165 | 35638670 | 37221127 | 37299487 | 35742187 | 33072352 | 34151340 | 23432170 | 361248762
PHILLIPS #1 (HVY OIL) | 105939 | 0 | 321 | 692 | 2140 | 2570 | 12086 | 11751 | 11885 | 590 | 0 | 0 | 147974
PHILLIPS #2 (HVY OIL) | 107695 | 1069 | 428 | 692 | 2033 | 2356 | 11626 | 11175 | 11539 | 590 | 0 | 0 | 149203
SEB·PHILUPS TOTAL | 213634 | 1069 | 749 | 1384 | 4173 | 4926 | 23712 | 22926 | 23424 | 1180 | 0 | 0 | 297177
POLK #1 GASIFIER | 4252821 | 0 | 4174995 | 5611640 | 6167774 | 6147997 | 6640968 | 6826821 | 6733613 | 7187956 | 5684346 | 7392000 | 66820931
POLK #1 CT OIL | 1122584 | 0 | 1030206 | 1298023 | 1347223 | 1296294 | 1351318 | 1356340 | 1318843 | 1383670 | 1085495 | 1399038 | 13989034
POLK #1 TOTAL | 5375405 | 0 | 5205201 | 6909663 | 7514997 | 7444291 | 7992286 | 8183161 | 8052456 | 8571626 | 6769841 | 8791038 | 80809965
POLK #2 CT GAS | 538247 | 79640 | 385564 | 420991 | 415833 | 283138 | 247107 | 409273 | 226907 | 274159 | 0 | 988 | 3281847
POLK #2 CT OIL | 70662 | 17706 | 52892 | 69827 | 69109 | 51432 | 34195 | 68483 | 34322 | 34438 | 0 | 0 | 503066
POLK #2 TOTAL | 608909 | 97346 | 438456 | 490818 | 484942 | 334570 | 281302 | 477756 | 261229 | 308597 | 0 | 988 | 3784913
POLK #3 CT GAS | 471671 | 41413 | 34952 | 292604 | 287513 | 406829 | 616801 | 620082 | 391052 | 28961 | 0 | 0 | 3191878
POLK #3 CT OIL | 70662 | 0 | 0 | 52371 | 51831 | 68575 | 102585 | 102724 | 68645 | 0 | 0 | 0 | 517393
POLK #3 TOTAL | 542333 | 41413 | 34952 | 344975 | 339344 | 475404 | 719386 | 722806 | 459697 | 28961 | 0 | 0 | 3709271
POLK #4 CT GAS | 754900 | 256973 | 574524 | 854920 | 1053573 | 1105493 | 1214297 | 1263904 | 362085 | 607205 | 5096 | 21729 | 8074699
POLK #5 CT GAS | 648830 | 143352 | 471852 | 538430 | 707206 | 599131 | 884178 | 907808 | 117798 | 397724 | 2039 | 4938 | 5423286
CITY OF TAMPA GAS | 9722 | 1328 | 0 | 6884 | 10001 | 19540 | 17418 | 19540 | 18612 | 6507 | 0 | 0 | 109552
BAYSIDE #1 | 20466919 | 28781986 | 19273844 | 21718346 | 24224449 | 24010650 | 25439427 | 25215413 | 23899541 | 17608949 | 14035073 | 30647090 | 275321687
BAYSIDE #2 | 22749672 | 19338776 | 23007154 | 23675007 | 34180324 | 27283644 | 29345835 | 29316692 | 26446688 | 25304720 | 15280596 | 19530977 | 295460085
BAYSIDE #3 | 0 | 0 | 0 | 0 | 0 | 0 | 0 | 0 | 0 | 537700 | 65232 | 53334 | 656266
BAYSIDE #4 | 0 | 0 | 0 | 0 | 0 | 0 | 0 | 0 | 0 | 409308 | 68290 | 52346 | 529944
BAYSIDE #5 | 0 | 0 | 0 | 0 | 302950 | 249316 | 815645 | 922052 | 390086 | 720151 | 69309 | 57284 | 3526793
BAYSIDE #6 | 0 | 0 | 0 | 0 | 274006 | 228056 | 724910 | 832790 | 279047 | 625547 | 66251 | 55309 | 3085916
BAYSIDE TOTAL | 43216591 | 48120762 | 42280998 | 45393353 | 58981729 | 51771666 | 56325817 | 56286947 | 51015362 | 45206375 | 29584751 | 50396340 | 578580691
B.B.C.T.#1 Oil | 1462 | 1180 | 695 | 900 | 0 | 0 | 0 | 0 | 0 | 0 | 0 | 0 | 4237
B.B.C.T.#2 Oil | 0 | 0 | 0 | 0 | 0 | 0 | 0 | 0 | 0 | 0 | 0 | 0 | 0
B.B.C.T.#3 Oil | 0 | 0 | 0 | 0 | 0 | 100 | 0 | 0 | 100 | 0 | 0 | 100 | 300
C.T. TOTAL Oil | 1462 | 1180 | 695 | 900 | 0 | 100 | 0 | 0 | 100 | 0 | 0 | 100 | 4537
B.B.C.T.#4 GAS | 0 | 0 | 0 | 0 | 0 | 0 | 0 | 0 | 0 | 128392 | 10193 | 52346 | 190931
TOT.COAL (BB,POLK) | 29110051 | 23324501 | 30672816 | 28988352 | 32802939 | 41786667 | 43862095 | 44126308 | 42475800 | 40260308 | 39835686 | 30824170 | 428069693
SYSTEM | 76229016 | 71987924 | 75505248 | 77918039 | 95731130 | 97393791 | 104679523 | 105184335 | 96052950 | 88328919 | 70523260 | 82699649 | 1042233784

## Sheet1
|  | 6.519 |  | 0.06519
HPP | 30527000 | 13.806 | 221118 | 0.13806 | 221118000 | 30527551.08
PASCO COGEN | 23802000 | 11.002 | 216335 | 0.11002 | 216335000 | 23801176.7
| n/a | n/a | n/a | n/a | n/a | n/a
CALPINE | 2264400 | 17.072 | 13264 | 0.17072 | 13264000 | 2264430.08
RELIANT | 21309600 | 15.14 | 140751 | 0.1514 | 140751000 | 21309701.4