## TM1
Version | Act | [5 empty] | This worksheet includes links to a database that cannot be provided. The data pulled from the database is replicated as values in the "values" worksheet to maintain the integrity of the file.
Location | FPC
forecasting:Weather
|  | Calendar Days | Calendar CDH 67 | Calendar HDH 59 | Calendar CDH 63 | Calendar HDH 54 | Calendar_CDH_67_BD | Calendar_HDH_59_BD | Calendar_CDH_63_BD | Calendar_HDH_54_BD
1992 | 6 | 30 | 9374 | 0 | 12250 | 0 | 312.4667 | 0 | 408.3333 | 0
1992 | 7 | 31 | 11550 | 0 | 14526 | 0 | 372.5806 | 0 | 468.5806 | 0
1992 | 8 | 31 | 8795 | 0 | 11739 | 0 | 283.7097 | 0 | 378.6774 | 0
1992 | 9 | 30 | 7632 | 0 | 10470 | 0 | 254.4 | 0 | 349 | 0
1992 | 10 | 31 | 2436 | 240 | 4392 | 38 | 78.5806 | 7.7419 | 141.6774 | 1.2258
1992 | 11 | 30 | 842 | 3605 | 1758 | 2030 | 28.0667 | 120.1667 | 58.6 | 67.6667
1992 | 12 | 31 | 273 | 3688 | 810 | 1764 | 8.8065 | 118.9677 | 26.129 | 56.9032
1993 | 1 | 31 | 189 | 3450 | 689 | 1742 | 6.0968 | 111.2903 | 22.2258 | 56.1935
1993 | 2 | 28 | 122 | 4506 | 455 | 2506 | 4.3571 | 160.9286 | 16.25 | 89.5
1993 | 3 | 31 | 678 | 3263 | 1342 | 1786 | 21.871 | 105.2581 | 43.2903 | 57.6129
1993 | 4 | 30 | 1114 | 1016 | 2433 | 312 | 37.1333 | 33.8667 | 81.1 | 10.4
1993 | 5 | 31 | 4910 | 54 | 7540 | 3 | 158.3871 | 1.7419 | 243.2258 | 0.096774
1993 | 6 | 30 | 9657 | 0 | 12522 | 0 | 321.9 | 0 | 417.4 | 0
1993 | 7 | 31 | 11516 | 0 | 14492 | 0 | 371.4839 | 0 | 467.4839 | 0
1993 | 8 | 31 | 11583 | 0 | 14559 | 0 | 373.6452 | 0 | 469.6452 | 0
1993 | 9 | 30 | 8288 | 16 | 11050 | 1 | 276.2667 | 0.53333 | 368.3333 | 0.033333
1993 | 10 | 31 | 3791 | 795 | 5912 | 417 | 122.2903 | 25.6452 | 190.7097 | 13.4516
1993 | 11 | 30 | 1050 | 3483 | 1997 | 1878 | 35 | 116.1 | 66.5667 | 62.6
1993 | 12 | 31 | 97 | 6878 | 433 | 4295 | 3.129 | 221.871 | 13.9677 | 138.5484
1994 | 1 | 31 | 47 | 8401 | 221 | 5514 | 1.5161 | 271 | 7.129 | 177.871
1994 | 2 | 28 | 470 | 3743 | 1214 | 2354 | 16.7857 | 133.6786 | 43.3571 | 84.0714
1994 | 3 | 31 | 1050 | 2056 | 2246 | 988 | 33.871 | 66.3226 | 72.4516 | 31.871
1994 | 4 | 30 | 2760 | 568 | 4909 | 219 | 92 | 18.9333 | 163.6333 | 7.3
1994 | 5 | 31 | 6050 | 12 | 8725 | 0 | 195.1613 | 0.3871 | 281.4516 | 0
1994 | 6 | 30 | 8970 | 0 | 11850 | 0 | 299 | 0 | 395 | 0
1994 | 7 | 31 | 9044 | 0 | 12019 | 0 | 291.7419 | 0 | 387.7097 | 0
1994 | 8 | 31 | 9313 | 0 | 12289 | 0 | 300.4194 | 0 | 396.4194 | 0
1994 | 9 | 30 | 6998 | 10 | 9796 | 0 | 233.2667 | 0.33333 | 326.5333 | 0
1994 | 10 | 31 | 3016 | 145 | 5098 | 35 | 97.2903 | 4.6774 | 164.4516 | 1.129
1994 | 11 | 30 | 1668 | 1139 | 2986 | 389 | 55.6 | 37.9667 | 99.5333 | 12.9667
1994 | 12 | 31 | 222 | 3936 | 757 | 2076 | 7.1613 | 126.9677 | 24.4194 | 66.9677
1995 | 1 | 31 | 107 | 5845 | 347 | 3502 | 3.4516 | 188.5484 | 11.1935 | 112.9677
1995 | 2 | 28 | 244 | 4087 | 886 | 2582 | 8.7143 | 145.9643 | 31.6429 | 92.2143
1995 | 3 | 31 | 984 | 1854 | 2114 | 885 | 31.7419 | 59.8065 | 68.1935 | 28.5484
1995 | 4 | 30 | 2477 | 577 | 4281 | 180 | 82.5667 | 19.2333 | 142.7 | 6
1995 | 5 | 31 | 7399 | 18 | 10187 | 0 | 238.6774 | 0.58065 | 328.6129 | 0
1995 | 6 | 30 | 9421 | 1 | 12223 | 0 | 314.0333 | 0.033333 | 407.4333 | 0
1995 | 7 | 31 | 11226 | 0 | 14202 | 0 | 362.129 | 0 | 458.129 | 0
1995 | 8 | 31 | 12065 | 0 | 15041 | 0 | 389.1935 | 0 | 485.1935 | 0
1995 | 9 | 30 | 8799 | 0 | 11604 | 0 | 293.3 | 0 | 386.8 | 0
1995 | 10 | 31 | 4221 | 378 | 6419 | 121 | 136.1613 | 12.1935 | 207.0645 | 3.9032
1995 | 11 | 30 | 755 | 3498 | 1630 | 1464 | 25.1667 | 116.6 | 54.3333 | 48.8
1995 | 12 | 31 | 403 | 7460 | 1153 | 5311 | 13 | 240.6452 | 37.1935 | 171.3226
1996 | 1 | 31 | 83 | 7454 | 375 | 6154 | 2.6774 | 240.4516 | 12.0968 | 198.5161
1996 | 2 | 29 | 524 | 5820 | 1241 | 4180 | 18.069 | 200.6897 | 42.7931 | 144.1379
1996 | 3 | 31 | 424 | 4433 | 1168 | 2889 | 13.6774 | 143 | 37.6774 | 93.1935
1996 | 4 | 30 | 1842 | 1046 | 3549 | 385 | 61.4 | 34.8667 | 118.3 | 12.8333
1996 | 5 | 31 | 8187 | 81 | 11024 | 18 | 264.0968 | 2.6129 | 355.6129 | 0.58065
1996 | 6 | 30 | 10065 | 0 | 12945 | 0 | 335.5 | 0 | 431.5 | 0
1996 | 7 | 31 | 11992 | 0 | 14968 | 0 | 386.8387 | 0 | 482.8387 | 0
1996 | 8 | 31 | 10374 | 0 | 13350 | 0 | 334.6452 | 0 | 430.6452 | 0
1996 | 9 | 30 | 8071 | 20 | 10827 | 14 | 269.0333 | 0.66667 | 360.9 | 0.46667
1996 | 10 | 31 | 3435 | 546 | 5395 | 194 | 110.8065 | 17.6129 | 174.0323 | 6.2581
1996 | 11 | 30 | 1243 | 2538 | 2353 | 1246 | 41.4333 | 84.6 | 78.4333 | 41.5333
1996 | 12 | 31 | 554 | 5214 | 1307 | 3458 | 17.871 | 168.1935 | 42.1613 | 111.5484
1997 | 1 | 31 | 382 | 6384 | 875 | 4277 | 12.3226 | 205.9355 | 28.2258 | 137.9677
1997 | 2 | 28 | 372 | 3618 | 1047 | 1899 | 13.2857 | 129.2143 | 37.3929 | 67.8214
1997 | 3 | 31 | 2191 | 605 | 4039 | 193 | 70.6774 | 19.5161 | 130.2903 | 6.2258
1997 | 4 | 30 | 1639 | 717 | 3262 | 169 | 54.6333 | 23.9 | 108.7333 | 5.6333
1997 | 5 | 31 | 5308 | 92 | 7887 | 12 | 171.2258 | 2.9677 | 254.4194 | 0.3871
1997 | 6 | 30 | 8208 | 0 | 11045 | 0 | 273.6 | 0 | 368.1667 | 0
1997 | 7 | 31 | 11147 | 0 | 14123 | 0 | 359.5806 | 0 | 455.5806 | 0
1997 | 8 | 31 | 10543 | 0 | 13516 | 0 | 340.0968 | 0 | 436 | 0
1997 | 9 | 30 | 9278 | 0 | 12157 | 0 | 309.2667 | 0 | 405.2333 | 0
1997 | 10 | 31 | 3868 | 804 | 5749 | 262 | 124.7742 | 25.9355 | 185.4516 | 8.4516
1997 | 11 | 30 | 360 | 3388 | 892 | 1690 | 12 | 112.9333 | 29.7333 | 56.3333
1997 | 12 | 31 | 160 | 6454 | 520 | 5310 | 5.1613 | 208.1935 | 16.7742 | 171.2903
1998 | 1 | 31 | 1 | 5069 | 133 | 2979 | 0.032258 | 163.5161 | 4.2903 | 96.0968
1998 | 2 | 28 | 111 | 3903 | 399 | 1985 | 3.9643 | 139.3929 | 14.25 | 70.8929
1998 | 3 | 31 | 449 | 3711 | 1165 | 2231 | 14.4839 | 119.7097 | 37.5806 | 71.9677
1998 | 4 | 30 | 1936 | 621 | 3920 | 163 | 64.5333 | 20.7 | 130.6667 | 5.4333
1998 | 5 | 31 | 8273 | 13 | 11137 | 0 | 266.871 | 0.41935 | 359.2581 | 0
1998 | 6 | 30 | 11860 | 0 | 14731 | 0 | 395.3333 | 0 | 491.0333 | 0
1998 | 7 | 31 | 11919 | 0 | 14895 | 0 | 384.4839 | 0 | 480.4839 | 0
1998 | 8 | 31 | 11128 | 0 | 14104 | 0 | 358.9677 | 0 | 454.9677 | 0
1998 | 9 | 30 | 8185 | 0 | 11065 | 0 | 272.8333 | 0 | 368.8333 | 0
1998 | 10 | 31 | 4551 | 243 | 6827 | 53 | 146.8065 | 7.8387 | 220.2258 | 1.7097
1998 | 11 | 30 | 1497 | 1093 | 2939 | 384 | 49.9 | 36.4333 | 97.9667 | 12.8
1998 | 12 | 31 | 902 | 3609 | 1874 | 1929 | 29.0968 | 116.4194 | 60.4516 | 62.2258
1999 | 1 | 31 | 328 | 5365 | 1121 | 3862 | 10.5806 | 173.0645 | 36.1613 | 124.5806
1999 | 2 | 28 | 396 | 2971 | 1134 | 1663 | 14.1429 | 106.1071 | 40.5 | 59.3929
1999 | 3 | 31 | 470 | 2254 | 1253 | 937 | 15.1613 | 72.7097 | 40.4194 | 30.2258
1999 | 4 | 30 | 3680 | 308 | 5977 | 74 | 122.6667 | 10.2667 | 199.2333 | 2.4667
1999 | 5 | 31 | 5389 | 47 | 8099 | 4 | 173.8387 | 1.5161 | 261.2581 | 0.12903
1999 | 6 | 30 | 8966 | 0 | 11846 | 0 | 298.8667 | 0 | 394.8667 | 0
1999 | 7 | 31 | 10507 | 0 | 13483 | 0 | 338.9355 | 0 | 434.9355 | 0
1999 | 8 | 31 | 12141 | 0 | 15117 | 0 | 391.6452 | 0 | 487.6452 | 0
1999 | 9 | 30 | 7453 | 5 | 10126 | 0 | 248.4333 | 0.16667 | 337.5333 | 0
1999 | 10 | 31 | 3757 | 694 | 5860 | 268 | 121.1935 | 22.3871 | 189.0323 | 8.6452
1999 | 11 | 30 | 838 | 2128 | 1734 | 1011 | 27.9333 | 70.9333 | 57.8 | 33.7
1999 | 12 | 31 | 161 | 5611 | 537 | 3358 | 5.1935 | 181 | 17.3226 | 108.3226
2000 | 1 | 31 | 311 | 5831 | 915 | 3847 | 10.0323 | 188.0968 | 29.5161 | 124.0968
2000 | 2 | 29 | 467 | 3560 | 1250 | 2109 | 16.1034 | 122.7586 | 43.1034 | 72.7241
2000 | 3 | 31 | 1294 | 1164 | 2735 | 473 | 41.7419 | 37.5484 | 88.2258 | 15.2581
2000 | 4 | 30 | 1937 | 776 | 3547 | 309 | 64.5667 | 25.8667 | 118.2333 | 10.3
2000 | 5 | 31 | 7169 | 1 | 10024 | 0 | 231.2581 | 0.032258 | 323.3548 | 0
2000 | 6 | 30 | 9505 | 0 | 12372 | 0 | 316.8333 | 0 | 412.4 | 0
2000 | 7 | 31 | 13049 | 0 | 16025 | 0 | 420.9355 | 0 | 516.9355 | 0
2000 | 8 | 31 | 11695 | 0 | 14671 | 0 | 377.2581 | 0 | 473.2581 | 0
2000 | 9 | 30 | 7304 | 31 | 9984 | 0 | 243.4667 | 1.0333 | 332.8 | 0
2000 | 10 | 31 | 3455 | 698 | 5451 | 295 | 111.4516 | 22.5161 | 175.8387 | 9.5161
2000 | 11 | 30 | 1297 | 4080 | 2187 | 2348 | 43.2333 | 136 | 72.9 | 78.2667
2000 | 12 | 31 | 118 | 9257 | 319 | 6382 | 3.8065 | 298.6129 | 10.2903 | 205.871
2001 | 1 | 31 | 9 | 8726 | 169 | 6115 | 0.29032 | 281.4839 | 5.4516 | 197.2581
2001 | 2 | 28 | 377 | 3237 | 1063 | 1919 | 13.4643 | 115.6071 | 37.9643 | 68.5357
2001 | 3 | 31 | 477 | 2754 | 1194 | 1247 | 15.3871 | 88.8387 | 38.5161 | 40.2258
2001 | 4 | 30 | 2658 | 500 | 4666 | 185 | 88.6 | 16.6667 | 155.5333 | 6.1667
2001 | 5 | 31 | 5791 | 16 | 8384 | 0 | 186.8065 | 0.51613 | 270.4516 | 0
2001 | 6 | 30 | 8714 | 0 | 11593 | 0 | 290.4667 | 0 | 386.4333 | 0
2001 | 7 | 31 | 10671 | 0 | 13647 | 0 | 344.2258 | 0 | 440.2258 | 0
2001 | 8 | 31 | 9551 | 0 | 12527 | 0 | 308.0968 | 0 | 404.0968 | 0
2001 | 9 | 30 | 6879 | 95 | 9495 | 13 | 229.3 | 3.1667 | 316.5 | 0.43333
2001 | 10 | 31 | 2974 | 1039 | 4735 | 403 | 95.9355 | 33.5161 | 152.7419 | 13
2001 | 11 | 30 | 1895 | 957 | 3381 | 309 | 63.1667 | 31.9 | 112.7 | 10.3
2001 | 12 | 31 | 599 | 4346 | 1374 | 2565 | 19.3226 | 140.1935 | 44.3226 | 82.7419
2002 | 1 | 31 | 308 | 6141 | 905 | 4091 | 9.9355 | 198.0968 | 29.1935 | 131.9677
2002 | 2 | 28 | 59 | 5875 | 274 | 3608 | 2.1071 | 209.8214 | 9.7857 | 128.8571
2002 | 3 | 31 | 764 | 3382 | 1937 | 2074 | 24.6452 | 109.0968 | 62.4839 | 66.9032
2002 | 4 | 30 | 3347 | 241 | 5614 | 60 | 111.5667 | 8.0333 | 187.1333 | 2
2002 | 5 | 31 | 6501 | 108 | 9078 | 12 | 209.7097 | 3.4839 | 292.8387 | 0.3871
2002 | 6 | 30 | 9032 | 0 | 11912 | 0 | 301.0667 | 0 | 397.0667 | 0
2002 | 7 | 31 | 10481 | 0 | 13457 | 0 | 338.0968 | 0 | 434.0968 | 0
2002 | 8 | 31 | 9971 | 0 | 12947 | 0 | 321.6452 | 0 | 417.6452 | 0
2002 | 9 | 30 | 8965 | 0 | 11845 | 0 | 298.8333 | 0 | 394.8333 | 0
2002 | 10 | 31 | 4973 | 120 | 7536 | 0 | 160.4194 | 3.871 | 243.0968 | 0
2002 | 11 | 30 | 702 | 3508 | 1398 | 1869 | 23.4 | 116.9333 | 46.6 | 62.3
2002 | 12 | 31 | 114 | 6273 | 419 | 3837 | 3.6774 | 202.3548 | 13.5161 | 123.7742
2003 | 1 | 31 | 25 | 9486 | 153 | 6588 | 0.80645 | 306 | 4.9355 | 212.5161
2003 | 2 | 28 | 76 | 4248 | 364 | 2260 | 2.7143 | 151.7143 | 13 | 80.7143
2003 | 3 | 31 | 995 | 1155 | 2183 | 457 | 32.0968 | 37.2581 | 70.4194 | 14.7419
2003 | 4 | 30 | 2529 | 609 | 4500 | 240 | 84.3 | 20.3 | 150 | 8
2003 | 5 | 31 | 7097 | 0 | 10010 | 0 | 228.9355 | 0 | 322.9032 | 0
2003 | 6 | 30 | 8711 | 0 | 11591 | 0 | 290.3667 | 0 | 386.3667 | 0
2003 | 7 | 31 | 8954 | 0 | 11930 | 0 | 288.8387 | 0 | 384.8387 | 0
2003 | 8 | 31 | 9970 | 0 | 12946 | 0 | 321.6129 | 0 | 417.6129 | 0
2003 | 9 | 30 | 7317 | 17 | 10098 | 0 | 243.9 | 0.56667 | 336.6 | 0
2003 | 10 | 31 | 3033 | 266 | 5183 | 25 | 97.8387 | 8.5806 | 167.1935 | 0.80645
2003 | 11 | 30 | 2010 | 2221 | 3473 | 1279 | 67 | 74.0333 | 115.7667 | 42.6333
2003 | 12 | 31 | 51 | 7202 | 214 | 4465 | 1.6452 | 232.3226 | 6.9032 | 144.0323
2004 | 1 | 31 | 142 | 7168 | 504 | 4705 | 4.5806 | 231.2258 | 16.2581 | 151.7742
2004 | 2 | 29 | 32 | 5774 | 161 | 3195 | 1.1034 | 199.1034 | 5.5517 | 110.1724
2004 | 3 | 31 | 1065 | 1270 | 2216 | 541 | 34.3548 | 40.9677 | 71.4839 | 17.4516
2004 | 4 | 30 | 1861 | 1263 | 3637 | 499 | 62.0333 | 42.1 | 121.2333 | 16.6333
2004 | 5 | 31 | 6500 | 91 | 9237 | 10 | 209.6774 | 2.9355 | 297.9677 | 0.32258
2004 | 6 | 30 | 8995 | 0 | 11971 | 0 | 299.8333 | 0 | 399.0333 | 0
2004 | 7 | 31 | 10607 | 0 | 13583 | 0 | 342.1613 | 0 | 438.1613 | 0
2004 | 8 | 31 | 9158 | 0 | 12101 | 0 | 295.4194 | 0 | 390.3548 | 0
2004 | 9 | 30 | 8510 | 0 | 11382 | 0 | 283.6667 | 0 | 379.4 | 0
2004 | 10 | 31 | 5317 | 64 | 8114 | 10 | 171.5161 | 2.0645 | 261.7419 | 0.32258
2004 | 11 | 30 | 1530 | 1270 | 2799 | 446 | 51 | 42.3333 | 93.3 | 14.8667
2004 | 12 | 31 | 304 | 6832 | 723 | 4540 | 9.8065 | 220.3871 | 23.3226 | 146.4516
2005 | 1 | 31 | 309 | 4732 | 940 | 2867 | 9.9677 | 152.6452 | 30.3226 | 92.4839
2005 | 2 | 28 | 221 | 2917 | 645 | 1339 | 7.8929 | 104.1786 | 23.0357 | 47.8214
2005 | 3 | 31 | 605 | 2701 | 1479 | 1245 | 19.5161 | 87.129 | 47.7097 | 40.1613
2005 | 4 | 30 | 1182 | 545 | 2716 | 127 | 39.4 | 18.1667 | 90.5333 | 4.2333
2005 | 5 | 31 | 5437 | 64 | 8005 | 0 | 175.3871 | 2.0645 | 258.2258 | 0
2005 | 6 | 30 | 9161 | 0 | 12041 | 0 | 305.3667 | 0 | 401.3667 | 0
2005 | 7 | 31 | 11502 | 0 | 14478 | 0 | 371.0323 | 0 | 467.0323 | 0
2005 | 8 | 31 | 10306 | 0 | 13282 | 0 | 332.4516 | 0 | 428.4516 | 0
2005 | 9 | 30 | 10405 | 0 | 13285 | 0 | 346.8333 | 0 | 442.8333 | 0
2005 | 10 | 31 | 4267 | 814 | 6243 | 284 | 137.6452 | 26.2581 | 201.3871 | 9.1613
2005 | 11 | 30 | 1604 | 1922 | 2894 | 972 | 53.4667 | 64.0667 | 96.4667 | 32.4
2005 | 12 | 31 | 188 | 5873 | 536 | 3434 | 6.0645 | 189.4516 | 17.2903 | 110.7742
2006 | 1 | 31 | 360 | 3062 | 1080 | 1683 | 11.6129 | 98.7742 | 34.8387 | 54.2903
2006 | 2 | 28 | 135 | 4099 | 499 | 2309 | 4.8214 | 146.3929 | 17.8214 | 82.4643
2006 | 3 | 31 | 1354 | 1586 | 2728 | 678 | 43.6774 | 51.1613 | 88 | 21.871
2006 | 4 | 30 | 4190 | 99 | 6618 | 12 | 139.6667 | 3.3 | 220.6 | 0.4
2006 | 5 | 31 | 6729 | 8 | 9487 | 0 | 217.0645 | 0.25806 | 306.0323 | 0
2006 | 6 | 30 | 10899 | 0 | 13777 | 0 | 363.3 | 0 | 459.2333 | 0
2006 | 7 | 31 | 11718 | 0 | 14694 | 0 | 378 | 0 | 474 | 0
2006 | 8 | 31 | 10877 | 0 | 13853 | 0 | 350.871 | 0 | 446.871 | 0
2006 | 9 | 30 | 7661 | 9 | 10388 | 0 | 255.3667 | 0.3 | 346.2667 | 0
2006 | 10 | 31 | 3959 | 632 | 5978 | 192 | 127.7097 | 20.3871 | 192.8387 | 6.1935
2006 | 11 | 30 | 607 | 3291 | 1457 | 1765 | 20.2333 | 109.7 | 48.5667 | 58.8333
2006 | 12 | 31 | 167 | 4660 | 650 | 2826 | 5.3871 | 150.3226 | 20.9677 | 91.1613
2007 | 1 | 31 | 139 | 5798 | 533 | 3406 | 4.4839 | 187.0323 | 17.1935 | 109.871
2007 | 2 | 28 | 284 | 5499 | 661 | 3509 | 10.1429 | 196.3929 | 23.6071 | 125.3214
2007 | 3 | 31 | 1164 | 1549 | 2480 | 717 | 37.5484 | 49.9677 | 80 | 23.129
2007 | 4 | 30 | 2446 | 1141 | 4049 | 473 | 81.5333 | 38.0333 | 134.9667 | 15.7667
2007 | 5 | 31 | 5736 | 12 | 8495 | 0 | 185.0323 | 0.3871 | 274.0323 | 0
2007 | 6 | 30 | 9796 | 0 | 12676 | 0 | 326.5333 | 0 | 422.5333 | 0
2007 | 7 | 31 | 10699 | 0 | 13675 | 0 | 345.129 | 0 | 441.129 | 0
2007 | 8 | 31 | 12599 | 0 | 15575 | 0 | 406.4194 | 0 | 502.4194 | 0
2007 | 9 | 30 | 8910 | 0 | 11787 | 0 | 297 | 0 | 392.9 | 0
2007 | 10 | 31 | 4843 | 482 | 7060 | 131 | 156.2258 | 15.5484 | 227.7419 | 4.2258
2007 | 11 | 30 | 762 | 2269 | 1686 | 1112 | 25.4 | 75.6333 | 56.2 | 37.0667
2007 | 12 | 31 | 482 | 3509 | 1383 | 1873 | 15.5484 | 113.1935 | 44.6129 | 60.4194
2008 | 1 | 31 | 152 | 7579 | 515 | 4899 | 4.9032 | 244.4839 | 16.6129 | 158.0323
2008 | 2 | 29 | 252 | 3746 | 885 | 2094 | 8.6897 | 129.1724 | 30.5172 | 72.2069
2008 | 3 | 31 | 515 | 2459 | 1507 | 1213 | 16.6129 | 79.3226 | 48.6129 | 39.129
2008 | 4 | 30 | 2161 | 649 | 4109 | 273 | 72.0333 | 21.6333 | 136.9667 | 9.1
2008 | 5 | 31 | 6564 | 3 | 9348 | 0 | 211.7419 | 0.096774 | 301.5484 | 0
2008 | 6 | 30 | 11230 | 0 | 14110 | 0 | 374.3333 | 0 | 470.3333 | 0
2008 | 7 | 31 | 12151 | 0 | 15127 | 0 | 391.9677 | 0 | 487.9677 | 0
2008 | 8 | 31 | 11377 | 0 | 14353 | 0 | 367 | 0 | 463 | 0
2008 | 9 | 30 | 8329 | 1 | 11105 | 0 | 277.6333 | 0.033333 | 370.1667 | 0
2008 | 10 | 31 | 3055 | 943 | 4910 | 442 | 98.5484 | 30.4194 | 158.3871 | 14.2581
2008 | 11 | 30 | 811 | 3293 | 1703 | 1755 | 27.0333 | 109.7667 | 56.7667 | 58.5
2008 | 12 | 31 | 366 | 4364 | 1279 | 2736 | 11.8065 | 140.7742 | 41.2581 | 88.2581
2009 | 1 | 31 | 235 | 6097 | 762 | 3990 | 7.5806 | 196.6774 | 24.5806 | 128.7097
2009 | 2 | 28 | 186 | 4583 | 654 | 2830 | 6.6429 | 163.6786 | 23.3571 | 101.0714
2009 | 3 | 31 | 920 | 1809 | 2265 | 980 | 29.6774 | 58.3548 | 73.0645 | 31.6129
2009 | 4 | 30 | 1749 | 663 | 3569 | 285 | 58.3 | 22.1 | 118.9667 | 9.5
2009 | 5 | 31 | 6156 | 17 | 8998 | 0 | 198.5806 | 0.54839 | 290.2581 | 0
2009 | 6 | 30 | 11278 | 0 | 14238 | 0 | 375.9333 | 0 | 474.6 | 0
2009 | 7 | 31 | 10607 | 0 | 13583 | 0 | 342.1613 | 0 | 438.1613 | 0
2009 | 8 | 31 | 9106 | 0 | 12074 | 0 | 293.7419 | 0 | 389.4839 | 0
2009 | 9 | 30 | 8296 | 8 | 11114 | 0 | 276.5333 | 0.26667 | 370.4667 | 0
2009 | 10 | 31 | 4736 | 818 | 6851 | 290 | 152.7742 | 26.3871 | 221 | 9.3548
2009 | 11 | 30 | 436 | 2438 | 1147 | 1012 | 14.5333 | 81.2667 | 38.2333 | 33.7333
2009 | 12 | 31 | 179 | 6703 | 524 | 4041 | 5.7742 | 216.2258 | 16.9032 | 130.3548
2010 | 1 | 31 | 28 | 10203 | 156 | 7350 | 0.90323 | 329.129 | 5.0323 | 237.0968
2010 | 2 | 28 | 0 | 8457 | 12 | 5655 | 0 | 302.0357 | 0.42857 | 201.9643
2010 | 3 | 31 | 119 | 3788 | 496 | 1946 | 3.8387 | 122.1935 | 16 | 62.7742
2010 | 4 | 30 | 2138 | 283 | 3877 | 33 | 71.2667 | 9.4333 | 129.2333 | 1.1
2010 | 5 | 31 | 6757 | 1 | 9667 | 0 | 217.9677 | 0.032258 | 311.8387 | 0
2010 | 6 | 30 | 10767 | 0 | 13647 | 0 | 358.9 | 0 | 454.9 | 0
2010 | 7 | 31 | 12204 | 0 | 15180 | 0 | 393.6774 | 0 | 489.6774 | 0
2010 | 8 | 31 | 11565 | 0 | 14541 | 0 | 373.0645 | 0 | 469.0645 | 0
2010 | 9 | 30 | 9502 | 0 | 12324 | 0 | 316.7333 | 0 | 410.8 | 0
2010 | 10 | 31 | 4169 | 300 | 6225 | 50 | 134.4839 | 9.6774 | 200.8065 | 1.6129
2010 | 11 | 30 | 1143 | 2239 | 2425 | 1176 | 38.1 | 74.6333 | 80.8333 | 39.2
2010 | 12 | 31 | 58 | 9559 | 220 | 6716 | 1.871 | 308.3548 | 7.0968 | 216.6452
2011 | 1 | 31 | 7 | 7936 | 93 | 5136 | 0.22581 | 256 | 3 | 165.6774
2011 | 2 | 28 | 496 | 5143 | 1169 | 3355 | 17.7143 | 183.6786 | 41.75 | 119.8214
2011 | 3 | 31 | 1454 | 1444 | 2821 | 612 | 46.9032 | 46.5806 | 91 | 19.7419
2011 | 4 | 30 | 3915 | 346 | 6226 | 101 | 130.5 | 11.5333 | 207.5333 | 3.3667
2011 | 5 | 31 | 5968 | 191 | 8521 | 18 | 192.5161 | 6.1613 | 274.871 | 0.58065
2011 | 6 | 30 | 12024 | 0 | 14904 | 0 | 400.8 | 0 | 496.8 | 0
2011 | 7 | 31 | 11600 | 0 | 14576 | 0 | 374.1935 | 0 | 470.1935 | 0
2011 | 8 | 31 | 12928 | 0 | 15904 | 0 | 417.0323 | 0 | 513.0323 | 0
2011 | 9 | 30 | 6893 | 0 | 9641 | 0 | 229.7667 | 0 | 321.3667 | 0
2011 | 10 | 31 | 2556 | 984 | 4239 | 380 | 82.4516 | 31.7419 | 136.7419 | 12.2581
2011 | 11 | 30 | 946 | 2394 | 2118 | 1226 | 31.5333 | 79.8 | 70.6 | 40.8667
2011 | 12 | 31 | 335 | 3678 | 1016 | 1976 | 10.8065 | 118.6452 | 32.7742 | 63.7419
2012 | 1 | 31 | 493 | 3573 | 1454 | 2079 | 15.9032 | 115.2581 | 46.9032 | 67.0645
2012 | 2 | 29 | 291 | 2434 | 1001 | 1220 | 10.0345 | 83.931 | 34.5172 | 42.069
2012 | 3 | 31 | 2468 | 348 | 4620 | 96 | 79.6129 | 11.2258 | 149.0323 | 3.0968
2012 | 4 | 30 | 3259 | 192 | 5459 | 43 | 108.6333 | 6.4 | 181.9667 | 1.4333
2012 | 5 | 31 | 8170 | 0 | 11096 | 0 | 263.5484 | 0 | 357.9355 | 0

## values
Version | Act
Location | FPC
forecasting:Weather
[13 empty] | Calendar_CDH_67_BD | Calendar_HDH_59_BD | Calendar_CDH_63_BD | Calendar_HDH_54_BD
|  | Calendar Days | Calendar CDH 67 | Calendar HDH 59 | Calendar CDH 63 | Calendar HDH 54 | Calendar_CDH_67_BD | Calendar_HDH_59_BD | Calendar_CDH_63_BD | Calendar_HDH_54_BD |  | 1 | 6 | 207 | 19 | 137
1992 | 6 | 30 | 9374 | 0 | 12250 | 0 | 312.4667 | 0 | 408.3333 | 0 |  | 2 | 9 | 156 | 27 | 93
1992 | 7 | 31 | 11550 | 0 | 14526 | 0 | 372.5806 | 0 | 468.5806 | 0 |  | 3 | 31 | 70 | 68 | 36
1992 | 8 | 31 | 8795 | 0 | 11739 | 0 | 283.7097 | 0 | 378.6774 | 0 |  | 4 | 81 | 20 | 145 | 7
1992 | 9 | 30 | 7632 | 0 | 10470 | 0 | 254.4 | 0 | 349 | 0 |  | 5 | 210 | 1 | 298 | 0
1992 | 10 | 31 | 2436 | 240 | 4392 | 38 | 78.5806 | 7.7419 | 141.6774 | 1.2258 |  | 6 | 328 | 0 | 424 | 0
1992 | 11 | 30 | 842 | 3605 | 1758 | 2030 | 28.0667 | 120.1667 | 58.6 | 67.6667 |  | 7 | 360 | 0 | 456 | 0
1992 | 12 | 31 | 273 | 3688 | 810 | 1764 | 8.8065 | 118.9677 | 26.129 | 56.9032 |  | 8 | 347 | 0 | 443 | 0
1993 | 1 | 31 | 189 | 3450 | 689 | 1742 | 6.0968 | 111.2903 | 22.2258 | 56.1935 |  | 9 | 273 | 0 | 366 | 0
1993 | 2 | 28 | 122 | 4506 | 455 | 2506 | 4.3571 | 160.9286 | 16.25 | 89.5 |  | 10 | 123 | 18 | 191 | 6
1993 | 3 | 31 | 678 | 3263 | 1342 | 1786 | 21.871 | 105.2581 | 43.2903 | 57.6129 |  | 11 | 37 | 85 | 72 | 42
1993 | 4 | 30 | 1114 | 1016 | 2433 | 312 | 37.1333 | 33.8667 | 81.1 | 10.4 |  | 12 | 9 | 186 | 26 | 118
1993 | 5 | 31 | 4910 | 54 | 7540 | 3 | 158.3871 | 1.7419 | 243.2258 | 0.096774
1993 | 6 | 30 | 9657 | 0 | 12522 | 0 | 321.9 | 0 | 417.4 | 0 | CalDays |  | Calendar_CDH_67 | Calendar_HDH_59 | Calendar_CDH_63 | Calendar_HDH_54
1993 | 7 | 31 | 11516 | 0 | 14492 | 0 | 371.4839 | 0 | 467.4839 | 0 | 31 | 1 | 186 | 6417 | 589 | 4247
1993 | 8 | 31 | 11583 | 0 | 14559 | 0 | 373.6452 | 0 | 469.6452 | 0 | 28 | 2 | 252 | 4368 | 756 | 2604
1993 | 9 | 30 | 8288 | 16 | 11050 | 1 | 276.2667 | 0.53333 | 368.3333 | 0.033333 | 31 | 3 | 961 | 2170 | 2108 | 1116
1993 | 10 | 31 | 3791 | 795 | 5912 | 417 | 122.2903 | 25.6452 | 190.7097 | 13.4516 | 30 | 4 | 2430 | 600 | 4350 | 210
1993 | 11 | 30 | 1050 | 3483 | 1997 | 1878 | 35 | 116.1 | 66.5667 | 62.6 | 31 | 5 | 6510 | 31 | 9238 | 0
1993 | 12 | 31 | 97 | 6878 | 433 | 4295 | 3.129 | 221.871 | 13.9677 | 138.5484 | 30 | 6 | 9840 | 0 | 12720 | 0
1994 | 1 | 31 | 47 | 8401 | 221 | 5514 | 1.5161 | 271 | 7.129 | 177.871 | 31 | 7 | 11160 | 0 | 14136 | 0
1994 | 2 | 28 | 470 | 3743 | 1214 | 2354 | 16.7857 | 133.6786 | 43.3571 | 84.0714 | 31 | 8 | 10757 | 0 | 13733 | 0
1994 | 3 | 31 | 1050 | 2056 | 2246 | 988 | 33.871 | 66.3226 | 72.4516 | 31.871 | 30 | 9 | 8190 | 0 | 10980 | 0
1994 | 4 | 30 | 2760 | 568 | 4909 | 219 | 92 | 18.9333 | 163.6333 | 7.3 | 31 | 10 | 3813 | 558 | 5921 | 186
1994 | 5 | 31 | 6050 | 12 | 8725 | 0 | 195.1613 | 0.3871 | 281.4516 | 0 | 30 | 11 | 1110 | 2550 | 2160 | 1260
1994 | 6 | 30 | 8970 | 0 | 11850 | 0 | 299 | 0 | 395 | 0 | 31 | 12 | 279 | 5766 | 806 | 3658
1994 | 7 | 31 | 9044 | 0 | 12019 | 0 | 291.7419 | 0 | 387.7097 | 0
1994 | 8 | 31 | 9313 | 0 | 12289 | 0 | 300.4194 | 0 | 396.4194 | 0 |  | Energy | Res | Com
1994 | 9 | 30 | 6998 | 10 | 9796 | 0 | 233.2667 | 0.33333 | 326.5333 | 0 |  | 1 | 8.471% | 5.327%
1994 | 10 | 31 | 3016 | 145 | 5098 | 35 | 97.2903 | 4.6774 | 164.4516 | 1.129 |  | 2 | 5.927% | 3.701%
1994 | 11 | 30 | 1668 | 1139 | 2986 | 389 | 55.6 | 37.9667 | 99.5333 | 12.9667 |  | 3 | 4.017% | 3.552%
1994 | 12 | 31 | 222 | 3936 | 757 | 2076 | 7.1613 | 126.9677 | 24.4194 | 66.9677 |  | 4 | 3.887% | 5.023%
1995 | 1 | 31 | 107 | 5845 | 347 | 3502 | 3.4516 | 188.5484 | 11.1935 | 112.9677 |  | 5 | 8.391% | 10.18%
1995 | 2 | 28 | 244 | 4087 | 886 | 2582 | 8.7143 | 145.9643 | 31.6429 | 92.2143 |  | 6 | 12.62% | 14.01%
1995 | 3 | 31 | 984 | 1854 | 2114 | 885 | 31.7419 | 59.8065 | 68.1935 | 28.5484 |  | 7 | 14.32% | 15.57%
1995 | 4 | 30 | 2477 | 577 | 4281 | 180 | 82.5667 | 19.2333 | 142.7 | 6 |  | 8 | 13.8% | 15.13%
1995 | 5 | 31 | 7399 | 18 | 10187 | 0 | 238.6774 | 0.58065 | 328.6129 | 0 |  | 9 | 10.51% | 12.1%
1995 | 6 | 30 | 9421 | 1 | 12223 | 0 | 314.0333 | 0.033333 | 407.4333 | 0 |  | 10 | 5.608% | 6.727%
1995 | 7 | 31 | 11226 | 0 | 14202 | 0 | 362.129 | 0 | 458.129 | 0 |  | 11 | 4.695% | 3.767%
1995 | 8 | 31 | 12065 | 0 | 15041 | 0 | 389.1935 | 0 | 485.1935 | 0 |  | 12 | 7.755% | 4.917%
1995 | 9 | 30 | 8799 | 0 | 11604 | 0 | 293.3 | 0 | 386.8 | 0
1995 | 10 | 31 | 4221 | 378 | 6419 | 121 | 136.1613 | 12.1935 | 207.0645 | 3.9032
1995 | 11 | 30 | 755 | 3498 | 1630 | 1464 | 25.1667 | 116.6 | 54.3333 | 48.8
1995 | 12 | 31 | 403 | 7460 | 1153 | 5311 | 13 | 240.6452 | 37.1935 | 171.3226
1996 | 1 | 31 | 83 | 7454 | 375 | 6154 | 2.6774 | 240.4516 | 12.0968 | 198.5161 |  | Peak | Res Summer | Res Winter | Com Summer | Com Winter
1996 | 2 | 29 | 524 | 5820 | 1241 | 4180 | 18.069 | 200.6897 | 42.7931 | 144.1379 |  | 1 |  | 100% |  | 100%
1996 | 3 | 31 | 424 | 4433 | 1168 | 2889 | 13.6774 | 143 | 37.6774 | 93.1935 |  | 2 |  | 75.36% |  | 67.88%
1996 | 4 | 30 | 1842 | 1046 | 3549 | 385 | 61.4 | 34.8667 | 118.3 | 12.8333 |  | 3
1996 | 5 | 31 | 8187 | 81 | 11024 | 18 | 264.0968 | 2.6129 | 355.6129 | 0.58065 |  | 4
1996 | 6 | 30 | 10065 | 0 | 12945 | 0 | 335.5 | 0 | 431.5 | 0 |  | 5 | 58.33% |  | 65.35%
1996 | 7 | 31 | 11992 | 0 | 14968 | 0 | 386.8387 | 0 | 482.8387 | 0 |  | 6 | 91.11% |  | 92.98%
1996 | 8 | 31 | 10374 | 0 | 13350 | 0 | 334.6452 | 0 | 430.6452 | 0 |  | 7 | 100% |  | 100%
1996 | 9 | 30 | 8071 | 20 | 10827 | 14 | 269.0333 | 0.66667 | 360.9 | 0.46667 |  | 8 | 96.39% |  | 97.15%
1996 | 10 | 31 | 3435 | 546 | 5395 | 194 | 110.8065 | 17.6129 | 174.0323 | 6.2581 |  | 9 | 75.83% |  | 80.26%
1996 | 11 | 30 | 1243 | 2538 | 2353 | 1246 | 41.4333 | 84.6 | 78.4333 | 41.5333 |  | 10
1996 | 12 | 31 | 554 | 5214 | 1307 | 3458 | 17.871 | 168.1935 | 42.1613 | 111.5484 |  | 11
1997 | 1 | 31 | 382 | 6384 | 875 | 4277 | 12.3226 | 205.9355 | 28.2258 | 137.9677 |  | 12 |  | 89.86% |  | 86.13%
1997 | 2 | 28 | 372 | 3618 | 1047 | 1899 | 13.2857 | 129.2143 | 37.3929 | 67.8214
1997 | 3 | 31 | 2191 | 605 | 4039 | 193 | 70.6774 | 19.5161 | 130.2903 | 6.2258
1997 | 4 | 30 | 1639 | 717 | 3262 | 169 | 54.6333 | 23.9 | 108.7333 | 5.6333
1997 | 5 | 31 | 5308 | 92 | 7887 | 12 | 171.2258 | 2.9677 | 254.4194 | 0.3871
1997 | 6 | 30 | 8208 | 0 | 11045 | 0 | 273.6 | 0 | 368.1667 | 0
1997 | 7 | 31 | 11147 | 0 | 14123 | 0 | 359.5806 | 0 | 455.5806 | 0
1997 | 8 | 31 | 10543 | 0 | 13516 | 0 | 340.0968 | 0 | 436 | 0
1997 | 9 | 30 | 9278 | 0 | 12157 | 0 | 309.2667 | 0 | 405.2333 | 0
1997 | 10 | 31 | 3868 | 804 | 5749 | 262 | 124.7742 | 25.9355 | 185.4516 | 8.4516
1997 | 11 | 30 | 360 | 3388 | 892 | 1690 | 12 | 112.9333 | 29.7333 | 56.3333
1997 | 12 | 31 | 160 | 6454 | 520 | 5310 | 5.1613 | 208.1935 | 16.7742 | 171.2903
1998 | 1 | 31 | 1 | 5069 | 133 | 2979 | 0.032258 | 163.5161 | 4.2903 | 96.0968
1998 | 2 | 28 | 111 | 3903 | 399 | 1985 | 3.9643 | 139.3929 | 14.25 | 70.8929
1998 | 3 | 31 | 449 | 3711 | 1165 | 2231 | 14.4839 | 119.7097 | 37.5806 | 71.9677
1998 | 4 | 30 | 1936 | 621 | 3920 | 163 | 64.5333 | 20.7 | 130.6667 | 5.4333
1998 | 5 | 31 | 8273 | 13 | 11137 | 0 | 266.871 | 0.41935 | 359.2581 | 0
1998 | 6 | 30 | 11860 | 0 | 14731 | 0 | 395.3333 | 0 | 491.0333 | 0
1998 | 7 | 31 | 11919 | 0 | 14895 | 0 | 384.4839 | 0 | 480.4839 | 0
1998 | 8 | 31 | 11128 | 0 | 14104 | 0 | 358.9677 | 0 | 454.9677 | 0
1998 | 9 | 30 | 8185 | 0 | 11065 | 0 | 272.8333 | 0 | 368.8333 | 0
1998 | 10 | 31 | 4551 | 243 | 6827 | 53 | 146.8065 | 7.8387 | 220.2258 | 1.7097
1998 | 11 | 30 | 1497 | 1093 | 2939 | 384 | 49.9 | 36.4333 | 97.9667 | 12.8
1998 | 12 | 31 | 902 | 3609 | 1874 | 1929 | 29.0968 | 116.4194 | 60.4516 | 62.2258
1999 | 1 | 31 | 328 | 5365 | 1121 | 3862 | 10.5806 | 173.0645 | 36.1613 | 124.5806
1999 | 2 | 28 | 396 | 2971 | 1134 | 1663 | 14.1429 | 106.1071 | 40.5 | 59.3929
1999 | 3 | 31 | 470 | 2254 | 1253 | 937 | 15.1613 | 72.7097 | 40.4194 | 30.2258
1999 | 4 | 30 | 3680 | 308 | 5977 | 74 | 122.6667 | 10.2667 | 199.2333 | 2.4667
1999 | 5 | 31 | 5389 | 47 | 8099 | 4 | 173.8387 | 1.5161 | 261.2581 | 0.12903
1999 | 6 | 30 | 8966 | 0 | 11846 | 0 | 298.8667 | 0 | 394.8667 | 0
1999 | 7 | 31 | 10507 | 0 | 13483 | 0 | 338.9355 | 0 | 434.9355 | 0
1999 | 8 | 31 | 12141 | 0 | 15117 | 0 | 391.6452 | 0 | 487.6452 | 0
1999 | 9 | 30 | 7453 | 5 | 10126 | 0 | 248.4333 | 0.16667 | 337.5333 | 0
1999 | 10 | 31 | 3757 | 694 | 5860 | 268 | 121.1935 | 22.3871 | 189.0323 | 8.6452
1999 | 11 | 30 | 838 | 2128 | 1734 | 1011 | 27.9333 | 70.9333 | 57.8 | 33.7
1999 | 12 | 31 | 161 | 5611 | 537 | 3358 | 5.1935 | 181 | 17.3226 | 108.3226
2000 | 1 | 31 | 311 | 5831 | 915 | 3847 | 10.0323 | 188.0968 | 29.5161 | 124.0968
2000 | 2 | 29 | 467 | 3560 | 1250 | 2109 | 16.1034 | 122.7586 | 43.1034 | 72.7241
2000 | 3 | 31 | 1294 | 1164 | 2735 | 473 | 41.7419 | 37.5484 | 88.2258 | 15.2581
2000 | 4 | 30 | 1937 | 776 | 3547 | 309 | 64.5667 | 25.8667 | 118.2333 | 10.3
2000 | 5 | 31 | 7169 | 1 | 10024 | 0 | 231.2581 | 0.032258 | 323.3548 | 0
2000 | 6 | 30 | 9505 | 0 | 12372 | 0 | 316.8333 | 0 | 412.4 | 0
2000 | 7 | 31 | 13049 | 0 | 16025 | 0 | 420.9355 | 0 | 516.9355 | 0
2000 | 8 | 31 | 11695 | 0 | 14671 | 0 | 377.2581 | 0 | 473.2581 | 0
2000 | 9 | 30 | 7304 | 31 | 9984 | 0 | 243.4667 | 1.0333 | 332.8 | 0
2000 | 10 | 31 | 3455 | 698 | 5451 | 295 | 111.4516 | 22.5161 | 175.8387 | 9.5161
2000 | 11 | 30 | 1297 | 4080 | 2187 | 2348 | 43.2333 | 136 | 72.9 | 78.2667
2000 | 12 | 31 | 118 | 9257 | 319 | 6382 | 3.8065 | 298.6129 | 10.2903 | 205.871
2001 | 1 | 31 | 9 | 8726 | 169 | 6115 | 0.29032 | 281.4839 | 5.4516 | 197.2581
2001 | 2 | 28 | 377 | 3237 | 1063 | 1919 | 13.4643 | 115.6071 | 37.9643 | 68.5357
2001 | 3 | 31 | 477 | 2754 | 1194 | 1247 | 15.3871 | 88.8387 | 38.5161 | 40.2258
2001 | 4 | 30 | 2658 | 500 | 4666 | 185 | 88.6 | 16.6667 | 155.5333 | 6.1667
2001 | 5 | 31 | 5791 | 16 | 8384 | 0 | 186.8065 | 0.51613 | 270.4516 | 0
2001 | 6 | 30 | 8714 | 0 | 11593 | 0 | 290.4667 | 0 | 386.4333 | 0
2001 | 7 | 31 | 10671 | 0 | 13647 | 0 | 344.2258 | 0 | 440.2258 | 0
2001 | 8 | 31 | 9551 | 0 | 12527 | 0 | 308.0968 | 0 | 404.0968 | 0
2001 | 9 | 30 | 6879 | 95 | 9495 | 13 | 229.3 | 3.1667 | 316.5 | 0.43333
2001 | 10 | 31 | 2974 | 1039 | 4735 | 403 | 95.9355 | 33.5161 | 152.7419 | 13
2001 | 11 | 30 | 1895 | 957 | 3381 | 309 | 63.1667 | 31.9 | 112.7 | 10.3
2001 | 12 | 31 | 599 | 4346 | 1374 | 2565 | 19.3226 | 140.1935 | 44.3226 | 82.7419
2002 | 1 | 31 | 308 | 6141 | 905 | 4091 | 9.9355 | 198.0968 | 29.1935 | 131.9677
2002 | 2 | 28 | 59 | 5875 | 274 | 3608 | 2.1071 | 209.8214 | 9.7857 | 128.8571
2002 | 3 | 31 | 764 | 3382 | 1937 | 2074 | 24.6452 | 109.0968 | 62.4839 | 66.9032
2002 | 4 | 30 | 3347 | 241 | 5614 | 60 | 111.5667 | 8.0333 | 187.1333 | 2
2002 | 5 | 31 | 6501 | 108 | 9078 | 12 | 209.7097 | 3.4839 | 292.8387 | 0.3871
2002 | 6 | 30 | 9032 | 0 | 11912 | 0 | 301.0667 | 0 | 397.0667 | 0
2002 | 7 | 31 | 10481 | 0 | 13457 | 0 | 338.0968 | 0 | 434.0968 | 0
2002 | 8 | 31 | 9971 | 0 | 12947 | 0 | 321.6452 | 0 | 417.6452 | 0
2002 | 9 | 30 | 8965 | 0 | 11845 | 0 | 298.8333 | 0 | 394.8333 | 0
2002 | 10 | 31 | 4973 | 120 | 7536 | 0 | 160.4194 | 3.871 | 243.0968 | 0
2002 | 11 | 30 | 702 | 3508 | 1398 | 1869 | 23.4 | 116.9333 | 46.6 | 62.3
2002 | 12 | 31 | 114 | 6273 | 419 | 3837 | 3.6774 | 202.3548 | 13.5161 | 123.7742
2003 | 1 | 31 | 25 | 9486 | 153 | 6588 | 0.80645 | 306 | 4.9355 | 212.5161
2003 | 2 | 28 | 76 | 4248 | 364 | 2260 | 2.7143 | 151.7143 | 13 | 80.7143
2003 | 3 | 31 | 995 | 1155 | 2183 | 457 | 32.0968 | 37.2581 | 70.4194 | 14.7419
2003 | 4 | 30 | 2529 | 609 | 4500 | 240 | 84.3 | 20.3 | 150 | 8
2003 | 5 | 31 | 7097 | 0 | 10010 | 0 | 228.9355 | 0 | 322.9032 | 0
2003 | 6 | 30 | 8711 | 0 | 11591 | 0 | 290.3667 | 0 | 386.3667 | 0
2003 | 7 | 31 | 8954 | 0 | 11930 | 0 | 288.8387 | 0 | 384.8387 | 0
2003 | 8 | 31 | 9970 | 0 | 12946 | 0 | 321.6129 | 0 | 417.6129 | 0
2003 | 9 | 30 | 7317 | 17 | 10098 | 0 | 243.9 | 0.56667 | 336.6 | 0
2003 | 10 | 31 | 3033 | 266 | 5183 | 25 | 97.8387 | 8.5806 | 167.1935 | 0.80645
2003 | 11 | 30 | 2010 | 2221 | 3473 | 1279 | 67 | 74.0333 | 115.7667 | 42.6333
2003 | 12 | 31 | 51 | 7202 | 214 | 4465 | 1.6452 | 232.3226 | 6.9032 | 144.0323
2004 | 1 | 31 | 142 | 7168 | 504 | 4705 | 4.5806 | 231.2258 | 16.2581 | 151.7742
2004 | 2 | 29 | 32 | 5774 | 161 | 3195 | 1.1034 | 199.1034 | 5.5517 | 110.1724
2004 | 3 | 31 | 1065 | 1270 | 2216 | 541 | 34.3548 | 40.9677 | 71.4839 | 17.4516
2004 | 4 | 30 | 1861 | 1263 | 3637 | 499 | 62.0333 | 42.1 | 121.2333 | 16.6333
2004 | 5 | 31 | 6500 | 91 | 9237 | 10 | 209.6774 | 2.9355 | 297.9677 | 0.32258
2004 | 6 | 30 | 8995 | 0 | 11971 | 0 | 299.8333 | 0 | 399.0333 | 0
2004 | 7 | 31 | 10607 | 0 | 13583 | 0 | 342.1613 | 0 | 438.1613 | 0
2004 | 8 | 31 | 9158 | 0 | 12101 | 0 | 295.4194 | 0 | 390.3548 | 0
2004 | 9 | 30 | 8510 | 0 | 11382 | 0 | 283.6667 | 0 | 379.4 | 0
2004 | 10 | 31 | 5317 | 64 | 8114 | 10 | 171.5161 | 2.0645 | 261.7419 | 0.32258
2004 | 11 | 30 | 1530 | 1270 | 2799 | 446 | 51 | 42.3333 | 93.3 | 14.8667
2004 | 12 | 31 | 304 | 6832 | 723 | 4540 | 9.8065 | 220.3871 | 23.3226 | 146.4516
2005 | 1 | 31 | 309 | 4732 | 940 | 2867 | 9.9677 | 152.6452 | 30.3226 | 92.4839
2005 | 2 | 28 | 221 | 2917 | 645 | 1339 | 7.8929 | 104.1786 | 23.0357 | 47.8214
2005 | 3 | 31 | 605 | 2701 | 1479 | 1245 | 19.5161 | 87.129 | 47.7097 | 40.1613
2005 | 4 | 30 | 1182 | 545 | 2716 | 127 | 39.4 | 18.1667 | 90.5333 | 4.2333
2005 | 5 | 31 | 5437 | 64 | 8005 | 0 | 175.3871 | 2.0645 | 258.2258 | 0
2005 | 6 | 30 | 9161 | 0 | 12041 | 0 | 305.3667 | 0 | 401.3667 | 0
2005 | 7 | 31 | 11502 | 0 | 14478 | 0 | 371.0323 | 0 | 467.0323 | 0
2005 | 8 | 31 | 10306 | 0 | 13282 | 0 | 332.4516 | 0 | 428.4516 | 0
2005 | 9 | 30 | 10405 | 0 | 13285 | 0 | 346.8333 | 0 | 442.8333 | 0
2005 | 10 | 31 | 4267 | 814 | 6243 | 284 | 137.6452 | 26.2581 | 201.3871 | 9.1613
2005 | 11 | 30 | 1604 | 1922 | 2894 | 972 | 53.4667 | 64.0667 | 96.4667 | 32.4
2005 | 12 | 31 | 188 | 5873 | 536 | 3434 | 6.0645 | 189.4516 | 17.2903 | 110.7742
2006 | 1 | 31 | 360 | 3062 | 1080 | 1683 | 11.6129 | 98.7742 | 34.8387 | 54.2903
2006 | 2 | 28 | 135 | 4099 | 499 | 2309 | 4.8214 | 146.3929 | 17.8214 | 82.4643
2006 | 3 | 31 | 1354 | 1586 | 2728 | 678 | 43.6774 | 51.1613 | 88 | 21.871
2006 | 4 | 30 | 4190 | 99 | 6618 | 12 | 139.6667 | 3.3 | 220.6 | 0.4
2006 | 5 | 31 | 6729 | 8 | 9487 | 0 | 217.0645 | 0.25806 | 306.0323 | 0
2006 | 6 | 30 | 10899 | 0 | 13777 | 0 | 363.3 | 0 | 459.2333 | 0
2006 | 7 | 31 | 11718 | 0 | 14694 | 0 | 378 | 0 | 474 | 0
2006 | 8 | 31 | 10877 | 0 | 13853 | 0 | 350.871 | 0 | 446.871 | 0
2006 | 9 | 30 | 7661 | 9 | 10388 | 0 | 255.3667 | 0.3 | 346.2667 | 0
2006 | 10 | 31 | 3959 | 632 | 5978 | 192 | 127.7097 | 20.3871 | 192.8387 | 6.1935
2006 | 11 | 30 | 607 | 3291 | 1457 | 1765 | 20.2333 | 109.7 | 48.5667 | 58.8333
2006 | 12 | 31 | 167 | 4660 | 650 | 2826 | 5.3871 | 150.3226 | 20.9677 | 91.1613
2007 | 1 | 31 | 139 | 5798 | 533 | 3406 | 4.4839 | 187.0323 | 17.1935 | 109.871
2007 | 2 | 28 | 284 | 5499 | 661 | 3509 | 10.1429 | 196.3929 | 23.6071 | 125.3214
2007 | 3 | 31 | 1164 | 1549 | 2480 | 717 | 37.5484 | 49.9677 | 80 | 23.129
2007 | 4 | 30 | 2446 | 1141 | 4049 | 473 | 81.5333 | 38.0333 | 134.9667 | 15.7667
2007 | 5 | 31 | 5736 | 12 | 8495 | 0 | 185.0323 | 0.3871 | 274.0323 | 0
2007 | 6 | 30 | 9796 | 0 | 12676 | 0 | 326.5333 | 0 | 422.5333 | 0
2007 | 7 | 31 | 10699 | 0 | 13675 | 0 | 345.129 | 0 | 441.129 | 0
2007 | 8 | 31 | 12599 | 0 | 15575 | 0 | 406.4194 | 0 | 502.4194 | 0
2007 | 9 | 30 | 8910 | 0 | 11787 | 0 | 297 | 0 | 392.9 | 0
2007 | 10 | 31 | 4843 | 482 | 7060 | 131 | 156.2258 | 15.5484 | 227.7419 | 4.2258
2007 | 11 | 30 | 762 | 2269 | 1686 | 1112 | 25.4 | 75.6333 | 56.2 | 37.0667
2007 | 12 | 31 | 482 | 3509 | 1383 | 1873 | 15.5484 | 113.1935 | 44.6129 | 60.4194
2008 | 1 | 31 | 152 | 7579 | 515 | 4899 | 4.9032 | 244.4839 | 16.6129 | 158.0323
2008 | 2 | 29 | 252 | 3746 | 885 | 2094 | 8.6897 | 129.1724 | 30.5172 | 72.2069
2008 | 3 | 31 | 515 | 2459 | 1507 | 1213 | 16.6129 | 79.3226 | 48.6129 | 39.129
2008 | 4 | 30 | 2161 | 649 | 4109 | 273 | 72.0333 | 21.6333 | 136.9667 | 9.1
2008 | 5 | 31 | 6564 | 3 | 9348 | 0 | 211.7419 | 0.096774 | 301.5484 | 0
2008 | 6 | 30 | 11230 | 0 | 14110 | 0 | 374.3333 | 0 | 470.3333 | 0
2008 | 7 | 31 | 12151 | 0 | 15127 | 0 | 391.9677 | 0 | 487.9677 | 0
2008 | 8 | 31 | 11377 | 0 | 14353 | 0 | 367 | 0 | 463 | 0
2008 | 9 | 30 | 8329 | 1 | 11105 | 0 | 277.6333 | 0.033333 | 370.1667 | 0
2008 | 10 | 31 | 3055 | 943 | 4910 | 442 | 98.5484 | 30.4194 | 158.3871 | 14.2581
2008 | 11 | 30 | 811 | 3293 | 1703 | 1755 | 27.0333 | 109.7667 | 56.7667 | 58.5
2008 | 12 | 31 | 366 | 4364 | 1279 | 2736 | 11.8065 | 140.7742 | 41.2581 | 88.2581
2009 | 1 | 31 | 235 | 6097 | 762 | 3990 | 7.5806 | 196.6774 | 24.5806 | 128.7097
2009 | 2 | 28 | 186 | 4583 | 654 | 2830 | 6.6429 | 163.6786 | 23.3571 | 101.0714
2009 | 3 | 31 | 920 | 1809 | 2265 | 980 | 29.6774 | 58.3548 | 73.0645 | 31.6129
2009 | 4 | 30 | 1749 | 663 | 3569 | 285 | 58.3 | 22.1 | 118.9667 | 9.5
2009 | 5 | 31 | 6156 | 17 | 8998 | 0 | 198.5806 | 0.54839 | 290.2581 | 0
2009 | 6 | 30 | 11278 | 0 | 14238 | 0 | 375.9333 | 0 | 474.6 | 0
2009 | 7 | 31 | 10607 | 0 | 13583 | 0 | 342.1613 | 0 | 438.1613 | 0
2009 | 8 | 31 | 9106 | 0 | 12074 | 0 | 293.7419 | 0 | 389.4839 | 0
2009 | 9 | 30 | 8296 | 8 | 11114 | 0 | 276.5333 | 0.26667 | 370.4667 | 0
2009 | 10 | 31 | 4736 | 818 | 6851 | 290 | 152.7742 | 26.3871 | 221 | 9.3548
2009 | 11 | 30 | 436 | 2438 | 1147 | 1012 | 14.5333 | 81.2667 | 38.2333 | 33.7333
2009 | 12 | 31 | 179 | 6703 | 524 | 4041 | 5.7742 | 216.2258 | 16.9032 | 130.3548
2010 | 1 | 31 | 28 | 10203 | 156 | 7350 | 0.90323 | 329.129 | 5.0323 | 237.0968
2010 | 2 | 28 | 0 | 8457 | 12 | 5655 | 0 | 302.0357 | 0.42857 | 201.9643
2010 | 3 | 31 | 119 | 3788 | 496 | 1946 | 3.8387 | 122.1935 | 16 | 62.7742
2010 | 4 | 30 | 2138 | 283 | 3877 | 33 | 71.2667 | 9.4333 | 129.2333 | 1.1
2010 | 5 | 31 | 6757 | 1 | 9667 | 0 | 217.9677 | 0.032258 | 311.8387 | 0
2010 | 6 | 30 | 10767 | 0 | 13647 | 0 | 358.9 | 0 | 454.9 | 0
2010 | 7 | 31 | 12204 | 0 | 15180 | 0 | 393.6774 | 0 | 489.6774 | 0
2010 | 8 | 31 | 11565 | 0 | 14541 | 0 | 373.0645 | 0 | 469.0645 | 0
2010 | 9 | 30 | 9502 | 0 | 12324 | 0 | 316.7333 | 0 | 410.8 | 0
2010 | 10 | 31 | 4169 | 300 | 6225 | 50 | 134.4839 | 9.6774 | 200.8065 | 1.6129
2010 | 11 | 30 | 1143 | 2239 | 2425 | 1176 | 38.1 | 74.6333 | 80.8333 | 39.2
2010 | 12 | 31 | 58 | 9559 | 220 | 6716 | 1.871 | 308.3548 | 7.0968 | 216.6452
2011 | 1 | 31 | 7 | 7936 | 93 | 5136 | 0.22581 | 256 | 3 | 165.6774
2011 | 2 | 28 | 496 | 5143 | 1169 | 3355 | 17.7143 | 183.6786 | 41.75 | 119.8214
2011 | 3 | 31 | 1454 | 1444 | 2821 | 612 | 46.9032 | 46.5806 | 91 | 19.7419
2011 | 4 | 30 | 3915 | 346 | 6226 | 101 | 130.5 | 11.5333 | 207.5333 | 3.3667
2011 | 5 | 31 | 5968 | 191 | 8521 | 18 | 192.5161 | 6.1613 | 274.871 | 0.58065
2011 | 6 | 30 | 12024 | 0 | 14904 | 0 | 400.8 | 0 | 496.8 | 0
2011 | 7 | 31 | 11600 | 0 | 14576 | 0 | 374.1935 | 0 | 470.1935 | 0
2011 | 8 | 31 | 12928 | 0 | 15904 | 0 | 417.0323 | 0 | 513.0323 | 0
2011 | 9 | 30 | 6893 | 0 | 9641 | 0 | 229.7667 | 0 | 321.3667 | 0
2011 | 10 | 31 | 2556 | 984 | 4239 | 380 | 82.4516 | 31.7419 | 136.7419 | 12.2581
2011 | 11 | 30 | 946 | 2394 | 2118 | 1226 | 31.5333 | 79.8 | 70.6 | 40.8667
2011 | 12 | 31 | 335 | 3678 | 1016 | 1976 | 10.8065 | 118.6452 | 32.7742 | 63.7419
2012 | 1 | 31 | 493 | 3573 | 1454 | 2079 | 15.9032 | 115.2581 | 46.9032 | 67.0645
2012 | 2 | 29 | 291 | 2434 | 1001 | 1220 | 10.0345 | 83.931 | 34.5172 | 42.069
2012 | 3 | 31 | 2468 | 348 | 4620 | 96 | 79.6129 | 11.2258 | 149.0323 | 3.0968
2012 | 4 | 30 | 3259 | 192 | 5459 | 43 | 108.6333 | 6.4 | 181.9667 | 1.4333
2012 | 5 | 31 | 8170 | 0 | 11096 | 0 | 263.5484 | 0 | 357.9355 | 0
Note on N19: B2013 average calendar days for year 2013 2012-08-23
Note on O49: The peak demand monthly ratios are calculated using the per day degree hours, not the total calendar degree hours. This is due to the fact that energies are cumulative over the entire month, which means the energy ratios should be calculated using total calendar degree hours. Peak demands, however, are not cumulative over the entire month but are a function of a single point in time. The shortest time period modeled is a single day so the peak demand ratios are based on daily degree hours. 2012-08-22 JKP

## Cum Mtr F'Cast kWh (Exog Adj)
1 |  | Itron Net-Gross | Selected | B2013A Exogenous Forecast Energy Reductions (Cumulative Savings kWh at the Meter)
2 | Residential | Ratio | Ratio |  | 2012 | 2013 | 2014 | 2015 | 2016 | 2017 | 2018 | 2019
3 | Walk-Through Audit |  | 0% | YTD Oct 2012 | 2012: Nov-Dec
4 | Online Audit |  | 0%
5 | Pre-Construction Audit |  | 0%
6 | Customer Usage Comparison (O Power) |  | 100% | 11770500 | 0 | 8570327.1746 | 0 | 0 | 0 | 6000000 | 6000000 | 6000000
7 | Energy Select |  | 0% |  | 0 | 0 | 0 | 0 | 0 | 0 | 0 | 0
8 | Energy Select Lite |  | 0% |  | 0 | 0 | 0 | 0 | 0 | 0 | 0 | 0
9 | Ceiling Insulation |  | 75% |  | 64515 | 423104.61 | 774152.306 | 989777.306 | 1205402.306 | 1421027.306 | 1636652.306 | 1852277.306
10 | HPWH | 99.5% | 100% |  | 208670.4 | 1266732.4629 | 2658427.3602 | 4276027.3602 | 5893627.3602 | 7780827.3602 | 9937627.3602 | 12364027.3602
11 | Reflective Roof | 98.4% | 100% |  | 42806.4 | 221124.251 | 599329.1707 | 1216729.1707 | 1937029.1707 | 2657329.1707 | 3377629.1707 | 4097929.1707
12 | Windows -- Low-E | 97.8% | 90% |  | 145467.36 | 1088028.6006 | 2178953.0456 | 3383153.0456 | 4888403.0456 | 6694703.0456 | 9103103.0456 | 12113603.0456
13 | Windows -- Film | 94.6% | 95% |  | 24703.8 | 149524.8395 | 309052.2954 | 458772.2954 | 608492.2954 | 758212.2954 | 907932.2954 | 1057652.2954
14 | Variable Speed Pool Pump | 99.1% | 100% |  | 124700 | 8824817.3364 | 15225000.6641 | 16222600.6641 | 17220200.6641 | 18217800.6641 | 19215400.6641 | 20213000.6641
15 | Community Energy Saver |  | 100% |  | 0 | 2536930.4303 | 5177757.675 | 6281757.675 | 7385757.675 | 8489757.675 | 9593757.675 | 10697757.675
16 | Refrigerator/Freezer Recycling |  | 50% |  | 67379.4 | 531651.5088 | 1492322.2825 | 2783822.2825 | 3521822.2825 | 4259822.2825 | 4997822.2825 | 5735822.2825
17 | HVAC Maintenance | 85% | 85% |  | 2029928.86 | 11674387.106 | 23766827.0473 | 33757727.0473 | 42083477.0473 | 48744077.0473 | 54849627.0473 | 60677652.0473
18 | HVAC Upgrade Tier 1 |  | 90% |  | 47104.02 | 249396.7251 | 1889993.8466 | 4534306.3466 | 7178618.8466 | 9822931.3466 | 12203517.7466 | 14318967.7466
19 | HVAC Upgrade Tier 2 |  | 100% |  | 43493 | 270677.1157 | 708428.5491 | 1275728.5491 | 1843028.5491 | 2410328.5491 | 2930353.5491 | 3403103.5491
20 | HVAC Upgrade Tier 3 |  | 0% |  | 0 | 0 | 0 | 0 | 0 | 0 | 0 | 0
21 | HVAC Retirement Tier 1 |  | 90% |  | 741818.88 | 4117647.4907 | 13427917.9097 | 27257992.9097 | 41088067.9097 | 54259567.9097 | 66113917.9097 | 76651117.9097
22 | HVAC Retirement Tier 2 |  | 100% |  | 606819.6 | 3838775.4951 | 7201608.5011 | 9542733.5011 | 11883858.5011 | 14224983.5011 | 16566108.5011 | 18751158.5011
23 | HVAC Retirement Tier 3 |  | 0% |  | 0 | 0 | 0 | 0 | 0 | 0 | 0 | 0
24 | ECM Fan | 80.4% | 80% |  | 0 | 0 | 887200 | 3548800 | 5545000 | 7141960 | 8472760 | 9537400
25 | Duct Repair | 99.8% | 100% |  | 1038158.4 | 4988738.1036 | 12159958.8816 | 20451958.8816 | 27914758.8816 | 34824758.8816 | 41458358.8816 | 47677358.8816
26 | Energy Star Appliance (Units) | 90% | 0% |  | 0 | 0 | 0 | 0 | 0 | 0 | 0 | 0
27 | CFL Lighting (units) | 74.5% | 75% |  | 0 | 2428202.9369 | 4075279.1514 | 4075279.1514 | 4075279.1514 | 4075279.1514 | 4075279.1514 | 4075279.1514
28 | Residential Custom Incentive |  | 100% |  | 0 | 208418.2992 | 625790.6772 | 1177790.6772 | 1729790.6772 | 2281790.6772 | 2833790.6772 | 3385790.6772
29 | Solar Thermal |  | 100% |  | 0 | 77716.5321 | 240027.4932 | 240027.4932 | 240027.4932 | 240027.4932 | 240027.4932 | 240027.4932
30 | Solar Photovoltaic |  | 100% |  | 0 | 390702.9437 | 783480.9601 | 783480.9601 | 783480.9601 | 783480.9601 | 783480.9601 | 783480.9601
31 | Residential Total |  |  | 11770500 | 5185565.12 | 51856903.9624 | 94181507.8167 | 142258465.3167 | 187026122.8167 | 235088665.3167 | 275297146.7167 | 313633406.7167
32
33 | Commercial/Industrial
34 | Audit |  | 0% |  | 0 | 0 | 0 | 0 | 0 | 0 | 0 | 0
35 | HVAC Upgrade/Replacement | 72.6% | 75% |  | 130171.8 | 481205.4483 | 655929.4114 | 949329.4114 | 1242729.4114 | 1585029.4114 | 1927329.4114 | 2269629.4114
36 | Geothermal | 99.9% | 0% |  | 0 | 0 | 0 | 0 | 0 | 0 | 0 | 0
37 | HVAC Retrocommissioning | 89.4% | 90% |  | 237142.08 | 1416108.4082 | 3834485.663 | 8069165.663 | 13009625.663 | 17950085.663 | 23243435.663 | 27831005.663
38 | Ceiling Insulation | 90% | 90% |  | 12107.821 | 51532.4969 | 109689.7479 | 214016.0919 | 327307.884 | 447503.7624 | 572788.5792 | 701581.7499
39 | Window Film | 91.6% | 90% |  | 41898.78 | 148104.5268 | 328437.2747 | 725559.7547 | 1150164.7247 | 1592611.8347 | 2044749.2447 | 2499843.6947
40 | HPWH | 88.5% | 90% |  | 0 | 0 | 18558.45 | 92792.25 | 167026.05 | 278376.75 | 389727.45 | 501078.15
41 | Interior Lighting | 65% | 65% |  | 375234.6 | 1733403.3258 | 2491467.9053 | 2847342.9053 | 3132042.9053 | 3416742.9053 | 3701442.9053 | 3986142.9053
42 | Interior Lighting -- LED | 70% | 70% |  | 174148.8 | 710399.5108 | 945559.1485 | 1129519.1485 | 1313479.1485 | 1497439.1485 | 1681399.1485 | 1865359.1485
43 | Lighting Occupancy Sensor | 99.4% | 100% |  | 184320 | 927325.6078 | 1576675.1006 | 2176675.1006 | 2776675.1006 | 3376675.1006 | 3936675.1006 | 4416675.1006
44 | HVAC Occupancy Sensor -- Hotel | 93.8% | 95% |  | 15953.92 | 101026.4398 | 205516.3835 | 327021.3835 | 424225.3835 | 521429.3835 | 618633.3835 | 715837.3835
45 | Reflective Roof | 93.2% | 95% |  | 151795.3605 | 637824.5297 | 1391672.4952 | 2555422.4952 | 3719172.4952 | 4650172.4952 | 5581172.4952 | 6512172.4952
46 | Food Service Equipment |  | 100% |  | 11895.2 | 42047.3572 | 132368.5716 | 298835.5716 | 420158.5716 | 601562.5716 | 737822.5716 | 940697.5716
47 | Energy Efficient Motors | 64% | 65% |  | 6184.62 | 26146.9896 | 126105.2502 | 301995.2502 | 477885.2502 | 653775.2502 | 829665.2502 | 1005555.2502
48 | RTP |  | 0% |  | 0 | 0 | 0 | 0 | 0 | 0 | 0 | 0
49 | Business Custom Incentive |  | 0% |  | 0 | 0 | 0 | 0 | 0 | 0 | 0 | 0
50 | Solar PV |  | 100% |  | 0 | 6476.9648 | 31988.0768 | 31988.0768 | 31988.0768 | 31988.0768 | 31988.0768 | 31988.0768
51 | C&I Total |  |  | 0 | 1340852.9815 | 6281601.6058 | 11848453.4787 | 19719663.1027 | 28192480.6648 | 36603392.3532 | 45296829.28 | 53277566.6007
52
53 | RC&I Grand Total |  |  | 11770500 | 6526418.1015 | 58138505.5681 | 106029961.2954 | 161978128.4194 | 215218603.4815 | 271692057.6699 | 320593975.9967 | 366910973.3174

## exogenous demand adjustment
| Net-to-gross ratio | Winter Peak Demand Savings at the Generator (Cumulative) | [8 empty] | Summer Peak Demand Savings at the Generator
Residential |  | 2011 | 2012 | 2013 | 2014 | 2015 | 2016 | 2017 | 2018 | 2019 | 2011 | 2012 | 2013 | 2014 | 2015 | 2016 | 2017 | 2018 | 2019
Walk-Through Audit | 0% |  | 0 | 0 | 0 | 0 | 0 | 0 | 0 | 0 |  | 0 | 0 | 0 | 0 | 0 | 0 | 0 | 0
Online Audit | 0% |  | 0 | 0 | 0 | 0 | 0 | 0 | 0 | 0 |  | 0 | 0 | 0 | 0 | 0 | 0 | 0 | 0
Pre-Construction Audit | 0% |  | 0 | 0 | 0 | 0 | 0 | 0 | 0 | 0 |  | 0 | 0 | 0 | 0 | 0 | 0 | 0 | 0
Customer Usage Comparison (O Power) | 100% |  | 0 | 1971.032 | 0 | 0 | 0 | 1576 | 1576 | 1576 |  | 0 | 2046.9771 | 0 | 0 | 0 | 1576 | 1576 | 1576
Energy Select | 0% |  | 0 | 0 | 0 | 0 | 0 | 0 | 0 | 0 |  | 0 | 0 | 0 | 0 | 0 | 0 | 0 | 0
Energy Select Lite | 0% |  | 0 | 0 | 0 | 0 | 0 | 0 | 0 | 0 |  | 0 | 0 | 0 | 0 | 0 | 0 | 0 | 0
Ceiling Insulation | 75% |  | 117.81 | 682.5476 | 1231.7688 | 1625.7588 | 2019.7488 | 2413.7388 | 2807.7288 | 3201.7188 |  | 14.586 | 87.1999 | 158.8502 | 208.099 | 257.3477 | 306.5965 | 355.8452 | 405.094
HPWH | 100% |  | 75.852 | 407.5515 | 857.5026 | 1440.6078 | 2023.713 | 2704.0024 | 3481.476 | 4356.1338 |  | 20.124 | 111.5167 | 236.369 | 393.965 | 551.561 | 735.423 | 945.551 | 1181.945
Reflective Roof | 100% |  | 0 | 0 | 0 | 0 | 0 | 0 | 0 | 0 |  | 22.464 | 106.2787 | 295.1716 | 618.2434 | 995.1605 | 1372.0776 | 1748.9947 | 2125.9118
Windows -- Low-E | 90% |  | 71.7552 | 472.7373 | 944.3145 | 1535.2995 | 2274.0308 | 3160.5083 | 4342.4783 | 5819.9408 |  | 28.2672 | 192.3162 | 387.2047 | 623.5987 | 919.0912 | 1273.6822 | 1746.4702 | 2337.4552
Windows -- Film | 95% |  | 0 | 0 | 0 | 0 | 0 | 0 | 0 | 0 |  | 8.151 | 45.0387 | 93.8805 | 143.7859 | 193.6913 | 243.5967 | 293.5021 | 343.4075
Variable Speed Pool Pump | 100% |  | 75.5 | 4618.3997 | 7754.7664 | 8358.8844 | 8963.0024 | 9567.1204 | 10171.2384 | 10775.3564 |  | 75.5 | 4793.4405 | 8150.9107 | 8755.0287 | 9359.1467 | 9963.2647 | 10567.3827 | 11171.5007
Community Energy Saver | 100% |  | 0 | 416.1849 | 856.3474 | 1073.0419 | 1289.7364 | 1506.4309 | 1723.1254 | 1939.8199 |  | 0 | 216.1104 | 438.1481 | 536.6456 | 635.1431 | 733.6406 | 832.1381 | 930.6356
Refrigerator/Freezer Recycling | 50% |  | 10.043 | 69.724 | 198.9597 | 382.8217 | 487.8857 | 592.9497 | 698.0137 | 803.0777 |  | 10.043 | 72.0236 | 204.0942 | 387.9562 | 493.0202 | 598.0842 | 703.1482 | 808.2122
HVAC Maintenance | 85% |  | 528.4654 | 2693.8803 | 5496.2822 | 8108.4359 | 10285.2307 | 12026.6665 | 13622.9826 | 15146.7389 |  | 637.2671 | 3349.1153 | 6835.6228 | 9950.1137 | 12545.5229 | 14621.8502 | 16525.1502 | 18341.9366
HVAC Upgrade Tier 1 | 90% |  | 16.8336 | 79.1822 | 659.8822 | 1612.8455 | 2565.8088 | 3518.7722 | 4376.6933 | 5139.0639 |  | 12.6252 | 61.1884 | 495.8323 | 1205.0143 | 1914.1963 | 2623.3783 | 3261.8312 | 3829.1768
HVAC Upgrade Tier 2 | 100% |  | 14.26 | 78.5 | 211.0801 | 396.2554 | 581.4307 | 766.606 | 936.35 | 1090.6628 |  | 12.19 | 69.2208 | 184.9528 | 342.5488 | 500.1448 | 657.7408 | 802.2038 | 933.5338
HVAC Upgrade Tier 3 | 0% |  | 0 | 0 | 0 | 0 | 0 | 0 | 0 | 0 |  | 0 | 0 | 0 | 0 | 0 | 0 | 0 | 0
HVAC Retirement Tier 1 | 90% |  | 192.6144 | 948.5744 | 3247.2264 | 6846.325 | 10445.4237 | 13873.1367 | 16958.0784 | 19700.2488 |  | 206.5536 | 1048.4567 | 3546.6552 | 7393.9676 | 11241.2799 | 14905.3869 | 18203.0832 | 21134.3688
HVAC Retirement Tier 2 | 100% |  | 159.408 | 891.6312 | 1656.4735 | 2272.0829 | 2887.6923 | 3503.3017 | 4118.911 | 4693.4798 |  | 170.1 | 981.5411 | 1834.5471 | 2489.5554 | 3144.5638 | 3799.5722 | 4454.5806 | 5065.9217
HVAC Retirement Tier 3 | 0% |  | 0 | 0 | 0 | 0 | 0 | 0 | 0 | 0 |  | 0 | 0 | 0 | 0 | 0 | 0 | 0 | 0
ECM Fan | 80% |  | 0 | 0 | 147.2 | 588.4688 | 919.4204 | 1184.1817 | 1404.8161 | 1581.3236 |  | 0 | 0 | 283.6728 | 1134.6912 | 1772.955 | 2283.566 | 2709.0752 | 3049.4826
Duct Repair | 100% |  | 210.336 | 900.6368 | 2227.8233 | 3882.5813 | 5371.8635 | 6750.8285 | 8074.6349 | 9315.7034 |  | 315.504 | 1390.8517 | 3453.0956 | 5974.6316 | 8244.014 | 10345.294 | 12362.5228 | 14253.6748
Energy Star Appliance (Units) | 0% |  | 0 | 0 | 0 | 0 | 0 | 0 | 0 | 0 |  | 0 | 0 | 0 | 0 | 0 | 0 | 0 | 0
CFL Lighting (units) | 75% |  | 0 | 166.3915 | 270.2051 | 270.2051 | 270.2051 | 270.2051 | 270.2051 | 270.2051 |  | 0 | 122.9786 | 202.6214 | 202.6214 | 202.6214 | 202.6214 | 202.6214 | 202.6214
Residential Custom Incentive | 100% |  | 0 | 0 | 54 | 162.3472 | 270.6945 | 379.0417 | 487.389 | 595.7362 |  | 0 | 78.8061 | 154.5342 | 203.7829 | 253.0317 | 302.2804 | 351.5292 | 400.7779
Solar Thermal | 100% |  | 0 | 11.6046 | 37.8449 | 37.8449 | 37.8449 | 37.8449 | 37.8449 | 37.8449 |  | 0 | 12.0518 | 38.7354 | 38.7354 | 38.7354 | 38.7354 | 38.7354 | 38.7354
Solar Photovoltaic | 100% |  | 0 | 103.9144 | 208.2477 | 208.2477 | 208.2477 | 208.2477 | 208.2477 | 208.2477 |  | 0 | 215.8365 | 434.4135 | 434.4135 | 434.4135 | 434.4135 | 434.4135 | 434.4135
Residential Total |  | 0 | 1472.8776 | 14512.4923 | 26059.9249 | 38802.054 | 50901.9793 | 64039.5831 | 75296.2136 | 86251.3025 | 0 | 1533.3751 | 15000.9488 | 27429.3119 | 41037.3982 | 53695.6402 | 67017.2044 | 78114.7786 | 88564.8052
Commercial/Industrial
Audit | 0% |  | 0 | 0 | 0 | 0 | 0 | 0 | 0 | 0 |  | 0 | 0 | 0 | 0 | 0 | 0 | 0 | 0
HVAC Upgrade/Replacement | 75% |  | 0 | 0 | 0 | 0 | 0 | 0 | 0 | 0 |  | 39.93 | 187.5304 | 309.3019 | 397.9496 | 486.5974 | 590.0197 | 693.4421 | 796.8645
Geothermal | 0% |  | 0 | 0 | 0 | 0 | 0 | 0 | 0 | 0 |  | 0 | 0 | 0 | 0 | 0 | 0 | 0 | 0
HVAC Retrocommissioning | 90% |  | 25.4016 | 164.747 | 432.2425 | 885.8425 | 1415.0425 | 1944.2425 | 2511.2425 | 3002.6425 |  | 103.4208 | 808.2062 | 1981.4395 | 3825.5395 | 5976.5395 | 8127.5395 | 10432.4395 | 12429.5395
Ceiling Insulation | 90% |  | 1.9642 | 9.0213 | 20.6466 | 38.1105 | 57.0751 | 77.1954 | 98.1676 | 119.7271 |  | 9.5403 | 52.122 | 113.3396 | 195.7372 | 285.2158 | 380.1472 | 479.0979 | 580.8196
Window Film | 90% |  | 0 | 0 | 0 | 0 | 0 | 0 | 0 | 0 |  | 16.3786 | 73.2875 | 174.9209 | 327.6243 | 490.8954 | 661.0273 | 834.8853 | 1009.8804
HPWH | 90% |  | 0 | 0 | 6.75 | 34.6445 | 62.539 | 104.3807 | 146.2225 | 188.0642 |  | 0 | 0 | 5.9098 | 29.5492 | 53.1886 | 88.6477 | 124.1068 | 159.5659
Interior Lighting | 65% |  | 112.2277 | 560.446 | 876.9597 | 983.6653 | 1069.0298 | 1154.3943 | 1239.7588 | 1325.1233 |  | 112.2277 | 669.0379 | 1053.0941 | 1159.7997 | 1245.1642 | 1330.5287 | 1415.8932 | 1501.2577
Interior Lighting -- LED | 70% |  | 52.0856 | 229.0573 | 356.3983 | 411.5569 | 466.7155 | 521.8741 | 577.0327 | 632.1913 |  | 52.0856 | 271.933 | 425.872 | 481.0306 | 536.1892 | 591.3478 | 646.5064 | 701.665
Lighting Occupancy Sensor | 100% |  | 59.904 | 326.353 | 574.9481 | 771.9431 | 968.9381 | 1165.9331 | 1349.7951 | 1507.3911 |  | 59.904 | 390.9068 | 679.6519 | 876.6469 | 1073.6419 | 1270.6369 | 1454.4989 | 1612.0949
HVAC Occupancy Sensor -- Hotel | 95% |  | 0.0049856 | 0.03432 | 0.050845 | 0.079345 | 0.10214 | 0.12494 | 0.14774 | 0.17054 |  | 1.0594 | 8.8032 | 17.3089 | 25.4185 | 31.9062 | 38.3939 | 44.8816 | 51.3693
Reflective Roof | 95% |  | 0 | 0 | 0 | 0 | 0 | 0 | 0 | 0 |  | 74.3487 | 400.6613 | 815.2826 | 1382.9565 | 1950.6305 | 2404.7696 | 2858.9087 | 3313.0479
Food Service Equipment | 100% |  | 2.652 | 10.0695 | 34.7479 | 76.7604 | 104.3397 | 150.0294 | 181.2859 | 232.2289 |  | 2.652 | 11.8666 | 37.8407 | 79.8532 | 107.4325 | 153.1222 | 184.3787 | 235.3216
Energy Efficient Motors | 65% |  | 1.3806 | 6.302 | 28.5743 | 67.7566 | 106.9389 | 146.1212 | 185.3035 | 224.4858 |  | 1.3806 | 7.4943 | 30.5994 | 69.7817 | 108.964 | 148.1463 | 187.3286 | 226.5109
RTP | 0% |  | 0 | 0 | 0 | 0 | 0 | 0 | 0 | 0 |  | 0 | 0 | 0 | 0 | 0 | 0 | 0 | 0
Business Custom Incentive | 0% |  | 0 | 0 | 0 | 0 | 0 | 0 | 0 | 0 |  | 0 | 0 | 0 | 0 | 0 | 0 | 0 | 0
Solar PV | 100% |  | 0 | 2.204 | 9.4455 | 9.4455 | 9.4455 | 9.4455 | 9.4455 | 9.4455 |  | 0 | 5.4759 | 20.443 | 20.443 | 20.443 | 20.443 | 20.443 | 20.443
C&I Total |  | 0 | 255.6207 | 1308.2343 | 2340.7638 | 3279.8046 | 4260.1662 | 5273.7412 | 6298.4019 | 7241.4703 | 0 | 472.9278 | 2887.3252 | 5665.0043 | 8872.33 | 12366.8082 | 15804.7699 | 19376.811 | 22638.3803
Grand Total |  | 0 | 1728.4983 | 15820.7267 | 28400.6886 | 42081.8585 | 55162.1456 | 69313.3243 | 81594.6155 | 93492.7728 | 0 | 2006.3029 | 17888.274 | 33094.3162 | 49909.7282 | 66062.4484 | 82821.9744 | 97491.5895 | 111203.1855

## monthly exog adj Energy
Column K and L contain the final monthly DSM adjustments to energy
|  | ResFactor | ComFactor | ResAnnual | ComAnnual | Res Adj | Com Adj
2012 | 1 | 8.471% | 5.327% | 5185565.12 | 1340852.9815
2012 | 2 | 5.927% | 3.701% | 5185565.12 | 1340852.9815
2012 | 3 | 4.017% | 3.552% | 5185565.12 | 1340852.9815
2012 | 4 | 3.887% | 5.023% | 5185565.12 | 1340852.9815
2012 | 5 | 8.391% | 10.18% | 5185565.12 | 1340852.9815
2012 | 6 | 12.62% | 14.01% | 5185565.12 | 1340852.9815
2012 | 7 | 14.32% | 15.57% | 5185565.12 | 1340852.9815
2012 | 8 | 13.8% | 15.13% | 5185565.12 | 1340852.9815
2012 | 9 | 10.51% | 12.1% | 5185565.12 | 1340852.9815
2012 | 10 | 5.608% | 6.727% | 5185565.12 | 1340852.9815
2012 | 11 | 4.695% | 3.767% | 5185565.12 | 1340852.9815 | -243485 | -50516
2012 | 12 | 7.755% | 4.917% | 5185565.12 | 1340852.9815 | -402149 | -65936
2013 | 1 | 8.471% | 5.327% | 51856903.9624 | 6281601.6058 | -4392815 | -334639
2013 | 2 | 5.927% | 3.701% | 51856903.9624 | 6281601.6058 | -3073573 | -232503
2013 | 3 | 4.017% | 3.552% | 51856903.9624 | 6281601.6058 | -2082978 | -223092
2013 | 4 | 3.887% | 5.023% | 51856903.9624 | 6281601.6058 | -2015785 | -315540
2013 | 5 | 8.391% | 10.18% | 51856903.9624 | 6281601.6058 | -4351568 | -639246
2013 | 6 | 12.62% | 14.01% | 51856903.9624 | 6281601.6058 | -6546312 | -880191
2013 | 7 | 14.32% | 15.57% | 51856903.9624 | 6281601.6058 | -7424476 | -978174
2013 | 8 | 13.8% | 15.13% | 51856903.9624 | 6281601.6058 | -7156370 | -950288
2013 | 9 | 10.51% | 12.1% | 51856903.9624 | 6281601.6058 | -5448607 | -759787
2013 | 10 | 5.608% | 6.727% | 51856903.9624 | 6281601.6058 | -2907920 | -422589
2013 | 11 | 4.695% | 3.767% | 51856903.9624 | 6281601.6058 | -2434909 | -236655
2013 | 12 | 7.755% | 4.917% | 51856903.9624 | 6281601.6058 | -4021591 | -308897
2014 | 1 | 8.471% | 5.327% | 94181507.8167 | 11848453.4787 | -7978146 | -631201
2014 | 2 | 5.927% | 3.701% | 94181507.8167 | 11848453.4787 | -5582165 | -438551
2014 | 3 | 4.017% | 3.552% | 94181507.8167 | 11848453.4787 | -3783064 | -420800
2014 | 4 | 3.887% | 5.023% | 94181507.8167 | 11848453.4787 | -3661030 | -595177
2014 | 5 | 8.391% | 10.18% | 94181507.8167 | 11848453.4787 | -7903233 | -1205755
2014 | 6 | 12.62% | 14.01% | 94181507.8167 | 11848453.4787 | -11889286 | -1660230
2014 | 7 | 14.32% | 15.57% | 94181507.8167 | 11848453.4787 | -13484190 | -1845048
2014 | 8 | 13.8% | 15.13% | 94181507.8167 | 11848453.4787 | -12997261 | -1792448
2014 | 9 | 10.51% | 12.1% | 94181507.8167 | 11848453.4787 | -9895655 | -1433123
2014 | 10 | 5.608% | 6.727% | 94181507.8167 | 11848453.4787 | -5281308 | -797093
2014 | 11 | 4.695% | 3.767% | 94181507.8167 | 11848453.4787 | -4422234 | -446383
2014 | 12 | 7.755% | 4.917% | 94181507.8167 | 11848453.4787 | -7303936 | -582647
2015 | 1 | 8.471% | 5.327% | 142258465.3167 | 19719663.1027 | -12050760 | -1050522
2015 | 2 | 5.927% | 3.701% | 142258465.3167 | 19719663.1027 | -8431699 | -729891
2015 | 3 | 4.017% | 3.552% | 142258465.3167 | 19719663.1027 | -5714210 | -700348
2015 | 4 | 3.887% | 5.023% | 142258465.3167 | 19719663.1027 | -5529881 | -990567
2015 | 5 | 8.391% | 10.18% | 142258465.3167 | 19719663.1027 | -11937607 | -2006766
2015 | 6 | 12.62% | 14.01% | 142258465.3167 | 19719663.1027 | -17958425 | -2763160
2015 | 7 | 14.32% | 15.57% | 142258465.3167 | 19719663.1027 | -20367482 | -3070757
2015 | 8 | 13.8% | 15.13% | 142258465.3167 | 19719663.1027 | -19631989 | -2983213
2015 | 9 | 10.51% | 12.1% | 142258465.3167 | 19719663.1027 | -14947104 | -2385180
2015 | 10 | 5.608% | 6.727% | 142258465.3167 | 19719663.1027 | -7977264 | -1326621
2015 | 11 | 4.695% | 3.767% | 142258465.3167 | 19719663.1027 | -6679658 | -742925
2015 | 12 | 7.755% | 4.917% | 142258465.3167 | 19719663.1027 | -11032386 | -969713
2016 | 1 | 8.471% | 5.327% | 187026122.8167 | 28192480.6648 | -15843043 | -1501893
2016 | 2 | 5.927% | 3.701% | 187026122.8167 | 28192480.6648 | -11085091 | -1043499
2016 | 3 | 4.017% | 3.552% | 187026122.8167 | 28192480.6648 | -7512429 | -1001262
2016 | 4 | 3.887% | 5.023% | 187026122.8167 | 28192480.6648 | -7270092 | -1416177
2016 | 5 | 8.391% | 10.18% | 187026122.8167 | 28192480.6648 | -15694282 | -2869001
2016 | 6 | 12.62% | 14.01% | 187026122.8167 | 28192480.6648 | -23609805 | -3950388
2016 | 7 | 14.32% | 15.57% | 187026122.8167 | 28192480.6648 | -26776974 | -4390149
2016 | 8 | 13.8% | 15.13% | 187026122.8167 | 28192480.6648 | -25810027 | -4264991
2016 | 9 | 10.51% | 12.1% | 187026122.8167 | 28192480.6648 | -19650843 | -3410005
2016 | 10 | 5.608% | 6.727% | 187026122.8167 | 28192480.6648 | -10487648 | -1896621
2016 | 11 | 4.695% | 3.767% | 187026122.8167 | 28192480.6648 | -8781696 | -1062133
2016 | 12 | 7.755% | 4.917% | 187026122.8167 | 28192480.6648 | -14504194 | -1386363
2017 | 1 | 8.471% | 5.327% | 235088665.3167 | 36603392.3532 | -19914436 | -1949966
2017 | 2 | 5.927% | 3.701% | 235088665.3167 | 36603392.3532 | -13933772 | -1354815
2017 | 3 | 4.017% | 3.552% | 235088665.3167 | 36603392.3532 | -9442995 | -1299977
2017 | 4 | 3.887% | 5.023% | 235088665.3167 | 36603392.3532 | -9138383 | -1838678
2017 | 5 | 8.391% | 10.18% | 235088665.3167 | 36603392.3532 | -19727446 | -3724935
2017 | 6 | 12.62% | 14.01% | 235088665.3167 | 36603392.3532 | -29677124 | -5128943
2017 | 7 | 14.32% | 15.57% | 235088665.3167 | 36603392.3532 | -33658202 | -5699900
2017 | 8 | 13.8% | 15.13% | 235088665.3167 | 36603392.3532 | -32442767 | -5537403
2017 | 9 | 10.51% | 12.1% | 235088665.3167 | 36603392.3532 | -24700777 | -4427342
2017 | 10 | 5.608% | 6.727% | 235088665.3167 | 36603392.3532 | -13182796 | -2462457
2017 | 11 | 4.695% | 3.767% | 235088665.3167 | 36603392.3532 | -11038442 | -1379008
2017 | 12 | 7.755% | 4.917% | 235088665.3167 | 36603392.3532 | -18231526 | -1799969
2018 | 1 | 8.471% | 5.327% | 275297146.7167 | 45296829.28 | -23320509 | -2413090
2018 | 2 | 5.927% | 3.701% | 275297146.7167 | 45296829.28 | -16316940 | -1676588
2018 | 3 | 4.017% | 3.552% | 275297146.7167 | 45296829.28 | -11058082 | -1608727
2018 | 4 | 3.887% | 5.023% | 275297146.7167 | 45296829.28 | -10701370 | -2275370
2018 | 5 | 8.391% | 10.18% | 275297146.7167 | 45296829.28 | -23101537 | -4609620
2018 | 6 | 12.62% | 14.01% | 275297146.7167 | 45296829.28 | -34752963 | -6347085
2018 | 7 | 14.32% | 15.57% | 275297146.7167 | 45296829.28 | -39414945 | -7053647
2018 | 8 | 13.8% | 15.13% | 275297146.7167 | 45296829.28 | -37991628 | -6852556
2018 | 9 | 10.51% | 12.1% | 275297146.7167 | 45296829.28 | -28925484 | -5478852
2018 | 10 | 5.608% | 6.727% | 275297146.7167 | 45296829.28 | -15437520 | -3047299
2018 | 11 | 4.695% | 3.767% | 275297146.7167 | 45296829.28 | -12926407 | -1706528
2018 | 12 | 7.755% | 4.917% | 275297146.7167 | 45296829.28 | -21349762 | -2227468
2019 | 1 | 8.471% | 5.327% | 313633406.7167 | 53277566.6007 | -26567986 | -2838246
2019 | 2 | 5.927% | 3.701% | 313633406.7167 | 53277566.6007 | -18589141 | -1971982
2019 | 3 | 4.017% | 3.552% | 313633406.7167 | 53277566.6007 | -12597965 | -1892164
2019 | 4 | 3.887% | 5.023% | 313633406.7167 | 53277566.6007 | -12191579 | -2676262
2019 | 5 | 8.391% | 10.18% | 313633406.7167 | 53277566.6007 | -26318521 | -5421778
2019 | 6 | 12.62% | 14.01% | 313633406.7167 | 53277566.6007 | -39592456 | -7465362
2019 | 7 | 14.32% | 15.57% | 313633406.7167 | 53277566.6007 | -44903639 | -8296412
2019 | 8 | 13.8% | 15.13% | 313633406.7167 | 53277566.6007 | -43282118 | -8059891
2019 | 9 | 10.51% | 12.1% | 313633406.7167 | 53277566.6007 | -32953477 | -6444157
2019 | 10 | 5.608% | 6.727% | 313633406.7167 | 53277566.6007 | -17587258 | -3584196
2019 | 11 | 4.695% | 3.767% | 313633406.7167 | 53277566.6007 | -14726462 | -2007196
2019 | 12 | 7.755% | 4.917% | 313633406.7167 | 53277566.6007 | -24322804 | -2619920
2020 | 1 | 8.471% | 5.327% | 313633406.7167 | 53277566.6007 | -26567986 | -2838246
2020 | 2 | 5.927% | 3.701% | 313633406.7167 | 53277566.6007 | -18589141 | -1971982
2020 | 3 | 4.017% | 3.552% | 313633406.7167 | 53277566.6007 | -12597965 | -1892164
2020 | 4 | 3.887% | 5.023% | 313633406.7167 | 53277566.6007 | -12191579 | -2676262
2020 | 5 | 8.391% | 10.18% | 313633406.7167 | 53277566.6007 | -26318521 | -5421778
2020 | 6 | 12.62% | 14.01% | 313633406.7167 | 53277566.6007 | -39592456 | -7465362
2020 | 7 | 14.32% | 15.57% | 313633406.7167 | 53277566.6007 | -44903639 | -8296412
2020 | 8 | 13.8% | 15.13% | 313633406.7167 | 53277566.6007 | -43282118 | -8059891
2020 | 9 | 10.51% | 12.1% | 313633406.7167 | 53277566.6007 | -32953477 | -6444157
2020 | 10 | 5.608% | 6.727% | 313633406.7167 | 53277566.6007 | -17587258 | -3584196
2020 | 11 | 4.695% | 3.767% | 313633406.7167 | 53277566.6007 | -14726462 | -2007196
2020 | 12 | 7.755% | 4.917% | 313633406.7167 | 53277566.6007 | -24322804 | -2619920
2021 | 1 | 8.471% | 5.327% | 313633406.7167 | 53277566.6007 | -26567986 | -2838246
2021 | 2 | 5.927% | 3.701% | 313633406.7167 | 53277566.6007 | -18589141 | -1971982
2021 | 3 | 4.017% | 3.552% | 313633406.7167 | 53277566.6007 | -12597965 | -1892164
2021 | 4 | 3.887% | 5.023% | 313633406.7167 | 53277566.6007 | -12191579 | -2676262
2021 | 5 | 8.391% | 10.18% | 313633406.7167 | 53277566.6007 | -26318521 | -5421778
2021 | 6 | 12.62% | 14.01% | 313633406.7167 | 53277566.6007 | -39592456 | -7465362
2021 | 7 | 14.32% | 15.57% | 313633406.7167 | 53277566.6007 | -44903639 | -8296412
2021 | 8 | 13.8% | 15.13% | 313633406.7167 | 53277566.6007 | -43282118 | -8059891
2021 | 9 | 10.51% | 12.1% | 313633406.7167 | 53277566.6007 | -32953477 | -6444157
2021 | 10 | 5.608% | 6.727% | 313633406.7167 | 53277566.6007 | -17587258 | -3584196
2021 | 11 | 4.695% | 3.767% | 313633406.7167 | 53277566.6007 | -14726462 | -2007196
2021 | 12 | 7.755% | 4.917% | 313633406.7167 | 53277566.6007 | -24322804 | -2619920
2022 | 1 | 8.471% | 5.327% | 313633406.7167 | 53277566.6007 | -26567986 | -2838246
2022 | 2 | 5.927% | 3.701% | 313633406.7167 | 53277566.6007 | -18589141 | -1971982
2022 | 3 | 4.017% | 3.552% | 313633406.7167 | 53277566.6007 | -12597965 | -1892164
2022 | 4 | 3.887% | 5.023% | 313633406.7167 | 53277566.6007 | -12191579 | -2676262
2022 | 5 | 8.391% | 10.18% | 313633406.7167 | 53277566.6007 | -26318521 | -5421778
2022 | 6 | 12.62% | 14.01% | 313633406.7167 | 53277566.6007 | -39592456 | -7465362
2022 | 7 | 14.32% | 15.57% | 313633406.7167 | 53277566.6007 | -44903639 | -8296412
2022 | 8 | 13.8% | 15.13% | 313633406.7167 | 53277566.6007 | -43282118 | -8059891
2022 | 9 | 10.51% | 12.1% | 313633406.7167 | 53277566.6007 | -32953477 | -6444157
2022 | 10 | 5.608% | 6.727% | 313633406.7167 | 53277566.6007 | -17587258 | -3584196
2022 | 11 | 4.695% | 3.767% | 313633406.7167 | 53277566.6007 | -14726462 | -2007196
2022 | 12 | 7.755% | 4.917% | 313633406.7167 | 53277566.6007 | -24322804 | -2619920
2023 | 1 | 8.471% | 5.327% | 313633406.7167 | 53277566.6007 | -26567986 | -2838246
2023 | 2 | 5.927% | 3.701% | 313633406.7167 | 53277566.6007 | -18589141 | -1971982
2023 | 3 | 4.017% | 3.552% | 313633406.7167 | 53277566.6007 | -12597965 | -1892164
2023 | 4 | 3.887% | 5.023% | 313633406.7167 | 53277566.6007 | -12191579 | -2676262
2023 | 5 | 8.391% | 10.18% | 313633406.7167 | 53277566.6007 | -26318521 | -5421778
2023 | 6 | 12.62% | 14.01% | 313633406.7167 | 53277566.6007 | -39592456 | -7465362
2023 | 7 | 14.32% | 15.57% | 313633406.7167 | 53277566.6007 | -44903639 | -8296412
2023 | 8 | 13.8% | 15.13% | 313633406.7167 | 53277566.6007 | -43282118 | -8059891
2023 | 9 | 10.51% | 12.1% | 313633406.7167 | 53277566.6007 | -32953477 | -6444157
2023 | 10 | 5.608% | 6.727% | 313633406.7167 | 53277566.6007 | -17587258 | -3584196
2023 | 11 | 4.695% | 3.767% | 313633406.7167 | 53277566.6007 | -14726462 | -2007196
2023 | 12 | 7.755% | 4.917% | 313633406.7167 | 53277566.6007 | -24322804 | -2619920
2024 | 1 | 8.471% | 5.327% | 313633406.7167 | 53277566.6007 | -26567986 | -2838246
2024 | 2 | 5.927% | 3.701% | 313633406.7167 | 53277566.6007 | -18589141 | -1971982
2024 | 3 | 4.017% | 3.552% | 313633406.7167 | 53277566.6007 | -12597965 | -1892164
2024 | 4 | 3.887% | 5.023% | 313633406.7167 | 53277566.6007 | -12191579 | -2676262
2024 | 5 | 8.391% | 10.18% | 313633406.7167 | 53277566.6007 | -26318521 | -5421778
2024 | 6 | 12.62% | 14.01% | 313633406.7167 | 53277566.6007 | -39592456 | -7465362
2024 | 7 | 14.32% | 15.57% | 313633406.7167 | 53277566.6007 | -44903639 | -8296412
2024 | 8 | 13.8% | 15.13% | 313633406.7167 | 53277566.6007 | -43282118 | -8059891
2024 | 9 | 10.51% | 12.1% | 313633406.7167 | 53277566.6007 | -32953477 | -6444157
2024 | 10 | 5.608% | 6.727% | 313633406.7167 | 53277566.6007 | -17587258 | -3584196
2024 | 11 | 4.695% | 3.767% | 313633406.7167 | 53277566.6007 | -14726462 | -2007196
2024 | 12 | 7.755% | 4.917% | 313633406.7167 | 53277566.6007 | -24322804 | -2619920
2025 | 1 | 8.471% | 5.327% | 313633406.7167 | 53277566.6007 | -26567986 | -2838246
2025 | 2 | 5.927% | 3.701% | 313633406.7167 | 53277566.6007 | -18589141 | -1971982
2025 | 3 | 4.017% | 3.552% | 313633406.7167 | 53277566.6007 | -12597965 | -1892164
2025 | 4 | 3.887% | 5.023% | 313633406.7167 | 53277566.6007 | -12191579 | -2676262
2025 | 5 | 8.391% | 10.18% | 313633406.7167 | 53277566.6007 | -26318521 | -5421778
2025 | 6 | 12.62% | 14.01% | 313633406.7167 | 53277566.6007 | -39592456 | -7465362
2025 | 7 | 14.32% | 15.57% | 313633406.7167 | 53277566.6007 | -44903639 | -8296412
2025 | 8 | 13.8% | 15.13% | 313633406.7167 | 53277566.6007 | -43282118 | -8059891
2025 | 9 | 10.51% | 12.1% | 313633406.7167 | 53277566.6007 | -32953477 | -6444157
2025 | 10 | 5.608% | 6.727% | 313633406.7167 | 53277566.6007 | -17587258 | -3584196
2025 | 11 | 4.695% | 3.767% | 313633406.7167 | 53277566.6007 | -14726462 | -2007196
2025 | 12 | 7.755% | 4.917% | 313633406.7167 | 53277566.6007 | -24322804 | -2619920
2026 | 1 | 8.471% | 5.327% | 313633406.7167 | 53277566.6007 | -26567986 | -2838246
2026 | 2 | 5.927% | 3.701% | 313633406.7167 | 53277566.6007 | -18589141 | -1971982
2026 | 3 | 4.017% | 3.552% | 313633406.7167 | 53277566.6007 | -12597965 | -1892164
2026 | 4 | 3.887% | 5.023% | 313633406.7167 | 53277566.6007 | -12191579 | -2676262
2026 | 5 | 8.391% | 10.18% | 313633406.7167 | 53277566.6007 | -26318521 | -5421778
2026 | 6 | 12.62% | 14.01% | 313633406.7167 | 53277566.6007 | -39592456 | -7465362
2026 | 7 | 14.32% | 15.57% | 313633406.7167 | 53277566.6007 | -44903639 | -8296412
2026 | 8 | 13.8% | 15.13% | 313633406.7167 | 53277566.6007 | -43282118 | -8059891
2026 | 9 | 10.51% | 12.1% | 313633406.7167 | 53277566.6007 | -32953477 | -6444157
2026 | 10 | 5.608% | 6.727% | 313633406.7167 | 53277566.6007 | -17587258 | -3584196
2026 | 11 | 4.695% | 3.767% | 313633406.7167 | 53277566.6007 | -14726462 | -2007196
2026 | 12 | 7.755% | 4.917% | 313633406.7167 | 53277566.6007 | -24322804 | -2619920
2027 | 1 | 8.471% | 5.327% | 313633406.7167 | 53277566.6007 | -26567986 | -2838246
2027 | 2 | 5.927% | 3.701% | 313633406.7167 | 53277566.6007 | -18589141 | -1971982
2027 | 3 | 4.017% | 3.552% | 313633406.7167 | 53277566.6007 | -12597965 | -1892164
2027 | 4 | 3.887% | 5.023% | 313633406.7167 | 53277566.6007 | -12191579 | -2676262
2027 | 5 | 8.391% | 10.18% | 313633406.7167 | 53277566.6007 | -26318521 | -5421778
2027 | 6 | 12.62% | 14.01% | 313633406.7167 | 53277566.6007 | -39592456 | -7465362
2027 | 7 | 14.32% | 15.57% | 313633406.7167 | 53277566.6007 | -44903639 | -8296412
2027 | 8 | 13.8% | 15.13% | 313633406.7167 | 53277566.6007 | -43282118 | -8059891
2027 | 9 | 10.51% | 12.1% | 313633406.7167 | 53277566.6007 | -32953477 | -6444157
2027 | 10 | 5.608% | 6.727% | 313633406.7167 | 53277566.6007 | -17587258 | -3584196
2027 | 11 | 4.695% | 3.767% | 313633406.7167 | 53277566.6007 | -14726462 | -2007196
2027 | 12 | 7.755% | 4.917% | 313633406.7167 | 53277566.6007 | -24322804 | -2619920
2028 | 1 | 8.471% | 5.327% | 313633406.7167 | 53277566.6007 | -26567986 | -2838246
2028 | 2 | 5.927% | 3.701% | 313633406.7167 | 53277566.6007 | -18589141 | -1971982
2028 | 3 | 4.017% | 3.552% | 313633406.7167 | 53277566.6007 | -12597965 | -1892164
2028 | 4 | 3.887% | 5.023% | 313633406.7167 | 53277566.6007 | -12191579 | -2676262
2028 | 5 | 8.391% | 10.18% | 313633406.7167 | 53277566.6007 | -26318521 | -5421778
2028 | 6 | 12.62% | 14.01% | 313633406.7167 | 53277566.6007 | -39592456 | -7465362
2028 | 7 | 14.32% | 15.57% | 313633406.7167 | 53277566.6007 | -44903639 | -8296412
2028 | 8 | 13.8% | 15.13% | 313633406.7167 | 53277566.6007 | -43282118 | -8059891
2028 | 9 | 10.51% | 12.1% | 313633406.7167 | 53277566.6007 | -32953477 | -6444157
2028 | 10 | 5.608% | 6.727% | 313633406.7167 | 53277566.6007 | -17587258 | -3584196
2028 | 11 | 4.695% | 3.767% | 313633406.7167 | 53277566.6007 | -14726462 | -2007196
2028 | 12 | 7.755% | 4.917% | 313633406.7167 | 53277566.6007 | -24322804 | -2619920
2029 | 1 | 8.471% | 5.327% | 313633406.7167 | 53277566.6007 | -26567986 | -2838246
2029 | 2 | 5.927% | 3.701% | 313633406.7167 | 53277566.6007 | -18589141 | -1971982
2029 | 3 | 4.017% | 3.552% | 313633406.7167 | 53277566.6007 | -12597965 | -1892164
2029 | 4 | 3.887% | 5.023% | 313633406.7167 | 53277566.6007 | -12191579 | -2676262
2029 | 5 | 8.391% | 10.18% | 313633406.7167 | 53277566.6007 | -26318521 | -5421778
2029 | 6 | 12.62% | 14.01% | 313633406.7167 | 53277566.6007 | -39592456 | -7465362
2029 | 7 | 14.32% | 15.57% | 313633406.7167 | 53277566.6007 | -44903639 | -8296412
2029 | 8 | 13.8% | 15.13% | 313633406.7167 | 53277566.6007 | -43282118 | -8059891
2029 | 9 | 10.51% | 12.1% | 313633406.7167 | 53277566.6007 | -32953477 | -6444157
2029 | 10 | 5.608% | 6.727% | 313633406.7167 | 53277566.6007 | -17587258 | -3584196
2029 | 11 | 4.695% | 3.767% | 313633406.7167 | 53277566.6007 | -14726462 | -2007196
2029 | 12 | 7.755% | 4.917% | 313633406.7167 | 53277566.6007 | -24322804 | -2619920
2030 | 1 | 8.471% | 5.327% | 313633406.7167 | 53277566.6007 | -26567986 | -2838246
2030 | 2 | 5.927% | 3.701% | 313633406.7167 | 53277566.6007 | -18589141 | -1971982
2030 | 3 | 4.017% | 3.552% | 313633406.7167 | 53277566.6007 | -12597965 | -1892164
2030 | 4 | 3.887% | 5.023% | 313633406.7167 | 53277566.6007 | -12191579 | -2676262
2030 | 5 | 8.391% | 10.18% | 313633406.7167 | 53277566.6007 | -26318521 | -5421778
2030 | 6 | 12.62% | 14.01% | 313633406.7167 | 53277566.6007 | -39592456 | -7465362
2030 | 7 | 14.32% | 15.57% | 313633406.7167 | 53277566.6007 | -44903639 | -8296412
2030 | 8 | 13.8% | 15.13% | 313633406.7167 | 53277566.6007 | -43282118 | -8059891
2030 | 9 | 10.51% | 12.1% | 313633406.7167 | 53277566.6007 | -32953477 | -6444157
2030 | 10 | 5.608% | 6.727% | 313633406.7167 | 53277566.6007 | -17587258 | -3584196
2030 | 11 | 4.695% | 3.767% | 313633406.7167 | 53277566.6007 | -14726462 | -2007196
2030 | 12 | 7.755% | 4.917% | 313633406.7167 | 53277566.6007 | -24322804 | -2619920
2031 | 1 | 8.471% | 5.327% | 313633406.7167 | 53277566.6007 | -26567986 | -2838246
2031 | 2 | 5.927% | 3.701% | 313633406.7167 | 53277566.6007 | -18589141 | -1971982
2031 | 3 | 4.017% | 3.552% | 313633406.7167 | 53277566.6007 | -12597965 | -1892164
2031 | 4 | 3.887% | 5.023% | 313633406.7167 | 53277566.6007 | -12191579 | -2676262
2031 | 5 | 8.391% | 10.18% | 313633406.7167 | 53277566.6007 | -26318521 | -5421778
2031 | 6 | 12.62% | 14.01% | 313633406.7167 | 53277566.6007 | -39592456 | -7465362
2031 | 7 | 14.32% | 15.57% | 313633406.7167 | 53277566.6007 | -44903639 | -8296412
2031 | 8 | 13.8% | 15.13% | 313633406.7167 | 53277566.6007 | -43282118 | -8059891
2031 | 9 | 10.51% | 12.1% | 313633406.7167 | 53277566.6007 | -32953477 | -6444157
2031 | 10 | 5.608% | 6.727% | 313633406.7167 | 53277566.6007 | -17587258 | -3584196
2031 | 11 | 4.695% | 3.767% | 313633406.7167 | 53277566.6007 | -14726462 | -2007196
2031 | 12 | 7.755% | 4.917% | 313633406.7167 | 53277566.6007 | -24322804 | -2619920
2032 | 1 | 8.471% | 5.327% | 313633406.7167 | 53277566.6007 | -26567986 | -2838246
2032 | 2 | 5.927% | 3.701% | 313633406.7167 | 53277566.6007 | -18589141 | -1971982
2032 | 3 | 4.017% | 3.552% | 313633406.7167 | 53277566.6007 | -12597965 | -1892164
2032 | 4 | 3.887% | 5.023% | 313633406.7167 | 53277566.6007 | -12191579 | -2676262
2032 | 5 | 8.391% | 10.18% | 313633406.7167 | 53277566.6007 | -26318521 | -5421778
2032 | 6 | 12.62% | 14.01% | 313633406.7167 | 53277566.6007 | -39592456 | -7465362
2032 | 7 | 14.32% | 15.57% | 313633406.7167 | 53277566.6007 | -44903639 | -8296412
2032 | 8 | 13.8% | 15.13% | 313633406.7167 | 53277566.6007 | -43282118 | -8059891
2032 | 9 | 10.51% | 12.1% | 313633406.7167 | 53277566.6007 | -32953477 | -6444157
2032 | 10 | 5.608% | 6.727% | 313633406.7167 | 53277566.6007 | -17587258 | -3584196
2032 | 11 | 4.695% | 3.767% | 313633406.7167 | 53277566.6007 | -14726462 | -2007196
2032 | 12 | 7.755% | 4.917% | 313633406.7167 | 53277566.6007 | -24322804 | -2619920
2033 | 1 | 8.471% | 5.327% | 313633406.7167 | 53277566.6007 | -26567986 | -2838246
2033 | 2 | 5.927% | 3.701% | 313633406.7167 | 53277566.6007 | -18589141 | -1971982
2033 | 3 | 4.017% | 3.552% | 313633406.7167 | 53277566.6007 | -12597965 | -1892164
2033 | 4 | 3.887% | 5.023% | 313633406.7167 | 53277566.6007 | -12191579 | -2676262
2033 | 5 | 8.391% | 10.18% | 313633406.7167 | 53277566.6007 | -26318521 | -5421778
2033 | 6 | 12.62% | 14.01% | 313633406.7167 | 53277566.6007 | -39592456 | -7465362
2033 | 7 | 14.32% | 15.57% | 313633406.7167 | 53277566.6007 | -44903639 | -8296412
2033 | 8 | 13.8% | 15.13% | 313633406.7167 | 53277566.6007 | -43282118 | -8059891
2033 | 9 | 10.51% | 12.1% | 313633406.7167 | 53277566.6007 | -32953477 | -6444157
2033 | 10 | 5.608% | 6.727% | 313633406.7167 | 53277566.6007 | -17587258 | -3584196
2033 | 11 | 4.695% | 3.767% | 313633406.7167 | 53277566.6007 | -14726462 | -2007196
2033 | 12 | 7.755% | 4.917% | 313633406.7167 | 53277566.6007 | -24322804 | -2619920
2034 | 1 | 8.471% | 5.327% | 313633406.7167 | 53277566.6007 | -26567986 | -2838246
2034 | 2 | 5.927% | 3.701% | 313633406.7167 | 53277566.6007 | -18589141 | -1971982
2034 | 3 | 4.017% | 3.552% | 313633406.7167 | 53277566.6007 | -12597965 | -1892164
2034 | 4 | 3.887% | 5.023% | 313633406.7167 | 53277566.6007 | -12191579 | -2676262
2034 | 5 | 8.391% | 10.18% | 313633406.7167 | 53277566.6007 | -26318521 | -5421778
2034 | 6 | 12.62% | 14.01% | 313633406.7167 | 53277566.6007 | -39592456 | -7465362
2034 | 7 | 14.32% | 15.57% | 313633406.7167 | 53277566.6007 | -44903639 | -8296412
2034 | 8 | 13.8% | 15.13% | 313633406.7167 | 53277566.6007 | -43282118 | -8059891
2034 | 9 | 10.51% | 12.1% | 313633406.7167 | 53277566.6007 | -32953477 | -6444157
2034 | 10 | 5.608% | 6.727% | 313633406.7167 | 53277566.6007 | -17587258 | -3584196
2034 | 11 | 4.695% | 3.767% | 313633406.7167 | 53277566.6007 | -14726462 | -2007196
2034 | 12 | 7.755% | 4.917% | 313633406.7167 | 53277566.6007 | -24322804 | -2619920
2035 | 1 | 8.471% | 5.327% | 313633406.7167 | 53277566.6007 | -26567986 | -2838246
2035 | 2 | 5.927% | 3.701% | 313633406.7167 | 53277566.6007 | -18589141 | -1971982
2035 | 3 | 4.017% | 3.552% | 313633406.7167 | 53277566.6007 | -12597965 | -1892164
2035 | 4 | 3.887% | 5.023% | 313633406.7167 | 53277566.6007 | -12191579 | -2676262
2035 | 5 | 8.391% | 10.18% | 313633406.7167 | 53277566.6007 | -26318521 | -5421778
2035 | 6 | 12.62% | 14.01% | 313633406.7167 | 53277566.6007 | -39592456 | -7465362
2035 | 7 | 14.32% | 15.57% | 313633406.7167 | 53277566.6007 | -44903639 | -8296412
2035 | 8 | 13.8% | 15.13% | 313633406.7167 | 53277566.6007 | -43282118 | -8059891
2035 | 9 | 10.51% | 12.1% | 313633406.7167 | 53277566.6007 | -32953477 | -6444157
2035 | 10 | 5.608% | 6.727% | 313633406.7167 | 53277566.6007 | -17587258 | -3584196
2035 | 11 | 4.695% | 3.767% | 313633406.7167 | 53277566.6007 | -14726462 | -2007196
2035 | 12 | 7.755% | 4.917% | 313633406.7167 | 53277566.6007 | -24322804 | -2619920
2036 | 1 | 8.471% | 5.327% | 313633406.7167 | 53277566.6007 | -26567986 | -2838246
2036 | 2 | 5.927% | 3.701% | 313633406.7167 | 53277566.6007 | -18589141 | -1971982
2036 | 3 | 4.017% | 3.552% | 313633406.7167 | 53277566.6007 | -12597965 | -1892164
2036 | 4 | 3.887% | 5.023% | 313633406.7167 | 53277566.6007 | -12191579 | -2676262
2036 | 5 | 8.391% | 10.18% | 313633406.7167 | 53277566.6007 | -26318521 | -5421778
2036 | 6 | 12.62% | 14.01% | 313633406.7167 | 53277566.6007 | -39592456 | -7465362
2036 | 7 | 14.32% | 15.57% | 313633406.7167 | 53277566.6007 | -44903639 | -8296412
2036 | 8 | 13.8% | 15.13% | 313633406.7167 | 53277566.6007 | -43282118 | -8059891
2036 | 9 | 10.51% | 12.1% | 313633406.7167 | 53277566.6007 | -32953477 | -6444157
2036 | 10 | 5.608% | 6.727% | 313633406.7167 | 53277566.6007 | -17587258 | -3584196
2036 | 11 | 4.695% | 3.767% | 313633406.7167 | 53277566.6007 | -14726462 | -2007196
2036 | 12 | 7.755% | 4.917% | 313633406.7167 | 53277566.6007 | -24322804 | -2619920
2037 | 1 | 8.471% | 5.327% | 313633406.7167 | 53277566.6007 | -26567986 | -2838246
2037 | 2 | 5.927% | 3.701% | 313633406.7167 | 53277566.6007 | -18589141 | -1971982
2037 | 3 | 4.017% | 3.552% | 313633406.7167 | 53277566.6007 | -12597965 | -1892164
2037 | 4 | 3.887% | 5.023% | 313633406.7167 | 53277566.6007 | -12191579 | -2676262
2037 | 5 | 8.391% | 10.18% | 313633406.7167 | 53277566.6007 | -26318521 | -5421778
2037 | 6 | 12.62% | 14.01% | 313633406.7167 | 53277566.6007 | -39592456 | -7465362
2037 | 7 | 14.32% | 15.57% | 313633406.7167 | 53277566.6007 | -44903639 | -8296412
2037 | 8 | 13.8% | 15.13% | 313633406.7167 | 53277566.6007 | -43282118 | -8059891
2037 | 9 | 10.51% | 12.1% | 313633406.7167 | 53277566.6007 | -32953477 | -6444157
2037 | 10 | 5.608% | 6.727% | 313633406.7167 | 53277566.6007 | -17587258 | -3584196
2037 | 11 | 4.695% | 3.767% | 313633406.7167 | 53277566.6007 | -14726462 | -2007196
2037 | 12 | 7.755% | 4.917% | 313633406.7167 | 53277566.6007 | -24322804 | -2619920

## monthly exog adj Peak
Column K and L contain the final monthly DSM adjustments to peak demand
|  | ResSummer | ResWinter | ComSummer | ComWinter | ResSummer | ResWinter | ComSummer | ComWinter | ResSummer | ResWinter | ComSummer | ComWinter | Peak Adj
2012 | 1 | 0% | 100% | 0% | 100% | 1533.3751 | 1472.8776 | 472.9278 | 255.6207 | 0 | 1.4729 | 0 | 0.25562 | -2
2012 | 2 | 0% | 75.36% | 0% | 67.88% | 1533.3751 | 1472.8776 | 472.9278 | 255.6207 | 0 | 1.11 | 0 | 0.17352 | -1
2012 | 3 | 0% | 0% | 0% | 0% | 1533.3751 | 1472.8776 | 472.9278 | 255.6207 | 0 | 0 | 0 | 0 | 0
2012 | 4 | 0% | 0% | 0% | 0% | 1533.3751 | 1472.8776 | 472.9278 | 255.6207 | 0 | 0 | 0 | 0 | 0
2012 | 5 | 58.33% | 0% | 65.35% | 0% | 1533.3751 | 1472.8776 | 472.9278 | 255.6207 | 0.89447 | 0 | 0.30906 | 0 | -1
2012 | 6 | 91.11% | 0% | 92.98% | 0% | 1533.3751 | 1472.8776 | 472.9278 | 255.6207 | 1.3971 | 0 | 0.43974 | 0 | -2
2012 | 7 | 100% | 0% | 100% | 0% | 1533.3751 | 1472.8776 | 472.9278 | 255.6207 | 1.5334 | 0 | 0.47293 | 0 | -2
2012 | 8 | 96.39% | 0% | 97.15% | 0% | 1533.3751 | 1472.8776 | 472.9278 | 255.6207 | 1.478 | 0 | 0.45945 | 0 | -2
2012 | 9 | 75.83% | 0% | 80.26% | 0% | 1533.3751 | 1472.8776 | 472.9278 | 255.6207 | 1.1628 | 0 | 0.37959 | 0 | -2
2012 | 10 | 0% | 0% | 0% | 0% | 1533.3751 | 1472.8776 | 472.9278 | 255.6207 | 0 | 0 | 0 | 0 | 0
2012 | 11 | 0% | 0% | 0% | 0% | 1533.3751 | 1472.8776 | 472.9278 | 255.6207 | 0 | 0 | 0 | 0 | 0
2012 | 12 | 0% | 89.86% | 0% | 86.13% | 1533.3751 | 1472.8776 | 472.9278 | 255.6207 | 0 | 1.3235 | 0 | 0.22017 | -2
2013 | 1 | 0% | 100% | 0% | 100% | 15000.9488 | 14512.4923 | 2887.3252 | 1308.2343 | 0 | 14.5125 | 0 | 1.3082 | -16
2013 | 2 | 0% | 75.36% | 0% | 67.88% | 15000.9488 | 14512.4923 | 2887.3252 | 1308.2343 | 0 | 10.937 | 0 | 0.88807 | -12
2013 | 3 | 0% | 0% | 0% | 0% | 15000.9488 | 14512.4923 | 2887.3252 | 1308.2343 | 0 | 0 | 0 | 0 | 0
2013 | 4 | 0% | 0% | 0% | 0% | 15000.9488 | 14512.4923 | 2887.3252 | 1308.2343 | 0 | 0 | 0 | 0 | 0
2013 | 5 | 58.33% | 0% | 65.35% | 0% | 15000.9488 | 14512.4923 | 2887.3252 | 1308.2343 | 8.7506 | 0 | 1.8869 | 0 | -11
2013 | 6 | 91.11% | 0% | 92.98% | 0% | 15000.9488 | 14512.4923 | 2887.3252 | 1308.2343 | 13.6675 | 0 | 2.6847 | 0 | -16
2013 | 7 | 100% | 0% | 100% | 0% | 15000.9488 | 14512.4923 | 2887.3252 | 1308.2343 | 15.0009 | 0 | 2.8873 | 0 | -18
2013 | 8 | 96.39% | 0% | 97.15% | 0% | 15000.9488 | 14512.4923 | 2887.3252 | 1308.2343 | 14.4592 | 0 | 2.805 | 0 | -17
2013 | 9 | 75.83% | 0% | 80.26% | 0% | 15000.9488 | 14512.4923 | 2887.3252 | 1308.2343 | 11.3757 | 0 | 2.3175 | 0 | -14
2013 | 10 | 0% | 0% | 0% | 0% | 15000.9488 | 14512.4923 | 2887.3252 | 1308.2343 | 0 | 0 | 0 | 0 | 0
2013 | 11 | 0% | 0% | 0% | 0% | 15000.9488 | 14512.4923 | 2887.3252 | 1308.2343 | 0 | 0 | 0 | 0 | 0
2013 | 12 | 0% | 89.86% | 0% | 86.13% | 15000.9488 | 14512.4923 | 2887.3252 | 1308.2343 | 0 | 13.0402 | 0 | 1.1268 | -14
2014 | 1 | 0% | 100% | 0% | 100% | 27429.3119 | 26059.9249 | 5665.0043 | 2340.7638 | 0 | 26.0599 | 0 | 2.3408 | -28
2014 | 2 | 0% | 75.36% | 0% | 67.88% | 27429.3119 | 26059.9249 | 5665.0043 | 2340.7638 | 0 | 19.6394 | 0 | 1.589 | -21
2014 | 3 | 0% | 0% | 0% | 0% | 27429.3119 | 26059.9249 | 5665.0043 | 2340.7638 | 0 | 0 | 0 | 0 | 0
2014 | 4 | 0% | 0% | 0% | 0% | 27429.3119 | 26059.9249 | 5665.0043 | 2340.7638 | 0 | 0 | 0 | 0 | 0
2014 | 5 | 58.33% | 0% | 65.35% | 0% | 27429.3119 | 26059.9249 | 5665.0043 | 2340.7638 | 16.0004 | 0 | 3.7021 | 0 | -20
2014 | 6 | 91.11% | 0% | 92.98% | 0% | 27429.3119 | 26059.9249 | 5665.0043 | 2340.7638 | 24.9912 | 0 | 5.2675 | 0 | -30
2014 | 7 | 100% | 0% | 100% | 0% | 27429.3119 | 26059.9249 | 5665.0043 | 2340.7638 | 27.4293 | 0 | 5.665 | 0 | -33
2014 | 8 | 96.39% | 0% | 97.15% | 0% | 27429.3119 | 26059.9249 | 5665.0043 | 2340.7638 | 26.4388 | 0 | 5.5035 | 0 | -32
2014 | 9 | 75.83% | 0% | 80.26% | 0% | 27429.3119 | 26059.9249 | 5665.0043 | 2340.7638 | 20.8006 | 0 | 4.5469 | 0 | -25
2014 | 10 | 0% | 0% | 0% | 0% | 27429.3119 | 26059.9249 | 5665.0043 | 2340.7638 | 0 | 0 | 0 | 0 | 0
2014 | 11 | 0% | 0% | 0% | 0% | 27429.3119 | 26059.9249 | 5665.0043 | 2340.7638 | 0 | 0 | 0 | 0 | 0
2014 | 12 | 0% | 89.86% | 0% | 86.13% | 27429.3119 | 26059.9249 | 5665.0043 | 2340.7638 | 0 | 23.4162 | 0 | 2.0161 | -25
2015 | 1 | 0% | 100% | 0% | 100% | 41037.3982 | 38802.054 | 8872.33 | 3279.8046 | 0 | 38.8021 | 0 | 3.2798 | -42
2015 | 2 | 0% | 75.36% | 0% | 67.88% | 41037.3982 | 38802.054 | 8872.33 | 3279.8046 | 0 | 29.2421 | 0 | 2.2264 | -31
2015 | 3 | 0% | 0% | 0% | 0% | 41037.3982 | 38802.054 | 8872.33 | 3279.8046 | 0 | 0 | 0 | 0 | 0
2015 | 4 | 0% | 0% | 0% | 0% | 41037.3982 | 38802.054 | 8872.33 | 3279.8046 | 0 | 0 | 0 | 0 | 0
2015 | 5 | 58.33% | 0% | 65.35% | 0% | 41037.3982 | 38802.054 | 8872.33 | 3279.8046 | 23.9385 | 0 | 5.7981 | 0 | -30
2015 | 6 | 91.11% | 0% | 92.98% | 0% | 41037.3982 | 38802.054 | 8872.33 | 3279.8046 | 37.3896 | 0 | 8.2497 | 0 | -46
2015 | 7 | 100% | 0% | 100% | 0% | 41037.3982 | 38802.054 | 8872.33 | 3279.8046 | 41.0374 | 0 | 8.8723 | 0 | -50
2015 | 8 | 96.39% | 0% | 97.15% | 0% | 41037.3982 | 38802.054 | 8872.33 | 3279.8046 | 39.5555 | 0 | 8.6194 | 0 | -48
2015 | 9 | 75.83% | 0% | 80.26% | 0% | 41037.3982 | 38802.054 | 8872.33 | 3279.8046 | 31.12 | 0 | 7.1212 | 0 | -38
2015 | 10 | 0% | 0% | 0% | 0% | 41037.3982 | 38802.054 | 8872.33 | 3279.8046 | 0 | 0 | 0 | 0 | 0
2015 | 11 | 0% | 0% | 0% | 0% | 41037.3982 | 38802.054 | 8872.33 | 3279.8046 | 0 | 0 | 0 | 0 | 0
2015 | 12 | 0% | 89.86% | 0% | 86.13% | 41037.3982 | 38802.054 | 8872.33 | 3279.8046 | 0 | 34.8656 | 0 | 2.8249 | -38
2016 | 1 | 0% | 100% | 0% | 100% | 53695.6402 | 50901.9793 | 12366.8082 | 4260.1662 | 0 | 50.902 | 0 | 4.2602 | -55
2016 | 2 | 0% | 75.36% | 0% | 67.88% | 53695.6402 | 50901.9793 | 12366.8082 | 4260.1662 | 0 | 38.3609 | 0 | 2.8919 | -41
2016 | 3 | 0% | 0% | 0% | 0% | 53695.6402 | 50901.9793 | 12366.8082 | 4260.1662 | 0 | 0 | 0 | 0 | 0
2016 | 4 | 0% | 0% | 0% | 0% | 53695.6402 | 50901.9793 | 12366.8082 | 4260.1662 | 0 | 0 | 0 | 0 | 0
2016 | 5 | 58.33% | 0% | 65.35% | 0% | 53695.6402 | 50901.9793 | 12366.8082 | 4260.1662 | 31.3225 | 0 | 8.0818 | 0 | -39
2016 | 6 | 91.11% | 0% | 92.98% | 0% | 53695.6402 | 50901.9793 | 12366.8082 | 4260.1662 | 48.9227 | 0 | 11.499 | 0 | -60
2016 | 7 | 100% | 0% | 100% | 0% | 53695.6402 | 50901.9793 | 12366.8082 | 4260.1662 | 53.6956 | 0 | 12.3668 | 0 | -66
2016 | 8 | 96.39% | 0% | 97.15% | 0% | 53695.6402 | 50901.9793 | 12366.8082 | 4260.1662 | 51.7566 | 0 | 12.0142 | 0 | -64
2016 | 9 | 75.83% | 0% | 80.26% | 0% | 53695.6402 | 50901.9793 | 12366.8082 | 4260.1662 | 40.7192 | 0 | 9.926 | 0 | -51
2016 | 10 | 0% | 0% | 0% | 0% | 53695.6402 | 50901.9793 | 12366.8082 | 4260.1662 | 0 | 0 | 0 | 0 | 0
2016 | 11 | 0% | 0% | 0% | 0% | 53695.6402 | 50901.9793 | 12366.8082 | 4260.1662 | 0 | 0 | 0 | 0 | 0
2016 | 12 | 0% | 89.86% | 0% | 86.13% | 53695.6402 | 50901.9793 | 12366.8082 | 4260.1662 | 0 | 45.738 | 0 | 3.6693 | -49
2017 | 1 | 0% | 100% | 0% | 100% | 67017.2044 | 64039.5831 | 15804.7699 | 5273.7412 | 0 | 64.0396 | 0 | 5.2737 | -69
2017 | 2 | 0% | 75.36% | 0% | 67.88% | 67017.2044 | 64039.5831 | 15804.7699 | 5273.7412 | 0 | 48.2617 | 0 | 3.58 | -52
2017 | 3 | 0% | 0% | 0% | 0% | 67017.2044 | 64039.5831 | 15804.7699 | 5273.7412 | 0 | 0 | 0 | 0 | 0
2017 | 4 | 0% | 0% | 0% | 0% | 67017.2044 | 64039.5831 | 15804.7699 | 5273.7412 | 0 | 0 | 0 | 0 | 0
2017 | 5 | 58.33% | 0% | 65.35% | 0% | 67017.2044 | 64039.5831 | 15804.7699 | 5273.7412 | 39.0934 | 0 | 10.3286 | 0 | -49
2017 | 6 | 91.11% | 0% | 92.98% | 0% | 67017.2044 | 64039.5831 | 15804.7699 | 5273.7412 | 61.0601 | 0 | 14.6957 | 0 | -76
2017 | 7 | 100% | 0% | 100% | 0% | 67017.2044 | 64039.5831 | 15804.7699 | 5273.7412 | 67.0172 | 0 | 15.8048 | 0 | -83
2017 | 8 | 96.39% | 0% | 97.15% | 0% | 67017.2044 | 64039.5831 | 15804.7699 | 5273.7412 | 64.5971 | 0 | 15.3542 | 0 | -80
2017 | 9 | 75.83% | 0% | 80.26% | 0% | 67017.2044 | 64039.5831 | 15804.7699 | 5273.7412 | 50.8214 | 0 | 12.6854 | 0 | -64
2017 | 10 | 0% | 0% | 0% | 0% | 67017.2044 | 64039.5831 | 15804.7699 | 5273.7412 | 0 | 0 | 0 | 0 | 0
2017 | 11 | 0% | 0% | 0% | 0% | 67017.2044 | 64039.5831 | 15804.7699 | 5273.7412 | 0 | 0 | 0 | 0 | 0
2017 | 12 | 0% | 89.86% | 0% | 86.13% | 67017.2044 | 64039.5831 | 15804.7699 | 5273.7412 | 0 | 57.5428 | 0 | 4.5423 | -62
2018 | 1 | 0% | 100% | 0% | 100% | 78114.7786 | 75296.2136 | 19376.811 | 6298.4019 | 0 | 75.2962 | 0 | 6.2984 | -82
2018 | 2 | 0% | 75.36% | 0% | 67.88% | 78114.7786 | 75296.2136 | 19376.811 | 6298.4019 | 0 | 56.745 | 0 | 4.2756 | -61
2018 | 3 | 0% | 0% | 0% | 0% | 78114.7786 | 75296.2136 | 19376.811 | 6298.4019 | 0 | 0 | 0 | 0 | 0
2018 | 4 | 0% | 0% | 0% | 0% | 78114.7786 | 75296.2136 | 19376.811 | 6298.4019 | 0 | 0 | 0 | 0 | 0
2018 | 5 | 58.33% | 0% | 65.35% | 0% | 78114.7786 | 75296.2136 | 19376.811 | 6298.4019 | 45.567 | 0 | 12.6629 | 0 | -58
2018 | 6 | 91.11% | 0% | 92.98% | 0% | 78114.7786 | 75296.2136 | 19376.811 | 6298.4019 | 71.1712 | 0 | 18.017 | 0 | -89
2018 | 7 | 100% | 0% | 100% | 0% | 78114.7786 | 75296.2136 | 19376.811 | 6298.4019 | 78.1148 | 0 | 19.3768 | 0 | -97
2018 | 8 | 96.39% | 0% | 97.15% | 0% | 78114.7786 | 75296.2136 | 19376.811 | 6298.4019 | 75.294 | 0 | 18.8244 | 0 | -94
2018 | 9 | 75.83% | 0% | 80.26% | 0% | 78114.7786 | 75296.2136 | 19376.811 | 6298.4019 | 59.237 | 0 | 15.5524 | 0 | -75
2018 | 10 | 0% | 0% | 0% | 0% | 78114.7786 | 75296.2136 | 19376.811 | 6298.4019 | 0 | 0 | 0 | 0 | 0
2018 | 11 | 0% | 0% | 0% | 0% | 78114.7786 | 75296.2136 | 19376.811 | 6298.4019 | 0 | 0 | 0 | 0 | 0
2018 | 12 | 0% | 89.86% | 0% | 86.13% | 78114.7786 | 75296.2136 | 19376.811 | 6298.4019 | 0 | 67.6575 | 0 | 5.4249 | -73
2019 | 1 | 0% | 100% | 0% | 100% | 88564.8052 | 86251.3025 | 22638.3803 | 7241.4703 | 0 | 86.2513 | 0 | 7.2415 | -93
2019 | 2 | 0% | 75.36% | 0% | 67.88% | 88564.8052 | 86251.3025 | 22638.3803 | 7241.4703 | 0 | 65.001 | 0 | 4.9157 | -70
2019 | 3 | 0% | 0% | 0% | 0% | 88564.8052 | 86251.3025 | 22638.3803 | 7241.4703 | 0 | 0 | 0 | 0 | 0
2019 | 4 | 0% | 0% | 0% | 0% | 88564.8052 | 86251.3025 | 22638.3803 | 7241.4703 | 0 | 0 | 0 | 0 | 0
2019 | 5 | 58.33% | 0% | 65.35% | 0% | 88564.8052 | 86251.3025 | 22638.3803 | 7241.4703 | 51.6628 | 0 | 14.7944 | 0 | -66
2019 | 6 | 91.11% | 0% | 92.98% | 0% | 88564.8052 | 86251.3025 | 22638.3803 | 7241.4703 | 80.6924 | 0 | 21.0497 | 0 | -102
2019 | 7 | 100% | 0% | 100% | 0% | 88564.8052 | 86251.3025 | 22638.3803 | 7241.4703 | 88.5648 | 0 | 22.6384 | 0 | -111
2019 | 8 | 96.39% | 0% | 97.15% | 0% | 88564.8052 | 86251.3025 | 22638.3803 | 7241.4703 | 85.3666 | 0 | 21.993 | 0 | -107
2019 | 9 | 75.83% | 0% | 80.26% | 0% | 88564.8052 | 86251.3025 | 22638.3803 | 7241.4703 | 67.1616 | 0 | 18.1703 | 0 | -85
2019 | 10 | 0% | 0% | 0% | 0% | 88564.8052 | 86251.3025 | 22638.3803 | 7241.4703 | 0 | 0 | 0 | 0 | 0
2019 | 11 | 0% | 0% | 0% | 0% | 88564.8052 | 86251.3025 | 22638.3803 | 7241.4703 | 0 | 0 | 0 | 0 | 0
2019 | 12 | 0% | 89.86% | 0% | 86.13% | 88564.8052 | 86251.3025 | 22638.3803 | 7241.4703 | 0 | 77.5012 | 0 | 6.2372 | -84
2020 | 1 | 0% | 100% | 0% | 100% | 88564.8052 | 86251.3025 | 22638.3803 | 7241.4703 | 0 | 86.2513 | 0 | 7.2415 | -93
2020 | 2 | 0% | 75.36% | 0% | 67.88% | 88564.8052 | 86251.3025 | 22638.3803 | 7241.4703 | 0 | 65.001 | 0 | 4.9157 | -70
2020 | 3 | 0% | 0% | 0% | 0% | 88564.8052 | 86251.3025 | 22638.3803 | 7241.4703 | 0 | 0 | 0 | 0 | 0
2020 | 4 | 0% | 0% | 0% | 0% | 88564.8052 | 86251.3025 | 22638.3803 | 7241.4703 | 0 | 0 | 0 | 0 | 0
2020 | 5 | 58.33% | 0% | 65.35% | 0% | 88564.8052 | 86251.3025 | 22638.3803 | 7241.4703 | 51.6628 | 0 | 14.7944 | 0 | -66
2020 | 6 | 91.11% | 0% | 92.98% | 0% | 88564.8052 | 86251.3025 | 22638.3803 | 7241.4703 | 80.6924 | 0 | 21.0497 | 0 | -102
2020 | 7 | 100% | 0% | 100% | 0% | 88564.8052 | 86251.3025 | 22638.3803 | 7241.4703 | 88.5648 | 0 | 22.6384 | 0 | -111
2020 | 8 | 96.39% | 0% | 97.15% | 0% | 88564.8052 | 86251.3025 | 22638.3803 | 7241.4703 | 85.3666 | 0 | 21.993 | 0 | -107
2020 | 9 | 75.83% | 0% | 80.26% | 0% | 88564.8052 | 86251.3025 | 22638.3803 | 7241.4703 | 67.1616 | 0 | 18.1703 | 0 | -85
2020 | 10 | 0% | 0% | 0% | 0% | 88564.8052 | 86251.3025 | 22638.3803 | 7241.4703 | 0 | 0 | 0 | 0 | 0
2020 | 11 | 0% | 0% | 0% | 0% | 88564.8052 | 86251.3025 | 22638.3803 | 7241.4703 | 0 | 0 | 0 | 0 | 0
2020 | 12 | 0% | 89.86% | 0% | 86.13% | 88564.8052 | 86251.3025 | 22638.3803 | 7241.4703 | 0 | 77.5012 | 0 | 6.2372 | -84
2021 | 1 | 0% | 100% | 0% | 100% | 88564.8052 | 86251.3025 | 22638.3803 | 7241.4703 | 0 | 86.2513 | 0 | 7.2415 | -93
2021 | 2 | 0% | 75.36% | 0% | 67.88% | 88564.8052 | 86251.3025 | 22638.3803 | 7241.4703 | 0 | 65.001 | 0 | 4.9157 | -70
2021 | 3 | 0% | 0% | 0% | 0% | 88564.8052 | 86251.3025 | 22638.3803 | 7241.4703 | 0 | 0 | 0 | 0 | 0
2021 | 4 | 0% | 0% | 0% | 0% | 88564.8052 | 86251.3025 | 22638.3803 | 7241.4703 | 0 | 0 | 0 | 0 | 0
2021 | 5 | 58.33% | 0% | 65.35% | 0% | 88564.8052 | 86251.3025 | 22638.3803 | 7241.4703 | 51.6628 | 0 | 14.7944 | 0 | -66
2021 | 6 | 91.11% | 0% | 92.98% | 0% | 88564.8052 | 86251.3025 | 22638.3803 | 7241.4703 | 80.6924 | 0 | 21.0497 | 0 | -102
2021 | 7 | 100% | 0% | 100% | 0% | 88564.8052 | 86251.3025 | 22638.3803 | 7241.4703 | 88.5648 | 0 | 22.6384 | 0 | -111
2021 | 8 | 96.39% | 0% | 97.15% | 0% | 88564.8052 | 86251.3025 | 22638.3803 | 7241.4703 | 85.3666 | 0 | 21.993 | 0 | -107
2021 | 9 | 75.83% | 0% | 80.26% | 0% | 88564.8052 | 86251.3025 | 22638.3803 | 7241.4703 | 67.1616 | 0 | 18.1703 | 0 | -85
2021 | 10 | 0% | 0% | 0% | 0% | 88564.8052 | 86251.3025 | 22638.3803 | 7241.4703 | 0 | 0 | 0 | 0 | 0
2021 | 11 | 0% | 0% | 0% | 0% | 88564.8052 | 86251.3025 | 22638.3803 | 7241.4703 | 0 | 0 | 0 | 0 | 0
2021 | 12 | 0% | 89.86% | 0% | 86.13% | 88564.8052 | 86251.3025 | 22638.3803 | 7241.4703 | 0 | 77.5012 | 0 | 6.2372 | -84
2022 | 1 | 0% | 100% | 0% | 100% | 88564.8052 | 86251.3025 | 22638.3803 | 7241.4703 | 0 | 86.2513 | 0 | 7.2415 | -93
2022 | 2 | 0% | 75.36% | 0% | 67.88% | 88564.8052 | 86251.3025 | 22638.3803 | 7241.4703 | 0 | 65.001 | 0 | 4.9157 | -70
2022 | 3 | 0% | 0% | 0% | 0% | 88564.8052 | 86251.3025 | 22638.3803 | 7241.4703 | 0 | 0 | 0 | 0 | 0
2022 | 4 | 0% | 0% | 0% | 0% | 88564.8052 | 86251.3025 | 22638.3803 | 7241.4703 | 0 | 0 | 0 | 0 | 0
2022 | 5 | 58.33% | 0% | 65.35% | 0% | 88564.8052 | 86251.3025 | 22638.3803 | 7241.4703 | 51.6628 | 0 | 14.7944 | 0 | -66
2022 | 6 | 91.11% | 0% | 92.98% | 0% | 88564.8052 | 86251.3025 | 22638.3803 | 7241.4703 | 80.6924 | 0 | 21.0497 | 0 | -102
2022 | 7 | 100% | 0% | 100% | 0% | 88564.8052 | 86251.3025 | 22638.3803 | 7241.4703 | 88.5648 | 0 | 22.6384 | 0 | -111
2022 | 8 | 96.39% | 0% | 97.15% | 0% | 88564.8052 | 86251.3025 | 22638.3803 | 7241.4703 | 85.3666 | 0 | 21.993 | 0 | -107
2022 | 9 | 75.83% | 0% | 80.26% | 0% | 88564.8052 | 86251.3025 | 22638.3803 | 7241.4703 | 67.1616 | 0 | 18.1703 | 0 | -85
2022 | 10 | 0% | 0% | 0% | 0% | 88564.8052 | 86251.3025 | 22638.3803 | 7241.4703 | 0 | 0 | 0 | 0 | 0
2022 | 11 | 0% | 0% | 0% | 0% | 88564.8052 | 86251.3025 | 22638.3803 | 7241.4703 | 0 | 0 | 0 | 0 | 0
2022 | 12 | 0% | 89.86% | 0% | 86.13% | 88564.8052 | 86251.3025 | 22638.3803 | 7241.4703 | 0 | 77.5012 | 0 | 6.2372 | -84
2023 | 1 | 0% | 100% | 0% | 100% | 88564.8052 | 86251.3025 | 22638.3803 | 7241.4703 | 0 | 86.2513 | 0 | 7.2415 | -93
2023 | 2 | 0% | 75.36% | 0% | 67.88% | 88564.8052 | 86251.3025 | 22638.3803 | 7241.4703 | 0 | 65.001 | 0 | 4.9157 | -70
2023 | 3 | 0% | 0% | 0% | 0% | 88564.8052 | 86251.3025 | 22638.3803 | 7241.4703 | 0 | 0 | 0 | 0 | 0
2023 | 4 | 0% | 0% | 0% | 0% | 88564.8052 | 86251.3025 | 22638.3803 | 7241.4703 | 0 | 0 | 0 | 0 | 0
2023 | 5 | 58.33% | 0% | 65.35% | 0% | 88564.8052 | 86251.3025 | 22638.3803 | 7241.4703 | 51.6628 | 0 | 14.7944 | 0 | -66
2023 | 6 | 91.11% | 0% | 92.98% | 0% | 88564.8052 | 86251.3025 | 22638.3803 | 7241.4703 | 80.6924 | 0 | 21.0497 | 0 | -102
2023 | 7 | 100% | 0% | 100% | 0% | 88564.8052 | 86251.3025 | 22638.3803 | 7241.4703 | 88.5648 | 0 | 22.6384 | 0 | -111
2023 | 8 | 96.39% | 0% | 97.15% | 0% | 88564.8052 | 86251.3025 | 22638.3803 | 7241.4703 | 85.3666 | 0 | 21.993 | 0 | -107
2023 | 9 | 75.83% | 0% | 80.26% | 0% | 88564.8052 | 86251.3025 | 22638.3803 | 7241.4703 | 67.1616 | 0 | 18.1703 | 0 | -85
2023 | 10 | 0% | 0% | 0% | 0% | 88564.8052 | 86251.3025 | 22638.3803 | 7241.4703 | 0 | 0 | 0 | 0 | 0
2023 | 11 | 0% | 0% | 0% | 0% | 88564.8052 | 86251.3025 | 22638.3803 | 7241.4703 | 0 | 0 | 0 | 0 | 0
2023 | 12 | 0% | 89.86% | 0% | 86.13% | 88564.8052 | 86251.3025 | 22638.3803 | 7241.4703 | 0 | 77.5012 | 0 | 6.2372 | -84
2024 | 1 | 0% | 100% | 0% | 100% | 88564.8052 | 86251.3025 | 22638.3803 | 7241.4703 | 0 | 86.2513 | 0 | 7.2415 | -93
2024 | 2 | 0% | 75.36% | 0% | 67.88% | 88564.8052 | 86251.3025 | 22638.3803 | 7241.4703 | 0 | 65.001 | 0 | 4.9157 | -70
2024 | 3 | 0% | 0% | 0% | 0% | 88564.8052 | 86251.3025 | 22638.3803 | 7241.4703 | 0 | 0 | 0 | 0 | 0
2024 | 4 | 0% | 0% | 0% | 0% | 88564.8052 | 86251.3025 | 22638.3803 | 7241.4703 | 0 | 0 | 0 | 0 | 0
2024 | 5 | 58.33% | 0% | 65.35% | 0% | 88564.8052 | 86251.3025 | 22638.3803 | 7241.4703 | 51.6628 | 0 | 14.7944 | 0 | -66
2024 | 6 | 91.11% | 0% | 92.98% | 0% | 88564.8052 | 86251.3025 | 22638.3803 | 7241.4703 | 80.6924 | 0 | 21.0497 | 0 | -102
2024 | 7 | 100% | 0% | 100% | 0% | 88564.8052 | 86251.3025 | 22638.3803 | 7241.4703 | 88.5648 | 0 | 22.6384 | 0 | -111
2024 | 8 | 96.39% | 0% | 97.15% | 0% | 88564.8052 | 86251.3025 | 22638.3803 | 7241.4703 | 85.3666 | 0 | 21.993 | 0 | -107
2024 | 9 | 75.83% | 0% | 80.26% | 0% | 88564.8052 | 86251.3025 | 22638.3803 | 7241.4703 | 67.1616 | 0 | 18.1703 | 0 | -85
2024 | 10 | 0% | 0% | 0% | 0% | 88564.8052 | 86251.3025 | 22638.3803 | 7241.4703 | 0 | 0 | 0 | 0 | 0
2024 | 11 | 0% | 0% | 0% | 0% | 88564.8052 | 86251.3025 | 22638.3803 | 7241.4703 | 0 | 0 | 0 | 0 | 0
2024 | 12 | 0% | 89.86% | 0% | 86.13% | 88564.8052 | 86251.3025 | 22638.3803 | 7241.4703 | 0 | 77.5012 | 0 | 6.2372 | -84
2025 | 1 | 0% | 100% | 0% | 100% | 88564.8052 | 86251.3025 | 22638.3803 | 7241.4703 | 0 | 86.2513 | 0 | 7.2415 | -93
2025 | 2 | 0% | 75.36% | 0% | 67.88% | 88564.8052 | 86251.3025 | 22638.3803 | 7241.4703 | 0 | 65.001 | 0 | 4.9157 | -70
2025 | 3 | 0% | 0% | 0% | 0% | 88564.8052 | 86251.3025 | 22638.3803 | 7241.4703 | 0 | 0 | 0 | 0 | 0
2025 | 4 | 0% | 0% | 0% | 0% | 88564.8052 | 86251.3025 | 22638.3803 | 7241.4703 | 0 | 0 | 0 | 0 | 0
2025 | 5 | 58.33% | 0% | 65.35% | 0% | 88564.8052 | 86251.3025 | 22638.3803 | 7241.4703 | 51.6628 | 0 | 14.7944 | 0 | -66
2025 | 6 | 91.11% | 0% | 92.98% | 0% | 88564.8052 | 86251.3025 | 22638.3803 | 7241.4703 | 80.6924 | 0 | 21.0497 | 0 | -102
2025 | 7 | 100% | 0% | 100% | 0% | 88564.8052 | 86251.3025 | 22638.3803 | 7241.4703 | 88.5648 | 0 | 22.6384 | 0 | -111
2025 | 8 | 96.39% | 0% | 97.15% | 0% | 88564.8052 | 86251.3025 | 22638.3803 | 7241.4703 | 85.3666 | 0 | 21.993 | 0 | -107
2025 | 9 | 75.83% | 0% | 80.26% | 0% | 88564.8052 | 86251.3025 | 22638.3803 | 7241.4703 | 67.1616 | 0 | 18.1703 | 0 | -85
2025 | 10 | 0% | 0% | 0% | 0% | 88564.8052 | 86251.3025 | 22638.3803 | 7241.4703 | 0 | 0 | 0 | 0 | 0
2025 | 11 | 0% | 0% | 0% | 0% | 88564.8052 | 86251.3025 | 22638.3803 | 7241.4703 | 0 | 0 | 0 | 0 | 0
2025 | 12 | 0% | 89.86% | 0% | 86.13% | 88564.8052 | 86251.3025 | 22638.3803 | 7241.4703 | 0 | 77.5012 | 0 | 6.2372 | -84
2026 | 1 | 0% | 100% | 0% | 100% | 88564.8052 | 86251.3025 | 22638.3803 | 7241.4703 | 0 | 86.2513 | 0 | 7.2415 | -93
2026 | 2 | 0% | 75.36% | 0% | 67.88% | 88564.8052 | 86251.3025 | 22638.3803 | 7241.4703 | 0 | 65.001 | 0 | 4.9157 | -70
2026 | 3 | 0% | 0% | 0% | 0% | 88564.8052 | 86251.3025 | 22638.3803 | 7241.4703 | 0 | 0 | 0 | 0 | 0
2026 | 4 | 0% | 0% | 0% | 0% | 88564.8052 | 86251.3025 | 22638.3803 | 7241.4703 | 0 | 0 | 0 | 0 | 0
2026 | 5 | 58.33% | 0% | 65.35% | 0% | 88564.8052 | 86251.3025 | 22638.3803 | 7241.4703 | 51.6628 | 0 | 14.7944 | 0 | -66
2026 | 6 | 91.11% | 0% | 92.98% | 0% | 88564.8052 | 86251.3025 | 22638.3803 | 7241.4703 | 80.6924 | 0 | 21.0497 | 0 | -102
2026 | 7 | 100% | 0% | 100% | 0% | 88564.8052 | 86251.3025 | 22638.3803 | 7241.4703 | 88.5648 | 0 | 22.6384 | 0 | -111
2026 | 8 | 96.39% | 0% | 97.15% | 0% | 88564.8052 | 86251.3025 | 22638.3803 | 7241.4703 | 85.3666 | 0 | 21.993 | 0 | -107
2026 | 9 | 75.83% | 0% | 80.26% | 0% | 88564.8052 | 86251.3025 | 22638.3803 | 7241.4703 | 67.1616 | 0 | 18.1703 | 0 | -85
2026 | 10 | 0% | 0% | 0% | 0% | 88564.8052 | 86251.3025 | 22638.3803 | 7241.4703 | 0 | 0 | 0 | 0 | 0
2026 | 11 | 0% | 0% | 0% | 0% | 88564.8052 | 86251.3025 | 22638.3803 | 7241.4703 | 0 | 0 | 0 | 0 | 0
2026 | 12 | 0% | 89.86% | 0% | 86.13% | 88564.8052 | 86251.3025 | 22638.3803 | 7241.4703 | 0 | 77.5012 | 0 | 6.2372 | -84
2027 | 1 | 0% | 100% | 0% | 100% | 88564.8052 | 86251.3025 | 22638.3803 | 7241.4703 | 0 | 86.2513 | 0 | 7.2415 | -93
2027 | 2 | 0% | 75.36% | 0% | 67.88% | 88564.8052 | 86251.3025 | 22638.3803 | 7241.4703 | 0 | 65.001 | 0 | 4.9157 | -70
2027 | 3 | 0% | 0% | 0% | 0% | 88564.8052 | 86251.3025 | 22638.3803 | 7241.4703 | 0 | 0 | 0 | 0 | 0
2027 | 4 | 0% | 0% | 0% | 0% | 88564.8052 | 86251.3025 | 22638.3803 | 7241.4703 | 0 | 0 | 0 | 0 | 0
2027 | 5 | 58.33% | 0% | 65.35% | 0% | 88564.8052 | 86251.3025 | 22638.3803 | 7241.4703 | 51.6628 | 0 | 14.7944 | 0 | -66
2027 | 6 | 91.11% | 0% | 92.98% | 0% | 88564.8052 | 86251.3025 | 22638.3803 | 7241.4703 | 80.6924 | 0 | 21.0497 | 0 | -102
2027 | 7 | 100% | 0% | 100% | 0% | 88564.8052 | 86251.3025 | 22638.3803 | 7241.4703 | 88.5648 | 0 | 22.6384 | 0 | -111
2027 | 8 | 96.39% | 0% | 97.15% | 0% | 88564.8052 | 86251.3025 | 22638.3803 | 7241.4703 | 85.3666 | 0 | 21.993 | 0 | -107
2027 | 9 | 75.83% | 0% | 80.26% | 0% | 88564.8052 | 86251.3025 | 22638.3803 | 7241.4703 | 67.1616 | 0 | 18.1703 | 0 | -85
2027 | 10 | 0% | 0% | 0% | 0% | 88564.8052 | 86251.3025 | 22638.3803 | 7241.4703 | 0 | 0 | 0 | 0 | 0
2027 | 11 | 0% | 0% | 0% | 0% | 88564.8052 | 86251.3025 | 22638.3803 | 7241.4703 | 0 | 0 | 0 | 0 | 0
2027 | 12 | 0% | 89.86% | 0% | 86.13% | 88564.8052 | 86251.3025 | 22638.3803 | 7241.4703 | 0 | 77.5012 | 0 | 6.2372 | -84
2028 | 1 | 0% | 100% | 0% | 100% | 88564.8052 | 86251.3025 | 22638.3803 | 7241.4703 | 0 | 86.2513 | 0 | 7.2415 | -93
2028 | 2 | 0% | 75.36% | 0% | 67.88% | 88564.8052 | 86251.3025 | 22638.3803 | 7241.4703 | 0 | 65.001 | 0 | 4.9157 | -70
2028 | 3 | 0% | 0% | 0% | 0% | 88564.8052 | 86251.3025 | 22638.3803 | 7241.4703 | 0 | 0 | 0 | 0 | 0
2028 | 4 | 0% | 0% | 0% | 0% | 88564.8052 | 86251.3025 | 22638.3803 | 7241.4703 | 0 | 0 | 0 | 0 | 0
2028 | 5 | 58.33% | 0% | 65.35% | 0% | 88564.8052 | 86251.3025 | 22638.3803 | 7241.4703 | 51.6628 | 0 | 14.7944 | 0 | -66
2028 | 6 | 91.11% | 0% | 92.98% | 0% | 88564.8052 | 86251.3025 | 22638.3803 | 7241.4703 | 80.6924 | 0 | 21.0497 | 0 | -102
2028 | 7 | 100% | 0% | 100% | 0% | 88564.8052 | 86251.3025 | 22638.3803 | 7241.4703 | 88.5648 | 0 | 22.6384 | 0 | -111
2028 | 8 | 96.39% | 0% | 97.15% | 0% | 88564.8052 | 86251.3025 | 22638.3803 | 7241.4703 | 85.3666 | 0 | 21.993 | 0 | -107
2028 | 9 | 75.83% | 0% | 80.26% | 0% | 88564.8052 | 86251.3025 | 22638.3803 | 7241.4703 | 67.1616 | 0 | 18.1703 | 0 | -85
2028 | 10 | 0% | 0% | 0% | 0% | 88564.8052 | 86251.3025 | 22638.3803 | 7241.4703 | 0 | 0 | 0 | 0 | 0
2028 | 11 | 0% | 0% | 0% | 0% | 88564.8052 | 86251.3025 | 22638.3803 | 7241.4703 | 0 | 0 | 0 | 0 | 0
2028 | 12 | 0% | 89.86% | 0% | 86.13% | 88564.8052 | 86251.3025 | 22638.3803 | 7241.4703 | 0 | 77.5012 | 0 | 6.2372 | -84
2029 | 1 | 0% | 100% | 0% | 100% | 88564.8052 | 86251.3025 | 22638.3803 | 7241.4703 | 0 | 86.2513 | 0 | 7.2415 | -93
2029 | 2 | 0% | 75.36% | 0% | 67.88% | 88564.8052 | 86251.3025 | 22638.3803 | 7241.4703 | 0 | 65.001 | 0 | 4.9157 | -70
2029 | 3 | 0% | 0% | 0% | 0% | 88564.8052 | 86251.3025 | 22638.3803 | 7241.4703 | 0 | 0 | 0 | 0 | 0
2029 | 4 | 0% | 0% | 0% | 0% | 88564.8052 | 86251.3025 | 22638.3803 | 7241.4703 | 0 | 0 | 0 | 0 | 0
2029 | 5 | 58.33% | 0% | 65.35% | 0% | 88564.8052 | 86251.3025 | 22638.3803 | 7241.4703 | 51.6628 | 0 | 14.7944 | 0 | -66
2029 | 6 | 91.11% | 0% | 92.98% | 0% | 88564.8052 | 86251.3025 | 22638.3803 | 7241.4703 | 80.6924 | 0 | 21.0497 | 0 | -102
2029 | 7 | 100% | 0% | 100% | 0% | 88564.8052 | 86251.3025 | 22638.3803 | 7241.4703 | 88.5648 | 0 | 22.6384 | 0 | -111
2029 | 8 | 96.39% | 0% | 97.15% | 0% | 88564.8052 | 86251.3025 | 22638.3803 | 7241.4703 | 85.3666 | 0 | 21.993 | 0 | -107
2029 | 9 | 75.83% | 0% | 80.26% | 0% | 88564.8052 | 86251.3025 | 22638.3803 | 7241.4703 | 67.1616 | 0 | 18.1703 | 0 | -85
2029 | 10 | 0% | 0% | 0% | 0% | 88564.8052 | 86251.3025 | 22638.3803 | 7241.4703 | 0 | 0 | 0 | 0 | 0
2029 | 11 | 0% | 0% | 0% | 0% | 88564.8052 | 86251.3025 | 22638.3803 | 7241.4703 | 0 | 0 | 0 | 0 | 0
2029 | 12 | 0% | 89.86% | 0% | 86.13% | 88564.8052 | 86251.3025 | 22638.3803 | 7241.4703 | 0 | 77.5012 | 0 | 6.2372 | -84
2030 | 1 | 0% | 100% | 0% | 100% | 88564.8052 | 86251.3025 | 22638.3803 | 7241.4703 | 0 | 86.2513 | 0 | 7.2415 | -93
2030 | 2 | 0% | 75.36% | 0% | 67.88% | 88564.8052 | 86251.3025 | 22638.3803 | 7241.4703 | 0 | 65.001 | 0 | 4.9157 | -70
2030 | 3 | 0% | 0% | 0% | 0% | 88564.8052 | 86251.3025 | 22638.3803 | 7241.4703 | 0 | 0 | 0 | 0 | 0
2030 | 4 | 0% | 0% | 0% | 0% | 88564.8052 | 86251.3025 | 22638.3803 | 7241.4703 | 0 | 0 | 0 | 0 | 0
2030 | 5 | 58.33% | 0% | 65.35% | 0% | 88564.8052 | 86251.3025 | 22638.3803 | 7241.4703 | 51.6628 | 0 | 14.7944 | 0 | -66
2030 | 6 | 91.11% | 0% | 92.98% | 0% | 88564.8052 | 86251.3025 | 22638.3803 | 7241.4703 | 80.6924 | 0 | 21.0497 | 0 | -102
2030 | 7 | 100% | 0% | 100% | 0% | 88564.8052 | 86251.3025 | 22638.3803 | 7241.4703 | 88.5648 | 0 | 22.6384 | 0 | -111
2030 | 8 | 96.39% | 0% | 97.15% | 0% | 88564.8052 | 86251.3025 | 22638.3803 | 7241.4703 | 85.3666 | 0 | 21.993 | 0 | -107
2030 | 9 | 75.83% | 0% | 80.26% | 0% | 88564.8052 | 86251.3025 | 22638.3803 | 7241.4703 | 67.1616 | 0 | 18.1703 | 0 | -85
2030 | 10 | 0% | 0% | 0% | 0% | 88564.8052 | 86251.3025 | 22638.3803 | 7241.4703 | 0 | 0 | 0 | 0 | 0
2030 | 11 | 0% | 0% | 0% | 0% | 88564.8052 | 86251.3025 | 22638.3803 | 7241.4703 | 0 | 0 | 0 | 0 | 0
2030 | 12 | 0% | 89.86% | 0% | 86.13% | 88564.8052 | 86251.3025 | 22638.3803 | 7241.4703 | 0 | 77.5012 | 0 | 6.2372 | -84
2031 | 1 | 0% | 100% | 0% | 100% | 88564.8052 | 86251.3025 | 22638.3803 | 7241.4703 | 0 | 86.2513 | 0 | 7.2415 | -93
2031 | 2 | 0% | 75.36% | 0% | 67.88% | 88564.8052 | 86251.3025 | 22638.3803 | 7241.4703 | 0 | 65.001 | 0 | 4.9157 | -70
2031 | 3 | 0% | 0% | 0% | 0% | 88564.8052 | 86251.3025 | 22638.3803 | 7241.4703 | 0 | 0 | 0 | 0 | 0
2031 | 4 | 0% | 0% | 0% | 0% | 88564.8052 | 86251.3025 | 22638.3803 | 7241.4703 | 0 | 0 | 0 | 0 | 0
2031 | 5 | 58.33% | 0% | 65.35% | 0% | 88564.8052 | 86251.3025 | 22638.3803 | 7241.4703 | 51.6628 | 0 | 14.7944 | 0 | -66
2031 | 6 | 91.11% | 0% | 92.98% | 0% | 88564.8052 | 86251.3025 | 22638.3803 | 7241.4703 | 80.6924 | 0 | 21.0497 | 0 | -102
2031 | 7 | 100% | 0% | 100% | 0% | 88564.8052 | 86251.3025 | 22638.3803 | 7241.4703 | 88.5648 | 0 | 22.6384 | 0 | -111
2031 | 8 | 96.39% | 0% | 97.15% | 0% | 88564.8052 | 86251.3025 | 22638.3803 | 7241.4703 | 85.3666 | 0 | 21.993 | 0 | -107
2031 | 9 | 75.83% | 0% | 80.26% | 0% | 88564.8052 | 86251.3025 | 22638.3803 | 7241.4703 | 67.1616 | 0 | 18.1703 | 0 | -85
2031 | 10 | 0% | 0% | 0% | 0% | 88564.8052 | 86251.3025 | 22638.3803 | 7241.4703 | 0 | 0 | 0 | 0 | 0
2031 | 11 | 0% | 0% | 0% | 0% | 88564.8052 | 86251.3025 | 22638.3803 | 7241.4703 | 0 | 0 | 0 | 0 | 0
2031 | 12 | 0% | 89.86% | 0% | 86.13% | 88564.8052 | 86251.3025 | 22638.3803 | 7241.4703 | 0 | 77.5012 | 0 | 6.2372 | -84
2032 | 1 | 0% | 100% | 0% | 100% | 88564.8052 | 86251.3025 | 22638.3803 | 7241.4703 | 0 | 86.2513 | 0 | 7.2415 | -93
2032 | 2 | 0% | 75.36% | 0% | 67.88% | 88564.8052 | 86251.3025 | 22638.3803 | 7241.4703 | 0 | 65.001 | 0 | 4.9157 | -70
2032 | 3 | 0% | 0% | 0% | 0% | 88564.8052 | 86251.3025 | 22638.3803 | 7241.4703 | 0 | 0 | 0 | 0 | 0
2032 | 4 | 0% | 0% | 0% | 0% | 88564.8052 | 86251.3025 | 22638.3803 | 7241.4703 | 0 | 0 | 0 | 0 | 0
2032 | 5 | 58.33% | 0% | 65.35% | 0% | 88564.8052 | 86251.3025 | 22638.3803 | 7241.4703 | 51.6628 | 0 | 14.7944 | 0 | -66
2032 | 6 | 91.11% | 0% | 92.98% | 0% | 88564.8052 | 86251.3025 | 22638.3803 | 7241.4703 | 80.6924 | 0 | 21.0497 | 0 | -102
2032 | 7 | 100% | 0% | 100% | 0% | 88564.8052 | 86251.3025 | 22638.3803 | 7241.4703 | 88.5648 | 0 | 22.6384 | 0 | -111
2032 | 8 | 96.39% | 0% | 97.15% | 0% | 88564.8052 | 86251.3025 | 22638.3803 | 7241.4703 | 85.3666 | 0 | 21.993 | 0 | -107
2032 | 9 | 75.83% | 0% | 80.26% | 0% | 88564.8052 | 86251.3025 | 22638.3803 | 7241.4703 | 67.1616 | 0 | 18.1703 | 0 | -85
2032 | 10 | 0% | 0% | 0% | 0% | 88564.8052 | 86251.3025 | 22638.3803 | 7241.4703 | 0 | 0 | 0 | 0 | 0
2032 | 11 | 0% | 0% | 0% | 0% | 88564.8052 | 86251.3025 | 22638.3803 | 7241.4703 | 0 | 0 | 0 | 0 | 0
2032 | 12 | 0% | 89.86% | 0% | 86.13% | 88564.8052 | 86251.3025 | 22638.3803 | 7241.4703 | 0 | 77.5012 | 0 | 6.2372 | -84
2033 | 1 | 0% | 100% | 0% | 100% | 88564.8052 | 86251.3025 | 22638.3803 | 7241.4703 | 0 | 86.2513 | 0 | 7.2415 | -93
2033 | 2 | 0% | 75.36% | 0% | 67.88% | 88564.8052 | 86251.3025 | 22638.3803 | 7241.4703 | 0 | 65.001 | 0 | 4.9157 | -70
2033 | 3 | 0% | 0% | 0% | 0% | 88564.8052 | 86251.3025 | 22638.3803 | 7241.4703 | 0 | 0 | 0 | 0 | 0
2033 | 4 | 0% | 0% | 0% | 0% | 88564.8052 | 86251.3025 | 22638.3803 | 7241.4703 | 0 | 0 | 0 | 0 | 0
2033 | 5 | 58.33% | 0% | 65.35% | 0% | 88564.8052 | 86251.3025 | 22638.3803 | 7241.4703 | 51.6628 | 0 | 14.7944 | 0 | -66
2033 | 6 | 91.11% | 0% | 92.98% | 0% | 88564.8052 | 86251.3025 | 22638.3803 | 7241.4703 | 80.6924 | 0 | 21.0497 | 0 | -102
2033 | 7 | 100% | 0% | 100% | 0% | 88564.8052 | 86251.3025 | 22638.3803 | 7241.4703 | 88.5648 | 0 | 22.6384 | 0 | -111
2033 | 8 | 96.39% | 0% | 97.15% | 0% | 88564.8052 | 86251.3025 | 22638.3803 | 7241.4703 | 85.3666 | 0 | 21.993 | 0 | -107
2033 | 9 | 75.83% | 0% | 80.26% | 0% | 88564.8052 | 86251.3025 | 22638.3803 | 7241.4703 | 67.1616 | 0 | 18.1703 | 0 | -85
2033 | 10 | 0% | 0% | 0% | 0% | 88564.8052 | 86251.3025 | 22638.3803 | 7241.4703 | 0 | 0 | 0 | 0 | 0
2033 | 11 | 0% | 0% | 0% | 0% | 88564.8052 | 86251.3025 | 22638.3803 | 7241.4703 | 0 | 0 | 0 | 0 | 0
2033 | 12 | 0% | 89.86% | 0% | 86.13% | 88564.8052 | 86251.3025 | 22638.3803 | 7241.4703 | 0 | 77.5012 | 0 | 6.2372 | -84
2034 | 1 | 0% | 100% | 0% | 100% | 88564.8052 | 86251.3025 | 22638.3803 | 7241.4703 | 0 | 86.2513 | 0 | 7.2415 | -93
2034 | 2 | 0% | 75.36% | 0% | 67.88% | 88564.8052 | 86251.3025 | 22638.3803 | 7241.4703 | 0 | 65.001 | 0 | 4.9157 | -70
2034 | 3 | 0% | 0% | 0% | 0% | 88564.8052 | 86251.3025 | 22638.3803 | 7241.4703 | 0 | 0 | 0 | 0 | 0
2034 | 4 | 0% | 0% | 0% | 0% | 88564.8052 | 86251.3025 | 22638.3803 | 7241.4703 | 0 | 0 | 0 | 0 | 0
2034 | 5 | 58.33% | 0% | 65.35% | 0% | 88564.8052 | 86251.3025 | 22638.3803 | 7241.4703 | 51.6628 | 0 | 14.7944 | 0 | -66
2034 | 6 | 91.11% | 0% | 92.98% | 0% | 88564.8052 | 86251.3025 | 22638.3803 | 7241.4703 | 80.6924 | 0 | 21.0497 | 0 | -102
2034 | 7 | 100% | 0% | 100% | 0% | 88564.8052 | 86251.3025 | 22638.3803 | 7241.4703 | 88.5648 | 0 | 22.6384 | 0 | -111
2034 | 8 | 96.39% | 0% | 97.15% | 0% | 88564.8052 | 86251.3025 | 22638.3803 | 7241.4703 | 85.3666 | 0 | 21.993 | 0 | -107
2034 | 9 | 75.83% | 0% | 80.26% | 0% | 88564.8052 | 86251.3025 | 22638.3803 | 7241.4703 | 67.1616 | 0 | 18.1703 | 0 | -85
2034 | 10 | 0% | 0% | 0% | 0% | 88564.8052 | 86251.3025 | 22638.3803 | 7241.4703 | 0 | 0 | 0 | 0 | 0
2034 | 11 | 0% | 0% | 0% | 0% | 88564.8052 | 86251.3025 | 22638.3803 | 7241.4703 | 0 | 0 | 0 | 0 | 0
2034 | 12 | 0% | 89.86% | 0% | 86.13% | 88564.8052 | 86251.3025 | 22638.3803 | 7241.4703 | 0 | 77.5012 | 0 | 6.2372 | -84
2035 | 1 | 0% | 100% | 0% | 100% | 88564.8052 | 86251.3025 | 22638.3803 | 7241.4703 | 0 | 86.2513 | 0 | 7.2415 | -93
2035 | 2 | 0% | 75.36% | 0% | 67.88% | 88564.8052 | 86251.3025 | 22638.3803 | 7241.4703 | 0 | 65.001 | 0 | 4.9157 | -70
2035 | 3 | 0% | 0% | 0% | 0% | 88564.8052 | 86251.3025 | 22638.3803 | 7241.4703 | 0 | 0 | 0 | 0 | 0
2035 | 4 | 0% | 0% | 0% | 0% | 88564.8052 | 86251.3025 | 22638.3803 | 7241.4703 | 0 | 0 | 0 | 0 | 0
2035 | 5 | 58.33% | 0% | 65.35% | 0% | 88564.8052 | 86251.3025 | 22638.3803 | 7241.4703 | 51.6628 | 0 | 14.7944 | 0 | -66
2035 | 6 | 91.11% | 0% | 92.98% | 0% | 88564.8052 | 86251.3025 | 22638.3803 | 7241.4703 | 80.6924 | 0 | 21.0497 | 0 | -102
2035 | 7 | 100% | 0% | 100% | 0% | 88564.8052 | 86251.3025 | 22638.3803 | 7241.4703 | 88.5648 | 0 | 22.6384 | 0 | -111
2035 | 8 | 96.39% | 0% | 97.15% | 0% | 88564.8052 | 86251.3025 | 22638.3803 | 7241.4703 | 85.3666 | 0 | 21.993 | 0 | -107
2035 | 9 | 75.83% | 0% | 80.26% | 0% | 88564.8052 | 86251.3025 | 22638.3803 | 7241.4703 | 67.1616 | 0 | 18.1703 | 0 | -85
2035 | 10 | 0% | 0% | 0% | 0% | 88564.8052 | 86251.3025 | 22638.3803 | 7241.4703 | 0 | 0 | 0 | 0 | 0
2035 | 11 | 0% | 0% | 0% | 0% | 88564.8052 | 86251.3025 | 22638.3803 | 7241.4703 | 0 | 0 | 0 | 0 | 0
2035 | 12 | 0% | 89.86% | 0% | 86.13% | 88564.8052 | 86251.3025 | 22638.3803 | 7241.4703 | 0 | 77.5012 | 0 | 6.2372 | -84
2036 | 1 | 0% | 100% | 0% | 100% | 88564.8052 | 86251.3025 | 22638.3803 | 7241.4703 | 0 | 86.2513 | 0 | 7.2415 | -93
2036 | 2 | 0% | 75.36% | 0% | 67.88% | 88564.8052 | 86251.3025 | 22638.3803 | 7241.4703 | 0 | 65.001 | 0 | 4.9157 | -70
2036 | 3 | 0% | 0% | 0% | 0% | 88564.8052 | 86251.3025 | 22638.3803 | 7241.4703 | 0 | 0 | 0 | 0 | 0
2036 | 4 | 0% | 0% | 0% | 0% | 88564.8052 | 86251.3025 | 22638.3803 | 7241.4703 | 0 | 0 | 0 | 0 | 0
2036 | 5 | 58.33% | 0% | 65.35% | 0% | 88564.8052 | 86251.3025 | 22638.3803 | 7241.4703 | 51.6628 | 0 | 14.7944 | 0 | -66
2036 | 6 | 91.11% | 0% | 92.98% | 0% | 88564.8052 | 86251.3025 | 22638.3803 | 7241.4703 | 80.6924 | 0 | 21.0497 | 0 | -102
2036 | 7 | 100% | 0% | 100% | 0% | 88564.8052 | 86251.3025 | 22638.3803 | 7241.4703 | 88.5648 | 0 | 22.6384 | 0 | -111
2036 | 8 | 96.39% | 0% | 97.15% | 0% | 88564.8052 | 86251.3025 | 22638.3803 | 7241.4703 | 85.3666 | 0 | 21.993 | 0 | -107
2036 | 9 | 75.83% | 0% | 80.26% | 0% | 88564.8052 | 86251.3025 | 22638.3803 | 7241.4703 | 67.1616 | 0 | 18.1703 | 0 | -85
2036 | 10 | 0% | 0% | 0% | 0% | 88564.8052 | 86251.3025 | 22638.3803 | 7241.4703 | 0 | 0 | 0 | 0 | 0
2036 | 11 | 0% | 0% | 0% | 0% | 88564.8052 | 86251.3025 | 22638.3803 | 7241.4703 | 0 | 0 | 0 | 0 | 0
2036 | 12 | 0% | 89.86% | 0% | 86.13% | 88564.8052 | 86251.3025 | 22638.3803 | 7241.4703 | 0 | 77.5012 | 0 | 6.2372 | -84
2037 | 1 | 0% | 100% | 0% | 100% | 88564.8052 | 86251.3025 | 22638.3803 | 7241.4703 | 0 | 86.2513 | 0 | 7.2415 | -93
2037 | 2 | 0% | 75.36% | 0% | 67.88% | 88564.8052 | 86251.3025 | 22638.3803 | 7241.4703 | 0 | 65.001 | 0 | 4.9157 | -70
2037 | 3 | 0% | 0% | 0% | 0% | 88564.8052 | 86251.3025 | 22638.3803 | 7241.4703 | 0 | 0 | 0 | 0 | 0
2037 | 4 | 0% | 0% | 0% | 0% | 88564.8052 | 86251.3025 | 22638.3803 | 7241.4703 | 0 | 0 | 0 | 0 | 0
2037 | 5 | 58.33% | 0% | 65.35% | 0% | 88564.8052 | 86251.3025 | 22638.3803 | 7241.4703 | 51.6628 | 0 | 14.7944 | 0 | -66
2037 | 6 | 91.11% | 0% | 92.98% | 0% | 88564.8052 | 86251.3025 | 22638.3803 | 7241.4703 | 80.6924 | 0 | 21.0497 | 0 | -102
2037 | 7 | 100% | 0% | 100% | 0% | 88564.8052 | 86251.3025 | 22638.3803 | 7241.4703 | 88.5648 | 0 | 22.6384 | 0 | -111
2037 | 8 | 96.39% | 0% | 97.15% | 0% | 88564.8052 | 86251.3025 | 22638.3803 | 7241.4703 | 85.3666 | 0 | 21.993 | 0 | -107
2037 | 9 | 75.83% | 0% | 80.26% | 0% | 88564.8052 | 86251.3025 | 22638.3803 | 7241.4703 | 67.1616 | 0 | 18.1703 | 0 | -85
2037 | 10 | 0% | 0% | 0% | 0% | 88564.8052 | 86251.3025 | 22638.3803 | 7241.4703 | 0 | 0 | 0 | 0 | 0
2037 | 11 | 0% | 0% | 0% | 0% | 88564.8052 | 86251.3025 | 22638.3803 | 7241.4703 | 0 | 0 | 0 | 0 | 0
2037 | 12 | 0% | 89.86% | 0% | 86.13% | 88564.8052 | 86251.3025 | 22638.3803 | 7241.4703 | 0 | 77.5012 | 0 | 6.2372 | -84