## Econ RIM
RIM – Economic Potential
# | Measure Name | Test Results | Savings
|  | RIM | Summer | Winter | Annual Enegy
|  |  | (MW) | (MW) | (GWh)
Residential
1 | 100 103 17 SEER Split-System Air Conditioner / Single Detached | 1.1239 | 99.6543 | 0 | 181.6427
2 | 100 104 19 SEER Split-System Air Conditioner / Single Detached | 1.1242 | 143.8322 | 0 | 262.3202
3 | 100 105 14 SEER Split-System Heat Pump / Single Detached | 1.0975 | 31.4111 | 156.9663 | 211.3472
4 | 100 106 15 SEER Split-System Heat Pump / Single Detached | 1.7705 | 71.6528 | 716.5278 | 284.4616
5 | 100 107 17 SEER Split-System Heat Pump / Single Detached | 1.0983 | 125.4938 | 226.7593 | 420.9027
6 | 100 108 13 EER Geothermal Heat Pump / Single Detached | 1.0987 | 63.0046 | 113.8903 | 211.3993
7 | 100 111 Sealed Attic w/Sprayed Foam Insulated Roof Deck / Single Detached | 1.4466 | 72.0396 | 194.4626 | 204.9597
8 | 100 116 Duct Repair / Single Detached | 1.8237 | 218.3952 | 436.7904 | 250.7177
9 | 100 117 Reflective Roof / Single Detached | 1.0491 | 49.3282 | 0 | 95.3678
10 | 100 119 Window Film / Single Detached | 1.4044 | 163.7964 | -4.8265 | 164.124
11 | 100 120 Window Tinting / Single Detached | 1.576 | 16.7581 | 0 | 37.9909
12 | 100 121 Default Window With Sunscreen / Single Detached | 1.2746 | 230.5283 | -12.0714 | 242.9768
13 | 100 122 Single Pane Clear Windows to Double Pane Low-E Windows / Single Detached | 1.0628 | 218.3952 | 0 | 429.8017
14 | 100 124 Ceiling R-0 to R-19 Insulation / Single Detached | 1.8075 | 5.2508 | 14.1019 | 14.8631
15 | 100 125 Ceiling R-19 to R-38 Insulation / Single Detached | 1.6388 | 2.8008 | 7.5622 | 7.9704
16 | 100 126 Wall 2x4 R-0 to Blow-In R-13 Insulation / Single Detached | 1.6098 | 5.8841 | 15.8854 | 16.7429
17 | 130 132 15 SEER Split-System Heat Pump / Single Detached | 1.7578 | 106.4903 | 212.9807 | 134.1778
18 | 130 133 17 SEER Split-System Heat Pump / Single Detached | 1.5273 | 133.6451 | 74.7716 | 308.5245
19 | 130 134 13 EER Geothermal Heat Pump / Single Detached | 1.5273 | 67.1392 | 37.5817 | 155.0705
20 | 130 137 Sealed Attics / Single Detached | 1.8797 | 45.7946 | 210.0913 | 134.9746
21 | 130 141 Electronically Commutated Motors (ECM) on an Air Handler Unit / Single Detached | 1.043 | 42.5624 | 80.8337 | 134.0586
22 | 130 142 Duct Repair / Single Detached | 1.8237 | 162.2894 | 324.5788 | 186.3082
23 | 130 143 Reflective Roof / Single Detached | 1.0491 | 36.6558 | 0 | 70.8678
24 | 130 145 Window Film / Single Detached | 1.4044 | 121.7171 | -2.5055 | 121.9605
25 | 130 146 Window Tinting / Single Detached | 1.5773 | 12.1859 | 0 | 27.6245
26 | 130 147 Default Window With Sunscreen / Single Detached | 1.2746 | 171.3055 | -7.9499 | 180.556
27 | 130 148 Single Pane Clear Windows to Double Pane Low-E Windows / Single Detached | 1.0628 | 162.2894 | 0 | 319.3856
28 | 130 150 Ceiling R-0 to R-19 Insulation / Single Detached | 1.8083 | 3.4687 | 15.8082 | 10.1561
29 | 130 151 Ceiling R-19 to R-38 Insulation / Single Detached | 1.6363 | 1.8446 | 8.465 | 5.4384
30 | 130 152 Wall 2x4 R-0 to Blow-In R-13 Insulation / Single Detached | 1.6224 | 3.7404 | 17.1626 | 11.0263
31 | 190 196 Reflective Roof / Single Detached | 1.0473 | 1.3437 | 0 | 3.5461
32 | 190 197 Window Film / Single Detached | 1.4129 | 0.28029 | -0.09363 | 1.0323
33 | 190 198 Window Tinting / Single Detached | 1.5755 | 0.45539 | 0 | 1.0323
34 | 190 199 Default Window With Sunscreen / Single Detached | 1.4082 | 2.1278 | -0.32801 | 2.9445
35 | 190 200 Single Pane Clear Windows to Double Pane Low-E Windows / Single Detached | 1.0814 | 4.4116 | 2.6684 | 11.0961
36 | 190 202 Ceiling R-0 to R-19 Insulation / Single Detached | 1.8079 | 0.31921 | 0.34497 | 0.98373
37 | 190 203 Ceiling R-19 to R-38 Insulation / Single Detached | 1.6168 | 0.15311 | 0.16884 | 0.48148
38 | 190 204 Wall 2x4 R-0 to Blow-In R-13 Insulation / Single Detached | 1.6383 | 0.14468 | 0.15954 | 0.45493
39 | 100 102 15 SEER Split-System Air Conditioner / Multi Attached | 1.0455 | 14.2086 | 0 | 26.3643
40 | 100 103 17 SEER Split-System Air Conditioner / Multi Attached | 1.0888 | 36.1508 | 0 | 62.4912
41 | 100 104 19 SEER Split-System Air Conditioner / Multi Attached | 1.0853 | 52.1837 | 0 | 90.2544
42 | 100 105 14 SEER Split-System Heat Pump / Multi Attached | 1.106 | 12.8969 | 54.998 | 82.2812
43 | 100 106 15 SEER Split-System Heat Pump / Multi Attached | 1.0039 | 27.4622 | 65.1467 | 115.2631
44 | 100 111 Sealed Attic w/Sprayed Foam Insulated Roof Deck / Multi Attached | 1.3547 | 28.5278 | 65.7242 | 76.97
45 | 100 116 Duct Repair / Multi Attached | 1.8255 | 109.0273 | 218.0546 | 117.2043
46 | 100 117 Reflective Roof / Multi Attached | 1.0323 | 30.782 | 0 | 57.4598
47 | 100 118 Radiant Barrier / Multi Attached | 1.0023 | 36.9711 | 16.032 | 64.1114
48 | 100 119 Window Film / Multi Attached | 1.3982 | 81.7705 | -2.5234 | 76.8642
49 | 100 124 Ceiling R-0 to R-19 Insulation / Multi Attached | 1.3293 | 3.6227 | 8.31 | 9.7319
50 | 100 125 Ceiling R-19 to R-38 Insulation / Multi Attached | 1.3348 | 1.1752 | 2.7081 | 3.1715
51 | 100 126 Wall 2x4 R-0 to Blow-In R-13 Insulation / Multi Attached | 1.3442 | 2.5235 | 5.8147 | 6.8097
52 | 130 137 Sealed Attics / Multi Attached | 1.8614 | 4.3246 | 16.933 | 12.0877
53 | 130 142 Duct Repair / Multi Attached | 1.8255 | 19.5326 | 39.0652 | 20.9975
54 | 130 143 Reflective Roof / Multi Attached | 1.0323 | 5.5147 | 0 | 10.2941
55 | 130 144 Radiant Barrier / Multi Attached | 1.0055 | 5.8065 | 2.5177 | 10.0684
56 | 130 145 Window Film / Multi Attached | 1.3982 | 14.6494 | -0.31278 | 13.7705
57 | 130 146 Window Tinting / Multi Attached | 1.0019 | 1.7826 | 0 | 3.8318
58 | 130 147 Default Window With Sunscreen / Multi Attached | 1.1716 | 4.87 | -0.64075 | 6.3911
59 | 130 150 Ceiling R-0 to R-19 Insulation / Multi Attached | 1.8372 | 0.56686 | 2.2071 | 1.5755
60 | 130 151 Ceiling R-19 to R-38 Insulation / Multi Attached | 1.8502 | 0.18348 | 0.71866 | 0.51302
61 | 130 152 Wall 2x4 R-0 to Blow-In R-13 Insulation / Multi Attached | 1.8548 | 0.38254 | 1.4982 | 1.0695
62 | 190 192 HE Room Air Conditioner - EER 12 / Multi Attached | 1.0003 | 6.0996 | 0 | 11.6555
63 | 190 199 Default Window With Sunscreen / Multi Attached | 1.1794 | 2.1079 | -0.27733 | 2.7663
64 | 100 102 15 SEER Split-System Air Conditioner / Single Detached - Manufactured | 1.118 | 7.562 | 0 | 12.4118
65 | 100 103 17 SEER Split-System Air Conditioner / Single Detached - Manufactured | 1.1619 | 19.2399 | 0 | 29.4197
66 | 100 104 19 SEER Split-System Air Conditioner / Single Detached - Manufactured | 1.1639 | 27.7726 | 0 | 42.4899
67 | 100 105 14 SEER Split-System Heat Pump / Single Detached - Manufactured | 1.2737 | 6.443 | 31.0712 | 36.3683
68 | 100 106 15 SEER Split-System Heat Pump / Single Detached - Manufactured | 1.4862 | 30.1796 | 0 | 51.5003
69 | 100 107 17 SEER Split-System Heat Pump / Single Detached - Manufactured | 1.06 | 25.2432 | 44.0165 | 71.0243
70 | 100 108 13 EER Geothermal Heat Pump / Single Detached - Manufactured | 1.0606 | 6.3543 | 11.0869 | 17.8897
71 | 100 111 Sealed Attic w/Sprayed Foam Insulated Roof Deck / Single Detached - Manufactured | 1.5819 | 15.0928 | 39.3143 | 36.0212
72 | 100 116 Duct Repair / Single Detached - Manufactured | 1.1246 | 15.4279 | 19.0519 | 28.8841
73 | 100 118 Radiant Barrier / Single Detached - Manufactured | 1.0715 | 24.4743 | 11.9986 | 37.5396
74 | 100 120 Window Tinting / Single Detached - Manufactured | 1.069 | 6.168 | 0 | 11.7287
75 | 100 122 Single Pane Clear Windows to Double Pane Low-E Windows / Single Detached - Manufactured | 1.5967 | 55.0817 | 121.1796 | 108.4007
76 | 100 124 Ceiling R-0 to R-19 Insulation / Single Detached - Manufactured | 1.5528 | 3.7212 | 9.6656 | 8.8559
77 | 100 125 Ceiling R-19 to R-38 Insulation / Single Detached - Manufactured | 1.5402 | 0.35204 | 0.91718 | 0.84036
78 | 100 126 Wall 2x4 R-0 to Blow-In R-13 Insulation / Single Detached - Manufactured | 1.5811 | 0.30201 | 0.7865 | 0.72062
79 | 130 132 15 SEER Split-System Heat Pump / Single Detached - Manufactured | 1.614 | 20.9923 | 33.5877 | 26.8701
80 | 130 137 Sealed Attics / Single Detached - Manufactured | 1.8826 | 4.4961 | 19.9043 | 11.1164
81 | 130 142 Duct Repair / Single Detached - Manufactured | 1.2782 | 4.7806 | 6.1076 | 7.4181
82 | 130 144 Radiant Barrier / Single Detached - Manufactured | 1.0743 | 7.5535 | 3.7028 | 11.5849
83 | 130 146 Window Tinting / Single Detached - Manufactured | 1.0695 | 2.1245 | 0 | 4.0395
84 | 130 148 Single Pane Clear Windows to Double Pane Low-E Windows / Single Detached - Manufactured | 1.5967 | 19.1951 | 42.2293 | 37.776
85 | 130 150 Ceiling R-0 to R-19 Insulation / Single Detached - Manufactured | 1.8548 | 1.1694 | 5.1575 | 2.8804
86 | 130 151 Ceiling R-19 to R-38 Insulation / Single Detached - Manufactured | 1.8425 | 0.11035 | 0.48866 | 0.27291
87 | 130 152 Wall 2x4 R-0 to Blow-In R-13 Insulation / Single Detached - Manufactured | 1.8825 | 0.089969 | 0.39817 | 0.22238
88 | 190 191 HE Room Air Conditioner - EER 11 / Single Detached - Manufactured | 1.0811 | 1.0145 | 0 | 1.7142
89 | 190 192 HE Room Air Conditioner - EER 12 / Single Detached - Manufactured | 1.07 | 1.8689 | 0 | 3.159
90 | 190 198 Window Tinting / Single Detached - Manufactured | 1.0664 | 0.24283 | 0 | 0.46171
91 | 190 199 Default Window With Sunscreen / Single Detached - Manufactured | 1.2644 | 0.64586 | -0.096075 | 0.74975
92 | 190 200 Single Pane Clear Windows to Double Pane Low-E Windows / Single Detached - Manufactured | 1.0095 | 1.3391 | 0.7816 | 2.8253
Commercial
1 | 160 161 LED Exit Sign / Office | 1.6786 | 0.57952 | 0.094913 | 0.56452
2 | 300 301 Centrifugal Chiller, 0.51 kW/ton, 500 tons / Office | 1.1093 | 8.4894 | 0.015228 | 18.232
3 | 300 305 Chiller Tune Up/Diagnostics / Office | 1.6321 | 6.182 | 0.041393 | 5.4533
4 | 300 311 Window Film (Standard) / Office | 1.0147 | 0.48027 | -0.023523 | 1.0107
5 | 300 313 Ceiling Insulation / Office | 1.6692 | 2.8384 | 6.3947 | 6.6619
6 | 300 314 Roof Insulation / Office | 1.2513 | 1.4415 | 0.035287 | 2.446
7 | 300 315 Cool Roof - Chiller / Office | 1.0969 | 5.7706 | 0 | 11.6437
8 | 300 317 Thermal Energy Storage (TES) Positive / Office | 5.7067 | 9.05 | 0.017732 | -2.2745
9 | 320 321 DX Packaged System, EER=10.9, 10 tons / Office | 1.1178 | 5.9313 | 0 | 11.5328
10 | 320 332 Window Film (Standard) / Office | 1.0149 | 1.1171 | -0.22369 | 2.3509
11 | 320 334 Ceiling Insulation / Office | 1.6688 | 6.9026 | 15.5511 | 16.2008
12 | 320 335 Roof Insulation / Office | 1.2804 | 3.6653 | 1.2651 | 5.9643
13 | 340 342 Geothermal Heat Pump, EER=13, 10 tons / Office | 1.0489 | 3.9365 | 0 | 9.7537
14 | 340 347 Window Film (Standard) / Office | 1.0154 | 0.24851 | -0.003412 | 0.52297
15 | 340 349 Ceiling Insulation / Office | 1.6686 | 1.5352 | 3.4587 | 3.6032
16 | 340 350 Roof Insulation / Office | 1.2778 | 0.81201 | 0.019286 | 1.3257
17 | 340 351 Cool Roof - DX / Office | 1.0968 | 3.1042 | 0 | 6.2636
18 | 360 361 HE PTAC, EER=9.6, 1 ton / Office | 1.0872 | 5.848 | 0.41134 | 12.0113
19 | 400 405 Demand Control Ventilation (DCV) / Office | 1.7398 | 53.8141 | 32.426 | 23.7214
20 | 400 406 Energy Recovery Ventilation (ERV) / Office | 1.814 | 24.5977 | 14.8215 | 10.8427
21 | 160 161 LED Exit Sign / Restaurant or Services | 1.1876 | 0.35724 | 0.072779 | 0.62659
22 | 300 309 Duct/Pipe Insulation / Restaurant or Services | 1.0148 | 0.035194 | 0.00017383 | 0.074065
23 | 300 311 Window Film (Standard) / Restaurant or Services | 1.0149 | 0.15345 | -0.0046473 | 0.32292
24 | 300 313 Ceiling Insulation / Restaurant or Services | 1.6679 | 0.13279 | 0.29916 | 0.31166
25 | 300 314 Roof Insulation / Restaurant or Services | 1.1446 | 0.056713 | 0.0010208 | 0.11443
26 | 300 315 Cool Roof - Chiller / Restaurant or Services | 1.0965 | 0.27937 | 0 | 0.5637
27 | 300 317 Thermal Energy Storage (TES) Positive / Restaurant or Services | 3.6606 | -0.054756 | 0.000513 | -0.10647
28 | 320 321 DX Packaged System, EER=10.9, 10 tons / Restaurant or Services | 1.1175 | 5.7397 | 0 | 11.1602
29 | 340 345 Duct/Pipe Insulation / Restaurant or Services | 1.0151 | 0.12527 | 0.00061875 | 0.26363
30 | 340 351 Cool Roof - DX / Restaurant or Services | 1.0962 | 0.98677 | 0 | 1.9911
31 | 400 405 Demand Control Ventilation (DCV) / Restaurant or Services | 1.7398 | 26.5169 | 15.9779 | 11.6887
32 | 400 406 Energy Recovery Ventilation (ERV) / Restaurant or Services | 1.8149 | 12.1222 | 7.3043 | 5.3435
33 | 160 161 LED Exit Sign / Retail | 1.3913 | 0.22056 | 0.030752 | 0.28836
34 | 300 305 Chiller Tune Up/Diagnostics / Retail | 1.6327 | 1.497 | 0.0079606 | 1.3206
35 | 300 311 Window Film (Standard) / Retail | 1.0151 | 0.51456 | -0.020016 | 1.0829
36 | 300 313 Ceiling Insulation / Retail | 1.6691 | 0.68735 | 1.5486 | 1.6133
37 | 300 314 Roof Insulation / Retail | 1.2942 | 0.37137 | 0.0067862 | 0.59233
38 | 300 315 Cool Roof - Chiller / Retail | 1.097 | 1.7393 | 0 | 3.5095
39 | 320 321 DX Packaged System, EER=10.9, 10 tons / Retail | 1.1178 | 3.6783 | 0 | 7.1521
40 | 320 334 Ceiling Insulation / Retail | 1.6686 | 4.2806 | 9.644 | 10.0468
41 | 320 335 Roof Insulation / Retail | 1.3242 | 2.4182 | 0.62307 | 3.6987
42 | 340 349 Ceiling Insulation / Retail | 1.6687 | 0.12443 | 0.28033 | 0.29204
43 | 340 351 Cool Roof - DX / Retail | 1.0968 | 0.31395 | 0 | 0.63349
44 | 360 361 HE PTAC, EER=9.6, 1 ton / Retail | 1.0875 | 3.6572 | 0.25724 | 7.5114
45 | 400 405 Demand Control Ventilation (DCV) / Retail | 1.7401 | 20.2249 | 12.1866 | 8.9152
46 | 400 406 Energy Recovery Ventilation (ERV) / Retail | 1.8132 | 9.245 | 5.5706 | 4.0752
47 | 160 161 LED Exit Sign / Food Store | 1.0782 | 0.019198 | 0.0052128 | 0.042725
48 | 300 311 Window Film (Standard) / Food Store | 1.0153 | 0.10855 | -0.0054648 | 0.22843
49 | 300 313 Ceiling Insulation / Food Store | 1.6684 | 0.17346 | 0.39079 | 0.40711
50 | 300 314 Roof Insulation / Food Store | 1.1047 | 0.069035 | 0.0022167 | 0.14948
51 | 320 321 DX Packaged System, EER=10.9, 10 tons / Food Store | 1.1178 | 2.8952 | 0 | 5.6294
52 | 320 334 Ceiling Insulation / Food Store | 1.6676 | 3.369 | 7.5901 | 7.9071
53 | 320 335 Roof Insulation / Food Store | 1.1285 | 1.4019 | 0.63472 | 2.911
54 | 340 351 Cool Roof - DX / Food Store | 1.0963 | 0.24114 | 0 | 0.48657
55 | 360 361 HE PTAC, EER=9.6, 1 ton / Food Store | 1.0871 | 2.1141e-09 | 1.487e-10 | 4.3422e-09
56 | 400 405 Demand Control Ventilation (DCV) / Food Store | 1.7399 | 10.9455 | 6.5952 | 4.8248
57 | 400 406 Energy Recovery Ventilation (ERV) / Food Store | 1.8144 | 5.0031 | 3.0146 | 2.2054
58 | 160 161 LED Exit Sign / School | 1.1165 | 0.11469 | 0.059368 | 0.22658
59 | 300 305 Chiller Tune Up/Diagnostics / School | 1.6323 | 3.5816 | 0.015569 | 3.1595
60 | 300 311 Window Film (Standard) / School | 1.0146 | 1.6402 | -0.052155 | 3.4518
61 | 300 313 Ceiling Insulation / School | 1.669 | 1.6444 | 3.7047 | 3.8595
62 | 300 314 Roof Insulation / School | 1.1836 | 0.75018 | 0.013272 | 1.4171
63 | 320 321 DX Packaged System, EER=10.9, 10 tons / School | 1.1179 | 1.0275 | 0 | 1.9978
64 | 320 334 Ceiling Insulation / School | 1.6687 | 1.1956 | 2.6935 | 2.806
65 | 320 335 Roof Insulation / School | 1.2093 | 0.57031 | 0.14227 | 1.033
66 | 340 349 Ceiling Insulation / School | 1.6687 | 0.29769 | 0.67069 | 0.6987
67 | 340 351 Cool Roof - DX / School | 1.0968 | 0.91638 | 0 | 1.849
68 | 360 361 HE PTAC, EER=9.6, 1 ton / School | 1.0873 | 2.9182 | 0.20527 | 5.9938
69 | 400 405 Demand Control Ventilation (DCV) / School | 1.7397 | 14.2342 | 8.5769 | 6.2745
70 | 400 406 Energy Recovery Ventilation (ERV) / School | 1.8143 | 6.5056 | 3.92 | 2.8677
71 | 160 161 LED Exit Sign / College | 1.7144 | 0.1882 | 0.024358 | 0.17821
72 | 300 305 Chiller Tune Up/Diagnostics / College | 1.632 | 3.0234 | 0.030322 | 2.6671
73 | 300 311 Window Film (Standard) / College | 1.0149 | 1.522 | -0.11166 | 3.203
74 | 300 313 Ceiling Insulation / College | 1.669 | 1.3881 | 3.1274 | 3.258
75 | 300 314 Roof Insulation / College | 1.1668 | 0.61654 | 0.025849 | 1.1962
76 | 320 321 DX Packaged System, EER=10.9, 10 tons / College | 1.1178 | 1.1263 | 0 | 2.19
77 | 320 334 Ceiling Insulation / College | 1.6689 | 1.3108 | 2.9532 | 3.0766
78 | 320 335 Roof Insulation / College | 1.1923 | 0.60867 | 0.35981 | 1.1326
79 | 340 349 Ceiling Insulation / College | 1.6689 | 0.081993 | 0.18473 | 0.19244
80 | 340 351 Cool Roof - DX / College | 1.0969 | 0.2881 | 0 | 0.58133
81 | 360 361 HE PTAC, EER=9.6, 1 ton / College | 1.0874 | 2.73 | 0.19203 | 5.6072
82 | 400 405 Demand Control Ventilation (DCV) / College | 1.7399 | 22.9699 | 13.8406 | 10.1252
83 | 400 406 Energy Recovery Ventilation (ERV) / College | 1.8146 | 10.4997 | 6.3266 | 4.6283
84 | 300 313 Ceiling Insulation / Hospital | 1.6677 | 1.7364 | 3.912 | 4.0754
85 | 300 314 Roof Insulation / Hospital | 1.0679 | 0.64712 | 0.026997 | 1.4964
86 | 320 321 DX Packaged System, EER=10.9, 10 tons / Hospital | 1.1176 | 0.16751 | 0 | 0.3257
87 | 340 351 Cool Roof - DX / Hospital | 1.0958 | 0.037096 | 0 | 0.074852
88 | 400 405 Demand Control Ventilation (DCV) / Hospital | 1.7389 | 15.2261 | 9.1745 | 6.7117
89 | 400 406 Energy Recovery Ventilation (ERV) / Hospital | 1.8142 | 6.9596 | 4.1936 | 3.0678
90 | 160 161 LED Exit Sign / Other Healthcare | 1.3304 | 0.047935 | 0.011627 | 0.06825
91 | 300 311 Window Film (Standard) / Other Healthcare | 1.0151 | 0.069087 | -0.0060925 | 0.14539
92 | 300 313 Ceiling Insulation / Other Healthcare | 1.6687 | 0.16089 | 0.36248 | 0.37763
93 | 300 314 Roof Insulation / Other Healthcare | 1.2894 | 0.086316 | 0.003601 | 0.13865
94 | 320 321 DX Packaged System, EER=10.9, 10 tons / Other Healthcare | 1.1179 | 1.1761 | 0 | 2.2869
95 | 320 334 Ceiling Insulation / Other Healthcare | 1.6683 | 1.369 | 3.0843 | 3.2132
96 | 320 335 Roof Insulation / Other Healthcare | 1.3192 | 0.76783 | 0.45165 | 1.1829
97 | 340 349 Ceiling Insulation / Other Healthcare | 1.6682 | 0.052459 | 0.11819 | 0.12312
98 | 340 351 Cool Roof - DX / Other Healthcare | 1.0966 | 0.13506 | 0 | 0.27251
99 | 360 361 HE PTAC, EER=9.6, 1 ton / Other Healthcare | 1.0873 | 2.2884 | 0.16096 | 4.7001
100 | 400 404 Electronically Commutated Motors (ECM) on an Air Handler Unit / Other Healthcare | 1.0288 | 1.8926 | 0 | 4.3334
101 | 400 405 Demand Control Ventilation (DCV) / Other Healthcare | 1.7402 | 5.9892 | 3.6088 | 2.64
102 | 400 406 Energy Recovery Ventilation (ERV) / Other Healthcare | 1.8143 | 2.7362 | 1.6487 | 1.2061
103 | 300 305 Chiller Tune Up/Diagnostics / Warehouse | 1.6322 | 0.013827 | 0.00057664 | 0.012198
104 | 300 311 Window Film (Standard) / Warehouse | 1.0162 | 0.0018173 | -0.00055446 | 0.0038244
105 | 300 313 Ceiling Insulation / Warehouse | 1.6688 | 0.0063503 | 0.014307 | 0.014904
106 | 300 314 Roof Insulation / Warehouse | 1.2022 | 0.0029881 | 0.00049157 | 0.0054711
107 | 320 321 DX Packaged System, EER=10.9, 10 tons / Warehouse | 1.1178 | 0.21622 | 0 | 0.42042
108 | 320 334 Ceiling Insulation / Warehouse | 1.6689 | 0.25191 | 0.56754 | 0.59125
109 | 320 335 Roof Insulation / Warehouse | 1.8154 | 0.12384 | 0.28725 | 0.21766
110 | 340 349 Ceiling Insulation / Warehouse | 1.6686 | 0.007761 | 0.017485 | 0.018216
111 | 340 351 Cool Roof - DX / Warehouse | 1.0975 | 0.01998 | 0 | 0.040315
112 | 360 361 HE PTAC, EER=9.6, 1 ton / Warehouse | 1.0874 | 8.6952e-10 | 6.1161e-11 | 1.7859e-09
113 | 400 405 Demand Control Ventilation (DCV) / Warehouse | 1.7382 | 5.0946 | 3.0698 | 2.2457
114 | 400 406 Energy Recovery Ventilation (ERV) / Warehouse | 1.807 | 2.3243 | 1.4005 | 1.0246
115 | 160 161 LED Exit Sign / Hotel or Motel | 1.3405 | 0.1105 | 0.024499 | 0.15899
116 | 300 311 Window Film (Standard) / Hotel or Motel | 1.0149 | 1.4385 | -0.071949 | 3.0273
117 | 300 313 Ceiling Insulation / Hotel or Motel | 1.6688 | 1.7793 | 4.0087 | 4.1761
118 | 300 314 Roof Insulation / Hotel or Motel | 1.058 | 0.65177 | 0.022591 | 1.5334
119 | 320 321 DX Packaged System, EER=10.9, 10 tons / Hotel or Motel | 1.1177 | 4.142 | 0 | 8.0537
120 | 320 334 Ceiling Insulation / Hotel or Motel | 1.6684 | 4.8196 | 10.8584 | 11.312
121 | 320 335 Roof Insulation / Hotel or Motel | 1.0814 | 1.8459 | 0.90213 | 4.1645
122 | 340 349 Ceiling Insulation / Hotel or Motel | 1.6684 | 0.029219 | 0.065828 | 0.068578
123 | 340 351 Cool Roof - DX / Hotel or Motel | 1.0968 | 0.10763 | 0 | 0.21718
124 | 400 405 Demand Control Ventilation (DCV) / Hotel or Motel | 1.7399 | 20.3601 | 12.2681 | 8.9748
125 | 400 406 Energy Recovery Ventilation (ERV) / Hotel or Motel | 1.8139 | 9.3051 | 5.6068 | 4.1017
126 | 160 161 LED Exit Sign / Other | 1.1771 | 0.012133 | 0.0021623 | 0.021216
127 | 300 305 Chiller Tune Up/Diagnostics / Other | 1.6331 | 0.11843 | 0.0043446 | 0.10447
128 | 300 311 Window Film (Standard) / Other | 1.0152 | 0.054037 | -0.014503 | 0.11372
129 | 300 313 Ceiling Insulation / Other | 1.6688 | 0.054385 | 0.12253 | 0.12764
130 | 300 314 Roof Insulation / Other | 1.1328 | 0.02274 | 0.0037037 | 0.046858
131 | 320 321 DX Packaged System, EER=10.9, 10 tons / Other | 1.1179 | 0.077302 | 0 | 0.1503
132 | 320 334 Ceiling Insulation / Other | 1.6689 | 0.09004 | 0.20286 | 0.21133
133 | 320 335 Roof Insulation / Other | 1.8135 | 0.039338 | 0.090336 | 0.0778
134 | 340 349 Ceiling Insulation / Other | 1.6691 | 0.0024418 | 0.0055012 | 0.005731
135 | 340 351 Cool Roof - DX / Other | 1.0972 | 0.0084548 | 0 | 0.01706
136 | 360 361 HE PTAC, EER=9.6, 1 ton / Other | 1.0874 | 3.1405e-10 | 2.209e-11 | 6.4503e-10
137 | 400 405 Demand Control Ventilation (DCV) / Other | 1.7402 | 2.1378 | 1.2881 | 0.94233
138 | 400 406 Energy Recovery Ventilation (ERV) / Other | 1.8146 | 0.9762 | 0.58821 | 0.43031
139 | 100 146 LED (12-Watt) / All | 1.8416 | 0.12789 | 0.08172 | 0.11551
Industrial
0 | None | N/A | N/A | N/A | N/A

## Econ TRC
TRC – Economic Potential
# | Measure Name | Test Results | Savings
|  | TRC | Summer | Winter | Annual Enegy
|  |  | (MW) | (MW) | (GWh)
Residential
1 | 100 106 15 SEER Split-System Heat Pump / Single Detached | 1.1479 | 71.6528 | 716.5278 | 284.4616
2 | 100 115 Electronically Commutated Motors (ECM) on an Air Handler Unit / Single Detached | 3.1189 | 32.097 | 0 | 97.8357
3 | 100 116 Duct Repair / Single Detached | 8.9273 | 218.3952 | 436.7904 | 250.7177
4 | 100 119 Window Film / Single Detached | 1.4251 | 163.7964 | -4.8265 | 164.124
5 | 100 121 Default Window With Sunscreen / Single Detached | 5.0787 | 230.5283 | -12.0714 | 242.9768
6 | 100 122 Single Pane Clear Windows to Double Pane Low-E Windows / Single Detached | 1.1229 | 218.3952 | 0 | 429.8017
7 | 100 124 Ceiling R-0 to R-19 Insulation / Single Detached | 2.6145 | 5.2508 | 14.1019 | 14.8631
8 | 130 132 15 SEER Split-System Heat Pump / Single Detached | 2.3189 | 106.4903 | 212.9807 | 134.1778
9 | 130 136 Attic Venting / Single Detached | 1.7272 | 14.5772 | 33.318 | 71.0717
10 | 130 138 AC Maintenance (Outdoor Coil Cleaning) / Single Detached | 1.4196 | 30.5279 | 0 | 78.8865
11 | 130 141 Electronically Commutated Motors (ECM) on an Air Handler Unit / Single Detached | 2.2585 | 42.5624 | 80.8337 | 134.0586
12 | 130 142 Duct Repair / Single Detached | 8.9273 | 162.2894 | 324.5788 | 186.3082
13 | 130 145 Window Film / Single Detached | 1.4251 | 121.7171 | -2.5055 | 121.9605
14 | 130 147 Default Window With Sunscreen / Single Detached | 4.6195 | 171.3055 | -7.9499 | 180.556
15 | 130 148 Single Pane Clear Windows to Double Pane Low-E Windows / Single Detached | 1.1546 | 162.2894 | 0 | 319.3856
16 | 130 150 Ceiling R-0 to R-19 Insulation / Single Detached | 2.4053 | 3.4687 | 15.8082 | 10.1561
17 | 190 191 HE Room Air Conditioner - EER 11 / Single Detached | 2.9966 | 3.3424 | 0 | 6.7322
18 | 190 192 HE Room Air Conditioner - EER 12 / Single Detached | 2.6086 | 6.1571 | 0 | 12.4065
19 | 190 202 Ceiling R-0 to R-19 Insulation / Single Detached | 2.7374 | 0.31921 | 0.34497 | 0.98373
20 | 220 221 CFL (18-Watt integral ballast), 0.5 hr/day / Single Detached | 3.7471 | 1.2456 | 1.7452 | 23.3937
21 | 260 262 Photocell/timeclock / Single Detached | 2.6851 | 0.48814 | 0.69387 | 9.3013
22 | 300 301 HE Refrigerator - Energy Star version of above / Single Detached | 1.7397 | 22.2103 | 20.5716 | 166.6061
23 | 400 401 Heat Pump Water Heater (EF=2.9) / Single Detached | 1.3262 | 48.7544 | 141.0416 | 640.1979
24 | 400 410 Water Heater Timeclock / Single Detached | 1.8164 | 3.8786 | 11.2243 | 50.9479
25 | 800 803 Variable-Speed Pool Pump (<1 hp) / Single Detached | 1.8202 | 132.1687 | 25.6991 | 619.0513
26 | 100 105 14 SEER Split-System Heat Pump / Multi Attached | 2.9467 | 12.8969 | 54.998 | 82.2812
27 | 100 115 Electronically Commutated Motors (ECM) on an Air Handler Unit / Multi Attached | 2.8642 | 12.7105 | 0 | 36.741
28 | 100 116 Duct Repair / Multi Attached | 6.6943 | 109.0273 | 218.0546 | 117.2043
29 | 100 119 Window Film / Multi Attached | 4.6838 | 81.7705 | -2.5234 | 76.8642
30 | 100 120 Window Tinting / Multi Attached | 1.8645 | 10.2663 | 0 | 22.0697
31 | 100 122 Single Pane Clear Windows to Double Pane Low-E Windows / Multi Attached | 2.52 | 64.2893 | 33.2065 | 153.4268
32 | 100 124 Ceiling R-0 to R-19 Insulation / Multi Attached | 1.8488 | 3.6227 | 8.31 | 9.7319
33 | 130 140 Proper Refrigerant Charging and Air Flow / Multi Attached | 3.3568 | 2.7224 | 0 | 6.7502
34 | 130 142 Duct Repair / Multi Attached | 6.6943 | 19.5326 | 39.0652 | 20.9975
35 | 130 145 Window Film / Multi Attached | 4.6838 | 14.6494 | -0.31278 | 13.7705
36 | 130 146 Window Tinting / Multi Attached | 1.8212 | 1.7826 | 0 | 3.8318
37 | 130 147 Default Window With Sunscreen / Multi Attached | 4.8313 | 4.87 | -0.64075 | 6.3911
38 | 130 148 Single Pane Clear Windows to Double Pane Low-E Windows / Multi Attached | 2.2074 | 10.097 | 5.214 | 24.0905
39 | 130 150 Ceiling R-0 to R-19 Insulation / Multi Attached | 2.3107 | 0.56686 | 2.2071 | 1.5755
40 | 190 191 HE Room Air Conditioner - EER 11 / Multi Attached | 2.6811 | 3.3112 | 0 | 6.3247
41 | 190 192 HE Room Air Conditioner - EER 12 / Multi Attached | 2.3414 | 6.0996 | 0 | 11.6555
42 | 190 198 Window Tinting / Multi Attached | 1.1631 | 0.69791 | 0 | 1.5002
43 | 190 200 Single Pane Clear Windows to Double Pane Low-E Windows / Multi Attached | 5.374 | 4.3704 | 2.2562 | 10.4244
44 | 220 221 CFL (18-Watt integral ballast), 0.5 hr/day / Multi Attached | 3.744 | 0.55488 | 0.78205 | 10.4833
45 | 260 262 Photocell/timeclock / Multi Attached | 2.6851 | 0.21606 | 0.30712 | 4.117
46 | 300 301 HE Refrigerator - Energy Star version of above / Multi Attached | 2.1763 | 9.7751 | 9.0539 | 73.3259
47 | 350 351 HE Freezer / Multi Attached | 1.0862 | 0.20947 | 0.19409 | 1.5719
48 | 400 410 Water Heater Timeclock / Multi Attached | 1.2289 | 1.4527 | 3.7348 | 16.1342
49 | 800 803 Variable-Speed Pool Pump (<1 hp) / Multi Attached | 1.8202 | 0.4864 | 0.094577 | 2.2782
50 | 100 105 14 SEER Split-System Heat Pump / Single Detached - Manufactured | 3.7118 | 6.443 | 31.0712 | 36.3683
51 | 100 106 15 SEER Split-System Heat Pump / Single Detached - Manufactured | 1.4846 | 30.1796 | 0 | 51.5003
52 | 100 112 AC Maintenance (Outdoor Coil Cleaning) / Single Detached - Manufactured | 1.0131 | 9.3649 | 0 | 20.3102
53 | 100 113 AC Maintenance (Indoor Coil Cleaning) / Single Detached - Manufactured | 1.004 | 9.8618 | 0 | 21.4059
54 | 100 115 Electronically Commutated Motors (ECM) on an Air Handler Unit / Single Detached - Manufactured | 3.5107 | 6.7245 | 0 | 17.1944
55 | 100 116 Duct Repair / Single Detached - Manufactured | 2.5129 | 15.4279 | 19.0519 | 28.8841
56 | 100 120 Window Tinting / Single Detached - Manufactured | 1.1241 | 6.168 | 0 | 11.7287
57 | 100 122 Single Pane Clear Windows to Double Pane Low-E Windows / Single Detached - Manufactured | 3.1664 | 55.0817 | 121.1796 | 108.4007
58 | 100 124 Ceiling R-0 to R-19 Insulation / Single Detached - Manufactured | 2.3196 | 3.7212 | 9.6656 | 8.8559
59 | 130 132 15 SEER Split-System Heat Pump / Single Detached - Manufactured | 3.6048 | 20.9923 | 33.5877 | 26.8701
60 | 130 136 Attic Venting / Single Detached - Manufactured | 1.3014 | 1.4312 | 3.1566 | 5.8534
61 | 130 142 Duct Repair / Single Detached - Manufactured | 2.1051 | 4.7806 | 6.1076 | 7.4181
62 | 130 146 Window Tinting / Single Detached - Manufactured | 1.1114 | 2.1245 | 0 | 4.0395
63 | 130 148 Single Pane Clear Windows to Double Pane Low-E Windows / Single Detached - Manufactured | 3.1664 | 19.1951 | 42.2293 | 37.776
64 | 130 150 Ceiling R-0 to R-19 Insulation / Single Detached - Manufactured | 2.5867 | 1.1694 | 5.1575 | 2.8804
65 | 190 191 HE Room Air Conditioner - EER 11 / Single Detached - Manufactured | 2.8039 | 1.0145 | 0 | 1.7142
66 | 190 192 HE Room Air Conditioner - EER 12 / Single Detached - Manufactured | 2.4217 | 1.8689 | 0 | 3.159
67 | 190 197 Window Film / Single Detached - Manufactured | 2.7811 | 0.14946 | -0.048172 | 0.46171
68 | 190 200 Single Pane Clear Windows to Double Pane Low-E Windows / Single Detached - Manufactured | 2.3632 | 1.3391 | 0.7816 | 2.8253
69 | 220 221 CFL (18-Watt integral ballast), 0.5 hr/day / Single Detached - Manufactured | 3.7262 | 0.24448 | 0.34185 | 4.5824
70 | 260 262 Photocell/timeclock / Single Detached - Manufactured | 2.6851 | 0.096027 | 0.1365 | 1.8298
71 | 300 301 HE Refrigerator - Energy Star version of above / Single Detached - Manufactured | 1.7397 | 4.3165 | 3.998 | 32.3792
72 | 400 410 Water Heater Timeclock / Single Detached - Manufactured | 1.3535 | 0.67664 | 1.7396 | 8.7288
73 | 800 803 Variable-Speed Pool Pump (<1 hp) / Single Detached - Manufactured | 1.8202 | 1.849 | 0.35953 | 8.6604
74 | 200 232 LED 12W, 2.5hr/hday / All | 2.2334 | 23.0351 | 30.1056 | 403.5631
75 | 200 242 LED 12W, 6.0hr/hday / All | 2.3868 | 11.8466 | 15.4829 | 207.5467
76 | 260 263 LED Directional 13W (Flood, Outdoor) / All | 2.087 | 0 | 0 | 90.3657
Commercial
1 | 110 111 Premium T8, Electronic Ballast / Office | 1.4438 | 13.7132 | 6.9786 | 43.954
2 | 110 112 Premium T8, EB, Reflector / Office | 2.2285 | 12.8107 | 6.5193 | 41.0613
3 | 110 113 Occupancy Sensor / Office | 1.3779 | 11.0372 | 4.1892 | 33.101
4 | 120 123 Occupancy Sensor / Office | 1.2219 | 6.7534 | 2.5633 | 20.2537
5 | 140 141 CFL Hardwired, Modular 18W / Office | 1.3003 | 5.3702 | 3.6096 | 13.4114
6 | 200 202 Outdoor Lighting Controls (Photocell/Timeclock) / Office | 1.2104 | 0.13377 | 0.041372 | 1.2681
7 | 300 301 Centrifugal Chiller, 0.51 kW/ton, 500 tons / Office | 6.0007 | 8.4894 | 0.015228 | 18.232
8 | 300 302 High Efficiency Chiller Motors / Office | 3.6424 | 1.5994 | 0 | 4.9748
9 | 300 304 EMS - Chiller / Office | 1.9978 | 0.3277 | 0.022018 | 1.4503
10 | 300 305 Chiller Tune Up/Diagnostics / Office | 4.8613 | 6.182 | 0.041393 | 5.4533
11 | 300 306 VSD for Chiller Pumps and Towers / Office | 3.8349 | 1.8981 | 0.031883 | 8.3999
12 | 300 311 Window Film (Standard) / Office | 1.5846 | 0.48027 | -0.023523 | 1.0107
13 | 300 313 Ceiling Insulation / Office | 3.2147 | 2.8384 | 6.3947 | 6.6619
14 | 300 314 Roof Insulation / Office | 2.2586 | 1.4415 | 0.035287 | 2.446
15 | 300 315 Cool Roof - Chiller / Office | 1.07 | 5.7706 | 0 | 11.6437
16 | 300 317 Thermal Energy Storage (TES) Positive / Office | 5.0026 | 0 | 0 | 0
17 | 320 321 DX Packaged System, EER=10.9, 10 tons / Office | 1.6305 | 5.9313 | 0 | 11.5328
18 | 320 322 Hybrid Dessicant-DX System (Trane CDQ) / Office | 1.821 | 14.0402 | 0 | 85.1958
19 | 320 332 Window Film (Standard) / Office | 2.2937 | 1.1171 | -0.22369 | 2.3509
20 | 320 334 Ceiling Insulation / Office | 5.1043 | 6.9026 | 15.5511 | 16.2008
21 | 320 335 Roof Insulation / Office | 3.6801 | 3.6653 | 1.2651 | 5.9643
22 | 340 347 Window Film (Standard) / Office | 2.4642 | 0.24851 | -0.003412 | 0.52297
23 | 340 349 Ceiling Insulation / Office | 5.2192 | 1.5352 | 3.4587 | 3.6032
24 | 340 350 Roof Insulation / Office | 3.7528 | 0.81201 | 0.019286 | 1.3257
25 | 340 351 Cool Roof - DX / Office | 1.7282 | 3.1042 | 0 | 6.2636
26 | 360 361 HE PTAC, EER=9.6, 1 ton / Office | 3.8859 | 5.848 | 0.41134 | 12.0113
27 | 360 362 Occupancy Sensor (hotels) / Office | 1.9709 | 4.0531 | 0.046145 | 12.1553
28 | 400 401 High Efficiency Fan Motor, 15hp, 1800rpm, 92.4% / Office | 3.1969 | 1.4187 | 0.52101 | 4.0937
29 | 400 402 Variable Speed Drive Control / Office | 2.6392 | 0.95484 | 0.87551 | 27.5108
30 | 400 404 Electronically Commutated Motors (ECM) on an Air Handler Unit / Office | 2.7034 | 5.2655 | 0 | 39.0972
31 | 600 603 Heat Pump Water Heater (air source) / Office | 2.5595 | 3.0187 | 2.2888 | 19.4852
32 | 600 604 Solar Water Heater / Office | 1.3835 | 1.5682 | 1.1898 | 10.1288
33 | 600 608 Heat Recovery Unit / Office | 1.5693 | 1.965 | 1.4846 | 12.6389
34 | 600 610 Hot Water Pipe Insulation / Office | 1.0583 | 0.050394 | 0.037947 | 0.32306
35 | 110 111 Premium T8, Electronic Ballast / Restaurant or Services | 1.4774 | 2.048 | 1.0422 | 6.5644
36 | 110 112 Premium T8, EB, Reflector / Restaurant or Services | 2.28 | 1.2755 | 0.64909 | 4.0882
37 | 140 141 CFL Hardwired, Modular 18W / Restaurant or Services | 1.2636 | 5.0319 | 3.3821 | 12.5664
38 | 300 302 High Efficiency Chiller Motors / Restaurant or Services | 5.4289 | 0.048616 | 0 | 0.23275
39 | 300 311 Window Film (Standard) / Restaurant or Services | 4.1149 | 0.15345 | -0.0046473 | 0.32292
40 | 300 313 Ceiling Insulation / Restaurant or Services | 8.7339 | 0.13279 | 0.29916 | 0.31166
41 | 300 314 Roof Insulation / Restaurant or Services | 5.6169 | 0.056713 | 0.0010208 | 0.11443
42 | 300 315 Cool Roof - Chiller / Restaurant or Services | 2.8928 | 0.27937 | 0 | 0.5637
43 | 300 317 Thermal Energy Storage (TES) Positive / Restaurant or Services | 7.6776 | 0 | 0 | 0
44 | 320 321 DX Packaged System, EER=10.9, 10 tons / Restaurant or Services | 2.8759 | 5.7397 | 0 | 11.1602
45 | 320 336 Cool Roof - DX / Restaurant or Services | 3.9122 | 10.2556 | 0 | 28.1575
46 | 340 351 Cool Roof - DX / Restaurant or Services | 4.6733 | 0.98677 | 0 | 1.9911
47 | 360 362 Occupancy Sensor (hotels) / Restaurant or Services | 3.4765 | 4.1112 | 0.028943 | 12.3298
48 | 400 401 High Efficiency Fan Motor, 15hp, 1800rpm, 92.4% / Restaurant or Services | 2.6913 | 0.69938 | 0.15489 | 2.0181
49 | 400 402 Variable Speed Drive Control / Restaurant or Services | 1.8452 | 1.2728e-06 | 7.3946e-07 | 3.8532e-05
50 | 400 404 Electronically Commutated Motors (ECM) on an Air Handler Unit / Restaurant or Services | 3.1601 | 2.4705 | 0 | 19.275
51 | 400 406 Energy Recovery Ventilation (ERV) / Restaurant or Services | 1.139 | 12.1222 | 7.3043 | 5.3435
52 | 600 604 Solar Water Heater / Restaurant or Services | 2.244 | 2.5616 | 0.91569 | 15.849
53 | 600 610 Hot Water Pipe Insulation / Restaurant or Services | 1.6138 | 0.082315 | 0.029206 | 0.5055
54 | 110 111 Premium T8, Electronic Ballast / Retail | 1.4415 | 5.4418 | 2.7693 | 17.4422
55 | 110 112 Premium T8, EB, Reflector / Retail | 2.2248 | 3.3891 | 1.7247 | 10.8629
56 | 140 141 CFL Hardwired, Modular 18W / Retail | 1.1186 | 4.4207 | 2.9713 | 11.0401
57 | 300 302 High Efficiency Chiller Motors / Retail | 5.1675 | 0.30425 | 0 | 1.2047
58 | 300 304 EMS - Chiller / Retail | 3.2037 | 0.084424 | 0.0042345 | 0.35119
59 | 300 305 Chiller Tune Up/Diagnostics / Retail | 5.0062 | 1.497 | 0.0079606 | 1.3206
60 | 300 311 Window Film (Standard) / Retail | 1.5602 | 0.51456 | -0.020016 | 1.0829
61 | 300 313 Ceiling Insulation / Retail | 3.3085 | 0.68735 | 1.5486 | 1.6133
62 | 300 314 Roof Insulation / Retail | 2.4047 | 0.37137 | 0.0067862 | 0.59233
63 | 300 315 Cool Roof - Chiller / Retail | 1.06 | 1.7393 | 0 | 3.5095
64 | 300 317 Thermal Energy Storage (TES) Positive / Retail | 1.8542 | 0 | 0 | 0
65 | 320 321 DX Packaged System, EER=10.9, 10 tons / Retail | 2.5579 | 3.6783 | 0 | 7.1521
66 | 320 322 Hybrid Dessicant-DX System (Trane CDQ) / Retail | 2.905 | 9.2632 | 0 | 52.8345
67 | 320 326 DX Tune Up/ Advanced Diagnostics / Retail | 2.1705 | 1.2479 | 0 | 3.3737
68 | 320 334 Ceiling Insulation / Retail | 5.254 | 4.2806 | 9.644 | 10.0468
69 | 320 335 Roof Insulation / Retail | 3.9186 | 2.4182 | 0.62307 | 3.6987
70 | 340 349 Ceiling Insulation / Retail | 5.3731 | 0.12443 | 0.28033 | 0.29204
71 | 340 351 Cool Roof - DX / Retail | 1.7164 | 0.31395 | 0 | 0.63349
72 | 360 361 HE PTAC, EER=9.6, 1 ton / Retail | 6.0967 | 3.6572 | 0.25724 | 7.5114
73 | 400 402 Variable Speed Drive Control / Retail | 2.062 | 0.15899 | 0.12766 | 4.5934
74 | 400 403 Air Handler Optimization / Retail | 2.1555 | 0.20276 | 0.1628 | 5.858
75 | 400 404 Electronically Commutated Motors (ECM) on an Air Handler Unit / Retail | 3.5846 | 1.9738 | 0 | 14.6962
76 | 400 406 Energy Recovery Ventilation (ERV) / Retail | 1.2872 | 9.245 | 5.5706 | 4.0752
77 | 600 603 Heat Pump Water Heater (air source) / Retail | 2.5255 | 0.55554 | 0.23074 | 3.3106
78 | 110 111 Premium T8, Electronic Ballast / Food Store | 1.5804 | 6.1312 | 3.1202 | 19.652
79 | 300 302 High Efficiency Chiller Motors / Food Store | 4.6594 | 0.056558 | 0 | 0.30405
80 | 300 304 EMS - Chiller / Food Store | 2.9089 | 0.015694 | 0.0013832 | 0.088635
81 | 300 311 Window Film (Standard) / Food Store | 3.5534 | 0.10855 | -0.0054648 | 0.22843
82 | 300 313 Ceiling Insulation / Food Store | 7.3531 | 0.17346 | 0.39079 | 0.40711
83 | 300 314 Roof Insulation / Food Store | 4.5636 | 0.069035 | 0.0022167 | 0.14948
84 | 300 317 Thermal Energy Storage (TES) Positive / Food Store | 1.3626 | 0 | 0 | 0
85 | 320 321 DX Packaged System, EER=10.9, 10 tons / Food Store | 2.5578 | 2.8952 | 0 | 5.6294
86 | 320 322 Hybrid Dessicant-DX System (Trane CDQ) / Food Store | 2.6781 | 5.3702 | 0 | 41.5861
87 | 320 334 Ceiling Insulation / Food Store | 11.6743 | 3.369 | 7.5901 | 7.9071
88 | 320 335 Roof Insulation / Food Store | 7.424 | 1.4019 | 0.63472 | 2.911
89 | 340 351 Cool Roof - DX / Food Store | 3.9778 | 0.24114 | 0 | 0.48657
90 | 360 361 HE PTAC, EER=9.6, 1 ton / Food Store | 6.0946 | 2.1141e-09 | 1.487e-10 | 4.3422e-09
91 | 400 404 Electronically Commutated Motors (ECM) on an Air Handler Unit / Food Store | 3.5677 | 0.85168 | 0 | 7.9543
92 | 400 406 Energy Recovery Ventilation (ERV) / Food Store | 1.2863 | 5.0031 | 3.0146 | 2.2054
93 | 500 501 High-efficiency fan motors / Food Store | 2.5892 | 7.4377 | 6.1066 | 59.997
94 | 500 513 High R-Value Glass Doors / Food Store | 2.0935 | 1.007 | 0.82681 | 8.1234
95 | 500 515 Oversized Air Cooled Condenser / Food Store | 3.8732 | 2.7368 | 2.247 | 22.0769
96 | 500 517 LED Display Lighting / Food Store | 1.0708 | 0.51361 | 0.42169 | 4.1431
97 | 600 603 Heat Pump Water Heater (air source) / Food Store | 2.3595 | 0.43709 | 0.21897 | 3.1906
98 | 600 608 Heat Recovery Unit / Food Store | 2.5542 | 0.28452 | 0.14203 | 2.0696
99 | 110 111 Premium T8, Electronic Ballast / School | 1.2883 | 4.9448 | 2.5164 | 15.8493
100 | 120 121 ROB Premium T8, 1EB / School | 5.7618 | 0.89041 | 0.45313 | 2.854
101 | 120 122 ROB Premium T8, EB, Reflector / School | 6.789 | 0.75787 | 0.38568 | 2.4292
102 | 150 152 PSMH, 250 W, electronic ballast / School | 4.2076 | 0.33178 | 0.49864 | 2.5281
103 | 300 301 Centrifugal Chiller, 0.51 kW/ton, 500 tons / School | 5.0614 | 3.396 | 0.0057278 | 10.5631
104 | 300 302 High Efficiency Chiller Motors / School | 3.1276 | 0.6146 | 0 | 2.8823
105 | 300 304 EMS - Chiller / School | 1.9499 | 0.17054 | 0.0082816 | 0.84024
106 | 300 305 Chiller Tune Up/Diagnostics / School | 5.3759 | 3.5816 | 0.015569 | 3.1595
107 | 300 306 VSD for Chiller Pumps and Towers / School | 3.7398 | 0.98779 | 0.011992 | 4.8667
108 | 300 311 Window Film (Standard) / School | 1.6853 | 1.6402 | -0.052155 | 3.4518
109 | 300 313 Ceiling Insulation / School | 3.5538 | 1.6444 | 3.7047 | 3.8595
110 | 300 314 Roof Insulation / School | 2.3618 | 0.75018 | 0.013272 | 1.4171
111 | 300 317 Thermal Energy Storage (TES) Positive / School | 1.0079 | 0 | 0 | 0
112 | 320 321 DX Packaged System, EER=10.9, 10 tons / School | 1.6479 | 1.0275 | 0 | 1.9978
113 | 320 322 Hybrid Dessicant-DX System (Trane CDQ) / School | 1.7813 | 2.1846 | 0 | 14.7581
114 | 320 326 DX Tune Up/ Advanced Diagnostics / School | 2.1594 | 0.2943 | 0 | 0.94234
115 | 320 334 Ceiling Insulation / School | 5.643 | 1.1956 | 2.6935 | 2.806
116 | 320 335 Roof Insulation / School | 3.8428 | 0.57031 | 0.14227 | 1.033
117 | 340 349 Ceiling Insulation / School | 5.7706 | 0.29769 | 0.67069 | 0.6987
118 | 340 351 Cool Roof - DX / School | 1.7691 | 0.91638 | 0 | 1.849
119 | 360 361 HE PTAC, EER=9.6, 1 ton / School | 3.9272 | 2.9182 | 0.20527 | 5.9938
120 | 400 402 Variable Speed Drive Control / School | 2.3892 | 0.24239 | 0.32181 | 8.4259
121 | 400 404 Electronically Commutated Motors (ECM) on an Air Handler Unit / School | 2.4464 | 1.1542 | 0 | 10.3397
122 | 600 606 Demand controlled circulating systems / School | 3.1751 | 0.04286 | 0.049862 | 0.39337
123 | 600 610 Hot Water Pipe Insulation / School | 2.5589 | 0.019205 | 0.02241 | 0.1768
124 | 110 111 Premium T8, Electronic Ballast / College | 1.1323 | 6.6414 | 3.3798 | 21.2872
125 | 120 121 ROB Premium T8, 1EB / College | 5.064 | 1.1959 | 0.6086 | 3.8332
126 | 120 122 ROB Premium T8, EB, Reflector / College | 5.967 | 1.0179 | 0.51801 | 3.2626
127 | 150 152 PSMH, 250 W, electronic ballast / College | 4.2922 | 2.7111 | 1.2526 | 12.1741
128 | 300 301 Centrifugal Chiller, 0.51 kW/ton, 500 tons / College | 4.9608 | 2.8667 | 0.011155 | 8.9167
129 | 300 302 High Efficiency Chiller Motors / College | 3.0431 | 0.5051 | 0 | 2.4331
130 | 300 304 EMS - Chiller / College | 1.8957 | 0.14016 | 0.016129 | 0.70929
131 | 300 305 Chiller Tune Up/Diagnostics / College | 3.9239 | 3.0234 | 0.030322 | 2.6671
132 | 300 306 VSD for Chiller Pumps and Towers / College | 3.6359 | 0.81181 | 0.023355 | 4.1082
133 | 300 311 Window Film (Standard) / College | 1.2252 | 1.522 | -0.11166 | 3.203
134 | 300 313 Ceiling Insulation / College | 2.5948 | 1.3881 | 3.1274 | 3.258
135 | 300 314 Roof Insulation / College | 1.6999 | 0.61654 | 0.025849 | 1.1962
136 | 320 321 DX Packaged System, EER=10.9, 10 tons / College | 1.6159 | 1.1263 | 0 | 2.19
137 | 320 322 Hybrid Dessicant-DX System (Trane CDQ) / College | 1.7329 | 2.3316 | 0 | 16.1782
138 | 320 326 DX Tune Up/ Advanced Diagnostics / College | 1.5576 | 0.31409 | 0 | 1.033
139 | 320 334 Ceiling Insulation / College | 4.1217 | 1.3108 | 2.9532 | 3.0766
140 | 320 335 Roof Insulation / College | 2.7676 | 0.60867 | 0.35981 | 1.1326
141 | 340 349 Ceiling Insulation / College | 4.214 | 0.081993 | 0.18473 | 0.19244
142 | 340 351 Cool Roof - DX / College | 1.2492 | 0.2881 | 0 | 0.58133
143 | 360 361 HE PTAC, EER=9.6, 1 ton / College | 3.8514 | 2.73 | 0.19203 | 5.6072
144 | 400 402 Variable Speed Drive Control / College | 2.1528 | 0.52961 | 0.459 | 17.9258
145 | 400 404 Electronically Commutated Motors (ECM) on an Air Handler Unit / College | 3.7063 | 1.9137 | 0 | 16.6932
146 | 400 406 Energy Recovery Ventilation (ERV) / College | 1.3374 | 10.4997 | 6.3266 | 4.6283
147 | 600 608 Heat Recovery Unit / College | 2.2458 | 1.0082 | 1.1176 | 8.3247
148 | 600 610 Hot Water Pipe Insulation / College | 2.0231 | 0.025857 | 0.028567 | 0.21278
149 | 110 111 Premium T8, Electronic Ballast / Hospital | 1.5086 | 2.0089 | 1.0223 | 6.4389
150 | 300 313 Ceiling Insulation / Hospital | 11.6251 | 1.7364 | 3.912 | 4.0754
151 | 300 314 Roof Insulation / Hospital | 6.9771 | 0.64712 | 0.026997 | 1.4964
152 | 300 317 Thermal Energy Storage (TES) Positive / Hospital | 1.701 | 0 | 0 | 0
153 | 320 321 DX Packaged System, EER=10.9, 10 tons / Hospital | 3.4134 | 0.16751 | 0 | 0.3257
154 | 320 322 Hybrid Dessicant-DX System (Trane CDQ) / Hospital | 3.5719 | 0.29093 | 0 | 2.406
155 | 340 351 Cool Roof - DX / Hospital | 6.0081 | 0.037096 | 0 | 0.074852
156 | 400 405 Demand Control Ventilation (DCV) / Hospital | 1.1016 | 15.2261 | 9.1745 | 6.7117
157 | 400 406 Energy Recovery Ventilation (ERV) / Hospital | 2.7479 | 6.9596 | 4.1936 | 3.0678
158 | 110 111 Premium T8, Electronic Ballast / Other Healthcare | 1.4656 | 2.4816 | 1.2629 | 7.954
159 | 300 301 Centrifugal Chiller, 0.51 kW/ton, 500 tons / Other Healthcare | 4.8858 | 0.33224 | 0.001554 | 1.0334
160 | 300 302 High Efficiency Chiller Motors / Other Healthcare | 3.2055 | 0.070716 | 0 | 0.28198
161 | 300 304 EMS - Chiller / Other Healthcare | 1.9877 | 0.019623 | 0.0022469 | 0.082202
162 | 300 306 VSD for Chiller Pumps and Towers / Other Healthcare | 3.817 | 0.11366 | 0.0032536 | 0.47611
163 | 300 311 Window Film (Standard) / Other Healthcare | 2.4824 | 0.069087 | -0.0060925 | 0.14539
164 | 300 313 Ceiling Insulation / Other Healthcare | 5.0932 | 0.16089 | 0.36248 | 0.37763
165 | 300 314 Roof Insulation / Other Healthcare | 3.6884 | 0.086316 | 0.003601 | 0.13865
166 | 300 317 Thermal Energy Storage (TES) Positive / Other Healthcare | 1.1434 | 0 | 0 | 0
167 | 320 321 DX Packaged System, EER=10.9, 10 tons / Other Healthcare | 1.5906 | 1.1761 | 0 | 2.2869
168 | 320 322 Hybrid Dessicant-DX System (Trane CDQ) / Other Healthcare | 1.8028 | 2.9412 | 0 | 16.8937
169 | 320 326 DX Tune Up/ Advanced Diagnostics / Other Healthcare | 3.3293 | 0.39622 | 0 | 1.0787
170 | 320 334 Ceiling Insulation / Other Healthcare | 8.0889 | 1.369 | 3.0843 | 3.2132
171 | 320 335 Roof Insulation / Other Healthcare | 6.0106 | 0.76783 | 0.45165 | 1.1829
172 | 340 349 Ceiling Insulation / Other Healthcare | 8.2696 | 0.052459 | 0.11819 | 0.12312
173 | 340 351 Cool Roof - DX / Other Healthcare | 2.6321 | 0.13506 | 0 | 0.27251
174 | 360 361 HE PTAC, EER=9.6, 1 ton / Other Healthcare | 3.7908 | 2.2884 | 0.16096 | 4.7001
175 | 400 402 Variable Speed Drive Control / Other Healthcare | 1.6118 | 0.70219 | 0.70607 | 6.2376
176 | 400 404 Electronically Commutated Motors (ECM) on an Air Handler Unit / Other Healthcare | 3.2599 | 1.8926 | 0 | 4.3334
177 | 600 610 Hot Water Pipe Insulation / Other Healthcare | 1.9357 | 0.0039792 | 0.0034285 | 0.20196
178 | 110 111 Premium T8, Electronic Ballast / Warehouse | 1.4076 | 3.1222 | 1.5889 | 10.0073
179 | 110 115 Lighting Control Tuneup / Warehouse | 1.5299 | 0.058489 | 0.027056 | 0.30361
180 | 120 121 ROB Premium T8, 1EB / Warehouse | 6.2984 | 0.56221 | 0.28611 | 1.802
181 | 150 152 PSMH, 250 W, electronic ballast / Warehouse | 3.2183 | 1.8937 | 0.90733 | 10.1818
182 | 300 301 Centrifugal Chiller, 0.51 kW/ton, 500 tons / Warehouse | 5.1075 | 0.01311 | 0.00021214 | 0.040779
183 | 300 302 High Efficiency Chiller Motors / Warehouse | 3.1884 | 0.0024481 | 0 | 0.011127
184 | 300 304 EMS - Chiller / Warehouse | 1.9829 | 0.00067931 | 0.00030673 | 0.003244
185 | 300 306 VSD for Chiller Pumps and Towers / Warehouse | 3.8066 | 0.0039346 | 0.00044415 | 0.018788
186 | 300 317 Thermal Energy Storage (TES) Positive / Warehouse | 1.0499 | 0 | 0 | 0
187 | 320 321 DX Packaged System, EER=10.9, 10 tons / Warehouse | 1.6624 | 0.21622 | 0 | 0.42042
188 | 320 322 Hybrid Dessicant-DX System (Trane CDQ) / Warehouse | 1.8143 | 0.47436 | 0 | 3.1058
189 | 360 361 HE PTAC, EER=9.6, 1 ton / Warehouse | 3.9642 | 8.6952e-10 | 6.1161e-11 | 1.7859e-09
190 | 400 402 Variable Speed Drive Control / Warehouse | 2.0205 | 0.14326 | 1.0164 | 5.2972
191 | 400 404 Electronically Commutated Motors (ECM) on an Air Handler Unit / Warehouse | 2.6078 | 0.38613 | 0 | 3.6789
192 | 110 111 Premium T8, Electronic Ballast / Hotel or Motel | 1.4217 | 0.70522 | 0.35888 | 2.2604
193 | 120 124 Lighting Control Tuneup / Hotel or Motel | 1.1839 | 0.010106 | 0.0073062 | 0.06299
194 | 300 311 Window Film (Standard) / Hotel or Motel | 2.296 | 1.4385 | -0.071949 | 3.0273
195 | 300 313 Ceiling Insulation / Hotel or Motel | 4.7958 | 1.7793 | 4.0087 | 4.1761
196 | 300 314 Roof Insulation / Hotel or Motel | 2.8495 | 0.65177 | 0.022591 | 1.5334
197 | 300 317 Thermal Energy Storage (TES) Positive / Hotel or Motel | 1.678 | 0 | 0 | 0
198 | 320 321 DX Packaged System, EER=10.9, 10 tons / Hotel or Motel | 3.414 | 4.142 | 0 | 8.0537
199 | 320 322 Hybrid Dessicant-DX System (Trane CDQ) / Hotel or Motel | 3.5723 | 7.0708 | 0 | 59.4951
200 | 320 326 DX Tune Up/ Advanced Diagnostics / Hotel or Motel | 2.6668 | 0.95253 | 0 | 3.7988
201 | 320 334 Ceiling Insulation / Hotel or Motel | 7.6158 | 4.8196 | 10.8584 | 11.312
202 | 320 335 Roof Insulation / Hotel or Motel | 4.6389 | 1.8459 | 0.90213 | 4.1645
203 | 340 349 Ceiling Insulation / Hotel or Motel | 7.7877 | 0.029219 | 0.065828 | 0.068578
204 | 340 351 Cool Roof - DX / Hotel or Motel | 2.2782 | 0.10763 | 0 | 0.21718
205 | 400 402 Variable Speed Drive Control / Hotel or Motel | 1.8668 | 0.040412 | 0.063348 | 1.6241
206 | 400 403 Air Handler Optimization / Hotel or Motel | 2.0728 | 0.14669 | 0.22995 | 5.8955
207 | 400 404 Electronically Commutated Motors (ECM) on an Air Handler Unit / Hotel or Motel | 3.1593 | 1.428 | 0 | 14.7898
208 | 400 406 Energy Recovery Ventilation (ERV) / Hotel or Motel | 1.1395 | 9.3051 | 5.6068 | 4.1017
209 | 600 606 Demand controlled circulating systems / Hotel or Motel | 3.2318 | 0.14473 | 0.10635 | 1.0248
210 | 600 610 Hot Water Pipe Insulation / Hotel or Motel | 1.7255 | 0.06485 | 0.0478 | 0.46059
211 | 110 111 Premium T8, Electronic Ballast / Other | 1.7467 | 0.28863 | 0.14688 | 0.92514
212 | 120 123 Occupancy Sensor / Other | 1.0776 | 0.061655 | 0.014186 | 0.18491
213 | 300 301 Centrifugal Chiller, 0.51 kW/ton, 500 tons / Other | 5.3185 | 0.11229 | 0.0015984 | 0.34926
214 | 300 302 High Efficiency Chiller Motors / Other | 3.199 | 0.01863 | 0 | 0.095303
215 | 300 304 EMS - Chiller / Other | 1.998 | 0.0051696 | 0.0023111 | 0.027784
216 | 300 305 Chiller Tune Up/Diagnostics / Other | 2.999 | 0.11843 | 0.0043446 | 0.10447
217 | 300 306 VSD for Chiller Pumps and Towers / Other | 3.831 | 0.029943 | 0.0033464 | 0.16092
218 | 300 307 EMS Optimization / Other | 1.1163 | 0.0029903 | 0.0013368 | 0.064273
219 | 300 313 Ceiling Insulation / Other | 1.982 | 0.054385 | 0.12253 | 0.12764
220 | 300 314 Roof Insulation / Other | 1.2605 | 0.02274 | 0.0037037 | 0.046858
221 | 320 321 DX Packaged System, EER=10.9, 10 tons / Other | 1.7313 | 0.077302 | 0 | 0.1503
222 | 320 322 Hybrid Dessicant-DX System (Trane CDQ) / Other | 1.8253 | 0.15068 | 0 | 1.1103
223 | 320 326 DX Tune Up/ Advanced Diagnostics / Other | 1.1608 | 0.020299 | 0 | 0.070897
224 | 320 334 Ceiling Insulation / Other | 3.1502 | 0.09004 | 0.20286 | 0.21133
225 | 320 335 Roof Insulation / Other | 3.2171 | 0.039338 | 0.090336 | 0.0778
226 | 340 349 Ceiling Insulation / Other | 3.2188 | 0.0024418 | 0.0055012 | 0.005731
227 | 360 361 HE PTAC, EER=9.6, 1 ton / Other | 4.1266 | 3.1405e-10 | 2.209e-11 | 6.4503e-10
228 | 400 403 Air Handler Optimization / Other | 1.6934 | 0.018068 | 0.069853 | 0.61725
229 | 400 404 Electronically Commutated Motors (ECM) on an Air Handler Unit / Other | 3.1623 | 0.17588 | 0 | 1.5484
230 | 400 406 Energy Recovery Ventilation (ERV) / Other | 1.1435 | 0.9762 | 0.58821 | 0.43031
231 | 600 603 Heat Pump Water Heater (air source) / Other | 3.3629 | 0.1911 | 0.013319 | 1.2412
232 | 600 604 Solar Water Heater / Other | 1.817 | 0.099281 | 0.0069236 | 0.64522
233 | 600 608 Heat Recovery Unit / Other | 1.9928 | 0.1244 | 0.0086394 | 0.80512
234 | 600 610 Hot Water Pipe Insulation / Other | 1.3144 | 0.0031903 | 0.00022083 | 0.020579
235 | 100 125 LED Linear Tube 22W / All | 1.1425 | 0.7241 | 0.47066 | 2.3968
236 | 100 132 Flood LED 14W / All | 6.2532 | 0.22114 | 0.14176 | 0.73204
237 | 100 146 LED (12-Watt) / All | 4.7571 | 0.12789 | 0.08172 | 0.11551
238 | 100 154 LED High Bay 83W (400W equivalent) / All | 5.2395 | 1.3987 | 0.89375 | 4.6308
239 | 200 203 Outdoor LED 104W / All | 3.1585 | 0 | 0 | 5.5575
240 | 300 337 Run Time Optimizer / All | 2.926 | 3.8145 | 0 | 24.4911
241 | 300 338 dehumidification hybrid desiccant heat pump / All | 3.191 | 18.3261 | 25.739 | 73.8399
242 | 800 518 Ice Machine / All | 1.4357 | 7.6408 | 7.6408 | 68.6525
243 | 800 812 Griddle / All | 2.2576 | 0.46136 | 0.46136 | 2.328
244 | 800 813 Steamer / All | 2.3671 | 12.7244 | 12.7244 | 55.4382
245 | 800 814 Holding Cabinet / All | 2.2086 | 1.1073 | 1.1073 | 6.0291
Industrial
1 | 107 Comp Air - Motor practices-1 (1-5 HP) / Food | 1.7321 | 0.011676 | 0.010449 | 0.085761
2 | 110 Comp Air - Motor practices-1 (6-100 HP) / Food | 2.4697 | 0.043419 | 0.038857 | 0.31892
3 | 111 Comp Air - Replace 100+ HP motor / Food | 1.1172 | 0.036093 | 0.032301 | 0.26512
4 | 202 Fans - Controls / Food | 2.2457 | 0.53675 | 0.48035 | 3.9426
5 | 203 Fans - System Optimization / Food | 2.3036 | 0.10146 | 0.19227 | 1.578
6 | 207 Fans - Motor practices-1 (1-5 HP) / Food | 1.7321 | 0.012779 | 0.011436 | 0.093865
7 | 210 Fans - Motor practices-1 (6-100 HP) / Food | 2.4697 | 0.047522 | 0.042529 | 0.34906
8 | 211 Fans - Replace 100+ HP motor / Food | 1.1172 | 0.039504 | 0.035353 | 0.29017
9 | 307 Pumps - Motor practices-1 (1-5 HP) / Food | 1.7321 | 0.022487 | 0.020124 | 0.16517
10 | 310 Pumps - Motor practices-1 (6-100 HP) / Food | 2.4697 | 0.083624 | 0.074837 | 0.61424
11 | 311 Pumps - Replace 100+ HP motor / Food | 1.1172 | 0.069515 | 0.062211 | 0.51061
12 | 552 Optimization Refrigeration / Food | 2.3269 | 0.98096 | 0.52674 | 5.7644
13 | 702 High Efficiency Chiller Motors / Food | 3.6912 | 0.038457 | 0.0017208 | 0.22598
14 | 703 EMS - Chiller / Food | 2.3434 | 0.0016816 | 0.00037623 | 0.0494
15 | 704 Chiller Tune Up/Diagnostics / Food | 2.0056 | 0.042151 | 0.0018861 | 0.24769
16 | 709 Window Film (Standard) - Chiller / Food | 1.0256 | 0.030981 | 0.0013863 | 0.18205
17 | 710 Roof Insulation - Chiller / Food | 1.3694 | 0.019079 | 0.00085374 | 0.11211
18 | 721 DX Packaged System, EER=10.9, 10 tons / Food | 1.307 | 0.065475 | 0 | 0.7694
19 | 722 Hybrid Dessicant-DX System (Trane CDQ) / Food | 2.3487 | 0.43772 | 0 | 2.5721
20 | 724 DX Tune Up/ Advanced Diagnostics / Food | 1.5843 | 0.02963 | 0 | 0.16421
21 | 729 Window Film (Standard) / Food | 1.4972 | 0.050158 | 0 | 0.28337
22 | 730 Roof Insulation / Food | 2.1774 | 0.032676 | 0 | 0.18223
23 | 731 Cool Roof - DX / Food | 1.0604 | 0.19915 | 0 | 1.1357
24 | 802 CFL Hardwired, Modular 18W / Food | 1.094 | 0.15568 | 0.098928 | 0.81196
25 | 805 Occupancy Sensor / Food | 2.5957 | 0.029715 | 0.12943 | 1.0622
26 | 107 Comp Air - Motor practices-1 (1-5 HP) / Textiles | 1.7431 | 0.00056903 | 0.00067896 | 0.0022306
27 | 110 Comp Air - Motor practices-1 (6-100 HP) / Textiles | 2.4569 | 0.0021161 | 0.0025249 | 0.0082949
28 | 111 Comp Air - Replace 100+ HP motor / Textiles | 1.1112 | 0.001759 | 0.0020989 | 0.0068954
29 | 202 Fans - Controls / Textiles | 2.2448 | 0.045241 | 0.053981 | 0.17734
30 | 203 Fans - System Optimization / Textiles | 2.3017 | 0.0085513 | 0.021607 | 0.070975
31 | 207 Fans - Motor practices-1 (1-5 HP) / Textiles | 1.7431 | 0.0010771 | 0.0012852 | 0.0042222
32 | 210 Fans - Motor practices-1 (6-100 HP) / Textiles | 2.4569 | 0.0040054 | 0.0047793 | 0.015701
33 | 211 Fans - Replace 100+ HP motor / Textiles | 1.1112 | 0.0033296 | 0.0039729 | 0.013052
34 | 307 Pumps - Motor practices-1 (1-5 HP) / Textiles | 1.7431 | 0.0014413 | 0.0017198 | 0.0056499
35 | 310 Pumps - Motor practices-1 (6-100 HP) / Textiles | 2.4569 | 0.0053599 | 0.0063954 | 0.021011
36 | 311 Pumps - Replace 100+ HP motor / Textiles | 1.1112 | 0.0044556 | 0.0053164 | 0.017466
37 | 402 O&M/drives spinning machines / Textiles | 2.9544 | 0.090929 | 0.1085 | 0.35644
38 | 502 Drying (UV/IR) / Textiles | 1.8946 | 0.021394 | 0.044547 | 0.14633
39 | 702 High Efficiency Chiller Motors / Textiles | 3.6918 | 0.012386 | 0.00073894 | 0.038839
40 | 703 EMS - Chiller / Textiles | 2.3441 | 0.00054158 | 0.00016155 | 0.0084893
41 | 704 Chiller Tune Up/Diagnostics / Textiles | 1.9965 | 0.013576 | 0.00080992 | 0.04257
42 | 709 Window Film (Standard) - Chiller / Textiles | 1.0233 | 0.009978 | 0.00059529 | 0.031289
43 | 710 Roof Insulation - Chiller / Textiles | 1.3644 | 0.0061449 | 0.0003666 | 0.019269
44 | 721 DX Packaged System, EER=10.9, 10 tons / Textiles | 1.3116 | 0.013699 | 0 | 0.085898
45 | 722 Hybrid Dessicant-DX System (Trane CDQ) / Textiles | 2.3455 | 0.091581 | 0 | 0.28717
46 | 724 DX Tune Up/ Advanced Diagnostics / Textiles | 1.5772 | 0.0061992 | 0 | 0.018334
47 | 729 Window Film (Standard) / Textiles | 1.4861 | 0.0093393 | 0 | 0.028157
48 | 730 Roof Insulation / Textiles | 2.1674 | 0.0060843 | 0 | 0.018107
49 | 731 Cool Roof - DX / Textiles | 1.0573 | 0.037082 | 0 | 0.11285
50 | 802 CFL Hardwired, Modular 18W / Textiles | 1.0793 | 0.010325 | 0.0087478 | 0.028739
51 | 805 Occupancy Sensor / Textiles | 2.4394 | 0.0043896 | 0.025493 | 0.083735
52 | 902 Membranes for wastewater / Textiles | 2.3789 | 0.0029011 | 0.0034616 | 0.011372
53 | 107 Comp Air - Motor practices-1 (1-5 HP) / Lumber | 1.7367 | 0.0021831 | 0.0020553 | 0.012618
54 | 110 Comp Air - Motor practices-1 (6-100 HP) / Lumber | 2.4697 | 0.0081184 | 0.0076432 | 0.046922
55 | 111 Comp Air - Replace 100+ HP motor / Lumber | 1.1151 | 0.0067487 | 0.0063536 | 0.039006
56 | 202 Fans - Controls / Lumber | 2.2477 | 0.17357 | 0.16341 | 1.0032
57 | 203 Fans - System Optimization / Lumber | 2.3063 | 0.032808 | 0.065407 | 0.4015
58 | 207 Fans - Motor practices-1 (1-5 HP) / Lumber | 1.7367 | 0.0041323 | 0.0038904 | 0.023883
59 | 210 Fans - Motor practices-1 (6-100 HP) / Lumber | 2.4697 | 0.015367 | 0.014467 | 0.088817
60 | 211 Fans - Replace 100+ HP motor / Lumber | 1.1151 | 0.012774 | 0.012027 | 0.073832
61 | 214 Optimize drying process / Lumber | 2.3859 | 0.19928 | 0.18762 | 1.1518
62 | 307 Pumps - Motor practices-1 (1-5 HP) / Lumber | 1.7367 | 0.0054188 | 0.0051016 | 0.031319
63 | 310 Pumps - Motor practices-1 (6-100 HP) / Lumber | 2.4697 | 0.020151 | 0.018971 | 0.11647
64 | 311 Pumps - Replace 100+ HP motor / Lumber | 1.1151 | 0.016751 | 0.015771 | 0.096817
65 | 405 Drives - EE motor / Lumber | 3.0679 | 0.12098 | 0.1139 | 0.69924
66 | 503 Heat Pumps - Drying / Lumber | 1.1569 | 0.054703 | 0.051501 | 0.31617
67 | 702 High Efficiency Chiller Motors / Lumber | 3.6992 | 0.016517 | 0.00077749 | 0.076367
68 | 703 EMS - Chiller / Lumber | 2.3434 | 0.00072221 | 0.00016998 | 0.016693
69 | 704 Chiller Tune Up/Diagnostics / Lumber | 2.0069 | 0.018103 | 0.00085218 | 0.083703
70 | 709 Window Film (Standard) - Chiller / Lumber | 1.0291 | 0.013306 | 0.00062634 | 0.061521
71 | 710 Roof Insulation - Chiller / Lumber | 1.3728 | 0.0081943 | 0.00038573 | 0.037887
72 | 721 DX Packaged System, EER=10.9, 10 tons / Lumber | 1.307 | 0.02278 | 0 | 0.21063
73 | 722 Hybrid Dessicant-DX System (Trane CDQ) / Lumber | 2.3531 | 0.15229 | 0 | 0.70414
74 | 724 DX Tune Up/ Advanced Diagnostics / Lumber | 1.5917 | 0.010309 | 0 | 0.044954
75 | 729 Window Film (Standard) / Lumber | 1.4948 | 0.017749 | 0 | 0.078901
76 | 730 Roof Insulation / Lumber | 2.1769 | 0.011563 | 0 | 0.05074
77 | 731 Cool Roof - DX / Lumber | 1.0613 | 0.070473 | 0 | 0.31623
78 | 802 CFL Hardwired, Modular 18W / Lumber | 1.0911 | 0.033225 | 0.022211 | 0.13635
79 | 805 Occupancy Sensor / Lumber | 2.4451 | 0.013654 | 0.062568 | 0.38406
80 | 107 Comp Air - Motor practices-1 (1-5 HP) / Paper | 1.7295 | 0.0016562 | 0.001518 | 0.014256
81 | 110 Comp Air - Motor practices-1 (6-100 HP) / Paper | 2.4682 | 0.0061588 | 0.0056452 | 0.053014
82 | 111 Comp Air - Replace 100+ HP motor / Paper | 1.1175 | 0.0051197 | 0.0046928 | 0.04407
83 | 202 Fans - Controls / Paper | 2.2514 | 0.28247 | 0.25891 | 2.4314
84 | 203 Fans - System Optimization / Paper | 2.302 | 0.053392 | 0.10364 | 0.97319
85 | 207 Fans - Motor practices-1 (1-5 HP) / Paper | 1.7295 | 0.006725 | 0.0061642 | 0.057888
86 | 210 Fans - Motor practices-1 (6-100 HP) / Paper | 2.4682 | 0.025009 | 0.022923 | 0.21527
87 | 211 Fans - Replace 100+ HP motor / Paper | 1.1175 | 0.020789 | 0.019056 | 0.17895
88 | 307 Pumps - Motor practices-1 (1-5 HP) / Paper | 1.7295 | 0.011192 | 0.010258 | 0.096336
89 | 310 Pumps - Motor practices-1 (6-100 HP) / Paper | 2.4682 | 0.041619 | 0.038148 | 0.35825
90 | 311 Pumps - Replace 100+ HP motor / Paper | 1.1175 | 0.034597 | 0.031712 | 0.29781
91 | 405 Drives - EE motor / Paper | 3.0482 | 0.11036 | 0.10115 | 0.94994
92 | 408 Optimization control PM / Paper | 2.212 | 0.16365 | 0.15 | 1.4087
93 | 702 High Efficiency Chiller Motors / Paper | 3.688 | 0.0055782 | 0.00025565 | 0.038413
94 | 703 EMS - Chiller / Paper | 2.3434 | 0.00024392 | 5.5895e-05 | 0.0083974
95 | 704 Chiller Tune Up/Diagnostics / Paper | 2.0052 | 0.0061141 | 0.00028021 | 0.042103
96 | 709 Window Film (Standard) - Chiller / Paper | 1.026 | 0.0044938 | 0.00020595 | 0.030945
97 | 710 Roof Insulation - Chiller / Paper | 1.3643 | 0.0027675 | 0.00012684 | 0.019058
98 | 721 DX Packaged System, EER=10.9, 10 tons / Paper | 1.307 | 0.0097966 | 0 | 0.13491
99 | 722 Hybrid Dessicant-DX System (Trane CDQ) / Paper | 2.3463 | 0.065494 | 0 | 0.451
100 | 724 DX Tune Up/ Advanced Diagnostics / Paper | 1.582 | 0.0044333 | 0 | 0.028793
101 | 729 Window Film (Standard) / Paper | 1.4886 | 0.0081981 | 0 | 0.054277
102 | 730 Roof Insulation / Paper | 2.1741 | 0.0053408 | 0 | 0.034905
103 | 731 Cool Roof - DX / Paper | 1.0591 | 0.032551 | 0 | 0.21754
104 | 802 CFL Hardwired, Modular 18W / Paper | 1.0944 | 0.024673 | 0.016058 | 0.1508
105 | 805 Occupancy Sensor / Paper | 2.4398 | 0.0052136 | 0.02326 | 0.21841
106 | 107 Comp Air - Motor practices-1 (1-5 HP) / Printing | 1.7327 | 0.001463 | 0.0011037 | 0.010761
107 | 110 Comp Air - Motor practices-1 (6-100 HP) / Printing | 2.4645 | 0.0054404 | 0.0041044 | 0.040018
108 | 111 Comp Air - Replace 100+ HP motor / Printing | 1.1184 | 0.0045225 | 0.0034119 | 0.033267
109 | 202 Fans - Controls / Printing | 2.2455 | 0.11631 | 0.087749 | 0.85558
110 | 203 Fans - System Optimization / Printing | 2.302 | 0.021985 | 0.035124 | 0.34244
111 | 207 Fans - Motor practices-1 (1-5 HP) / Printing | 1.7327 | 0.0027692 | 0.0020891 | 0.02037
112 | 210 Fans - Motor practices-1 (6-100 HP) / Printing | 2.4645 | 0.010298 | 0.007769 | 0.075749
113 | 211 Fans - Replace 100+ HP motor / Printing | 1.1184 | 0.0085604 | 0.0064582 | 0.062969
114 | 307 Pumps - Motor practices-1 (1-5 HP) / Printing | 1.7327 | 0.0036313 | 0.0027395 | 0.026711
115 | 310 Pumps - Motor practices-1 (6-100 HP) / Printing | 2.4645 | 0.013504 | 0.010188 | 0.099332
116 | 311 Pumps - Replace 100+ HP motor / Printing | 1.1184 | 0.011225 | 0.0084688 | 0.082573
117 | 410 Efficient Printing press (fewer cylinders) / Printing | 2.1241 | 0.26997 | 0.20367 | 1.9858
118 | 702 High Efficiency Chiller Motors / Printing | 3.6945 | 0.029163 | 0.0011001 | 0.17161
119 | 703 EMS - Chiller / Printing | 2.3434 | 0.0012752 | 0.00024051 | 0.037515
120 | 704 Chiller Tune Up/Diagnostics / Printing | 2.0063 | 0.031964 | 0.0012057 | 0.18809
121 | 709 Window Film (Standard) - Chiller / Printing | 1.0256 | 0.023493 | 0.0008862 | 0.13825
122 | 710 Roof Insulation - Chiller / Printing | 1.3678 | 0.014468 | 0.00054576 | 0.08514
123 | 721 DX Packaged System, EER=10.9, 10 tons / Printing | 1.307 | 0.045334 | 0 | 0.53349
124 | 722 Hybrid Dessicant-DX System (Trane CDQ) / Printing | 2.3482 | 0.30307 | 0 | 1.7834
125 | 724 DX Tune Up/ Advanced Diagnostics / Printing | 1.5823 | 0.020515 | 0 | 0.11386
126 | 729 Window Film (Standard) / Printing | 1.4972 | 0.016121 | 0 | 0.09121
127 | 730 Roof Insulation / Printing | 2.1762 | 0.010503 | 0 | 0.058656
128 | 731 Cool Roof - DX / Printing | 1.0602 | 0.06401 | 0 | 0.36557
129 | 802 CFL Hardwired, Modular 18W / Printing | 1.0939 | 0.011382 | 0.0060973 | 0.05945
130 | 805 Occupancy Sensor / Printing | 2.4398 | 0.014961 | 0.054938 | 0.5356
131 | 107 Comp Air - Motor practices-1 (1-5 HP) / Chemicals | 1.7263 | 0.0011577 | 0.0010013 | 0.012774
132 | 110 Comp Air - Motor practices-1 (6-100 HP) / Chemicals | 2.4542 | 0.0043051 | 0.0037237 | 0.047504
133 | 111 Comp Air - Replace 100+ HP motor / Chemicals | 1.118 | 0.0035787 | 0.0030954 | 0.039489
134 | 202 Fans - Controls / Chemicals | 2.245 | 0.12334 | 0.10669 | 1.361
135 | 203 Fans - System Optimization / Chemicals | 2.302 | 0.023314 | 0.042704 | 0.54475
136 | 207 Fans - Motor practices-1 (1-5 HP) / Chemicals | 1.7263 | 0.0029365 | 0.00254 | 0.032403
137 | 210 Fans - Motor practices-1 (6-100 HP) / Chemicals | 2.4542 | 0.01092 | 0.0094455 | 0.1205
138 | 211 Fans - Replace 100+ HP motor / Chemicals | 1.118 | 0.0090778 | 0.0078519 | 0.10017
139 | 307 Pumps - Motor practices-1 (1-5 HP) / Chemicals | 1.7263 | 0.011916 | 0.010306 | 0.13148
140 | 310 Pumps - Motor practices-1 (6-100 HP) / Chemicals | 2.4542 | 0.044311 | 0.038327 | 0.48895
141 | 311 Pumps - Replace 100+ HP motor / Chemicals | 1.118 | 0.036835 | 0.03186 | 0.40645
142 | 413 Clean Room - Controls / Chemicals | 2.5663 | 0.06521 | 0.056404 | 0.71956
143 | 414 Clean Room - New Designs / Chemicals | 1.603 | 0.097815 | 0.084606 | 1.0793
144 | 415 Drives - Process Controls (batch + site) / Chemicals | 1.8644 | 0.14799 | 0.12801 | 1.633
145 | 416 Process Drives - ASD / Chemicals | 1.8081 | 0.015347 | 0.013274 | 0.16934
146 | 601 Other Process Controls (batch + site) / Chemicals | 1.8644 | 0.12085 | 0.10453 | 1.3335
147 | 702 High Efficiency Chiller Motors / Chemicals | 3.6953 | 0.0052545 | 0.00022725 | 0.046384
148 | 703 EMS - Chiller / Chemicals | 2.3434 | 0.00022977 | 4.9684e-05 | 0.01014
149 | 704 Chiller Tune Up/Diagnostics / Chemicals | 2.0071 | 0.0057593 | 0.00024908 | 0.05084
150 | 709 Window Film (Standard) - Chiller / Chemicals | 1.0244 | 0.0042331 | 0.00018307 | 0.037367
151 | 710 Roof Insulation - Chiller / Chemicals | 1.3616 | 0.0026069 | 0.00011274 | 0.023012
152 | 721 DX Packaged System, EER=10.9, 10 tons / Chemicals | 1.307 | 0.016319 | 0 | 0.28809
153 | 722 Hybrid Dessicant-DX System (Trane CDQ) / Chemicals | 2.3431 | 0.1091 | 0 | 0.96304
154 | 724 DX Tune Up/ Advanced Diagnostics / Chemicals | 1.5787 | 0.0073849 | 0 | 0.061483
155 | 729 Window Film (Standard) / Chemicals | 1.4919 | 0.005486 | 0 | 0.046561
156 | 730 Roof Insulation / Chemicals | 2.1772 | 0.003574 | 0 | 0.029942
157 | 731 Cool Roof - DX / Chemicals | 1.0603 | 0.021783 | 0 | 0.18661
158 | 802 CFL Hardwired, Modular 18W / Chemicals | 1.0955 | 0.01863 | 0.011442 | 0.14597
159 | 805 Occupancy Sensor / Chemicals | 2.4393 | 0.005935 | 0.024986 | 0.31873
160 | 107 Comp Air - Motor practices-1 (1-5 HP) / Petroleum | 1.7263 | 0.00043407 | 0.00038955 | 0.0048756
161 | 110 Comp Air - Motor practices-1 (6-100 HP) / Petroleum | 2.4542 | 0.0016142 | 0.0014486 | 0.018131
162 | 111 Comp Air - Replace 100+ HP motor / Petroleum | 1.118 | 0.0013419 | 0.0012042 | 0.015072
163 | 114 Power recovery / Petroleum | 1.8421 | 0.00047455 | 0.00042588 | 0.0053303
164 | 202 Fans - Controls / Petroleum | 2.245 | 0.010939 | 0.0098173 | 0.12287
165 | 203 Fans - System Optimization / Petroleum | 2.302 | 0.0020678 | 0.0039296 | 0.04918
166 | 207 Fans - Motor practices-1 (1-5 HP) / Petroleum | 1.7263 | 0.00026044 | 0.00023373 | 0.0029253
167 | 210 Fans - Motor practices-1 (6-100 HP) / Petroleum | 2.4542 | 0.00096852 | 0.00086919 | 0.010879
168 | 211 Fans - Replace 100+ HP motor / Petroleum | 1.118 | 0.00080511 | 0.00072254 | 0.0090432
169 | 215 Power recovery / Petroleum | 1.8421 | 0.00028473 | 0.00025553 | 0.0031982
170 | 307 Pumps - Motor practices-1 (1-5 HP) / Petroleum | 1.7263 | 0.0017363 | 0.0015582 | 0.019502
171 | 310 Pumps - Motor practices-1 (6-100 HP) / Petroleum | 2.4542 | 0.0064568 | 0.0057946 | 0.072524
172 | 311 Pumps - Replace 100+ HP motor / Petroleum | 1.118 | 0.0053674 | 0.0048169 | 0.060288
173 | 314 Power recovery / Petroleum | 1.8421 | 0.0018982 | 0.0017035 | 0.021321
174 | 602 Efficient desalter / Petroleum | 2.9749 | 0.00029705 | 0.00026658 | 0.0033365
175 | 606 Power recovery / Petroleum | 1.8421 | 6.734e-06 | 6.0434e-06 | 7.5638e-05
176 | 702 High Efficiency Chiller Motors / Petroleum | 3.6913 | 0.00023473 | 1.0533e-05 | 0.0021092
177 | 703 EMS - Chiller / Petroleum | 2.3434 | 1.0264e-05 | 2.3028e-06 | 0.0004611
178 | 704 Chiller Tune Up/Diagnostics / Petroleum | 2.0065 | 0.00025728 | 1.1545e-05 | 0.0023118
179 | 709 Window Film (Standard) - Chiller / Petroleum | 1.0225 | 0.0001891 | 8.4852e-06 | 0.0016992
180 | 710 Roof Insulation - Chiller / Petroleum | 1.3614 | 0.00011646 | 5.2256e-06 | 0.0010464
181 | 721 DX Packaged System, EER=10.9, 10 tons / Petroleum | 1.307 | 0.00064831 | 0 | 0.01165
182 | 722 Hybrid Dessicant-DX System (Trane CDQ) / Petroleum | 2.3424 | 0.0043341 | 0 | 0.038945
183 | 724 DX Tune Up/ Advanced Diagnostics / Petroleum | 1.5804 | 0.00029338 | 0 | 0.0024863
184 | 729 Window Film (Standard) / Petroleum | 1.488 | 0.00029 | 0 | 0.0025054
185 | 730 Roof Insulation / Petroleum | 2.1789 | 0.00018892 | 0 | 0.0016112
186 | 731 Cool Roof - DX / Petroleum | 1.0585 | 0.0011514 | 0 | 0.010041
187 | 802 CFL Hardwired, Modular 18W / Petroleum | 1.0952 | 0.00086585 | 0.00055175 | 0.0069056
188 | 805 Occupancy Sensor / Petroleum | 2.4393 | 0.00027584 | 0.0012049 | 0.015079
189 | 107 Comp Air - Motor practices-1 (1-5 HP) / Rubber-Plastics | 1.732 | 0.0033865 | 0.0030265 | 0.024272
190 | 110 Comp Air - Motor practices-1 (6-100 HP) / Rubber-Plastics | 2.4614 | 0.012593 | 0.011255 | 0.090263
191 | 111 Comp Air - Replace 100+ HP motor / Rubber-Plastics | 1.12 | 0.010469 | 0.009356 | 0.075034
192 | 202 Fans - Controls / Rubber-Plastics | 2.2469 | 0.26924 | 0.24062 | 1.9298
193 | 203 Fans - System Optimization / Rubber-Plastics | 2.3031 | 0.050892 | 0.096316 | 0.77239
194 | 207 Fans - Motor practices-1 (1-5 HP) / Rubber-Plastics | 1.732 | 0.0064101 | 0.0057288 | 0.045944
195 | 210 Fans - Motor practices-1 (6-100 HP) / Rubber-Plastics | 2.4614 | 0.023838 | 0.021304 | 0.17086
196 | 211 Fans - Replace 100+ HP motor / Rubber-Plastics | 1.12 | 0.019816 | 0.01771 | 0.14203
197 | 307 Pumps - Motor practices-1 (1-5 HP) / Rubber-Plastics | 1.732 | 0.0084057 | 0.0075123 | 0.060248
198 | 310 Pumps - Motor practices-1 (6-100 HP) / Rubber-Plastics | 2.4614 | 0.031259 | 0.027936 | 0.22405
199 | 311 Pumps - Replace 100+ HP motor / Rubber-Plastics | 1.12 | 0.025985 | 0.023223 | 0.18625
200 | 418 Extruders/injection Moulding-multipump / Rubber-Plastics | 2.5138 | 1.0361 | 0.92594 | 7.4259
201 | 419 Direct drive Extruders / Rubber-Plastics | 1.8604 | 0.59652 | 0.53312 | 4.2755
202 | 420 Injection Moulding - Impulse Cooling / Rubber-Plastics | 2.2663 | 0.40889 | 0.36543 | 2.9307
203 | 421 Injection Moulding - Direct drive / Rubber-Plastics | 1.5321 | 0.38598 | 0.34496 | 2.7665
204 | 702 High Efficiency Chiller Motors / Rubber-Plastics | 3.6978 | 0.030568 | 0.0013659 | 0.17527
205 | 703 EMS - Chiller / Rubber-Plastics | 2.3434 | 0.0013366 | 0.00029864 | 0.038315
206 | 704 Chiller Tune Up/Diagnostics / Rubber-Plastics | 2.0048 | 0.033504 | 0.0014972 | 0.19211
207 | 709 Window Film (Standard) - Chiller / Rubber-Plastics | 1.027 | 0.024625 | 0.0011004 | 0.1412
208 | 710 Roof Insulation - Chiller / Rubber-Plastics | 1.3688 | 0.015165 | 0.00067768 | 0.086956
209 | 721 DX Packaged System, EER=10.9, 10 tons / Rubber-Plastics | 1.307 | 0.064555 | 0 | 0.74023
210 | 722 Hybrid Dessicant-DX System (Trane CDQ) / Rubber-Plastics | 2.3494 | 0.43157 | 0 | 2.4746
211 | 724 DX Tune Up/ Advanced Diagnostics / Rubber-Plastics | 1.5837 | 0.029214 | 0 | 0.15798
212 | 729 Window Film (Standard) / Rubber-Plastics | 1.4965 | 0.040383 | 0 | 0.22262
213 | 730 Roof Insulation / Rubber-Plastics | 2.1801 | 0.026308 | 0 | 0.14316
214 | 731 Cool Roof - DX / Rubber-Plastics | 1.0601 | 0.16034 | 0 | 0.89227
215 | 802 CFL Hardwired, Modular 18W / Rubber-Plastics | 1.0941 | 0.12145 | 0.077071 | 0.6181
216 | 805 Occupancy Sensor / Rubber-Plastics | 2.4434 | 0.022811 | 0.099226 | 0.79569
217 | 107 Comp Air - Motor practices-1 (1-5 HP) / Stone-Clay-Glass | 1.7294 | 0.005797 | 0.0056755 | 0.050361
218 | 110 Comp Air - Motor practices-1 (6-100 HP) / Stone-Clay-Glass | 2.467 | 0.021558 | 0.021106 | 0.18728
219 | 111 Comp Air - Replace 100+ HP motor / Stone-Clay-Glass | 1.1173 | 0.017921 | 0.017545 | 0.15568
220 | 202 Fans - Controls / Stone-Clay-Glass | 2.2484 | 0.5722 | 0.56021 | 4.971
221 | 203 Fans - System Optimization / Stone-Clay-Glass | 2.3074 | 0.10816 | 0.22424 | 1.9896
222 | 207 Fans - Motor practices-1 (1-5 HP) / Stone-Clay-Glass | 1.7294 | 0.013623 | 0.013338 | 0.11835
223 | 210 Fans - Motor practices-1 (6-100 HP) / Stone-Clay-Glass | 2.467 | 0.050661 | 0.049599 | 0.44011
224 | 211 Fans - Replace 100+ HP motor / Stone-Clay-Glass | 1.1173 | 0.042113 | 0.041231 | 0.36586
225 | 307 Pumps - Motor practices-1 (1-5 HP) / Stone-Clay-Glass | 1.7294 | 0.017294 | 0.016932 | 0.15025
226 | 310 Pumps - Motor practices-1 (6-100 HP) / Stone-Clay-Glass | 2.467 | 0.064314 | 0.062966 | 0.55872
227 | 311 Pumps - Replace 100+ HP motor / Stone-Clay-Glass | 1.1173 | 0.053463 | 0.052342 | 0.46446
228 | 424 Process optimization / Stone-Clay-Glass | 1.9318 | 0.057518 | 0.056313 | 0.49969
229 | 702 High Efficiency Chiller Motors / Stone-Clay-Glass | 3.6885 | 0.018482 | 0.00090474 | 0.12845
230 | 703 EMS - Chiller / Stone-Clay-Glass | 2.3434 | 0.00080817 | 0.00019781 | 0.02808
231 | 704 Chiller Tune Up/Diagnostics / Stone-Clay-Glass | 2.0028 | 0.020258 | 0.00099165 | 0.14079
232 | 709 Window Film (Standard) - Chiller / Stone-Clay-Glass | 1.0264 | 0.014889 | 0.00072886 | 0.10348
233 | 710 Roof Insulation - Chiller / Stone-Clay-Glass | 1.3649 | 0.0091694 | 0.00044886 | 0.063726
234 | 721 DX Packaged System, EER=10.9, 10 tons / Stone-Clay-Glass | 1.307 | 0.034796 | 0 | 0.48362
235 | 722 Hybrid Dessicant-DX System (Trane CDQ) / Stone-Clay-Glass | 2.3467 | 0.23262 | 0 | 1.6167
236 | 724 DX Tune Up/ Advanced Diagnostics / Stone-Clay-Glass | 1.581 | 0.015747 | 0 | 0.10321
237 | 729 Window Film (Standard) / Stone-Clay-Glass | 1.4896 | 0.024765 | 0 | 0.16548
238 | 730 Roof Insulation / Stone-Clay-Glass | 2.1747 | 0.016134 | 0 | 0.10642
239 | 731 Cool Roof - DX / Stone-Clay-Glass | 1.0585 | 0.098332 | 0 | 0.66324
240 | 802 CFL Hardwired, Modular 18W / Stone-Clay-Glass | 1.0946 | 0.087271 | 0.060669 | 0.53834
241 | 805 Occupancy Sensor / Stone-Clay-Glass | 2.4464 | 0.014266 | 0.067981 | 0.60317
242 | 107 Comp Air - Motor practices-1 (1-5 HP) / Primary Metals | 1.7374 | 0.00031514 | 0.0002972 | 0.0018081
243 | 110 Comp Air - Motor practices-1 (6-100 HP) / Primary Metals | 2.4555 | 0.0011719 | 0.0011052 | 0.0067237
244 | 111 Comp Air - Replace 100+ HP motor / Primary Metals | 1.116 | 0.00097421 | 0.00091875 | 0.0055893
245 | 202 Fans - Controls / Primary Metals | 2.2483 | 0.031106 | 0.029336 | 0.17847
246 | 203 Fans - System Optimization / Primary Metals | 2.3058 | 0.0058797 | 0.011742 | 0.071429
247 | 207 Fans - Motor practices-1 (1-5 HP) / Primary Metals | 1.7374 | 0.00074058 | 0.00069842 | 0.0042489
248 | 210 Fans - Motor practices-1 (6-100 HP) / Primary Metals | 2.4555 | 0.002754 | 0.0025973 | 0.015801
249 | 211 Fans - Replace 100+ HP motor / Primary Metals | 1.116 | 0.0022894 | 0.0021591 | 0.013135
250 | 307 Pumps - Motor practices-1 (1-5 HP) / Primary Metals | 1.7374 | 0.00094017 | 0.00088665 | 0.005394
251 | 310 Pumps - Motor practices-1 (6-100 HP) / Primary Metals | 2.4555 | 0.0034963 | 0.0032972 | 0.020059
252 | 311 Pumps - Replace 100+ HP motor / Primary Metals | 1.116 | 0.0029064 | 0.0027409 | 0.016675
253 | 415 Drives - Process Controls (batch + site) / Primary Metals | 1.1475 | 0.011866 | 0.01119 | 0.068078
254 | 425 Drives - Process Control / Primary Metals | 2.612 | 0.011866 | 0.01119 | 0.068078
255 | 505 Efficient electric melting / Primary Metals | 3.1374 | 0.028247 | 0.026639 | 0.16206
256 | 508 Heating - Process Control / Primary Metals | 2.612 | 0.029776 | 0.028081 | 0.17083
257 | 702 High Efficiency Chiller Motors / Primary Metals | 3.7019 | 0.00084349 | 3.9774e-05 | 0.0038714
258 | 703 EMS - Chiller / Primary Metals | 2.3434 | 3.6883e-05 | 8.6958e-06 | 0.00084626
259 | 704 Chiller Tune Up/Diagnostics / Primary Metals | 2.0054 | 0.00092452 | 4.3594e-05 | 0.0042433
260 | 709 Window Film (Standard) - Chiller / Primary Metals | 1.0286 | 0.00067951 | 3.2042e-05 | 0.0031188
261 | 710 Roof Insulation - Chiller / Primary Metals | 1.3741 | 0.00041848 | 1.9733e-05 | 0.0019207
262 | 721 DX Packaged System, EER=10.9, 10 tons / Primary Metals | 1.307 | 0.0020555 | 0 | 0.018866
263 | 722 Hybrid Dessicant-DX System (Trane CDQ) / Primary Metals | 2.3532 | 0.013742 | 0 | 0.063071
264 | 724 DX Tune Up/ Advanced Diagnostics / Primary Metals | 1.5892 | 0.0009302 | 0 | 0.0040266
265 | 729 Window Film (Standard) / Primary Metals | 1.4964 | 0.00077318 | 0 | 0.0034119
266 | 730 Roof Insulation / Primary Metals | 2.1833 | 0.0005037 | 0 | 0.0021941
267 | 731 Cool Roof - DX / Primary Metals | 1.0615 | 0.00307 | 0 | 0.013675
268 | 802 CFL Hardwired, Modular 18W / Primary Metals | 1.0913 | 0.0069971 | 0.0046855 | 0.028505
269 | 805 Occupancy Sensor / Primary Metals | 2.4464 | 0.00087429 | 0.0040132 | 0.024411
270 | 107 Comp Air - Motor practices-1 (1-5 HP) / Fab Metals | 1.7357 | 0.0060118 | 0.0056731 | 0.038524
271 | 110 Comp Air - Motor practices-1 (6-100 HP) / Fab Metals | 2.4708 | 0.022356 | 0.021097 | 0.14326
272 | 111 Comp Air - Replace 100+ HP motor / Fab Metals | 1.1079 | 0.018584 | 0.017537 | 0.11909
273 | 202 Fans - Controls / Fab Metals | 2.2478 | 0.14064 | 0.13272 | 0.90127
274 | 203 Fans - System Optimization / Fab Metals | 2.3056 | 0.026585 | 0.053125 | 0.36073
275 | 207 Fans - Motor practices-1 (1-5 HP) / Fab Metals | 1.7357 | 0.0033485 | 0.0031599 | 0.021457
276 | 210 Fans - Motor practices-1 (6-100 HP) / Fab Metals | 2.4708 | 0.012452 | 0.011751 | 0.079795
277 | 211 Fans - Replace 100+ HP motor / Fab Metals | 1.1079 | 0.010351 | 0.0097682 | 0.066332
278 | 307 Pumps - Motor practices-1 (1-5 HP) / Fab Metals | 1.7357 | 0.0043909 | 0.0041436 | 0.028138
279 | 310 Pumps - Motor practices-1 (6-100 HP) / Fab Metals | 2.4708 | 0.016329 | 0.015409 | 0.10464
280 | 311 Pumps - Replace 100+ HP motor / Fab Metals | 1.1079 | 0.013574 | 0.012809 | 0.086983
281 | 428 Drives - Scheduling / Fab Metals | 3.073 | 0.0060232 | 0.031094 | 0.21112
282 | 509 Efficient Curing ovens / Fab Metals | 2.2428 | 0.23121 | 0.21818 | 1.4816
283 | 511 Heating - Scheduling / Fab Metals | 3.073 | 0.0070064 | 0.036169 | 0.24558
284 | 603 New transformers welding / Fab Metals | 4.3559 | 0.027905 | 0.026333 | 0.17882
285 | 702 High Efficiency Chiller Motors / Fab Metals | 3.7201 | 0.015577 | 0.00073496 | 0.079851
286 | 703 EMS - Chiller / Fab Metals | 2.3434 | 0.00068111 | 0.00016069 | 0.017455
287 | 704 Chiller Tune Up/Diagnostics / Fab Metals | 2.0068 | 0.017073 | 0.00080556 | 0.087522
288 | 709 Window Film (Standard) - Chiller / Fab Metals | 1.029 | 0.012548 | 0.00059208 | 0.064328
289 | 710 Roof Insulation - Chiller / Fab Metals | 1.3716 | 0.0077279 | 0.00036463 | 0.039616
290 | 721 DX Packaged System, EER=10.9, 10 tons / Fab Metals | 1.307 | 0.034448 | 0 | 0.35315
291 | 722 Hybrid Dessicant-DX System (Trane CDQ) / Fab Metals | 2.351 | 0.2303 | 0 | 1.1806
292 | 724 DX Tune Up/ Advanced Diagnostics / Fab Metals | 1.5817 | 0.015589 | 0 | 0.075371
293 | 729 Window Film (Standard) / Fab Metals | 1.4944 | 0.015382 | 0 | 0.075816
294 | 730 Roof Insulation / Fab Metals | 2.1752 | 0.010021 | 0 | 0.048756
295 | 731 Cool Roof - DX / Fab Metals | 1.0608 | 0.061077 | 0 | 0.30387
296 | 802 CFL Hardwired, Modular 18W / Fab Metals | 1.0924 | 0.055101 | 0.036921 | 0.25072
297 | 805 Occupancy Sensor / Fab Metals | 2.4446 | 0.016618 | 0.076331 | 0.51827
298 | 107 Comp Air - Motor practices-1 (1-5 HP) / Ind Machinery | 1.7403 | 0.013293 | 0.0072827 | 0.057545
299 | 110 Comp Air - Motor practices-1 (6-100 HP) / Ind Machinery | 2.4679 | 0.049434 | 0.027082 | 0.21399
300 | 111 Comp Air - Replace 100+ HP motor / Ind Machinery | 1.1135 | 0.041094 | 0.022513 | 0.17789
301 | 202 Fans - Controls / Ind Machinery | 2.2518 | 0.20217 | 0.11076 | 0.87515
302 | 203 Fans - System Optimization / Ind Machinery | 2.3051 | 0.038213 | 0.044332 | 0.35025
303 | 207 Fans - Motor practices-1 (1-5 HP) / Ind Machinery | 1.7403 | 0.0048132 | 0.0026369 | 0.020836
304 | 210 Fans - Motor practices-1 (6-100 HP) / Ind Machinery | 2.4679 | 0.017899 | 0.0098059 | 0.077482
305 | 211 Fans - Replace 100+ HP motor / Ind Machinery | 1.1135 | 0.014879 | 0.0081515 | 0.06441
306 | 307 Pumps - Motor practices-1 (1-5 HP) / Ind Machinery | 1.7403 | 0.0063116 | 0.0034578 | 0.027322
307 | 310 Pumps - Motor practices-1 (6-100 HP) / Ind Machinery | 2.4679 | 0.023471 | 0.012859 | 0.1016
308 | 311 Pumps - Replace 100+ HP motor / Ind Machinery | 1.1135 | 0.019511 | 0.010689 | 0.084462
309 | 428 Drives - Scheduling / Ind Machinery | 3.0558 | 0.0091666 | 0.027472 | 0.21703
310 | 509 Efficient Curing ovens / Ind Machinery | 2.2471 | 0.080844 | 0.04429 | 0.34996
311 | 511 Heating - Scheduling / Ind Machinery | 3.0558 | 0.0034297 | 0.010279 | 0.081205
312 | 603 New transformers welding / Ind Machinery | 4.3678 | 0.038646 | 0.021172 | 0.16729
313 | 702 High Efficiency Chiller Motors / Ind Machinery | 3.717 | 0.050733 | 0.0013897 | 0.17569
314 | 703 EMS - Chiller / Ind Machinery | 2.3435 | 0.0022184 | 0.00030383 | 0.038402
315 | 704 Chiller Tune Up/Diagnostics / Ind Machinery | 2.0091 | 0.055607 | 0.0015232 | 0.19257
316 | 709 Window Film (Standard) - Chiller / Ind Machinery | 1.0283 | 0.04087 | 0.0011195 | 0.14154
317 | 710 Roof Insulation - Chiller / Ind Machinery | 1.3745 | 0.02517 | 0.00068947 | 0.087164
318 | 721 DX Packaged System, EER=10.9, 10 tons / Ind Machinery | 1.3087 | 0.10574 | 0 | 0.73228
319 | 722 Hybrid Dessicant-DX System (Trane CDQ) / Ind Machinery | 2.3567 | 0.70693 | 0 | 2.4481
320 | 724 DX Tune Up/ Advanced Diagnostics / Ind Machinery | 1.5861 | 0.047853 | 0 | 0.15629
321 | 729 Window Film (Standard) / Ind Machinery | 1.4948 | 0.064031 | 0 | 0.21319
322 | 730 Roof Insulation / Ind Machinery | 2.1755 | 0.041714 | 0 | 0.1371
323 | 731 Cool Roof - DX / Ind Machinery | 1.0626 | 0.25424 | 0 | 0.85447
324 | 802 CFL Hardwired, Modular 18W / Ind Machinery | 1.0833 | 0.09745 | 0.037909 | 0.29954
325 | 805 Occupancy Sensor / Ind Machinery | 2.4435 | 0.036475 | 0.097262 | 0.76838
326 | 107 Comp Air - Motor practices-1 (1-5 HP) / Electronics | 1.7343 | 0.01128 | 0.0096333 | 0.08332
327 | 110 Comp Air - Motor practices-1 (6-100 HP) / Electronics | 2.4675 | 0.041948 | 0.035824 | 0.30985
328 | 111 Comp Air - Replace 100+ HP motor / Electronics | 1.1135 | 0.034871 | 0.02978 | 0.25757
329 | 202 Fans - Controls / Electronics | 2.2457 | 0.14357 | 0.12261 | 1.0605
330 | 203 Fans - System Optimization / Electronics | 2.3121 | 0.027138 | 0.049078 | 0.42445
331 | 207 Fans - Motor practices-1 (1-5 HP) / Electronics | 1.7343 | 0.0034181 | 0.0029191 | 0.025248
332 | 210 Fans - Motor practices-1 (6-100 HP) / Electronics | 2.4675 | 0.012711 | 0.010855 | 0.093891
333 | 211 Fans - Replace 100+ HP motor / Electronics | 1.1135 | 0.010567 | 0.009024 | 0.07805
334 | 307 Pumps - Motor practices-1 (1-5 HP) / Electronics | 1.7343 | 0.0044823 | 0.0038279 | 0.033108
335 | 310 Pumps - Motor practices-1 (6-100 HP) / Electronics | 2.4675 | 0.016669 | 0.014235 | 0.12312
336 | 311 Pumps - Replace 100+ HP motor / Electronics | 1.1135 | 0.013856 | 0.011833 | 0.10235
337 | 413 Clean Room - Controls / Electronics | 2.0551 | 0.13142 | 0.11223 | 0.97069
338 | 428 Drives - Scheduling / Electronics | 2.7918 | 0.0047299 | 0.022097 | 0.1911
339 | 429 Machinery / Electronics | 3.0834 | 0.018697 | 0.015968 | 0.13811
340 | 509 Efficient Curing ovens / Electronics | 2.2391 | 0.18544 | 0.15837 | 1.3698
341 | 604 Efficient processes (welding, etc.) / Electronics | 4.3539 | 0.2672 | 0.22819 | 1.9737
342 | 702 High Efficiency Chiller Motors / Electronics | 3.6952 | 0.091594 | 0.0039111 | 0.54123
343 | 703 EMS - Chiller / Electronics | 2.3434 | 0.0040051 | 0.0008551 | 0.11832
344 | 704 Chiller Tune Up/Diagnostics / Electronics | 2.0054 | 0.10039 | 0.0042868 | 0.59322
345 | 709 Window Film (Standard) - Chiller / Electronics | 1.0265 | 0.073788 | 0.0031508 | 0.43601
346 | 710 Roof Insulation - Chiller / Electronics | 1.3688 | 0.045442 | 0.0019404 | 0.26852
347 | 721 DX Packaged System, EER=10.9, 10 tons / Electronics | 1.307 | 0.16134 | 0 | 1.9066
348 | 722 Hybrid Dessicant-DX System (Trane CDQ) / Electronics | 2.348 | 1.0786 | 0 | 6.3735
349 | 724 DX Tune Up/ Advanced Diagnostics / Electronics | 1.5841 | 0.073013 | 0 | 0.4069
350 | 729 Window Film (Standard) / Electronics | 1.4931 | 0.085937 | 0 | 0.48823
351 | 730 Roof Insulation / Electronics | 2.177 | 0.055985 | 0 | 0.31397
352 | 731 Cool Roof - DX / Electronics | 1.0601 | 0.34122 | 0 | 1.9568
353 | 802 CFL Hardwired, Modular 18W / Electronics | 1.0939 | 0.10305 | 0.062489 | 0.54048
354 | 805 Occupancy Sensor / Electronics | 2.4488 | 0.043899 | 0.18248 | 1.5781
355 | 107 Comp Air - Motor practices-1 (1-5 HP) / Transp Eqp | 1.7393 | 0.0032524 | 0.0027373 | 0.019531
356 | 110 Comp Air - Motor practices-1 (6-100 HP) / Transp Eqp | 2.4532 | 0.012095 | 0.01018 | 0.072629
357 | 111 Comp Air - Replace 100+ HP motor / Transp Eqp | 1.1158 | 0.010054 | 0.008462 | 0.060376
358 | 202 Fans - Controls / Transp Eqp | 2.2482 | 0.06116 | 0.051475 | 0.36727
359 | 203 Fans - System Optimization / Transp Eqp | 2.3052 | 0.01156 | 0.020604 | 0.14699
360 | 207 Fans - Motor practices-1 (1-5 HP) / Transp Eqp | 1.7393 | 0.0014561 | 0.0012255 | 0.0087439
361 | 210 Fans - Motor practices-1 (6-100 HP) / Transp Eqp | 2.4532 | 0.0054149 | 0.0045574 | 0.032516
362 | 211 Fans - Replace 100+ HP motor / Transp Eqp | 1.1158 | 0.0045013 | 0.0037885 | 0.02703
363 | 307 Pumps - Motor practices-1 (1-5 HP) / Transp Eqp | 1.7393 | 0.0019094 | 0.001607 | 0.011466
364 | 310 Pumps - Motor practices-1 (6-100 HP) / Transp Eqp | 2.4532 | 0.0071006 | 0.0059762 | 0.042639
365 | 311 Pumps - Replace 100+ HP motor / Transp Eqp | 1.1158 | 0.0059026 | 0.0049679 | 0.035445
366 | 428 Drives - Scheduling / Transp Eqp | 3.0681 | 0.0016985 | 0.0078201 | 0.055788
367 | 509 Efficient Curing ovens / Transp Eqp | 2.243 | 0.027489 | 0.023136 | 0.16507
368 | 603 New transformers welding / Transp Eqp | 4.361 | 0.032166 | 0.027073 | 0.19316
369 | 702 High Efficiency Chiller Motors / Transp Eqp | 3.7083 | 0.012763 | 0.00053709 | 0.061311
370 | 703 EMS - Chiller / Transp Eqp | 2.3434 | 0.00055807 | 0.00011742 | 0.013402
371 | 704 Chiller Tune Up/Diagnostics / Transp Eqp | 2.0052 | 0.013989 | 0.00058868 | 0.067201
372 | 709 Window Film (Standard) - Chiller / Transp Eqp | 1.0258 | 0.010282 | 0.00043268 | 0.049392
373 | 710 Roof Insulation - Chiller / Transp Eqp | 1.3729 | 0.0063319 | 0.00026646 | 0.030418
374 | 721 DX Packaged System, EER=10.9, 10 tons / Transp Eqp | 1.307 | 0.021417 | 0 | 0.20575
375 | 722 Hybrid Dessicant-DX System (Trane CDQ) / Transp Eqp | 2.3529 | 0.14318 | 0 | 0.68783
376 | 724 DX Tune Up/ Advanced Diagnostics / Transp Eqp | 1.591 | 0.0096921 | 0 | 0.043913
377 | 729 Window Film (Standard) / Transp Eqp | 1.4908 | 0.011035 | 0 | 0.05097
378 | 730 Roof Insulation / Transp Eqp | 2.1785 | 0.0071892 | 0 | 0.032778
379 | 731 Cool Roof - DX / Transp Eqp | 1.0615 | 0.043817 | 0 | 0.20428
380 | 802 CFL Hardwired, Modular 18W / Transp Eqp | 1.0917 | 0.023521 | 0.014056 | 0.10029
381 | 805 Occupancy Sensor / Transp Eqp | 2.443 | 0.01047 | 0.042893 | 0.30599
382 | 107 Comp Air - Motor practices-1 (1-5 HP) / Instruments | 1.7333 | 0.0058585 | 0.0050686 | 0.044206
383 | 110 Comp Air - Motor practices-1 (6-100 HP) / Instruments | 2.4655 | 0.021786 | 0.018849 | 0.16439
384 | 111 Comp Air - Replace 100+ HP motor / Instruments | 1.1197 | 0.018111 | 0.015669 | 0.13666
385 | 202 Fans - Controls / Instruments | 2.2454 | 0.11158 | 0.096532 | 0.84192
386 | 203 Fans - System Optimization / Instruments | 2.3129 | 0.02109 | 0.038639 | 0.33697
387 | 207 Fans - Motor practices-1 (1-5 HP) / Instruments | 1.7333 | 0.0026564 | 0.0022982 | 0.020044
388 | 210 Fans - Motor practices-1 (6-100 HP) / Instruments | 2.4655 | 0.0098785 | 0.0085466 | 0.07454
389 | 211 Fans - Replace 100+ HP motor / Instruments | 1.1197 | 0.0082118 | 0.0071046 | 0.061964
390 | 307 Pumps - Motor practices-1 (1-5 HP) / Instruments | 1.7333 | 0.0034834 | 0.0030137 | 0.026285
391 | 310 Pumps - Motor practices-1 (6-100 HP) / Instruments | 2.4655 | 0.012954 | 0.011207 | 0.097746
392 | 311 Pumps - Replace 100+ HP motor / Instruments | 1.1197 | 0.010768 | 0.0093164 | 0.081254
393 | 428 Drives - Scheduling / Instruments | 3.0747 | 0.0045789 | 0.021671 | 0.18899
394 | 509 Efficient Curing ovens / Instruments | 2.239 | 0.089455 | 0.077393 | 0.67499
395 | 603 New transformers welding / Instruments | 4.3545 | 0.046645 | 0.040356 | 0.35197
396 | 702 High Efficiency Chiller Motors / Instruments | 3.6943 | 0.035405 | 0.0015316 | 0.21372
397 | 703 EMS - Chiller / Instruments | 2.3434 | 0.0015482 | 0.00033486 | 0.04672
398 | 704 Chiller Tune Up/Diagnostics / Instruments | 2.0096 | 0.038807 | 0.0016787 | 0.23425
399 | 709 Window Film (Standard) - Chiller / Instruments | 1.0257 | 0.028523 | 0.0012338 | 0.17217
400 | 710 Roof Insulation - Chiller / Instruments | 1.3695 | 0.017566 | 0.00075986 | 0.10603
401 | 721 DX Packaged System, EER=10.9, 10 tons / Instruments | 1.307 | 0.10656 | 0 | 1.2864
402 | 722 Hybrid Dessicant-DX System (Trane CDQ) / Instruments | 2.3483 | 0.7124 | 0 | 4.3003
403 | 724 DX Tune Up/ Advanced Diagnostics / Instruments | 1.5815 | 0.048223 | 0 | 0.27454
404 | 729 Window Film (Standard) / Instruments | 1.4951 | 0.0518 | 0 | 0.30063
405 | 730 Roof Insulation / Instruments | 2.1749 | 0.033746 | 0 | 0.19333
406 | 731 Cool Roof - DX / Instruments | 1.0599 | 0.20567 | 0 | 1.2049
407 | 802 CFL Hardwired, Modular 18W / Instruments | 1.0941 | 0.070832 | 0.043513 | 0.3795
408 | 805 Occupancy Sensor / Instruments | 2.4498 | 0.03594 | 0.15134 | 1.3198
409 | 107 Comp Air - Motor practices-1 (1-5 HP) / Misc | 1.7268 | 0.0037696 | 0.003255 | 0.030174
410 | 110 Comp Air - Motor practices-1 (6-100 HP) / Misc | 2.4697 | 0.014018 | 0.012104 | 0.11221
411 | 111 Comp Air - Replace 100+ HP motor / Misc | 1.1207 | 0.011653 | 0.010062 | 0.093279
412 | 202 Fans - Controls / Misc | 2.2453 | 0.058803 | 0.050776 | 0.4707
413 | 203 Fans - System Optimization / Misc | 2.3018 | 0.011115 | 0.020324 | 0.1884
414 | 207 Fans - Motor practices-1 (1-5 HP) / Misc | 1.7268 | 0.0014 | 0.0012089 | 0.011207
415 | 210 Fans - Motor practices-1 (6-100 HP) / Misc | 2.4697 | 0.0052062 | 0.0044955 | 0.041674
416 | 211 Fans - Replace 100+ HP motor / Misc | 1.1207 | 0.0043278 | 0.003737 | 0.034643
417 | 307 Pumps - Motor practices-1 (1-5 HP) / Misc | 1.7268 | 0.0018358 | 0.0015852 | 0.014695
418 | 310 Pumps - Motor practices-1 (6-100 HP) / Misc | 2.4697 | 0.006827 | 0.005895 | 0.054648
419 | 311 Pumps - Replace 100+ HP motor / Misc | 1.1207 | 0.0056752 | 0.0049004 | 0.045428
420 | 416 Process Drives - ASD / Misc | 1.7519 | 0.0063058 | 0.005445 | 0.050476
421 | 428 Drives - Scheduling / Misc | 2.7879 | 0.0033753 | 0.015944 | 0.14779
422 | 430 Efficient Machinery / Misc | 3.0709 | 0.013343 | 0.011521 | 0.1068
423 | 509 Efficient Curing ovens / Misc | 2.2372 | 0.04283 | 0.036983 | 0.34284
424 | 605 Process control / Misc | 1.9645 | 0.00097103 | 0.00083847 | 0.0077729
425 | 702 High Efficiency Chiller Motors / Misc | 3.689 | 0.019753 | 0.00085283 | 0.12649
426 | 703 EMS - Chiller / Misc | 2.3434 | 0.00086375 | 0.00018646 | 0.027652
427 | 704 Chiller Tune Up/Diagnostics / Misc | 2.008 | 0.021651 | 0.00093476 | 0.13864
428 | 709 Window Film (Standard) - Chiller / Misc | 1.0237 | 0.015913 | 0.00068704 | 0.1019
429 | 710 Roof Insulation - Chiller / Misc | 1.3643 | 0.0098001 | 0.00042311 | 0.062756
430 | 721 DX Packaged System, EER=10.9, 10 tons / Misc | 1.307 | 0.037402 | 0 | 0.47898
431 | 722 Hybrid Dessicant-DX System (Trane CDQ) / Misc | 2.3469 | 0.25004 | 0 | 1.6012
432 | 724 DX Tune Up/ Advanced Diagnostics / Misc | 1.5788 | 0.016926 | 0 | 0.10222
433 | 729 Window Film (Standard) / Misc | 1.4894 | 0.020256 | 0 | 0.12471
434 | 730 Roof Insulation / Misc | 2.1788 | 0.013196 | 0 | 0.080199
435 | 731 Cool Roof - DX / Misc | 1.0599 | 0.080426 | 0 | 0.49984
436 | 802 CFL Hardwired, Modular 18W / Misc | 1.0939 | 0.0314 | 0.019252 | 0.17847
437 | 805 Occupancy Sensor / Misc | 2.4398 | 0.017102 | 0.071877 | 0.66625
438 | 806 LED Linear Tube 22W (per unit) / All | 2.1882 | 0.48329 | 0.31414 | 1.5997
439 | 807 Flood LED 14W (per unit) / All | 2.4073 | 0.020328 | 0.015246 | 0.065609
440 | 808 LED High Bay 83W (per unit) / All | 2.7302 | 0.33398 | 0.21342 | 1.1058
441 | 732 Run Time Optimizer / All | 2.7245 | 3.8114 | 0 | 24.4714
442 | 733 Dehumidification Hybrid Desiccant Heat Pump PER 5 TON / All | 2.2087 | 12.5187 | 17.5824 | 50.4405

## Ach RIM+Part
RIM – Achievable Potential
# | Measure Name | Test Results |  | Savings
|  | RIM* | PT | Summer | Winter | Annual Enegy
|  |  |  | (MW) | (MW) | (GWh)
Residential
1 | 100 106 15 SEER Split-System Heat Pump / Single Detached | 1.732 | 1.1335 | 6.0441 | 60.4412 | 23.9952
2 | 100 116 Duct Repair / Single Detached | 1.7521 | 5.1528 | 14.6168 | 29.2335 | 16.78
3 | 100 119 Window Film / Single Detached | 1.3108 | 1.3527 | 0.30806 | -0.0090773 | 0.30867
4 | 100 121 Default Window With Sunscreen / Single Detached | 1.1936 | 4.0629 | 0.047042 | -0.0024633 | 0.049583
5 | 100 122 Single Pane Clear Windows to Double Pane Low-E Windows / Single Detached | 1.0433 | 1.1032 | 4.9306 | 0 | 9.7035
6 | 100 124 Ceiling R-0 to R-19 Insulation / Single Detached | 1.7381 | 2.241 | 0.079717 | 0.21409 | 0.22565
7 | 130 132 15 SEER Split-System Heat Pump / Single Detached | 1.6426 | 2.0931 | 8.5575 | 17.115 | 10.7824
8 | 130 141 Electronically Commutated Motors (ECM) on an Air Handler Unit / Single Detached | 1.0048 | 2.1762 | 0.070736 | 0.13434 | 0.2228
9 | 130 142 Duct Repair / Single Detached | 1.7521 | 5.1528 | 10.8617 | 21.7234 | 12.4692
10 | 130 145 Window Film / Single Detached | 1.3108 | 1.3527 | 0.30806 | -0.0063413 | 0.30867
11 | 130 147 Default Window With Sunscreen / Single Detached | 1.1936 | 3.786 | 0.034574 | -0.0016045 | 0.03644
12 | 130 148 Single Pane Clear Windows to Double Pane Low-E Windows / Single Detached | 1.0433 | 1.1343 | 3.6639 | 0 | 7.2107
13 | 130 150 Ceiling R-0 to R-19 Insulation / Single Detached | 1.7331 | 2.1412 | 0.052718 | 0.24026 | 0.15436
14 | 190 202 Ceiling R-0 to R-19 Insulation / Single Detached | 1.7415 | 2.2991 | 0.024431 | 0.026403 | 0.075291
15 | 100 105 14 SEER Split-System Heat Pump / Multi Attached | 1.0571 | 2.8233 | 1.0879 | 4.6392 | 6.9407
16 | 100 116 Duct Repair / Multi Attached | 1.7311 | 4.111 | 7.297 | 14.594 | 7.8443
17 | 100 119 Window Film / Multi Attached | 1.2767 | 3.5752 | 0.24644 | -0.0076051 | 0.23166
18 | 100 124 Ceiling R-0 to R-19 Insulation / Multi Attached | 1.2404 | 1.7491 | 0.055052 | 0.12628 | 0.14789
19 | 130 142 Duct Repair / Multi Attached | 1.7311 | 4.111 | 1.3073 | 2.6146 | 1.4053
20 | 130 145 Window Film / Multi Attached | 1.2767 | 3.5752 | 0.24644 | -0.0052619 | 0.23166
21 | 130 150 Ceiling R-0 to R-19 Insulation / Multi Attached | 1.7023 | 2.0791 | 0.0085792 | 0.033404 | 0.023845
22 | 100 105 14 SEER Split-System Heat Pump / Single Detached - Manufactured | 1.222 | 3.4145 | 0.54349 | 2.6209 | 3.0678
23 | 100 106 15 SEER Split-System Heat Pump / Single Detached - Manufactured | 1.0368 | 1.7686 | 2.5457 | 0 | 4.3442
24 | 100 116 Duct Repair / Single Detached - Manufactured | 1.0322 | 2.3129 | 1.0326 | 1.2751 | 1.9332
25 | 100 122 Single Pane Clear Windows to Double Pane Low-E Windows / Single Detached - Manufactured | 1.5675 | 2.748 | 1.2436 | 2.7358 | 2.4473
26 | 100 124 Ceiling R-0 to R-19 Insulation / Single Detached - Manufactured | 1.4478 | 2.2113 | 0.056563 | 0.14692 | 0.13461
27 | 130 132 15 SEER Split-System Heat Pump / Single Detached - Manufactured | 1.5498 | 2.8506 | 2.5731 | 4.117 | 3.2936
28 | 130 142 Duct Repair / Single Detached - Manufactured | 1.1398 | 1.9051 | 0.31996 | 0.40877 | 0.49648
29 | 130 148 Single Pane Clear Windows to Double Pane Low-E Windows / Single Detached - Manufactured | 1.5675 | 2.748 | 0.43336 | 0.95339 | 0.85285
30 | 130 150 Ceiling R-0 to R-19 Insulation / Single Detached - Manufactured | 1.7212 | 2.1965 | 0.017806 | 0.078533 | 0.04386
31 | Residential Load Management | 2.63 | 9999 | 95 | 185 | 0
Commercial
1 | 300 301 Centrifugal Chiller, 0.51 kW/ton, 500 tons / Office | 1.0519 | 5.6423 | 3.3846 | 0.0060713 | 7.2688
2 | 300 305 Chiller Tune Up/Diagnostics / Office | 1.4431 | 3.2914 | 0.51263 | 0.0034324 | 0.45221
3 | 300 313 Ceiling Insulation / Office | 1.5856 | 2.6528 | 0.051994 | 0.11714 | 0.12203
4 | 300 314 Roof Insulation / Office | 1.0943 | 1.9766 | 0.45439 | 0.011123 | 0.77103
5 | 300 315 Cool Roof - Chiller / Office | 1.0656 | 1.0336 | 5.7706 | 0 | 11.6437
6 | 300 317 Thermal Energy Storage (TES) Positive / Office | 5.5301 | 1.773 | 0.1898 | 0 | -0.063999
7 | 320 321 DX Packaged System, EER=10.9, 10 tons / Office | 1.0309 | 1.5018 | 0.12732 | 0.28684 | 0.36904
8 | 320 334 Ceiling Insulation / Office | 1.6152 | 3.6249 | 1.1548 | 0.39858 | 0.29883
9 | 320 335 Roof Insulation / Office | 1.1746 | 3.3567 | 0.02815 | 0.06342 | 1.8791
10 | 340 349 Ceiling Insulation / Office | 1.6161 | 3.6845 | 0.25684 | 0.0061001 | 0.066069
11 | 340 350 Roof Insulation / Office | 1.1742 | 3.4281 | 3.1042 | 0 | 0.41931
12 | 340 351 Cool Roof - DX / Office | 1.0772 | 1.6849 | 2.7025 | 0.19009 | 6.2636
13 | 360 361 HE PTAC, EER=9.6, 1 ton / Office | 1.0557 | 3.755 | 0 | 0 | 5.5506
14 | 300 313 Ceiling Insulation / Restaurant or Services | 1.6362 | 5.4939 | 0.017611 | 0.000317 | 0
15 | 300 314 Roof Insulation / Restaurant or Services | 1.0872 | 5.2114 | 0.27937 | 0 | 0.035535
16 | 300 315 Cool Roof - Chiller / Restaurant or Services | 1.0848 | 2.8375 | 0.32136 | 0 | 0.5637
17 | 300 317 Thermal Energy Storage (TES) Positive / Restaurant or Services | 3.6124 | 2.8493 | 0.98677 | 0 | -0.0033902
18 | 320 321 DX Packaged System, EER=10.9, 10 tons / Restaurant or Services | 1.0839 | 2.7699 | 0.042692 | 0.025724 | 0.62485
19 | 340 351 Cool Roof - DX / Restaurant or Services | 1.0889 | 4.5342 | 0.65668 | 0.0034919 | 1.9911
20 | 400 406 Energy Recovery Ventilation (ERV) / Restaurant or Services | 1.6087 | 1.0078 | 0.013381 | 0.030146 | 0.018819
21 | 300 305 Chiller Tune Up/Diagnostics / Retail | 1.4484 | 3.3589 | 0.11687 | 0.0021357 | 0.57928
22 | 300 313 Ceiling Insulation / Retail | 1.5878 | 2.7012 | 1.7393 | 0 | 0.031405
23 | 300 314 Roof Insulation / Retail | 1.1358 | 2.1118 | 0.17968 | 0 | 0.18642
24 | 300 315 Cool Roof - Chiller / Retail | 1.0654 | 1.0237 | 0.077927 | 0.17556 | 3.5095
25 | 320 321 DX Packaged System, EER=10.9, 10 tons / Retail | 1.0332 | 2.3608 | 0.7624 | 0.19644 | 0.34936
26 | 320 334 Ceiling Insulation / Retail | 1.6165 | 3.7023 | 0.0036222 | 0.0081606 | 0.1829
27 | 320 335 Roof Insulation / Retail | 1.2176 | 3.5397 | 0.31395 | 0 | 1.1661
28 | 340 349 Ceiling Insulation / Retail | 1.6177 | 3.7634 | 1.6919 | 0.11901 | 0.0085016
29 | 340 351 Cool Roof - DX / Retail | 1.0771 | 1.6732 | 0.031969 | 0.019263 | 0.63349
30 | 360 361 HE PTAC, EER=9.6, 1 ton / Retail | 1.0568 | 5.6477 | 0.0049579 | 0.01117 | 3.475
31 | 400 406 Energy Recovery Ventilation (ERV) / Retail | 1.4321 | 1.0525 | 0.021706 | 0.00069697 | 0.014092
32 | 300 313 Ceiling Insulation / Food Store | 1.6308 | 4.7824 | 0.14142 | 0 | 0.011637
33 | 300 314 Roof Insulation / Food Store | 1.0395 | 4.2841 | 0.063002 | 0.14194 | 0.046999
34 | 320 321 DX Packaged System, EER=10.9, 10 tons / Food Store | 1.0781 | 2.4517 | 0.44241 | 0.2003 | 0.27498
35 | 320 334 Ceiling Insulation / Food Store | 1.6438 | 7.0079 | 0.24114 | 0 | 0.14787
36 | 320 335 Roof Insulation / Food Store | 1.0857 | 6.646 | 0 | 0 | 0.91864
37 | 340 351 Cool Roof - DX / Food Store | 1.0877 | 3.9114 | 0.015218 | 0.0091699 | 0.48657
38 | 360 361 HE PTAC, EER=9.6, 1 ton / Food Store | 1.0731 | 5.6477 | 1.5652 | 0.0068036 | 0
39 | 400 406 Energy Recovery Ventilation (ERV) / Food Store | 1.6203 | 1.1433 | 0.031139 | 0.070154 | 0.0067083
40 | 300 305 Chiller Tune Up/Diagnostics / School | 1.4595 | 3.5336 | 0.23604 | 0.004176 | 1.3807
41 | 300 313 Ceiling Insulation / School | 1.5931 | 2.8273 | 0.0332 | 0 | 0.073085
42 | 300 314 Roof Insulation / School | 1.0476 | 2.0901 | 0.022827 | 0.051428 | 0.44588
43 | 320 321 DX Packaged System, EER=10.9, 10 tons / School | 1.0387 | 1.5283 | 0.17967 | 0.044819 | 0.064554
44 | 320 334 Ceiling Insulation / School | 1.6201 | 3.9022 | 0.0038906 | 0.0087653 | 0.053576
45 | 320 335 Roof Insulation / School | 1.1181 | 3.5359 | 0.91638 | 0 | 0.32545
46 | 340 349 Ceiling Insulation / School | 1.6211 | 3.9678 | 1.3514 | 0.095058 | 0.0091315
47 | 340 351 Cool Roof - DX / School | 1.0776 | 1.7254 | 1.3226 | 0.013265 | 1.849
48 | 360 361 HE PTAC, EER=9.6, 1 ton / School | 1.0587 | 3.804 | 0.026235 | 0.059106 | 2.7757
49 | 300 305 Chiller Tune Up/Diagnostics / College | 1.4042 | 2.8496 | 0.035865 | 0 | 1.1667
50 | 300 313 Ceiling Insulation / College | 1.5668 | 2.3343 | 0.025005 | 0.056335 | 0.061576
51 | 320 321 DX Packaged System, EER=10.9, 10 tons / College | 1.0121 | 1.4627 | 0.19223 | 0.11363 | 0.069735
52 | 320 334 Ceiling Insulation / College | 1.603 | 3.1195 | 0.0028408 | 0.0064 | 0.058688
53 | 320 335 Roof Insulation / College | 1.0726 | 2.4865 | 0.2881 | 0 | 0.3577
54 | 340 349 Ceiling Insulation / College | 1.6044 | 3.167 | 1.2632 | 0.088853 | 0.0066674
55 | 340 351 Cool Roof - DX / College | 1.07 | 1.2109 | 0.03534 | 0.021294 | 0.58133
56 | 360 361 HE PTAC, EER=9.6, 1 ton / College | 1.0486 | 3.6993 | 0.031368 | 0.070671 | 2.5945
57 | 400 406 Energy Recovery Ventilation (ERV) / College | 1.5041 | 1.1324 | 0.20458 | 0.0085346 | 0.015578
58 | 300 313 Ceiling Insulation / Hospital | 1.6437 | 6.9825 | 0.011072 | 0 | 0.073623
59 | 300 314 Roof Insulation / Hospital | 1.0272 | 6.6069 | 0.037096 | 0 | 0.47307
60 | 320 321 DX Packaged System, EER=10.9, 10 tons / Hospital | 1.0921 | 3.3084 | 0.25286 | 0.15236 | 0.021529
61 | 340 351 Cool Roof - DX / Hospital | 1.0901 | 5.5452 | 0.025684 | 0.015476 | 0.074852
62 | 400 405 Demand Control Ventilation (DCV) / Hospital | 1.6947 | 1.0319 | 0.0034335 | 0.0077355 | 0.11146
63 | 400 406 Energy Recovery Ventilation (ERV) / Hospital | 1.7322 | 2.3 | 0.02763 | 0.0011527 | 0.011322
64 | 300 313 Ceiling Insulation / Other Healthcare | 1.615 | 3.6195 | 0.036896 | 0 | 0.0080587
65 | 300 314 Roof Insulation / Other Healthcare | 1.1823 | 3.3624 | 0.027272 | 0.061443 | 0.044381
66 | 320 321 DX Packaged System, EER=10.9, 10 tons / Other Healthcare | 1.0614 | 1.5041 | 0.24168 | 0.14216 | 0.071741
67 | 320 334 Ceiling Insulation / Other Healthcare | 1.6341 | 5.1611 | 0 | 0 | 0.064009
68 | 320 335 Roof Insulation / Other Healthcare | 1.2482 | 4.9103 | 0.13506 | 0 | 0.37232
69 | 340 349 Ceiling Insulation / Other Healthcare | 1.6347 | 5.2544 | 1.0603 | 0.074578 | 0
70 | 340 351 Cool Roof - DX / Other Healthcare | 1.0837 | 2.5795 | 0.032331 | 0.07284 | 0.27251
71 | 360 361 HE PTAC, EER=9.6, 1 ton / Other Healthcare | 1.0672 | 3.697 | 0.27379 | 0 | 2.1777
72 | 300 313 Ceiling Insulation / Hotel or Motel | 1.6119 | 3.4663 | 0.087304 | 0.19669 | 0.075883
73 | 320 321 DX Packaged System, EER=10.9, 10 tons / Hotel or Motel | 1.058 | 3.2194 | 0.58219 | 0.28453 | 0.53236
74 | 320 334 Ceiling Insulation / Hotel or Motel | 1.6321 | 4.9176 | 0 | 0 | 0.20491
75 | 320 335 Roof Insulation / Hotel or Motel | 1.0199 | 4.3691 | 0.10763 | 0 | 1.3135
76 | 340 349 Ceiling Insulation / Hotel or Motel | 1.6329 | 5.006 | 0.051201 | 0.0018783 | 0
77 | 340 351 Cool Roof - DX / Hotel or Motel | 1.0818 | 2.2292 | 0.0013359 | 0.0030098 | 0.21718
78 | 300 305 Chiller Tune Up/Diagnostics / Other | 1.3471 | 2.4127 | 0.0021235 | 0.0047841 | 0.045166
79 | 300 313 Ceiling Insulation / Other | 1.5374 | 1.7989 | 0.012061 | 0.027696 | 0.0031355
80 | 320 334 Ceiling Insulation / Other | 1.5837 | 2.62 | 0 | 0 | 0.004984
81 | 320 335 Roof Insulation / Other | 1.5824 | 2.5225 | 0 | 0 | 0.023853
82 | 340 349 Ceiling Insulation / Other | 1.5856 | 2.6551 | 0 | 0 | 0
83 | 360 361 HE PTAC, EER=9.6, 1 ton / Other | 1.0372 | 3.9254 | 0 | 0 | 0
84 | Standby Generation | 3.36 | 9999 | 40 | 40 | 0
85 | Curtailable Service | 1.53 | 9999 | 1 | 1 | 0
Industrial
1 | Interruptible Service | 1.17 | 9999 | 3 | 3 | 0
* The RIM cost-effectiveness test results reflect the score prior to application of incentives. In no case did the incentive drive the RIM score below a 1.0 benefit/cost ratio. Incentives were calculated by setting them equal to the 2 year simple payback or the incentive that drove the RIM benefit/cost ratio down to 1.0.

## Ach TRC
TRC– Achievable Potential
# | Measure Name | Test Results | Savings
|  | TRC | Summer | Winter | Annual Enegy
|  |  | (MW) | (MW) | (GWh)
Residential
1 | 100 106 15 SEER Split-System Heat Pump / Single Detached | 1.1316 | 6.6378 | 66.378 | 26.3521
2 | 100 115 Electronically Commutated Motors (ECM) on an Air Handler Unit / Single Detached | 2.4401 | 0.01516 | 0 | 0.046209
3 | 100 116 Duct Repair / Single Detached | 7.4394 | 14.617 | 29.234 | 16.7803
4 | 100 119 Window Film / Single Detached | 1.3289 | 0 | 0 | 0
5 | 100 121 Default Window With Sunscreen / Single Detached | 3.9975 | 0.0375 | -0.0019637 | 0.039525
6 | 100 122 Single Pane Clear Windows to Double Pane Low-E Windows / Single Detached | 1.1012 | 4.7481 | 0 | 9.3442
7 | 100 124 Ceiling R-0 to R-19 Insulation / Single Detached | 2.4718 | 0.078745 | 0.21148 | 0.2229
8 | 130 132 15 SEER Split-System Heat Pump / Single Detached | 2.1225 | 9.8652 | 19.7304 | 12.4302
9 | 130 136 Attic Venting / Single Detached | 1.3682 | 3.0434 | 6.9561 | 14.8384
10 | 130 141 Electronically Commutated Motors (ECM) on an Air Handler Unit / Single Detached | 2.0869 | 0.019957 | 0.037902 | 0.062858
11 | 130 142 Duct Repair / Single Detached | 7.4394 | 10.8615 | 21.723 | 12.469
12 | 130 145 Window Film / Single Detached | 1.3289 | 0 | 0 | 0
13 | 130 147 Default Window With Sunscreen / Single Detached | 3.7074 | 0.028 | -0.0012994 | 0.029512
14 | 130 148 Single Pane Clear Windows to Double Pane Low-E Windows / Single Detached | 1.1316 | 0 | 0 | 0
15 | 130 150 Ceiling R-0 to R-19 Insulation / Single Detached | 2.274 | 0.052027 | 0.23711 | 0.15233
16 | 190 191 HE Room Air Conditioner - EER 11 / Single Detached | 2.1873 | 0.69784 | 0 | 1.4056
17 | 190 192 HE Room Air Conditioner - EER 12 / Single Detached | 2.2179 | 1.2855 | 0 | 2.5902
18 | 190 202 Ceiling R-0 to R-19 Insulation / Single Detached | 2.588 | 0.0048603 | 0.0052527 | 0.014979
19 | 220 221 CFL (18-Watt integral ballast), 0.5 hr/day / Single Detached | 1.0665 | 0.26005 | 0.36435 | 4.8841
20 | 300 301 HE Refrigerator - Energy Star version of above / Single Detached | 1.2671 | 4.6371 | 4.2949 | 34.7841
21 | 400 401 Heat Pump Water Heater (EF=2.9) / Single Detached | 1.2733 | 0.77449 | 2.2405 | 10.1699
22 | 400 410 Water Heater Timeclock / Single Detached | 1.0067 | 0.033529 | 0.097031 | 0.44043
23 | 800 803 Variable-Speed Pool Pump (<1 hp) / Single Detached | 1.7443 | 5.3485 | 1.04 | 24.6164
24 | 100 105 14 SEER Split-System Heat Pump / Multi Attached | 2.6232 | 0 | 0 | 0
25 | 100 115 Electronically Commutated Motors (ECM) on an Air Handler Unit / Multi Attached | 2.0291 | 0.005993 | 0 | 0.017323
26 | 100 116 Duct Repair / Multi Attached | 5.5786 | 7.2968 | 14.5936 | 7.8441
27 | 100 119 Window Film / Multi Attached | 3.5519 | 0 | 0 | 0
28 | 100 120 Window Tinting / Multi Attached | 1.4139 | 2.1434 | 0 | 4.6077
29 | 100 122 Single Pane Clear Windows to Double Pane Low-E Windows / Multi Attached | 2.319 | 1.3977 | 0.72193 | 3.3356
30 | 100 124 Ceiling R-0 to R-19 Insulation / Multi Attached | 1.6812 | 0.054253 | 0.12445 | 0.14574
31 | 130 140 Proper Refrigerant Charging and Air Flow / Multi Attached | 2.2861 | 2.7224 | 0 | 6.7502
32 | 130 142 Duct Repair / Multi Attached | 5.5786 | 1.3072 | 2.6144 | 1.4052
33 | 130 145 Window Film / Multi Attached | 3.5519 | 3.0585 | -0.065303 | 2.875
34 | 130 146 Window Tinting / Multi Attached | 1.381 | 0.37217 | 0 | 0.8
35 | 130 147 Default Window With Sunscreen / Multi Attached | 2.2064 | 0.00075585 | -9.9448e-05 | 0.00099195
36 | 130 148 Single Pane Clear Windows to Double Pane Low-E Windows / Multi Attached | 2.0313 | 0.21951 | 0.11336 | 0.52374
37 | 130 150 Ceiling R-0 to R-19 Insulation / Multi Attached | 2.1013 | 0.0084794 | 0.033015 | 0.023568
38 | 190 191 HE Room Air Conditioner - EER 11 / Multi Attached | 1.957 | 0.69132 | 0 | 1.3205
39 | 190 192 HE Room Air Conditioner - EER 12 / Multi Attached | 1.9907 | 0.040929 | 0 | 0.078211
40 | 190 200 Single Pane Clear Windows to Double Pane Low-E Windows / Multi Attached | 4.1421 | 0.095016 | 0.049051 | 0.22664
41 | 220 221 CFL (18-Watt integral ballast), 0.5 hr/day / Multi Attached | 1.0656 | 0.11585 | 0.16328 | 2.1887
42 | 300 301 HE Refrigerator - Energy Star version of above / Multi Attached | 1.4839 | 2.0408 | 1.8903 | 15.309
43 | 800 803 Variable-Speed Pool Pump (<1 hp) / Multi Attached | 1.7443 | 0 | 0 | 0.090592
44 | 100 105 14 SEER Split-System Heat Pump / Single Detached - Manufactured | 3.3043 | 0 | 0 | 0
45 | 100 106 15 SEER Split-System Heat Pump / Single Detached - Manufactured | 1.73 | 0 | 0 | 0
46 | 100 115 Electronically Commutated Motors (ECM) on an Air Handler Unit / Single Detached - Manufactured | 2.4871 | 0.0031998 | 0 | 0.0081819
47 | 100 116 Duct Repair / Single Detached - Manufactured | 2.094 | 1.0326 | 1.2751 | 1.9332
48 | 100 122 Single Pane Clear Windows to Double Pane Low-E Windows / Single Detached - Manufactured | 3.0536 | 1.1975 | 2.6345 | 2.3567
49 | 100 124 Ceiling R-0 to R-19 Insulation / Single Detached - Manufactured | 2.0929 | 0.055798 | 0.14493 | 0.13279
50 | 130 132 15 SEER Split-System Heat Pump / Single Detached - Manufactured | 3.2996 | 1.9445 | 3.1112 | 2.489
51 | 130 136 Attic Venting / Single Detached - Manufactured | 1.0309 | 0 | 0 | 0
52 | 130 142 Duct Repair / Single Detached - Manufactured | 1.7543 | 0.31991 | 0.40871 | 0.4964
53 | 130 148 Single Pane Clear Windows to Double Pane Low-E Windows / Single Detached - Manufactured | 3.0536 | 0.41731 | 0.91809 | 0.82128
54 | 130 150 Ceiling R-0 to R-19 Insulation / Single Detached - Manufactured | 2.334 | 0.017462 | 0.077013 | 0.043011
55 | 190 191 HE Room Air Conditioner - EER 11 / Single Detached - Manufactured | 2.0466 | 0.0023105 | 0 | 0.0039038
56 | 190 192 HE Room Air Conditioner - EER 12 / Single Detached - Manufactured | 2.0589 | 0.012495 | 0 | 0.021121
57 | 190 200 Single Pane Clear Windows to Double Pane Low-E Windows / Single Detached - Manufactured | 2.0972 | 0.029112 | 0.016992 | 0.061424
58 | 220 221 CFL (18-Watt integral ballast), 0.5 hr/day / Single Detached - Manufactured | 1.0605 | 0.051043 | 0.071371 | 0.95672
59 | 300 301 HE Refrigerator - Energy Star version of above / Single Detached - Manufactured | 1.2671 | 0.90119 | 0.8347 | 6.7601
60 | 800 803 Variable-Speed Pool Pump (<1 hp) / Single Detached - Manufactured | 1.7443 | 0 | 0 | 0.34438
61 | 200 232 LED 12W, 2.5hr/hday / All | 1.9542 | 0.7036 | 0.91956 | 12.3267
62 | 200 242 LED 12W, 6.0hr/hday / All | 1.4321 | 0.36185 | 0.47292 | 6.3394
63 | Residential Load Management | 7.85 | 95 | 185 | 0
Commercial
1 | 110 111 Premium T8, Electronic Ballast / Office | 1.3813 | 0.15196 | 0.077332 | 0.48707
2 | 110 112 Premium T8, EB, Reflector / Office | 2.1558 | 0.91884 | 0.46759 | 2.9451
3 | 110 113 Occupancy Sensor / Office | 1.312 | 1.3478 | 0.51157 | 4.0422
4 | 120 123 Occupancy Sensor / Office | 1.139 | 0.8247 | 0.31302 | 2.4733
5 | 140 141 CFL Hardwired, Modular 18W / Office | 1.2805 | 1.167 | 0.78442 | 2.9146
6 | 300 301 Centrifugal Chiller, 0.51 kW/ton, 500 tons / Office | 4.6333 | 1.5322 | 0.0027485 | 3.2906
7 | 300 302 High Efficiency Chiller Motors / Office | 1.9873 | 0.009766 | 0 | 0.030376
8 | 300 304 EMS - Chiller / Office | 1.5724 | 0.16215 | 0.010895 | 0.71759
9 | 300 305 Chiller Tune Up/Diagnostics / Office | 3.4974 | 1.5854 | 0.010615 | 1.3985
10 | 300 306 VSD for Chiller Pumps and Towers / Office | 2.7659 | 0.4243 | 0.0071272 | 1.8777
11 | 300 311 Window Film (Standard) / Office | 1.22 | 0.11908 | -0.0058322 | 0.25059
12 | 300 313 Ceiling Insulation / Office | 2.9185 | 0.064992 | 0.14642 | 0.15254
13 | 300 314 Roof Insulation / Office | 1.7939 | 0.41368 | 0.010127 | 0.70196
14 | 300 315 Cool Roof - Chiller / Office | 1.0402 | 5.7715 | 0 | 11.6455
15 | 300 317 Thermal Energy Storage (TES) Positive / Office | 4.8664 | 0 | 0 | 0
16 | 320 321 DX Packaged System, EER=10.9, 10 tons / Office | 1.452 | 0.89964 | 0 | 1.7493
17 | 320 322 Hybrid Dessicant-DX System (Trane CDQ) / Office | 1.763 | 2.0284 | 0 | 12.3083
18 | 320 332 Window Film (Standard) / Office | 1.7853 | 0.27793 | -0.055653 | 0.58489
19 | 320 334 Ceiling Insulation / Office | 4.634 | 0.13764 | 0.3101 | 0.32306
20 | 320 335 Roof Insulation / Office | 2.923 | 1.0506 | 0.36264 | 1.7097
21 | 340 347 Window Film (Standard) / Office | 1.8971 | 0.062235 | -0.0008545 | 0.13097
22 | 340 349 Ceiling Insulation / Office | 4.7383 | 0.035187 | 0.079275 | 0.082587
23 | 340 350 Roof Insulation / Office | 2.9806 | 0.23264 | 0.0055255 | 0.37981
24 | 340 351 Cool Roof - DX / Office | 1.6801 | 3.1078 | 0 | 6.2708
25 | 360 361 HE PTAC, EER=9.6, 1 ton / Office | 3.5111 | 2.7025 | 0.19009 | 5.5506
26 | 360 362 Occupancy Sensor (hotels) / Office | 1.8629 | 0.49492 | 0.0056348 | 1.4843
27 | 400 402 Variable Speed Drive Control / Office | 2.1665 | 0.085212 | 0.078132 | 2.4551
28 | 400 404 Electronically Commutated Motors (ECM) on an Air Handler Unit / Office | 1.7286 | 0.020847 | 0 | 0.15479
29 | 600 603 Heat Pump Water Heater (air source) / Office | 1.5986 | 0.019825 | 0.015031 | 0.12797
30 | 600 604 Solar Water Heater / Office | 1.0985 | 0.025017 | 0.018979 | 0.16158
31 | 600 608 Heat Recovery Unit / Office | 1.0626 | 0.0020433 | 0.0015437 | 0.013142
32 | 110 111 Premium T8, Electronic Ballast / Restaurant or Services | 1.4078 | 0.022929 | 0.011669 | 0.073494
33 | 110 112 Premium T8, EB, Reflector / Restaurant or Services | 2.1989 | 0.094861 | 0.048275 | 0.30405
34 | 140 141 CFL Hardwired, Modular 18W / Restaurant or Services | 1.2427 | 0.98111 | 0.65944 | 2.4502
35 | 300 302 High Efficiency Chiller Motors / Restaurant or Services | 3.5245 | 0 | 0 | 0
36 | 300 311 Window Film (Standard) / Restaurant or Services | 3.168 | 0.039342 | -0.0011915 | 0.082793
37 | 300 313 Ceiling Insulation / Restaurant or Services | 7.9292 | 0.00025865 | 0.00058272 | 0.00060707
38 | 300 314 Roof Insulation / Restaurant or Services | 4.4612 | 0.015095 | 0.00027172 | 0.030459
39 | 300 315 Cool Roof - Chiller / Restaurant or Services | 2.8122 | 0.28006 | 0 | 0.5651
40 | 300 317 Thermal Energy Storage (TES) Positive / Restaurant or Services | 7.4686 | 0 | 0 | 0
41 | 320 321 DX Packaged System, EER=10.9, 10 tons / Restaurant or Services | 2.6634 | 0.87057 | 0 | 1.6927
42 | 320 336 Cool Roof - DX / Restaurant or Services | 3.8032 | 10.2526 | 0 | 28.1492
43 | 340 351 Cool Roof - DX / Restaurant or Services | 4.5431 | 0.97664 | 0 | 1.9706
44 | 360 362 Occupancy Sensor (hotels) / Restaurant or Services | 3.3505 | 0.50746 | 0.0035724 | 1.5219
45 | 400 402 Variable Speed Drive Control / Restaurant or Services | 1.675 | 0 | 0 | 0
46 | 400 404 Electronically Commutated Motors (ECM) on an Air Handler Unit / Restaurant or Services | 2.3136 | 0.0097882 | 0 | 0.076368
47 | 400 406 Energy Recovery Ventilation (ERV) / Restaurant or Services | 1.0542 | 0.10436 | 0.062882 | 0.046001
48 | 600 604 Solar Water Heater / Restaurant or Services | 2.1394 | 0.041092 | 0.014689 | 0.25424
49 | 110 111 Premium T8, Electronic Ballast / Retail | 1.3842 | 0.058763 | 0.029904 | 0.18835
50 | 110 112 Premium T8, EB, Reflector / Retail | 2.158 | 0.24311 | 0.12372 | 0.77922
51 | 140 141 CFL Hardwired, Modular 18W / Retail | 1.103 | 1.0353 | 0.69588 | 2.5856
52 | 300 302 High Efficiency Chiller Motors / Retail | 2.2774 | 0.0019742 | 0 | 0.0078173
53 | 300 304 EMS - Chiller / Retail | 2.2685 | 0.041397 | 0.0020764 | 0.17221
54 | 300 305 Chiller Tune Up/Diagnostics / Retail | 3.6016 | 0.38857 | 0.0020662 | 0.34277
55 | 300 311 Window Film (Standard) / Retail | 1.2012 | 0.12785 | -0.0049732 | 0.26906
56 | 300 313 Ceiling Insulation / Retail | 3.0037 | 0.022301 | 0.050243 | 0.052342
57 | 300 314 Roof Insulation / Retail | 1.9099 | 0.10603 | 0.0019376 | 0.16912
58 | 300 315 Cool Roof - Chiller / Retail | 1.0305 | 1.7384 | 0 | 3.5077
59 | 300 317 Thermal Energy Storage (TES) Positive / Retail | 1.7398 | 0 | 0 | 0
60 | 320 321 DX Packaged System, EER=10.9, 10 tons / Retail | 2.1542 | 0.55792 | 0 | 1.0848
61 | 320 322 Hybrid Dessicant-DX System (Trane CDQ) / Retail | 2.7662 | 1.3383 | 0 | 7.6335
62 | 320 326 DX Tune Up/ Advanced Diagnostics / Retail | 1.6543 | 0.47562 | 0 | 1.2859
63 | 320 334 Ceiling Insulation / Retail | 4.7699 | 0.070843 | 0.1596 | 0.16627
64 | 320 335 Roof Insulation / Retail | 3.1124 | 0.69436 | 0.17891 | 1.062
65 | 340 349 Ceiling Insulation / Retail | 4.8781 | 0.00024237 | 0.00054605 | 0.00056886
66 | 340 351 Cool Roof - DX / Retail | 1.6685 | 0.31477 | 0 | 0.63514
67 | 360 361 HE PTAC, EER=9.6, 1 ton / Retail | 5.2438 | 1.6919 | 0.11901 | 3.475
68 | 400 402 Variable Speed Drive Control / Retail | 1.6881 | 0.014253 | 0.011444 | 0.41178
69 | 400 404 Electronically Commutated Motors (ECM) on an Air Handler Unit / Retail | 1.928 | 0.0076785 | 0 | 0.057172
70 | 400 406 Energy Recovery Ventilation (ERV) / Retail | 1.0826 | 0.079923 | 0.048158 | 0.03523
71 | 600 603 Heat Pump Water Heater (air source) / Retail | 1.0492 | 0.0036006 | 0.0014955 | 0.021457
72 | 110 111 Premium T8, Electronic Ballast / Food Store | 1.5317 | 0.065236 | 0.033199 | 0.2091
73 | 300 302 High Efficiency Chiller Motors / Food Store | 2.9663 | 0.00053887 | 0 | 0.0028969
74 | 300 304 EMS - Chiller / Food Store | 2.4539 | 0.0071364 | 0.00062897 | 0.040305
75 | 300 311 Window Film (Standard) / Food Store | 2.7357 | 0.026681 | -0.0013433 | 0.05615
76 | 300 313 Ceiling Insulation / Food Store | 6.6756 | 0 | 0 | 0
77 | 300 314 Roof Insulation / Food Store | 3.6246 | 0.019732 | 0.00063361 | 0.042726
78 | 300 317 Thermal Energy Storage (TES) Positive / Food Store | 1.3235 | 0 | 0 | 0
79 | 320 321 DX Packaged System, EER=10.9, 10 tons / Food Store | 2.359 | 0.43914 | 0 | 0.85385
80 | 320 322 Hybrid Dessicant-DX System (Trane CDQ) / Food Store | 2.619 | 0.77579 | 0 | 6.0076
81 | 320 334 Ceiling Insulation / Food Store | 10.5987 | 0.078752 | 0.17742 | 0.18484
82 | 320 335 Roof Insulation / Food Store | 5.8965 | 0.40308 | 0.18249 | 0.83699
83 | 340 351 Cool Roof - DX / Food Store | 3.867 | 0.24328 | 0 | 0.49088
84 | 360 361 HE PTAC, EER=9.6, 1 ton / Food Store | 5.6792 | 0 | 0 | 0
85 | 400 404 Electronically Commutated Motors (ECM) on an Air Handler Unit / Food Store | 2.5732 | 0.0034002 | 0 | 0.031756
86 | 400 406 Energy Recovery Ventilation (ERV) / Food Store | 1.1855 | 0.040582 | 0.024453 | 0.017889
87 | 500 501 High-efficiency fan motors / Food Store | 2.5051 | 0 | 0 | 0
88 | 500 513 High R-Value Glass Doors / Food Store | 1.6106 | 0.30229 | 0.24819 | 2.4384
89 | 500 515 Oversized Air Cooled Condenser / Food Store | 3.6135 | 0.62436 | 0.51262 | 5.0365
90 | 600 603 Heat Pump Water Heater (air source) / Food Store | 1.7607 | 0.0027749 | 0.0013901 | 0.020256
91 | 600 608 Heat Recovery Unit / Food Store | 1.7296 | 0.00050843 | 0.00025381 | 0.0036983
92 | 110 111 Premium T8, Electronic Ballast / School | 1.2319 | 0.053581 | 0.027267 | 0.17174
93 | 120 121 ROB Premium T8, 1EB / School | 3.9103 | 0.048241 | 0.02455 | 0.15463
94 | 120 122 ROB Premium T8, EB, Reflector / School | 5.9652 | 0.33511 | 0.17053 | 1.0741
95 | 150 152 PSMH, 250 W, electronic ballast / School | 3.7679 | 0.011825 | 0.017772 | 0.090102
96 | 300 301 Centrifugal Chiller, 0.51 kW/ton, 500 tons / School | 3.9861 | 0.61108 | 0.0010307 | 1.9007
97 | 300 302 High Efficiency Chiller Motors / School | 1.7758 | 0.0038795 | 0 | 0.018194
98 | 300 304 EMS - Chiller / School | 1.5633 | 0.083982 | 0.0040782 | 0.41377
99 | 300 305 Chiller Tune Up/Diagnostics / School | 3.8675 | 0.91824 | 0.0039915 | 0.81001
100 | 300 306 VSD for Chiller Pumps and Towers / School | 2.7635 | 0.22097 | 0.0026826 | 1.0887
101 | 300 311 Window Film (Standard) / School | 1.2975 | 0.40874 | -0.012997 | 0.86017
102 | 300 313 Ceiling Insulation / School | 3.2264 | 0.023953 | 0.053965 | 0.056219
103 | 300 314 Roof Insulation / School | 1.8758 | 0.21528 | 0.0038086 | 0.40665
104 | 320 321 DX Packaged System, EER=10.9, 10 tons / School | 1.4814 | 0.15584 | 0 | 0.30302
105 | 320 322 Hybrid Dessicant-DX System (Trane CDQ) / School | 1.7293 | 0.31701 | 0 | 2.1415
106 | 320 326 DX Tune Up/ Advanced Diagnostics / School | 1.6459 | 0.11238 | 0 | 0.35985
107 | 320 334 Ceiling Insulation / School | 5.1231 | 0.038045 | 0.085713 | 0.089293
108 | 320 335 Roof Insulation / School | 3.0521 | 0.16333 | 0.040745 | 0.29586
109 | 340 349 Ceiling Insulation / School | 5.239 | 0 | 0 | 0
110 | 340 351 Cool Roof - DX / School | 1.7198 | 0.91927 | 0 | 1.8549
111 | 360 361 HE PTAC, EER=9.6, 1 ton / School | 3.5782 | 1.3514 | 0.095058 | 2.7757
112 | 400 402 Variable Speed Drive Control / School | 1.9808 | 0.021626 | 0.028712 | 0.75176
113 | 400 404 Electronically Commutated Motors (ECM) on an Air Handler Unit / School | 1.6144 | 0.0044321 | 0 | 0.039703
114 | 110 111 Premium T8, Electronic Ballast / College | 1.0919 | 0.07237 | 0.036829 | 0.23196
115 | 120 121 ROB Premium T8, 1EB / College | 3.6594 | 0.064507 | 0.032827 | 0.20676
116 | 120 122 ROB Premium T8, EB, Reflector / College | 5.3662 | 0.44999 | 0.229 | 1.4423
117 | 150 152 PSMH, 250 W, electronic ballast / College | 3.9213 | 0.098243 | 0.045389 | 0.44116
118 | 300 301 Centrifugal Chiller, 0.51 kW/ton, 500 tons / College | 3.6416 | 0.52267 | 0.0020339 | 1.6257
119 | 300 302 High Efficiency Chiller Motors / College | 1.5049 | 0.0031821 | 0 | 0.015328
120 | 300 304 EMS - Chiller / College | 1.4231 | 0.069534 | 0.0080017 | 0.35188
121 | 300 305 Chiller Tune Up/Diagnostics / College | 2.8229 | 0.76189 | 0.0076409 | 0.67209
122 | 300 306 VSD for Chiller Pumps and Towers / College | 2.4661 | 0.1816 | 0.0052246 | 0.919
123 | 300 313 Ceiling Insulation / College | 2.3558 | 0.03498 | 0.078809 | 0.082101
124 | 300 314 Roof Insulation / College | 1.3501 | 0.17711 | 0.0074256 | 0.34365
125 | 320 321 DX Packaged System, EER=10.9, 10 tons / College | 1.404 | 0.17084 | 0 | 0.33217
126 | 320 322 Hybrid Dessicant-DX System (Trane CDQ) / College | 1.6656 | 0.33803 | 0 | 2.3455
127 | 320 326 DX Tune Up/ Advanced Diagnostics / College | 1.1872 | 0.11943 | 0 | 0.39279
128 | 320 334 Ceiling Insulation / College | 3.7419 | 0.027783 | 0.062594 | 0.065209
129 | 320 335 Roof Insulation / College | 2.1982 | 0.17417 | 0.10296 | 0.32409
130 | 340 349 Ceiling Insulation / College | 3.8258 | 0 | 0 | 0
131 | 340 351 Cool Roof - DX / College | 1.2144 | 0.28634 | 0 | 0.57776
132 | 360 361 HE PTAC, EER=9.6, 1 ton / College | 3.4053 | 1.2632 | 0.088853 | 2.5945
133 | 400 402 Variable Speed Drive Control / College | 1.8482 | 0.047246 | 0.040947 | 1.5991
134 | 400 404 Electronically Commutated Motors (ECM) on an Air Handler Unit / College | 2.1903 | 0.0075483 | 0 | 0.065843
135 | 400 406 Energy Recovery Ventilation (ERV) / College | 1.1608 | 0.088349 | 0.053235 | 0.038944
136 | 600 608 Heat Recovery Unit / College | 1.5208 | 0.0011896 | 0.0013187 | 0.0098223
137 | 110 111 Premium T8, Electronic Ballast / Hospital | 1.4337 | 0.024141 | 0.012285 | 0.077378
138 | 300 313 Ceiling Insulation / Hospital | 10.5541 | 0 | 0 | 0
139 | 300 314 Roof Insulation / Hospital | 5.5416 | 0.18704 | 0.0078031 | 0.43252
140 | 300 317 Thermal Energy Storage (TES) Positive / Hospital | 1.6596 | 0 | 0 | 0
141 | 320 321 DX Packaged System, EER=10.9, 10 tons / Hospital | 3.1867 | 0.025407 | 0 | 0.0494
142 | 320 322 Hybrid Dessicant-DX System (Trane CDQ) / Hospital | 3.5052 | 0.044622 | 0 | 0.36903
143 | 340 351 Cool Roof - DX / Hospital | 5.8407 | 0 | 0 | 0
144 | 400 405 Demand Control Ventilation (DCV) / Hospital | 1.0837 | 14.0479 | 8.4646 | 6.1924
145 | 400 406 Energy Recovery Ventilation (ERV) / Hospital | 2.5641 | 0.064211 | 0.038691 | 0.028304
146 | 110 111 Premium T8, Electronic Ballast / Other Healthcare | 1.4393 | 0.030497 | 0.01552 | 0.097749
147 | 300 301 Centrifugal Chiller, 0.51 kW/ton, 500 tons / Other Healthcare | 4.1347 | 0.050048 | 0.0002341 | 0.15567
148 | 300 302 High Efficiency Chiller Motors / Other Healthcare | 2.1191 | 0.00050303 | 0 | 0.0020058
149 | 300 304 EMS - Chiller / Other Healthcare | 1.704 | 0.0099928 | 0.0011442 | 0.041861
150 | 300 306 VSD for Chiller Pumps and Towers / Other Healthcare | 3.0835 | 0.025146 | 0.00071985 | 0.10534
151 | 300 311 Window Film (Standard) / Other Healthcare | 1.9111 | 0.01695 | -0.0014947 | 0.03567
152 | 300 313 Ceiling Insulation / Other Healthcare | 4.624 | 0 | 0 | 0
153 | 300 314 Roof Insulation / Other Healthcare | 2.9295 | 0.023946 | 0.00099899 | 0.038464
154 | 300 317 Thermal Energy Storage (TES) Positive / Other Healthcare | 1.1138 | 0 | 0 | 0
155 | 320 321 DX Packaged System, EER=10.9, 10 tons / Other Healthcare | 1.4787 | 0.17839 | 0 | 0.34686
156 | 320 322 Hybrid Dessicant-DX System (Trane CDQ) / Other Healthcare | 1.767 | 0.42186 | 0 | 2.4231
157 | 320 326 DX Tune Up/ Advanced Diagnostics / Other Healthcare | 2.5376 | 0.15117 | 0 | 0.41156
158 | 320 334 Ceiling Insulation / Other Healthcare | 7.3437 | 0 | 0 | 0
159 | 320 335 Roof Insulation / Other Healthcare | 4.7739 | 0.22026 | 0.12956 | 0.33933
160 | 340 349 Ceiling Insulation / Other Healthcare | 7.5077 | 0 | 0 | 0
161 | 340 351 Cool Roof - DX / Other Healthcare | 2.5588 | 0.13411 | 0 | 0.2706
162 | 360 361 HE PTAC, EER=9.6, 1 ton / Other Healthcare | 3.5571 | 1.0603 | 0.074578 | 2.1777
163 | 400 402 Variable Speed Drive Control / Other Healthcare | 1.4392 | 0.062488 | 0.062833 | 0.55508
164 | 400 404 Electronically Commutated Motors (ECM) on an Air Handler Unit / Other Healthcare | 2.42 | 0.0077294 | 0 | 0.017697
165 | 110 111 Premium T8, Electronic Ballast / Warehouse | 1.2214 | 0.034661 | 0.017639 | 0.1111
166 | 120 121 ROB Premium T8, 1EB / Warehouse | 2.4432 | 0.030689 | 0.015618 | 0.098365
167 | 150 152 PSMH, 250 W, electronic ballast / Warehouse | 2.5094 | 0.068743 | 0.032938 | 0.36962
168 | 300 301 Centrifugal Chiller, 0.51 kW/ton, 500 tons / Warehouse | 1.7304 | 0.0024354 | 3.9409e-05 | 0.0075752
169 | 300 306 VSD for Chiller Pumps and Towers / Warehouse | 1.0706 | 0.00093933 | 0.00010603 | 0.0044854
170 | 320 322 Hybrid Dessicant-DX System (Trane CDQ) / Warehouse | 1.49 | 0.068438 | 0 | 0.44808
171 | 360 361 HE PTAC, EER=9.6, 1 ton / Warehouse | 2.3239 | 0 | 0 | 0
172 | 110 111 Premium T8, Electronic Ballast / Hotel or Motel | 1.2667 | 0.0077445 | 0.0039411 | 0.024823
173 | 300 311 Window Film (Standard) / Hotel or Motel | 1.7676 | 0.35756 | -0.017884 | 0.75246
174 | 300 313 Ceiling Insulation / Hotel or Motel | 4.3539 | 0.032331 | 0.07284 | 0.075883
175 | 300 314 Roof Insulation / Hotel or Motel | 2.2632 | 0.18712 | 0.0064859 | 0.44023
176 | 300 317 Thermal Energy Storage (TES) Positive / Hotel or Motel | 1.5822 | 0 | 0 | 0
177 | 320 321 DX Packaged System, EER=10.9, 10 tons / Hotel or Motel | 2.9117 | 0.62825 | 0 | 1.2216
178 | 320 322 Hybrid Dessicant-DX System (Trane CDQ) / Hotel or Motel | 3.4146 | 1.0216 | 0 | 8.5963
179 | 320 326 DX Tune Up/ Advanced Diagnostics / Hotel or Motel | 2.0326 | 0.36292 | 0 | 1.4474
180 | 320 334 Ceiling Insulation / Hotel or Motel | 6.9141 | 0.10271 | 0.2314 | 0.24107
181 | 320 335 Roof Insulation / Hotel or Motel | 3.6844 | 0.52908 | 0.25858 | 1.1937
182 | 340 349 Ceiling Insulation / Hotel or Motel | 7.0702 | 0 | 0 | 0
183 | 340 351 Cool Roof - DX / Hotel or Motel | 2.2147 | 0.10446 | 0 | 0.21077
184 | 400 402 Variable Speed Drive Control / Hotel or Motel | 1.5446 | 0.0036126 | 0.0056629 | 0.14519
185 | 400 404 Electronically Commutated Motors (ECM) on an Air Handler Unit / Hotel or Motel | 1.7639 | 0.0056871 | 0 | 0.058901
186 | 600 606 Demand controlled circulating systems / Hotel or Motel | 1.0417 | 0.052341 | 0.038463 | 0.37062
187 | 110 111 Premium T8, Electronic Ballast / Other | 1.6308 | 0.0038096 | 0.0019387 | 0.012211
188 | 300 301 Centrifugal Chiller, 0.51 kW/ton, 500 tons / Other | 3.5261 | 0.01947 | 0.00027715 | 0.060561
189 | 300 302 High Efficiency Chiller Motors / Other | 1.3142 | 0.00015255 | 0 | 0.00078035
190 | 300 304 EMS - Chiller / Other | 1.3629 | 0.0025253 | 0.0011289 | 0.013572
191 | 300 305 Chiller Tune Up/Diagnostics / Other | 2.1576 | 0.023273 | 0.00085379 | 0.02053
192 | 300 306 VSD for Chiller Pumps and Towers / Other | 2.3 | 0.0066724 | 0.00074572 | 0.035859
193 | 300 313 Ceiling Insulation / Other | 1.7994 | 0 | 0 | 0
194 | 300 314 Roof Insulation / Other | 1.0012 | 0.0067032 | 0.0010918 | 0.013812
195 | 320 321 DX Packaged System, EER=10.9, 10 tons / Other | 1.4287 | 0.011725 | 0 | 0.022798
196 | 320 322 Hybrid Dessicant-DX System (Trane CDQ) / Other | 1.7274 | 0.021322 | 0 | 0.15712
197 | 320 334 Ceiling Insulation / Other | 2.8599 | 0 | 0 | 0
198 | 320 335 Roof Insulation / Other | 2.5552 | 0.011133 | 0.025566 | 0.022018
199 | 340 349 Ceiling Insulation / Other | 2.9222 | 0 | 0 | 0
200 | 360 361 HE PTAC, EER=9.6, 1 ton / Other | 3.4858 | 0 | 0 | 0
201 | 400 404 Electronically Commutated Motors (ECM) on an Air Handler Unit / Other | 1.6043 | 0.00072761 | 0 | 0.0064055
202 | 600 603 Heat Pump Water Heater (air source) / Other | 2.0736 | 0.001175 | 8.1895e-05 | 0.0076319
203 | 600 604 Solar Water Heater / Other | 1.4325 | 0.001562 | 0.00010893 | 0.010152
204 | 600 608 Heat Recovery Unit / Other | 1.3494 | 0 | 0 | 0
205 | 100 154 LED High Bay 83W (400W equivalent) / All | 2.3823 | 0.0635 | 0.040576 | 0.21024
206 | 200 203 Outdoor LED 104W / All | 1.5483 | 0 | 0 | 0.49005
207 | 300 337 Run Time Optimizer / All | 2.5995 | 0.017 | 0 | 0.10915
208 | 300 338 dehumidification hybrid desiccant heat pump / All | 2.7604 | 0.0712 | 0.1 | 0.28688
209 | 800 812 Griddle / All | 1.4504 | 0.005 | 0.005 | 0.02523
210 | 800 813 Steamer / All | 2.3131 | 1.379 | 1.379 | 6.0081
211 | 800 814 Holding Cabinet / All | 1.818 | 0.6 | 0.6 | 3.267
212 | Standby Generation | 114.05 | 40 | 40 | 0
213 | Curtailable Service | 66.27 | 1 | 1 | 0
Industrial
1 | 107 Comp Air - Motor practices-1 (1-5 HP) / Food | 1.1251 | 0.00062601 | 0.00056023 | 0.0045982
2 | 202 Fans - Controls / Food | 1.9997 | 0.0050484 | 0.004518 | 0.037082
3 | 203 Fans - System Optimization / Food | 1.937 | 0.0015904 | 0.0030141 | 0.024737
4 | 207 Fans - Motor practices-1 (1-5 HP) / Food | 1.1251 | 0.0019383 | 0.0017346 | 0.014237
5 | 307 Pumps - Motor practices-1 (1-5 HP) / Food | 1.1251 | 0.00069556 | 0.00062248 | 0.0051091
6 | 552 Optimization Refrigeration / Food | 2.1077 | 0.030194 | 0.016213 | 0.17743
7 | 702 High Efficiency Chiller Motors / Food | 1.5455 | 0.00034429 | 1.5406e-05 | 0.0020231
8 | 703 EMS - Chiller / Food | 1.615 | 0.00031934 | 7.1446e-05 | 0.009381
9 | 704 Chiller Tune Up/Diagnostics / Food | 1.3291 | 0.00030189 | 1.3509e-05 | 0.001774
10 | 710 Roof Insulation - Chiller / Food | 1.0183 | 8.5406e-05 | 3.8216e-06 | 0.00050185
11 | 722 Hybrid Dessicant-DX System (Trane CDQ) / Food | 2.1447 | 0.00066658 | 0 | 0.0039169
12 | 730 Roof Insulation / Food | 1.3629 | 8.2602e-05 | 0 | 0.00046066
13 | 802 CFL Hardwired, Modular 18W / Food | 1.0041 | 0.002219 | 0.0014101 | 0.011574
14 | 805 Occupancy Sensor / Food | 1.9696 | 5.6869e-05 | 0.00024772 | 0.0020329
15 | 107 Comp Air - Motor practices-1 (1-5 HP) / Textiles | 1.1322 | 8.6308e-05 | 0.00010298 | 0.00033832
16 | 202 Fans - Controls / Textiles | 1.9989 | 0 | 0 | 0
17 | 203 Fans - System Optimization / Textiles | 1.9354 | 0 | 0 | 0
18 | 207 Fans - Motor practices-1 (1-5 HP) / Textiles | 1.1322 | 0.00016337 | 0.00019493 | 0.0006404
19 | 307 Pumps - Motor practices-1 (1-5 HP) / Textiles | 1.1322 | 0 | 0 | 0
20 | 402 O&M/drives spinning machines / Textiles | 2.1812 | 0.014418 | 0.017203 | 0.056517
21 | 502 Drying (UV/IR) / Textiles | 1.6454 | 0.0051517 | 0.010727 | 0.035237
22 | 702 High Efficiency Chiller Motors / Textiles | 1.5457 | 0.00010752 | 6.4148e-06 | 0.00033717
23 | 703 EMS - Chiller / Textiles | 1.6155 | 7.4796e-05 | 2.2312e-05 | 0.0011724
24 | 704 Chiller Tune Up/Diagnostics / Textiles | 1.3231 | 0 | 0 | 0
25 | 710 Roof Insulation - Chiller / Textiles | 1.0146 | 0 | 0 | 0
26 | 722 Hybrid Dessicant-DX System (Trane CDQ) / Textiles | 2.1418 | 0 | 0 | 0
27 | 730 Roof Insulation / Textiles | 1.3566 | 0 | 0 | 0
28 | 805 Occupancy Sensor / Textiles | 1.878 | 0 | 0 | 0
29 | 902 Membranes for wastewater / Textiles | 1.796 | 0.0059351 | 0.0070818 | 0.023265
30 | 107 Comp Air - Motor practices-1 (1-5 HP) / Lumber | 1.1281 | 8.8397e-05 | 8.3223e-05 | 0.00051091
31 | 202 Fans - Controls / Lumber | 2.0015 | 0.0014258 | 0.0013423 | 0.0082405
32 | 203 Fans - System Optimization / Lumber | 1.9393 | 0.00044916 | 0.00089548 | 0.0054969
33 | 207 Fans - Motor practices-1 (1-5 HP) / Lumber | 1.1281 | 0.00062677 | 0.00059008 | 0.0036226
34 | 214 Optimize drying process / Lumber | 1.9439 | 0.020462 | 0.019265 | 0.11827
35 | 307 Pumps - Motor practices-1 (1-5 HP) / Lumber | 1.1281 | 0.00017679 | 0.00016645 | 0.0010218
36 | 405 Drives - EE motor / Lumber | 1.0922 | 0.025677 | 0.024174 | 0.14841
37 | 503 Heat Pumps - Drying / Lumber | 1.0868 | 0.0049169 | 0.0046291 | 0.028418
38 | 702 High Efficiency Chiller Motors / Lumber | 1.5488 | 0.00014585 | 6.8656e-06 | 0.00067436
39 | 703 EMS - Chiller / Lumber | 1.615 | 0.00015219 | 3.582e-05 | 0.0035177
40 | 704 Chiller Tune Up/Diagnostics / Lumber | 1.33 | 0.00019183 | 9.0302e-06 | 0.00088697
41 | 710 Roof Insulation - Chiller / Lumber | 1.0208 | 0 | 0 | 0
42 | 722 Hybrid Dessicant-DX System (Trane CDQ) / Lumber | 2.1488 | 0 | 0 | 0
43 | 730 Roof Insulation / Lumber | 1.3626 | 0 | 0 | 0
44 | 802 CFL Hardwired, Modular 18W / Lumber | 1.0014 | 0 | 0 | 0
45 | 805 Occupancy Sensor / Lumber | 1.8824 | 0 | 0 | 0
46 | 107 Comp Air - Motor practices-1 (1-5 HP) / Paper | 1.1234 | 5.9354e-05 | 5.4404e-05 | 0.00051091
47 | 202 Fans - Controls / Paper | 2.0048 | 0.0028719 | 0.0026325 | 0.024721
48 | 203 Fans - System Optimization / Paper | 1.9357 | 0.00090476 | 0.0017562 | 0.016491
49 | 207 Fans - Motor practices-1 (1-5 HP) / Paper | 1.1234 | 0.00102 | 0.00093496 | 0.0087802
50 | 307 Pumps - Motor practices-1 (1-5 HP) / Paper | 1.1234 | 0.00035612 | 0.00032642 | 0.0030655
51 | 405 Drives - EE motor / Paper | 1.0022 | 0.023714 | 0.021736 | 0.20412
52 | 408 Optimization control PM / Paper | 1.1574 | 0.0031706 | 0.0029062 | 0.027292
53 | 702 High Efficiency Chiller Motors / Paper | 1.5441 | 4.8965e-05 | 2.2441e-06 | 0.00033718
54 | 703 EMS - Chiller / Paper | 1.615 | 3.4062e-05 | 7.8054e-06 | 0.0011727
55 | 704 Chiller Tune Up/Diagnostics / Paper | 1.3289 | 0 | 0 | 0
56 | 710 Roof Insulation - Chiller / Paper | 1.0145 | 0 | 0 | 0
57 | 722 Hybrid Dessicant-DX System (Trane CDQ) / Paper | 2.1426 | 0 | 0 | 0
58 | 730 Roof Insulation / Paper | 1.3608 | 0 | 0 | 0
59 | 802 CFL Hardwired, Modular 18W / Paper | 1.0045 | 0 | 0 | 0
60 | 805 Occupancy Sensor / Paper | 1.8784 | 0 | 0 | 0
61 | 107 Comp Air - Motor practices-1 (1-5 HP) / Printing | 1.1255 | 6.9456e-05 | 5.24e-05 | 0.00051091
62 | 202 Fans - Controls / Printing | 1.9996 | 0.0011203 | 0.00084516 | 0.0082405
63 | 203 Fans - System Optimization / Printing | 1.9357 | 0.00035292 | 0.00056382 | 0.005497
64 | 207 Fans - Motor practices-1 (1-5 HP) / Printing | 1.1255 | 0.00042002 | 0.00031687 | 0.0030896
65 | 307 Pumps - Motor practices-1 (1-5 HP) / Printing | 1.1255 | 0.00013891 | 0.0001048 | 0.0010218
66 | 410 Efficient Printing press (fewer cylinders) / Printing | 1.7861 | 0.0034453 | 0.0025992 | 0.025343
67 | 702 High Efficiency Chiller Motors / Printing | 1.5468 | 0.0002865 | 1.0807e-05 | 0.0016859
68 | 703 EMS - Chiller / Printing | 1.615 | 0.00023916 | 4.5107e-05 | 0.0070358
69 | 704 Chiller Tune Up/Diagnostics / Printing | 1.3296 | 0.00030146 | 1.1371e-05 | 0.001774
70 | 710 Roof Insulation - Chiller / Printing | 1.0171 | 8.5283e-05 | 3.217e-06 | 0.00050186
71 | 722 Hybrid Dessicant-DX System (Trane CDQ) / Printing | 2.1443 | 0.00066562 | 0 | 0.0039169
72 | 730 Roof Insulation / Printing | 1.3621 | 0 | 0 | 0
73 | 802 CFL Hardwired, Modular 18W / Printing | 1.0041 | 0 | 0 | 0
74 | 805 Occupancy Sensor / Printing | 1.8784 | 5.6788e-05 | 0.00020853 | 0.0020329
75 | 107 Comp Air - Motor practices-1 (1-5 HP) / Chemicals | 1.1214 | 4.6301e-05 | 4.0049e-05 | 0.00051091
76 | 202 Fans - Controls / Chemicals | 1.9991 | 0.0011202 | 0.00096892 | 0.012361
77 | 203 Fans - System Optimization / Chemicals | 1.9357 | 0.0003529 | 0.00064639 | 0.0082458
78 | 207 Fans - Motor practices-1 (1-5 HP) / Chemicals | 1.1214 | 0.0004454 | 0.00038525 | 0.0049148
79 | 307 Pumps - Motor practices-1 (1-5 HP) / Chemicals | 1.1214 | 0.00037041 | 0.00032039 | 0.0040873
80 | 413 Clean Room - Controls / Chemicals | 1.6919 | 0.00040615 | 0.0003513 | 0.0044817
81 | 414 Clean Room - New Designs / Chemicals | 1.4759 | 0.0038077 | 0.0032935 | 0.042016
82 | 415 Drives - Process Controls (batch + site) / Chemicals | 1.2656 | 0.0024115 | 0.0020859 | 0.02661
83 | 601 Other Process Controls (batch + site) / Chemicals | 1.2656 | 0.0040192 | 0.0034764 | 0.04435
84 | 702 High Efficiency Chiller Motors / Chemicals | 1.5472 | 3.8197e-05 | 1.652e-06 | 0.00033718
85 | 703 EMS - Chiller / Chemicals | 1.615 | 5.3144e-05 | 1.1492e-05 | 0.0023454
86 | 704 Chiller Tune Up/Diagnostics / Chemicals | 1.3301 | 0 | 0 | 0
87 | 710 Roof Insulation - Chiller / Chemicals | 1.0125 | 0 | 0 | 0
88 | 722 Hybrid Dessicant-DX System (Trane CDQ) / Chemicals | 2.1396 | 0 | 0 | 0
89 | 730 Roof Insulation / Chemicals | 1.3628 | 0 | 0 | 0
90 | 802 CFL Hardwired, Modular 18W / Chemicals | 1.0055 | 0 | 0 | 0
91 | 805 Occupancy Sensor / Chemicals | 1.878 | 0 | 0 | 0
92 | 107 Comp Air - Motor practices-1 (1-5 HP) / Petroleum | 1.1214 | 0 | 0 | 0
93 | 202 Fans - Controls / Petroleum | 1.9991 | 0 | 0 | 0
94 | 203 Fans - System Optimization / Petroleum | 1.9357 | 0 | 0 | 0
95 | 207 Fans - Motor practices-1 (1-5 HP) / Petroleum | 1.1214 | 3.9503e-05 | 3.5451e-05 | 0.0004437
96 | 307 Pumps - Motor practices-1 (1-5 HP) / Petroleum | 1.1214 | 4.5486e-05 | 4.0821e-05 | 0.00051091
97 | 602 Efficient desalter / Petroleum | 2.3168 | 0 | 0 | 0
98 | 702 High Efficiency Chiller Motors / Petroleum | 1.5455 | 0 | 0 | 0
99 | 703 EMS - Chiller / Petroleum | 1.615 | 0 | 0 | 0
100 | 704 Chiller Tune Up/Diagnostics / Petroleum | 1.3297 | 0 | 0 | 0
101 | 710 Roof Insulation - Chiller / Petroleum | 1.0123 | 0 | 0 | 0
102 | 722 Hybrid Dessicant-DX System (Trane CDQ) / Petroleum | 2.139 | 0 | 0 | 0
103 | 730 Roof Insulation / Petroleum | 1.3638 | 0 | 0 | 0
104 | 802 CFL Hardwired, Modular 18W / Petroleum | 1.0052 | 0 | 0 | 0
105 | 805 Occupancy Sensor / Petroleum | 1.878 | 0 | 0 | 0
106 | 107 Comp Air - Motor practices-1 (1-5 HP) / Rubber-Plastics | 1.1251 | 0.00014256 | 0.00012741 | 0.0010218
107 | 202 Fans - Controls / Rubber-Plastics | 2.0008 | 0.0022994 | 0.002055 | 0.016481
108 | 203 Fans - System Optimization / Rubber-Plastics | 1.9366 | 0.00072439 | 0.0013709 | 0.010994
109 | 207 Fans - Motor practices-1 (1-5 HP) / Rubber-Plastics | 1.1251 | 0.00097226 | 0.00086892 | 0.0069687
110 | 307 Pumps - Motor practices-1 (1-5 HP) / Rubber-Plastics | 1.1251 | 0.00028513 | 0.00025482 | 0.0020436
111 | 418 Extruders/injection Moulding-multipump / Rubber-Plastics | 2.2549 | 0.005862 | 0.0052389 | 0.042016
112 | 419 Direct drive Extruders / Rubber-Plastics | 1.7942 | 0.0135 | 0.012065 | 0.096763
113 | 420 Injection Moulding - Impulse Cooling / Rubber-Plastics | 1.947 | 0.011105 | 0.0099244 | 0.079593
114 | 421 Injection Moulding - Direct drive / Rubber-Plastics | 1.371 | 0.010483 | 0.0093684 | 0.075134
115 | 702 High Efficiency Chiller Motors / Rubber-Plastics | 1.5482 | 0.00029403 | 1.3139e-05 | 0.0016859
116 | 703 EMS - Chiller / Rubber-Plastics | 1.615 | 0.00024544 | 5.4839e-05 | 0.0070357
117 | 704 Chiller Tune Up/Diagnostics / Rubber-Plastics | 1.3286 | 0.00030938 | 1.3825e-05 | 0.001774
118 | 710 Roof Insulation - Chiller / Rubber-Plastics | 1.0178 | 8.7524e-05 | 3.9111e-06 | 0.00050185
119 | 722 Hybrid Dessicant-DX System (Trane CDQ) / Rubber-Plastics | 2.1454 | 0.00068311 | 0 | 0.0039169
120 | 730 Roof Insulation / Rubber-Plastics | 1.3645 | 8.4651e-05 | 0 | 0.00046066
121 | 802 CFL Hardwired, Modular 18W / Rubber-Plastics | 1.0042 | 0.0022741 | 0.0014431 | 0.011574
122 | 805 Occupancy Sensor / Rubber-Plastics | 1.8811 | 5.828e-05 | 0.00025352 | 0.0020329
123 | 107 Comp Air - Motor practices-1 (1-5 HP) / Stone-Clay-Glass | 1.1233 | 0.00029405 | 0.00028789 | 0.0025546
124 | 202 Fans - Controls / Stone-Clay-Glass | 2.0021 | 0.0056913 | 0.005572 | 0.049443
125 | 203 Fans - System Optimization / Stone-Clay-Glass | 1.9403 | 0.001793 | 0.0037172 | 0.032983
126 | 207 Fans - Motor practices-1 (1-5 HP) / Stone-Clay-Glass | 1.1233 | 0.0020663 | 0.002023 | 0.017951
127 | 307 Pumps - Motor practices-1 (1-5 HP) / Stone-Clay-Glass | 1.1233 | 0.00052929 | 0.0005182 | 0.0045982
128 | 424 Process optimization / Stone-Clay-Glass | 1.4014 | 0.0039736 | 0.0038904 | 0.034521
129 | 702 High Efficiency Chiller Motors / Stone-Clay-Glass | 1.5443 | 0.00019407 | 9.5e-06 | 0.0013487
130 | 703 EMS - Chiller / Stone-Clay-Glass | 1.615 | 0.000135 | 3.3043e-05 | 0.0046906
131 | 704 Chiller Tune Up/Diagnostics / Stone-Clay-Glass | 1.3273 | 0.00012763 | 6.2475e-06 | 0.00088698
132 | 710 Roof Insulation - Chiller / Stone-Clay-Glass | 1.015 | 7.2211e-05 | 3.5349e-06 | 0.00050185
133 | 722 Hybrid Dessicant-DX System (Trane CDQ) / Stone-Clay-Glass | 2.1429 | 0.0005636 | 0 | 0.0039169
134 | 730 Roof Insulation / Stone-Clay-Glass | 1.3612 | 6.984e-05 | 0 | 0.00046066
135 | 802 CFL Hardwired, Modular 18W / Stone-Clay-Glass | 1.0047 | 0.0009381 | 0.00065214 | 0.0057868
136 | 805 Occupancy Sensor / Stone-Clay-Glass | 1.8835 | 4.8083e-05 | 0.00022913 | 0.002033
137 | 107 Comp Air - Motor practices-1 (1-5 HP) / Primary Metals | 1.1286 | 0 | 0 | 0
138 | 202 Fans - Controls / Primary Metals | 2.002 | 0 | 0 | 0
139 | 203 Fans - System Optimization / Primary Metals | 1.9389 | 0 | 0 | 0
140 | 207 Fans - Motor practices-1 (1-5 HP) / Primary Metals | 1.1286 | 0.00011233 | 0.00010593 | 0.00064446
141 | 307 Pumps - Motor practices-1 (1-5 HP) / Primary Metals | 1.1286 | 0 | 0 | 0
142 | 425 Drives - Process Control / Primary Metals | 1.4847 | 0.0028542 | 0.0026917 | 0.016375
143 | 505 Efficient electric melting / Primary Metals | 2.3334 | 0.0020056 | 0.0018915 | 0.011507
144 | 508 Heating - Process Control / Primary Metals | 1.4847 | 0.0028542 | 0.0026917 | 0.016375
145 | 702 High Efficiency Chiller Motors / Primary Metals | 1.5499 | 0 | 0 | 0
146 | 703 EMS - Chiller / Primary Metals | 1.615 | 0 | 0 | 0
147 | 704 Chiller Tune Up/Diagnostics / Primary Metals | 1.329 | 0 | 0 | 0
148 | 710 Roof Insulation - Chiller / Primary Metals | 1.0218 | 0 | 0 | 0
149 | 722 Hybrid Dessicant-DX System (Trane CDQ) / Primary Metals | 2.1489 | 0 | 0 | 0
150 | 730 Roof Insulation / Primary Metals | 1.3665 | 0 | 0 | 0
151 | 802 CFL Hardwired, Modular 18W / Primary Metals | 1.0016 | 0 | 0 | 0
152 | 805 Occupancy Sensor / Primary Metals | 1.8834 | 0 | 0 | 0
153 | 107 Comp Air - Motor practices-1 (1-5 HP) / Fab Metals | 1.1275 | 0.00031891 | 0.00030095 | 0.0020436
154 | 202 Fans - Controls / Fab Metals | 2.0016 | 0.0012859 | 0.0012135 | 0.0082405
155 | 203 Fans - System Optimization / Fab Metals | 1.9387 | 0.00040511 | 0.00080955 | 0.005497
156 | 207 Fans - Motor practices-1 (1-5 HP) / Fab Metals | 1.1275 | 0.00050788 | 0.00047927 | 0.0032546
157 | 307 Pumps - Motor practices-1 (1-5 HP) / Fab Metals | 1.1275 | 0.00015946 | 0.00015047 | 0.0010218
158 | 428 Drives - Scheduling / Fab Metals | 1.4367 | 0.00010363 | 0.00053496 | 0.0036323
159 | 509 Efficient Curing ovens / Fab Metals | 1.9639 | 0.0011725 | 0.0011064 | 0.0075134
160 | 511 Heating - Scheduling / Fab Metals | 1.4367 | 0.00037997 | 0.0019615 | 0.013318
161 | 603 New transformers welding / Fab Metals | 3.549 | 0.00094915 | 0.00089568 | 0.0060823
162 | 702 High Efficiency Chiller Motors / Fab Metals | 1.5576 | 0.00013155 | 6.2069e-06 | 0.00067436
163 | 703 EMS - Chiller / Fab Metals | 1.615 | 0.00013726 | 3.2383e-05 | 0.0035178
164 | 704 Chiller Tune Up/Diagnostics / Fab Metals | 1.3299 | 0.00017302 | 8.1638e-06 | 0.00088697
165 | 710 Roof Insulation - Chiller / Fab Metals | 1.0199 | 0 | 0 | 0
166 | 722 Hybrid Dessicant-DX System (Trane CDQ) / Fab Metals | 2.1469 | 0 | 0 | 0
167 | 730 Roof Insulation / Fab Metals | 1.3615 | 0 | 0 | 0
168 | 802 CFL Hardwired, Modular 18W / Fab Metals | 1.0027 | 0.0012718 | 0.00085216 | 0.0057868
169 | 805 Occupancy Sensor / Fab Metals | 1.8821 | 6.5186e-05 | 0.00029941 | 0.0020329
170 | 107 Comp Air - Motor practices-1 (1-5 HP) / Ind Machinery | 1.1304 | 0.00070814 | 0.00038796 | 0.0030655
171 | 202 Fans - Controls / Ind Machinery | 2.0051 | 0.0019036 | 0.0010429 | 0.0082405
172 | 203 Fans - System Optimization / Ind Machinery | 1.9383 | 0.0005997 | 0.00069573 | 0.0054967
173 | 207 Fans - Motor practices-1 (1-5 HP) / Ind Machinery | 1.1304 | 0.00073004 | 0.00039995 | 0.0031603
174 | 307 Pumps - Motor practices-1 (1-5 HP) / Ind Machinery | 1.1304 | 0.00023605 | 0.00012932 | 0.0010218
175 | 428 Drives - Scheduling / Ind Machinery | 1.4287 | 0.0001534 | 0.00045975 | 0.003632
176 | 509 Efficient Curing ovens / Ind Machinery | 1.9677 | 0.00057855 | 0.00031696 | 0.0025045
177 | 511 Heating - Scheduling / Ind Machinery | 1.4287 | 0.00020454 | 0.000613 | 0.0048427
178 | 603 New transformers welding / Ind Machinery | 3.5587 | 0.001405 | 0.00076975 | 0.0060823
179 | 702 High Efficiency Chiller Motors / Ind Machinery | 1.5563 | 0.00048683 | 1.3336e-05 | 0.0016859
180 | 703 EMS - Chiller / Ind Machinery | 1.6151 | 0.00040639 | 5.566e-05 | 0.007035
181 | 704 Chiller Tune Up/Diagnostics / Ind Machinery | 1.3314 | 0.00051225 | 1.4032e-05 | 0.0017739
182 | 710 Roof Insulation - Chiller / Ind Machinery | 1.0221 | 0.00014492 | 3.9697e-06 | 0.00050185
183 | 722 Hybrid Dessicant-DX System (Trane CDQ) / Ind Machinery | 2.152 | 0.0011311 | 0 | 0.0039169
184 | 730 Roof Insulation / Ind Machinery | 1.3617 | 0.00014016 | 0 | 0.00046066
185 | 805 Occupancy Sensor / Ind Machinery | 1.8812 | 9.6496e-05 | 0.00025731 | 0.0020328
186 | 107 Comp Air - Motor practices-1 (1-5 HP) / Electronics | 1.1266 | 0.00055335 | 0.00047256 | 0.0040873
187 | 202 Fans - Controls / Electronics | 1.9997 | 0.0011156 | 0.00095275 | 0.0082405
188 | 203 Fans - System Optimization / Electronics | 1.9442 | 0.00035146 | 0.0006356 | 0.005497
189 | 207 Fans - Motor practices-1 (1-5 HP) / Electronics | 1.1266 | 0.00051845 | 0.00044276 | 0.0038295
190 | 307 Pumps - Motor practices-1 (1-5 HP) / Electronics | 1.1266 | 0.00013834 | 0.00011814 | 0.0010218
191 | 413 Clean Room - Controls / Electronics | 1.454 | 0.00091011 | 0.00077724 | 0.0067225
192 | 428 Drives - Scheduling / Electronics | 1.3052 | 8.1891e-05 | 0.00038258 | 0.0033086
193 | 429 Machinery / Electronics | 1.0977 | 0.00051795 | 0.00044233 | 0.0038258
194 | 509 Efficient Curing ovens / Electronics | 1.9606 | 0.0010172 | 0.00086869 | 0.0075134
195 | 604 Efficient processes (welding, etc.) / Electronics | 3.5474 | 0.020586 | 0.017581 | 0.15206
196 | 702 High Efficiency Chiller Motors / Electronics | 1.5471 | 0.00085593 | 3.6549e-05 | 0.0050577
197 | 703 EMS - Chiller / Electronics | 1.615 | 0.00071451 | 0.00015255 | 0.021107
198 | 704 Chiller Tune Up/Diagnostics / Electronics | 1.329 | 0.00075053 | 3.2048e-05 | 0.0044349
199 | 710 Roof Insulation - Chiller / Electronics | 1.0178 | 0.00025479 | 1.088e-05 | 0.0015056
200 | 722 Hybrid Dessicant-DX System (Trane CDQ) / Electronics | 2.1441 | 0.0013257 | 0 | 0.0078337
201 | 730 Roof Insulation / Electronics | 1.3626 | 0.00016428 | 0 | 0.00092132
202 | 802 CFL Hardwired, Modular 18W / Electronics | 1.004 | 0.0011033 | 0.00066905 | 0.0057868
203 | 805 Occupancy Sensor / Electronics | 1.8853 | 0.0001131 | 0.00047014 | 0.0040659
204 | 107 Comp Air - Motor practices-1 (1-5 HP) / Transp Eqp | 1.1298 | 0.00017016 | 0.00014322 | 0.0010218
205 | 202 Fans - Controls / Transp Eqp | 2.0019 | 0.00068613 | 0.00057748 | 0.0041202
206 | 203 Fans - System Optimization / Transp Eqp | 1.9384 | 0.00021615 | 0.00038525 | 0.0027485
207 | 207 Fans - Motor practices-1 (1-5 HP) / Transp Eqp | 1.1298 | 0.00022086 | 0.00018588 | 0.0013262
208 | 307 Pumps - Motor practices-1 (1-5 HP) / Transp Eqp | 1.1298 | 8.508e-05 | 7.1608e-05 | 0.00051091
209 | 428 Drives - Scheduling / Transp Eqp | 1.4344 | 3.6862e-05 | 0.00016972 | 0.0012107
210 | 509 Efficient Curing ovens / Transp Eqp | 1.964 | 0 | 0 | 0
211 | 603 New transformers welding / Transp Eqp | 3.5531 | 0.0010129 | 0.00085247 | 0.0060823
212 | 702 High Efficiency Chiller Motors / Transp Eqp | 1.5526 | 0.00014038 | 5.9074e-06 | 0.00067436
213 | 703 EMS - Chiller / Transp Eqp | 1.615 | 9.7652e-05 | 2.0547e-05 | 0.0023452
214 | 704 Chiller Tune Up/Diagnostics / Transp Eqp | 1.3289 | 0.00018464 | 7.7699e-06 | 0.00088697
215 | 710 Roof Insulation - Chiller / Transp Eqp | 1.0209 | 0 | 0 | 0
216 | 722 Hybrid Dessicant-DX System (Trane CDQ) / Transp Eqp | 2.1485 | 0 | 0 | 0
217 | 730 Roof Insulation / Transp Eqp | 1.3636 | 0 | 0 | 0
218 | 802 CFL Hardwired, Modular 18W / Transp Eqp | 1.002 | 0 | 0 | 0
219 | 805 Occupancy Sensor / Transp Eqp | 1.8808 | 0 | 0 | 0
220 | 107 Comp Air - Motor practices-1 (1-5 HP) / Instruments | 1.1259 | 0.00027084 | 0.00023432 | 0.0020436
221 | 202 Fans - Controls / Instruments | 1.9995 | 0.0010921 | 0.00094484 | 0.0082405
222 | 203 Fans - System Optimization / Instruments | 1.9448 | 0.00034404 | 0.00063032 | 0.005497
223 | 207 Fans - Motor practices-1 (1-5 HP) / Instruments | 1.1259 | 0.00040291 | 0.00034859 | 0.0030402
224 | 307 Pumps - Motor practices-1 (1-5 HP) / Instruments | 1.1259 | 0.00013542 | 0.00011716 | 0.0010218
225 | 428 Drives - Scheduling / Instruments | 1.4375 | 7.3338e-05 | 0.0003471 | 0.003027
226 | 509 Efficient Curing ovens / Instruments | 1.9605 | 0.00066382 | 0.00057431 | 0.0050089
227 | 603 New transformers welding / Instruments | 3.5478 | 0.0016121 | 0.0013948 | 0.012165
228 | 702 High Efficiency Chiller Motors / Instruments | 1.5467 | 0.00033515 | 1.4498e-05 | 0.0020231
229 | 703 EMS - Chiller / Instruments | 1.615 | 0.000272 | 5.8832e-05 | 0.0082084
230 | 704 Chiller Tune Up/Diagnostics / Instruments | 1.3318 | 0.00029388 | 1.2713e-05 | 0.001774
231 | 710 Roof Insulation - Chiller / Instruments | 1.0183 | 8.3138e-05 | 3.5964e-06 | 0.00050185
232 | 722 Hybrid Dessicant-DX System (Trane CDQ) / Instruments | 2.1444 | 0.0012978 | 0 | 0.0078337
233 | 730 Roof Insulation / Instruments | 1.3613 | 8.0408e-05 | 0 | 0.00046066
234 | 802 CFL Hardwired, Modular 18W / Instruments | 1.0042 | 0.0010801 | 0.0006635 | 0.0057868
235 | 805 Occupancy Sensor / Instruments | 1.8861 | 5.5359e-05 | 0.00023312 | 0.002033
236 | 107 Comp Air - Motor practices-1 (1-5 HP) / Misc | 1.1217 | 0.00019148 | 0.00016534 | 0.0015327
237 | 202 Fans - Controls / Misc | 1.9994 | 0.00051473 | 0.00044446 | 0.0041202
238 | 203 Fans - System Optimization / Misc | 1.9355 | 0.00016216 | 0.00029651 | 0.0027485
239 | 207 Fans - Motor practices-1 (1-5 HP) / Misc | 1.1217 | 0.00021234 | 0.00018336 | 0.0016998
240 | 307 Pumps - Motor practices-1 (1-5 HP) / Misc | 1.1217 | 6.3826e-05 | 5.5113e-05 | 0.00051091
241 | 428 Drives - Scheduling / Misc | 1.3034 | 6.2971e-05 | 0.00029746 | 0.0027572
242 | 430 Efficient Machinery / Misc | 1.0933 | 0.00047794 | 0.0004127 | 0.0038258
243 | 509 Efficient Curing ovens / Misc | 1.959 | 0.00031287 | 0.00027016 | 0.0025045
244 | 605 Process control / Misc | 1.1482 | 0.001645 | 0.0014204 | 0.013168
245 | 702 High Efficiency Chiller Motors / Misc | 1.5445 | 0.00021062 | 9.0933e-06 | 0.0013487
246 | 703 EMS - Chiller / Misc | 1.615 | 0.00014652 | 3.1629e-05 | 0.0046906
247 | 704 Chiller Tune Up/Diagnostics / Misc | 1.3307 | 0.00013851 | 5.9801e-06 | 0.00088698
248 | 710 Roof Insulation - Chiller / Misc | 1.0145 | 7.837e-05 | 3.3836e-06 | 0.00050185
249 | 722 Hybrid Dessicant-DX System (Trane CDQ) / Misc | 2.1431 | 0.00061167 | 0 | 0.0039169
250 | 730 Roof Insulation / Misc | 1.3638 | 7.5797e-05 | 0 | 0.00046066
251 | 802 CFL Hardwired, Modular 18W / Misc | 1.004 | 0 | 0 | 0
252 | 805 Occupancy Sensor / Misc | 1.8784 | 5.2184e-05 | 0.00021932 | 0.002033
253 | 808 LED High Bay 83W (per unit) / All | 1.9348 | 0.015875 | 0.010144 | 0.05256
254 | 732 Run Time Optimizer / All | 2.6207 | 0.017 | 0 | 0.10915
255 | 733 Dehumidification Hybrid Desiccant Heat Pump PER 5 TON / All | 2.1052 | 0 | 0 | 0
256 | Interruptible Service | 19.75 | 3 | 3 | 0