## 1 Eco. Pot. RIM Lost Rev Pass
Economic Potential Lost Revenues (RIM) |  |  | Building Segment Legends
Remaining Measures Passing |  |  | Residential |  | Commercial |  | Industrial
Residential |  |  | 1 | Single Family | 1 | Office | 1 | Food
# | Building Segment | Measure Name | 2 | Multi-family | 2 | Restaurant | 2 | Textiles
1 | 1 | 14 SEER Split-System Heat Pump | 3 | Manufactured Home | 3 | Retail | 3 | Lumber
2 | 3 | 14 SEER Split-System Heat Pump |  |  | 4 | FoodStore | 4 | Paper
3 | 1 | 15 SEER Split-System Heat Pump |  |  | 5 | School | 5 | Printing
4 | 2 | 15 SEER Split-System Heat Pump |  |  | 6 | College | 6 | Chemicals
5 | 3 | 15 SEER Split-System Heat Pump |  |  | 7 | Hospital | 7 | Petroleum
6 | 1 | 17 SEER Split-System Air Conditioner |  |  | 8 | Other Health Care | 8 | Rubber-Plastics
7 | 1 | 17 SEER Split-System Heat Pump |  |  | 9 | Warehouse | 9 | Stone-Clay-Glass
8 | 1 | 17 SEER Split-System Heat Pump |  |  | 10 | Hotel/Motel | 10 | Primary Metals
9 | 2 | 17 SEER Split-System Heat Pump |  |  | 11 | Other | 11 | Fab Metals
10 | 3 | 17 SEER Split-System Heat Pump |  |  |  |  | 12 | Ind Machinery
11 | 1 | 19 SEER Split-System Air Conditioner |  |  |  |  | 13 | Electronics
12 | 3 | 19 SEER Split-System Air Conditioner |  |  |  |  | 14 | Transp Eqp
13 | 1 | Ceiling R-0 to R-19 Insulation |  |  |  |  | 15 | Instruments
14 | 1 | Ceiling R-0 to R-19 Insulation |  |  |  |  | 16 | Misc
15 | 3 | Ceiling R-0 to R-19 Insulation
16 | 1 | Electronically Commutated Motors (ECM) on an Air Handler Unit
17 | 1 | Radient Barrier
18 | 1 | Radient Barrier
19 | 1 | Sealed Attic w/Sprayed Foam Insulated Roof Deck
20 | 3 | Sealed Attic w/Sprayed Foam Insulated Roof Deck
21 | 1 | Sealed Attics
22 | 2 | Sealed Attics
23 | 3 | Sealed Attics
24 | 1 | Single Pane Clear Windows to Double Pane Low-E Windows
Remaining Measures Passing
Commercial
# | Building Segment | Measure Name
1 | 1 | Aerosole Duct Sealing
2 | 1 | Aerosole Duct Sealing
3 | 1 | Aerosole Duct Sealing
4 | 2 | Aerosole Duct Sealing
5 | 2 | Aerosole Duct Sealing
6 | 2 | Aerosole Duct Sealing
7 | 3 | Aerosole Duct Sealing
8 | 3 | Aerosole Duct Sealing
9 | 3 | Aerosole Duct Sealing
10 | 4 | Aerosole Duct Sealing
11 | 4 | Aerosole Duct Sealing
12 | 4 | Aerosole Duct Sealing
13 | 5 | Aerosole Duct Sealing
14 | 5 | Aerosole Duct Sealing
15 | 5 | Aerosole Duct Sealing
16 | 6 | Aerosole Duct Sealing
17 | 6 | Aerosole Duct Sealing
18 | 7 | Aerosole Duct Sealing
19 | 7 | Aerosole Duct Sealing
20 | 7 | Aerosole Duct Sealing
21 | 8 | Aerosole Duct Sealing
22 | 8 | Aerosole Duct Sealing
23 | 8 | Aerosole Duct Sealing
24 | 10 | Aerosole Duct Sealing
25 | 10 | Aerosole Duct Sealing
26 | 10 | Aerosole Duct Sealing
27 | 11 | Aerosole Duct Sealing
28 | 11 | Aerosole Duct Sealing
29 | 4 | Anti-sweat (humidistat) controls
30 | 1 | Ceiling Insulation
31 | 1 | Ceiling Insulation
32 | 1 | Ceiling Insulation
33 | 2 | Ceiling Insulation
34 | 2 | Ceiling Insulation
35 | 2 | Ceiling Insulation
36 | 3 | Ceiling Insulation
37 | 3 | Ceiling Insulation
38 | 3 | Ceiling Insulation
39 | 4 | Ceiling Insulation
40 | 4 | Ceiling Insulation
41 | 4 | Ceiling Insulation
42 | 5 | Ceiling Insulation
43 | 5 | Ceiling Insulation
44 | 5 | Ceiling Insulation
45 | 6 | Ceiling Insulation
46 | 6 | Ceiling Insulation
47 | 6 | Ceiling Insulation
48 | 7 | Ceiling Insulation
49 | 7 | Ceiling Insulation
50 | 7 | Ceiling Insulation
51 | 8 | Ceiling Insulation
52 | 8 | Ceiling Insulation
53 | 8 | Ceiling Insulation
54 | 9 | Ceiling Insulation
55 | 9 | Ceiling Insulation
56 | 9 | Ceiling Insulation
57 | 10 | Ceiling Insulation
58 | 10 | Ceiling Insulation
59 | 10 | Ceiling Insulation
60 | 11 | Ceiling Insulation
61 | 11 | Ceiling Insulation
62 | 11 | Ceiling Insulation
63 | 1 | Centrifugal Chiller, 0.51 kW/ton, 500 tons
64 | 2 | Centrifugal Chiller, 0.51 kW/ton, 500 tons
65 | 3 | Centrifugal Chiller, 0.51 kW/ton, 500 tons
66 | 4 | Centrifugal Chiller, 0.51 kW/ton, 500 tons
67 | 5 | Centrifugal Chiller, 0.51 kW/ton, 500 tons
68 | 6 | Centrifugal Chiller, 0.51 kW/ton, 500 tons
69 | 7 | Centrifugal Chiller, 0.51 kW/ton, 500 tons
70 | 8 | Centrifugal Chiller, 0.51 kW/ton, 500 tons
71 | 10 | Centrifugal Chiller, 0.51 kW/ton, 500 tons
72 | 11 | Centrifugal Chiller, 0.51 kW/ton, 500 tons
73 | 1 | CFL Hardwired, Modular 18W
74 | 2 | CFL Hardwired, Modular 18W
75 | 3 | CFL Hardwired, Modular 18W
76 | 4 | CFL Hardwired, Modular 18W
77 | 5 | CFL Hardwired, Modular 18W
78 | 6 | CFL Hardwired, Modular 18W
79 | 7 | CFL Hardwired, Modular 18W
80 | 8 | CFL Hardwired, Modular 18W
81 | 9 | CFL Hardwired, Modular 18W
82 | 10 | CFL Hardwired, Modular 18W
83 | 11 | CFL Hardwired, Modular 18W
84 | 1 | CFL Screw-in 18W
85 | 2 | CFL Screw-in 18W
86 | 3 | CFL Screw-in 18W
87 | 4 | CFL Screw-in 18W
88 | 5 | CFL Screw-in 18W
89 | 6 | CFL Screw-in 18W
90 | 7 | CFL Screw-in 18W
91 | 8 | CFL Screw-in 18W
92 | 9 | CFL Screw-in 18W
93 | 10 | CFL Screw-in 18W
94 | 11 | CFL Screw-in 18W
95 | 1 | Chiller Tune Up/Diagnostics
96 | 2 | Chiller Tune Up/Diagnostics
97 | 3 | Chiller Tune Up/Diagnostics
98 | 4 | Chiller Tune Up/Diagnostics
99 | 5 | Chiller Tune Up/Diagnostics
100 | 6 | Chiller Tune Up/Diagnostics
101 | 7 | Chiller Tune Up/Diagnostics
102 | 8 | Chiller Tune Up/Diagnostics
103 | 10 | Chiller Tune Up/Diagnostics
104 | 4 | Compressor VSD retrofit
105 | 1 | Continuous Dimming
106 | 2 | Continuous Dimming
107 | 3 | Continuous Dimming
108 | 4 | Continuous Dimming
109 | 5 | Continuous Dimming
110 | 6 | Continuous Dimming
111 | 7 | Continuous Dimming
112 | 8 | Continuous Dimming
113 | 9 | Continuous Dimming
114 | 10 | Continuous Dimming
115 | 11 | Continuous Dimming
116 | 1 | Cool Roof - Chiller
117 | 2 | Cool Roof - Chiller
118 | 3 | Cool Roof - Chiller
119 | 4 | Cool Roof - Chiller
120 | 5 | Cool Roof - Chiller
121 | 6 | Cool Roof - Chiller
122 | 7 | Cool Roof - Chiller
123 | 8 | Cool Roof - Chiller
124 | 9 | Cool Roof - Chiller
125 | 10 | Cool Roof - Chiller
126 | 11 | Cool Roof - Chiller
127 | 1 | Cool Roof - DX
128 | 1 | Cool Roof - DX
129 | 2 | Cool Roof - DX
130 | 2 | Cool Roof - DX
131 | 3 | Cool Roof - DX
132 | 3 | Cool Roof - DX
133 | 4 | Cool Roof - DX
134 | 4 | Cool Roof - DX
135 | 5 | Cool Roof - DX
136 | 5 | Cool Roof - DX
137 | 6 | Cool Roof - DX
138 | 6 | Cool Roof - DX
139 | 7 | Cool Roof - DX
140 | 7 | Cool Roof - DX
141 | 8 | Cool Roof - DX
142 | 8 | Cool Roof - DX
143 | 9 | Cool Roof - DX
144 | 9 | Cool Roof - DX
145 | 10 | Cool Roof - DX
146 | 10 | Cool Roof - DX
147 | 11 | Cool Roof - DX
148 | 11 | Cool Roof - DX
149 | 1 | Dehumidification hybrid desiccant heat pump
150 | 3 | Dehumidification hybrid desiccant heat pump
151 | 5 | Dehumidification hybrid desiccant heat pump
152 | 6 | Dehumidification hybrid desiccant heat pump
153 | 7 | Dehumidification hybrid desiccant heat pump
154 | 8 | Dehumidification hybrid desiccant heat pump
155 | 10 | Dehumidification hybrid desiccant heat pump
156 | 11 | Dehumidification hybrid desiccant heat pump
157 | 1 | Demand Control Ventilation (DCV)
158 | 2 | Demand Control Ventilation (DCV)
159 | 3 | Demand Control Ventilation (DCV)
160 | 4 | Demand Control Ventilation (DCV)
161 | 5 | Demand Control Ventilation (DCV)
162 | 6 | Demand Control Ventilation (DCV)
163 | 7 | Demand Control Ventilation (DCV)
164 | 8 | Demand Control Ventilation (DCV)
165 | 9 | Demand Control Ventilation (DCV)
166 | 10 | Demand Control Ventilation (DCV)
167 | 11 | Demand Control Ventilation (DCV)
168 | 4 | Demand Defrost Electric
169 | 4 | Demand Hot Gas Defrost
170 | 2 | Duct/Pipe Insulation
171 | 7 | Duct/Pipe Insulation
172 | 7 | Duct/Pipe Insulation
173 | 1 | DX Coil Cleaning
174 | 2 | DX Coil Cleaning
175 | 3 | DX Coil Cleaning
176 | 4 | DX Coil Cleaning
177 | 5 | DX Coil Cleaning
178 | 6 | DX Coil Cleaning
179 | 7 | DX Coil Cleaning
180 | 8 | DX Coil Cleaning
181 | 10 | DX Coil Cleaning
182 | 2 | DX Packaged System, EER=10.9, 10 tons
183 | 4 | DX Packaged System, EER=10.9, 10 tons
184 | 7 | DX Packaged System, EER=10.9, 10 tons
185 | 8 | DX Packaged System, EER=10.9, 10 tons
186 | 1 | DX Tune Up/ Advanced Diagnostics
187 | 2 | DX Tune Up/ Advanced Diagnostics
188 | 3 | DX Tune Up/ Advanced Diagnostics
189 | 4 | DX Tune Up/ Advanced Diagnostics
190 | 5 | DX Tune Up/ Advanced Diagnostics
191 | 6 | DX Tune Up/ Advanced Diagnostics
192 | 7 | DX Tune Up/ Advanced Diagnostics
193 | 8 | DX Tune Up/ Advanced Diagnostics
194 | 10 | DX Tune Up/ Advanced Diagnostics
195 | 4 | Efficient compressor motor
196 | 2 | Efficient Fryer
197 | 7 | Electronically Commutated Motors (ECM) on an Air Handler Unit
198 | 8 | Electronically Commutated Motors (ECM) on an Air Handler Unit
199 | 1 | EMS - Chiller
200 | 2 | EMS - Chiller
201 | 3 | EMS - Chiller
202 | 4 | EMS - Chiller
203 | 5 | EMS - Chiller
204 | 6 | EMS - Chiller
205 | 7 | EMS - Chiller
206 | 8 | EMS - Chiller
207 | 10 | EMS - Chiller
208 | 1 | Energy Recovery Ventilation (ERV)
209 | 2 | Energy Recovery Ventilation (ERV)
210 | 3 | Energy Recovery Ventilation (ERV)
211 | 4 | Energy Recovery Ventilation (ERV)
212 | 5 | Energy Recovery Ventilation (ERV)
213 | 6 | Energy Recovery Ventilation (ERV)
214 | 7 | Energy Recovery Ventilation (ERV)
215 | 8 | Energy Recovery Ventilation (ERV)
216 | 9 | Energy Recovery Ventilation (ERV)
217 | 10 | Energy Recovery Ventilation (ERV)
218 | 11 | Energy Recovery Ventilation (ERV)
219 | 1 | Energy Star or Better Monitor
220 | 6 | Energy Star or Better Monitor
221 | 8 | Energy Star or Better Monitor
222 | 11 | Energy Star or Better Monitor
223 | 4 | Floating head pressure controls
224 | 4 | Freezer-Cooler Replacement Gaskets
225 | 1 | Geothermal Heat Pump, EER=13, 10 tons
226 | 1 | Geothermal Heat Pump, EER=13, 10 tons
227 | 2 | Geothermal Heat Pump, EER=13, 10 tons
228 | 2 | Geothermal Heat Pump, EER=13, 10 tons
229 | 3 | Geothermal Heat Pump, EER=13, 10 tons
230 | 3 | Geothermal Heat Pump, EER=13, 10 tons
231 | 4 | Geothermal Heat Pump, EER=13, 10 tons
232 | 4 | Geothermal Heat Pump, EER=13, 10 tons
233 | 5 | Geothermal Heat Pump, EER=13, 10 tons
234 | 5 | Geothermal Heat Pump, EER=13, 10 tons
235 | 6 | Geothermal Heat Pump, EER=13, 10 tons
236 | 6 | Geothermal Heat Pump, EER=13, 10 tons
237 | 7 | Geothermal Heat Pump, EER=13, 10 tons
238 | 7 | Geothermal Heat Pump, EER=13, 10 tons
239 | 8 | Geothermal Heat Pump, EER=13, 10 tons
240 | 8 | Geothermal Heat Pump, EER=13, 10 tons
241 | 9 | Geothermal Heat Pump, EER=13, 10 tons
242 | 10 | Geothermal Heat Pump, EER=13, 10 tons
243 | 10 | Geothermal Heat Pump, EER=13, 10 tons
244 | 11 | Geothermal Heat Pump, EER=13, 10 tons
245 | 4 | Griddle
246 | 5 | Griddle
247 | 6 | Griddle
248 | 7 | Griddle
249 | 10 | Griddle
250 | 1 | HE PTAC, EER=9.6, 1 ton
251 | 2 | HE PTAC, EER=9.6, 1 ton
252 | 3 | HE PTAC, EER=9.6, 1 ton
253 | 4 | HE PTAC, EER=9.6, 1 ton
254 | 5 | HE PTAC, EER=9.6, 1 ton
255 | 6 | HE PTAC, EER=9.6, 1 ton
256 | 7 | HE PTAC, EER=9.6, 1 ton
257 | 8 | HE PTAC, EER=9.6, 1 ton
258 | 10 | HE PTAC, EER=9.6, 1 ton
259 | 11 | HE PTAC, EER=9.6, 1 ton
260 | 2 | Heat Pump Water Heater (air source)
261 | 5 | Heat Pump Water Heater (air source)
262 | 7 | Heat Pump Water Heater (air source)
263 | 10 | Heat Pump Water Heater (air source)
264 | 2 | Heat Recovery Unit
265 | 5 | Heat Recovery Unit
266 | 7 | Heat Recovery Unit
267 | 10 | Heat Recovery Unit
268 | 1 | High Bay T5
269 | 2 | High Bay T5
270 | 3 | High Bay T5
271 | 4 | High Bay T5
272 | 5 | High Bay T5
273 | 6 | High Bay T5
274 | 7 | High Bay T5
275 | 8 | High Bay T5
276 | 9 | High Bay T5
277 | 10 | High Bay T5
278 | 11 | High Bay T5
279 | 2 | High Efficiency Chiller Motors
280 | 7 | High Efficiency Chiller Motors
281 | 4 | High R-Value Glass Doors
282 | 4 | High-efficiency fan motors
283 | 4 | Holding Cabinet
284 | 5 | Holding Cabinet
285 | 6 | Holding Cabinet
286 | 7 | Holding Cabinet
287 | 10 | Holding Cabinet
288 | 1 | Hybrid Dessicant-DX System (Trane CDQ)
289 | 2 | Hybrid Dessicant-DX System (Trane CDQ)
290 | 3 | Hybrid Dessicant-DX System (Trane CDQ)
291 | 4 | Hybrid Dessicant-DX System (Trane CDQ)
292 | 5 | Hybrid Dessicant-DX System (Trane CDQ)
293 | 6 | Hybrid Dessicant-DX System (Trane CDQ)
294 | 7 | Hybrid Dessicant-DX System (Trane CDQ)
295 | 8 | Hybrid Dessicant-DX System (Trane CDQ)
296 | 10 | Hybrid Dessicant-DX System (Trane CDQ)
297 | 11 | Hybrid Dessicant-DX System (Trane CDQ)
298 | 3 | Lighting Control Tuneup
299 | 4 | Lighting Control Tuneup
300 | 4 | Lighting Control Tuneup
301 | 8 | Lighting Control Tuneup
302 | 8 | Lighting Control Tuneup
303 | 4 | Multiplex Compressor System
304 | 1 | Occupancy Sensor
305 | 1 | Occupancy Sensor
306 | 2 | Occupancy Sensor
307 | 2 | Occupancy Sensor
308 | 3 | Occupancy Sensor
309 | 3 | Occupancy Sensor
310 | 4 | Occupancy Sensor
311 | 4 | Occupancy Sensor
312 | 5 | Occupancy Sensor
313 | 5 | Occupancy Sensor
314 | 6 | Occupancy Sensor
315 | 6 | Occupancy Sensor
316 | 7 | Occupancy Sensor
317 | 7 | Occupancy Sensor
318 | 8 | Occupancy Sensor
319 | 8 | Occupancy Sensor
320 | 11 | Occupancy Sensor
321 | 11 | Occupancy Sensor
322 | 4 | Oversized Air Cooled Condenser
323 | 1 | Packaged HP System, EER=10.9, 10 tons
324 | 2 | Packaged HP System, EER=10.9, 10 tons
325 | 3 | Packaged HP System, EER=10.9, 10 tons
326 | 4 | Packaged HP System, EER=10.9, 10 tons
327 | 5 | Packaged HP System, EER=10.9, 10 tons
328 | 6 | Packaged HP System, EER=10.9, 10 tons
329 | 7 | Packaged HP System, EER=10.9, 10 tons
330 | 8 | Packaged HP System, EER=10.9, 10 tons
331 | 10 | Packaged HP System, EER=10.9, 10 tons
332 | 6 | PC Manual Power Management Enabling
333 | 6 | PC Network Power Management Enabling
334 | 1 | Premium T8, EB, Reflector
335 | 2 | Premium T8, EB, Reflector
336 | 3 | Premium T8, EB, Reflector
337 | 4 | Premium T8, EB, Reflector
338 | 5 | Premium T8, EB, Reflector
339 | 6 | Premium T8, EB, Reflector
340 | 7 | Premium T8, EB, Reflector
341 | 8 | Premium T8, EB, Reflector
342 | 9 | Premium T8, EB, Reflector
343 | 10 | Premium T8, EB, Reflector
344 | 11 | Premium T8, EB, Reflector
345 | 1 | Premium T8, Elecctronic Ballast
346 | 2 | Premium T8, Elecctronic Ballast
347 | 3 | Premium T8, Elecctronic Ballast
348 | 4 | Premium T8, Elecctronic Ballast
349 | 5 | Premium T8, Elecctronic Ballast
350 | 6 | Premium T8, Elecctronic Ballast
351 | 7 | Premium T8, Elecctronic Ballast
352 | 8 | Premium T8, Elecctronic Ballast
353 | 10 | Premium T8, Elecctronic Ballast
354 | 11 | Premium T8, Elecctronic Ballast
355 | 1 | PSMH, 250W, magnetic ballast
356 | 2 | PSMH, 250W, magnetic ballast
357 | 3 | PSMH, 250W, magnetic ballast
358 | 4 | PSMH, 250W, magnetic ballast
359 | 5 | PSMH, 250W, magnetic ballast
360 | 6 | PSMH, 250W, magnetic ballast
361 | 7 | PSMH, 250W, magnetic ballast
362 | 8 | PSMH, 250W, magnetic ballast
363 | 9 | PSMH, 250W, magnetic ballast
364 | 10 | PSMH, 250W, magnetic ballast
365 | 11 | PSMH, 250W, magnetic ballast
366 | 4 | Refrigeration Commissioning
367 | 1 | ROB Premium T8, 1EB
368 | 2 | ROB Premium T8, 1EB
369 | 3 | ROB Premium T8, 1EB
370 | 4 | ROB Premium T8, 1EB
371 | 5 | ROB Premium T8, 1EB
372 | 6 | ROB Premium T8, 1EB
373 | 7 | ROB Premium T8, 1EB
374 | 8 | ROB Premium T8, 1EB
375 | 1 | ROB Premium T8, EB, Reflector
376 | 2 | ROB Premium T8, EB, Reflector
377 | 3 | ROB Premium T8, EB, Reflector
378 | 4 | ROB Premium T8, EB, Reflector
379 | 5 | ROB Premium T8, EB, Reflector
380 | 6 | ROB Premium T8, EB, Reflector
381 | 7 | ROB Premium T8, EB, Reflector
382 | 8 | ROB Premium T8, EB, Reflector
383 | 9 | ROB Premium T8, EB, Reflector
384 | 10 | ROB Premium T8, EB, Reflector
385 | 11 | ROB Premium T8, EB, Reflector
386 | 1 | Roof Insulation
387 | 1 | Roof Insulation
388 | 1 | Roof Insulation
389 | 2 | Roof Insulation
390 | 2 | Roof Insulation
391 | 2 | Roof Insulation
392 | 3 | Roof Insulation
393 | 3 | Roof Insulation
394 | 3 | Roof Insulation
395 | 4 | Roof Insulation
396 | 4 | Roof Insulation
397 | 4 | Roof Insulation
398 | 5 | Roof Insulation
399 | 5 | Roof Insulation
400 | 5 | Roof Insulation
401 | 6 | Roof Insulation
402 | 6 | Roof Insulation
403 | 6 | Roof Insulation
404 | 7 | Roof Insulation
405 | 7 | Roof Insulation
406 | 7 | Roof Insulation
407 | 8 | Roof Insulation
408 | 8 | Roof Insulation
409 | 8 | Roof Insulation
410 | 9 | Roof Insulation
411 | 10 | Roof Insulation
412 | 10 | Roof Insulation
413 | 10 | Roof Insulation
414 | 11 | Roof Insulation
415 | 11 | Roof Insulation
416 | 11 | Roof Insulation
417 | 1 | Run Time Optimizer
418 | 2 | Run Time Optimizer
419 | 3 | Run Time Optimizer
420 | 4 | Run Time Optimizer
421 | 5 | Run Time Optimizer
422 | 6 | Run Time Optimizer
423 | 7 | Run Time Optimizer
424 | 8 | Run Time Optimizer
425 | 9 | Run Time Optimizer
426 | 10 | Run Time Optimizer
427 | 11 | Run Time Optimizer
428 | 2 | Separate Makeup Air / Exhaust Hoods AC
429 | 4 | Separate Makeup Air / Exhaust Hoods AC
430 | 2 | Server Virtualization
431 | 6 | Server Virtualization
432 | 11 | Server Virtualization
433 | 4 | Steamer
434 | 5 | Steamer
435 | 6 | Steamer
436 | 7 | Steamer
437 | 10 | Steamer
438 | 4 | Strip curtains for walk-ins
439 | 1 | Thermal Energy Storage (TES)
440 | 2 | Thermal Energy Storage (TES)
441 | 3 | Thermal Energy Storage (TES)
442 | 4 | Thermal Energy Storage (TES)
443 | 5 | Thermal Energy Storage (TES)
444 | 6 | Thermal Energy Storage (TES)
445 | 7 | Thermal Energy Storage (TES)
446 | 8 | Thermal Energy Storage (TES)
447 | 9 | Thermal Energy Storage (TES)
448 | 10 | Thermal Energy Storage (TES)
449 | 11 | Thermal Energy Storage (TES)
450 | 8 | Variable Speed Drive Control
451 | 1 | VSD for Chiller Pumps and Towers
452 | 2 | VSD for Chiller Pumps and Towers
453 | 3 | VSD for Chiller Pumps and Towers
454 | 4 | VSD for Chiller Pumps and Towers
455 | 5 | VSD for Chiller Pumps and Towers
456 | 7 | VSD for Chiller Pumps and Towers
457 | 8 | VSD for Chiller Pumps and Towers
458 | 10 | VSD for Chiller Pumps and Towers
459 | 1 | Window Film (Standard)
460 | 2 | Window Film (Standard)
461 | 2 | Window Film (Standard)
462 | 2 | Window Film (Standard)
463 | 3 | Window Film (Standard)
464 | 3 | Window Film (Standard)
465 | 4 | Window Film (Standard)
466 | 4 | Window Film (Standard)
467 | 4 | Window Film (Standard)
468 | 5 | Window Film (Standard)
469 | 7 | Window Film (Standard)
470 | 7 | Window Film (Standard)
471 | 7 | Window Film (Standard)
472 | 8 | Window Film (Standard)
473 | 8 | Window Film (Standard)
474 | 8 | Window Film (Standard)
475 | 10 | Window Film (Standard)
Remaining Measures Passing
Industrial
# | Building Segment | Measure Name
1 | 3 | Air conveying systems
2 | 1 | Bakery - Process
3 | 1 | CFL Hardwired, Modular 18W
4 | 2 | CFL Hardwired, Modular 18W
5 | 3 | CFL Hardwired, Modular 18W
6 | 4 | CFL Hardwired, Modular 18W
7 | 5 | CFL Hardwired, Modular 18W
8 | 8 | CFL Hardwired, Modular 18W
9 | 9 | CFL Hardwired, Modular 18W
10 | 10 | CFL Hardwired, Modular 18W
11 | 11 | CFL Hardwired, Modular 18W
12 | 12 | CFL Hardwired, Modular 18W
13 | 13 | CFL Hardwired, Modular 18W
14 | 14 | CFL Hardwired, Modular 18W
15 | 15 | CFL Hardwired, Modular 18W
16 | 16 | CFL Hardwired, Modular 18W
17 | 1 | CFL Screw-in 18W
18 | 2 | CFL Screw-in 18W
19 | 3 | CFL Screw-in 18W
20 | 4 | CFL Screw-in 18W
21 | 5 | CFL Screw-in 18W
22 | 6 | CFL Screw-in 18W
23 | 7 | CFL Screw-in 18W
24 | 8 | CFL Screw-in 18W
25 | 9 | CFL Screw-in 18W
26 | 10 | CFL Screw-in 18W
27 | 11 | CFL Screw-in 18W
28 | 12 | CFL Screw-in 18W
29 | 13 | CFL Screw-in 18W
30 | 14 | CFL Screw-in 18W
31 | 15 | CFL Screw-in 18W
32 | 16 | CFL Screw-in 18W
33 | 2 | Compressed Air - System Optimization
34 | 2 | Compressed Air-O&M
35 | 2 | Cool Roof - Chiller
36 | 1 | Dehumidification Hybrid Desiccant Heat Pump
37 | 2 | Dehumidification Hybrid Desiccant Heat Pump
38 | 3 | Dehumidification Hybrid Desiccant Heat Pump
39 | 4 | Dehumidification Hybrid Desiccant Heat Pump
40 | 5 | Dehumidification Hybrid Desiccant Heat Pump
41 | 6 | Dehumidification Hybrid Desiccant Heat Pump
42 | 7 | Dehumidification Hybrid Desiccant Heat Pump
43 | 8 | Dehumidification Hybrid Desiccant Heat Pump
44 | 9 | Dehumidification Hybrid Desiccant Heat Pump
45 | 10 | Dehumidification Hybrid Desiccant Heat Pump
46 | 11 | Dehumidification Hybrid Desiccant Heat Pump
47 | 12 | Dehumidification Hybrid Desiccant Heat Pump
48 | 13 | Dehumidification Hybrid Desiccant Heat Pump
49 | 14 | Dehumidification Hybrid Desiccant Heat Pump
50 | 15 | Dehumidification Hybrid Desiccant Heat Pump
51 | 16 | Dehumidification Hybrid Desiccant Heat Pump
52 | 8 | Direct drive Extruders
53 | 2 | Drying (UV/IR)
54 | 12 | Efficient Curing ovens
55 | 8 | Extruders/injection Moulding-multipump
56 | 2 | Fans - Controls
57 | 3 | Fans - Controls
58 | 8 | Fans - Controls
59 | 10 | Fans - Controls
60 | 11 | Fans - Controls
61 | 12 | Fans - Controls
62 | 14 | Fans - Controls
63 | 2 | Fans - System Optimization
64 | 3 | Heat Pumps - Drying
65 | 1 | High Bay T5
66 | 2 | High Bay T5
67 | 3 | High Bay T5
68 | 5 | High Bay T5
69 | 8 | High Bay T5
70 | 10 | High Bay T5
71 | 11 | High Bay T5
72 | 12 | High Bay T5
73 | 13 | High Bay T5
74 | 14 | High Bay T5
75 | 15 | High Bay T5
76 | 2 | Hybrid Dessicant-DX System (Trane CDQ)
77 | 12 | Hybrid Dessicant-DX System (Trane CDQ)
78 | 12 | New transformers welding
79 | 14 | New transformers welding
80 | 2 | O&M/drives spinning machines
81 | 1 | Optimization Refrigeration
82 | 2 | Premium T8, Elecctronic Ballast
83 | 12 | Premium T8, Elecctronic Ballast
84 | 1 | Pumps - Controls
85 | 2 | Pumps - Controls
86 | 3 | Pumps - Controls
87 | 8 | Pumps - Controls
88 | 10 | Pumps - Controls
89 | 11 | Pumps - Controls
90 | 12 | Pumps - Controls
91 | 14 | Pumps - Controls
92 | 2 | Pumps - Sizing
93 | 2 | Pumps - System Optimization
94 | 3 | Pumps - System Optimization
95 | 10 | Pumps - System Optimization
96 | 11 | Pumps - System Optimization
97 | 12 | Pumps - System Optimization
98 | 14 | Pumps - System Optimization
99 | 1 | Run Time Optimizer
100 | 2 | Run Time Optimizer
101 | 3 | Run Time Optimizer
102 | 4 | Run Time Optimizer
103 | 5 | Run Time Optimizer
104 | 6 | Run Time Optimizer
105 | 7 | Run Time Optimizer
106 | 8 | Run Time Optimizer
107 | 9 | Run Time Optimizer
108 | 10 | Run Time Optimizer
109 | 11 | Run Time Optimizer
110 | 12 | Run Time Optimizer
111 | 13 | Run Time Optimizer
112 | 14 | Run Time Optimizer
113 | 15 | Run Time Optimizer
114 | 16 | Run Time Optimizer

## 2 Eco Pot RIM Lost Rev Fail
Economic Potential Lost Revenues (RIM)
Remaining Measures Failing
Residential
# | Building Segment | Measure Name
1 | 1 | 13 EER Geothermal Heat Pump
2 | 1 | 13 EER Geothermal Heat Pump
3 | 2 | 13 EER Geothermal Heat Pump
4 | 2 | 13 EER Geothermal Heat Pump
5 | 3 | 13 EER Geothermal Heat Pump
6 | 3 | 13 EER Geothermal Heat Pump
7 | 1 | 14 SEER Split-System Air Conditioner
8 | 1 | 14 SEER Split-System Air Conditioner
9 | 2 | 14 SEER Split-System Air Conditioner
10 | 2 | 14 SEER Split-System Air Conditioner
11 | 3 | 14 SEER Split-System Air Conditioner
12 | 3 | 14 SEER Split-System Air Conditioner
13 | 1 | 14 SEER Split-System Heat Pump
14 | 2 | 14 SEER Split-System Heat Pump
15 | 2 | 14 SEER Split-System Heat Pump
16 | 3 | 14 SEER Split-System Heat Pump
17 | 1 | 15 SEER Split-System Air Conditioner
18 | 1 | 15 SEER Split-System Air Conditioner
19 | 2 | 15 SEER Split-System Air Conditioner
20 | 2 | 15 SEER Split-System Air Conditioner
21 | 3 | 15 SEER Split-System Air Conditioner
22 | 3 | 15 SEER Split-System Air Conditioner
23 | 1 | 15 SEER Split-System Heat Pump
24 | 2 | 15 SEER Split-System Heat Pump
25 | 3 | 15 SEER Split-System Heat Pump
26 | 1 | 17 SEER Split-System Air Conditioner
27 | 2 | 17 SEER Split-System Air Conditioner
28 | 2 | 17 SEER Split-System Air Conditioner
29 | 3 | 17 SEER Split-System Air Conditioner
30 | 3 | 17 SEER Split-System Air Conditioner
31 | 2 | 17 SEER Split-System Heat Pump
32 | 3 | 17 SEER Split-System Heat Pump
33 | 1 | 19 SEER Split-System Air Conditioner
34 | 2 | 19 SEER Split-System Air Conditioner
35 | 2 | 19 SEER Split-System Air Conditioner
36 | 3 | 19 SEER Split-System Air Conditioner
37 | 1 | AC Heat Recovery Units
38 | 2 | AC Heat Recovery Units
39 | 3 | AC Heat Recovery Units
40 | 1 | AC Maintenance (Indoor Coil Cleaning)
41 | 1 | AC Maintenance (Indoor Coil Cleaning)
42 | 1 | AC Maintenance (Indoor Coil Cleaning)
43 | 2 | AC Maintenance (Indoor Coil Cleaning)
44 | 2 | AC Maintenance (Indoor Coil Cleaning)
45 | 2 | AC Maintenance (Indoor Coil Cleaning)
46 | 3 | AC Maintenance (Indoor Coil Cleaning)
47 | 3 | AC Maintenance (Indoor Coil Cleaning)
48 | 3 | AC Maintenance (Indoor Coil Cleaning)
49 | 1 | AC Maintenance (Outdoor Coil Cleaning)
50 | 1 | AC Maintenance (Outdoor Coil Cleaning)
51 | 1 | AC Maintenance (Outdoor Coil Cleaning)
52 | 2 | AC Maintenance (Outdoor Coil Cleaning)
53 | 2 | AC Maintenance (Outdoor Coil Cleaning)
54 | 2 | AC Maintenance (Outdoor Coil Cleaning)
55 | 3 | AC Maintenance (Outdoor Coil Cleaning)
56 | 3 | AC Maintenance (Outdoor Coil Cleaning)
57 | 3 | AC Maintenance (Outdoor Coil Cleaning)
58 | 1 | Attic Venting
59 | 1 | Attic Venting
60 | 1 | Attic Venting
61 | 2 | Attic Venting
62 | 2 | Attic Venting
63 | 2 | Attic Venting
64 | 3 | Attic Venting
65 | 3 | Attic Venting
66 | 3 | Attic Venting
67 | 1 | Base 13 SEER Split-System Air Conditioner & Gas Heat
68 | 2 | Base 13 SEER Split-System Air Conditioner & Gas Heat
69 | 3 | Base 13 SEER Split-System Air Conditioner & Gas Heat
70 | 1 | Base 13 SEER Split-System Air Conditioner & Strip Heater
71 | 2 | Base 13 SEER Split-System Air Conditioner & Strip Heater
72 | 3 | Base 13 SEER Split-System Air Conditioner & Strip Heater
73 | 1 | Base 13 SEER Split-System Heat Pump
74 | 2 | Base 13 SEER Split-System Heat Pump
75 | 3 | Base 13 SEER Split-System Heat Pump
76 | 1 | Base 40 gal. Water Heating (EF=0.92)
77 | 2 | Base 40 gal. Water Heating (EF=0.92)
78 | 3 | Base 40 gal. Water Heating (EF=0.92)
79 | 1 | Base 9 EER Room Air Conditioner & Strip Heater
80 | 2 | Base 9 EER Room Air Conditioner & Strip Heater
81 | 3 | Base 9 EER Room Air Conditioner & Strip Heater
82 | 1 | Base Clothes Dryer (EF=3.01)
83 | 2 | Base Clothes Dryer (EF=3.01)
84 | 3 | Base Clothes Dryer (EF=3.01)
85 | 1 | Base Clotheswasher (MEF=1.6)
86 | 2 | Base Clotheswasher (MEF=1.6)
87 | 3 | Base Clotheswasher (MEF=1.6)
88 | 1 | Base CRT TV
89 | 2 | Base CRT TV
90 | 3 | Base CRT TV
91 | 1 | Base Desktop PC
92 | 2 | Base Desktop PC
93 | 3 | Base Desktop PC
94 | 1 | Base Dishwasher (EF=0.46)
95 | 2 | Base Dishwasher (EF=0.46)
96 | 3 | Base Dishwasher (EF=0.46)
97 | 1 | Base DVD Player
98 | 2 | Base DVD Player
99 | 3 | Base DVD Player
100 | 1 | Base Fluorescent Fixture, 2L4'T12, 40W, 1EEMAG
101 | 2 | Base Fluorescent Fixture, 2L4'T12, 40W, 1EEMAG
102 | 3 | Base Fluorescent Fixture, 2L4'T12, 40W, 1EEMAG
103 | 1 | Base Freezer
104 | 2 | Base Freezer
105 | 3 | Base Freezer
106 | 1 | Base Laptop PC
107 | 2 | Base Laptop PC
108 | 3 | Base Laptop PC
109 | 1 | Base Large-screen TV
110 | 2 | Base Large-screen TV
111 | 3 | Base Large-screen TV
112 | 1 | Base Lighting (60-Watt incandescent), 0.5 hr/hday
113 | 2 | Base Lighting (60-Watt incandescent), 0.5 hr/hday
114 | 3 | Base Lighting (60-Watt incandescent), 0.5 hr/hday
115 | 1 | Base Lighting (60-Watt incandescent), 2.5 hr/hday
116 | 2 | Base Lighting (60-Watt incandescent), 2.5 hr/hday
117 | 3 | Base Lighting (60-Watt incandescent), 2.5 hr/hday
118 | 1 | Base Lighting (60-Watt incandescent), 6.0 hr/hday
119 | 2 | Base Lighting (60-Watt incandescent), 6.0 hr/hday
120 | 3 | Base Lighting (60-Watt incandescent), 6.0 hr/hday
121 | 1 | Base Outdoor Lighting
122 | 2 | Base Outdoor Lighting
123 | 3 | Base Outdoor Lighting
124 | 1 | Base Pool Pump and Motor (1.5 hp)
125 | 2 | Base Pool Pump and Motor (1.5 hp)
126 | 3 | Base Pool Pump and Motor (1.5 hp)
127 | 1 | Base Refrigerator (18 cf w/top-mount freezer, no through-door ice)
128 | 2 | Base Refrigerator (18 cf w/top-mount freezer, no through-door ice)
129 | 3 | Base Refrigerator (18 cf w/top-mount freezer, no through-door ice)
130 | 1 | Base Set-Top Box
131 | 2 | Base Set-Top Box
132 | 3 | Base Set-Top Box
133 | 1 | Base VCR
134 | 2 | Base VCR
135 | 3 | Base VCR
136 | 1 | Ceiling R-0 to R-19 Insulation
137 | 1 | Ceiling R-0 to R-19 Insulation
138 | 2 | Ceiling R-0 to R-19 Insulation
139 | 2 | Ceiling R-0 to R-19 Insulation
140 | 2 | Ceiling R-0 to R-19 Insulation
141 | 2 | Ceiling R-0 to R-19 Insulation
142 | 3 | Ceiling R-0 to R-19 Insulation
143 | 3 | Ceiling R-0 to R-19 Insulation
144 | 3 | Ceiling R-0 to R-19 Insulation
145 | 1 | Ceiling R-19 to R-38 Insulation
146 | 1 | Ceiling R-19 to R-38 Insulation
147 | 1 | Ceiling R-19 to R-38 Insulation
148 | 1 | Ceiling R-19 to R-38 Insulation
149 | 2 | Ceiling R-19 to R-38 Insulation
150 | 2 | Ceiling R-19 to R-38 Insulation
151 | 2 | Ceiling R-19 to R-38 Insulation
152 | 2 | Ceiling R-19 to R-38 Insulation
153 | 3 | Ceiling R-19 to R-38 Insulation
154 | 3 | Ceiling R-19 to R-38 Insulation
155 | 3 | Ceiling R-19 to R-38 Insulation
156 | 3 | Ceiling R-19 to R-38 Insulation
157 | 1 | CFL - medium screw based <30 Watts
158 | 2 | CFL - medium screw based <30 Watts
159 | 3 | CFL - medium screw based <30 Watts
160 | 1 | CFL (18-Watt integral ballast), 0.5 hr/day
161 | 2 | CFL (18-Watt integral ballast), 0.5 hr/day
162 | 3 | CFL (18-Watt integral ballast), 0.5 hr/day
163 | 1 | CFL (18-Watt integral ballast), 2.5 hr/day
164 | 2 | CFL (18-Watt integral ballast), 2.5 hr/day
165 | 3 | CFL (18-Watt integral ballast), 2.5 hr/day
166 | 1 | CFL (18-Watt integral ballast), 6.0 hr/day
167 | 2 | CFL (18-Watt integral ballast), 6.0 hr/day
168 | 3 | CFL (18-Watt integral ballast), 6.0 hr/day
169 | 1 | Default Window With Sunscreen
170 | 1 | Default Window With Sunscreen
171 | 1 | Default Window With Sunscreen
172 | 1 | Default Window With Sunscreen
173 | 2 | Default Window With Sunscreen
174 | 2 | Default Window With Sunscreen
175 | 2 | Default Window With Sunscreen
176 | 2 | Default Window With Sunscreen
177 | 3 | Default Window With Sunscreen
178 | 3 | Default Window With Sunscreen
179 | 3 | Default Window With Sunscreen
180 | 3 | Default Window With Sunscreen
181 | 1 | Duct Repair
182 | 1 | Duct Repair
183 | 1 | Duct Repair
184 | 2 | Duct Repair
185 | 2 | Duct Repair
186 | 2 | Duct Repair
187 | 3 | Duct Repair
188 | 3 | Duct Repair
189 | 3 | Duct Repair
190 | 1 | Electronically Commutated Motors (ECM) on an Air Handler Unit
191 | 1 | Electronically Commutated Motors (ECM) on an Air Handler Unit
192 | 2 | Electronically Commutated Motors (ECM) on an Air Handler Unit
193 | 2 | Electronically Commutated Motors (ECM) on an Air Handler Unit
194 | 2 | Electronically Commutated Motors (ECM) on an Air Handler Unit
195 | 3 | Electronically Commutated Motors (ECM) on an Air Handler Unit
196 | 3 | Electronically Commutated Motors (ECM) on an Air Handler Unit
197 | 3 | Electronically Commutated Motors (ECM) on an Air Handler Unit
198 | 1 | Energy Star CW CEE Tier 1 (MEF=1.8)
199 | 2 | Energy Star CW CEE Tier 1 (MEF=1.8)
200 | 3 | Energy Star CW CEE Tier 1 (MEF=1.8)
201 | 1 | Energy Star CW CEE Tier 2 (MEF=2.0)
202 | 2 | Energy Star CW CEE Tier 2 (MEF=2.0)
203 | 3 | Energy Star CW CEE Tier 2 (MEF=2.0)
204 | 1 | Energy Star CW CEE Tier 3 (MEF=2.2)
205 | 2 | Energy Star CW CEE Tier 3 (MEF=2.2)
206 | 3 | Energy Star CW CEE Tier 3 (MEF=2.2)
207 | 1 | Energy Star Desktop PC
208 | 2 | Energy Star Desktop PC
209 | 3 | Energy Star Desktop PC
210 | 1 | Energy Star DVD Player
211 | 2 | Energy Star DVD Player
212 | 3 | Energy Star DVD Player
213 | 1 | Energy Star DW (EF=0.68)
214 | 2 | Energy Star DW (EF=0.68)
215 | 3 | Energy Star DW (EF=0.68)
216 | 1 | Energy Star Laptop PC
217 | 2 | Energy Star Laptop PC
218 | 3 | Energy Star Laptop PC
219 | 1 | Energy Star Set-Top Box
220 | 2 | Energy Star Set-Top Box
221 | 3 | Energy Star Set-Top Box
222 | 1 | Energy Star TV
223 | 1 | Energy Star TV
224 | 2 | Energy Star TV
225 | 2 | Energy Star TV
226 | 3 | Energy Star TV
227 | 3 | Energy Star TV
228 | 1 | Energy Star VCR
229 | 2 | Energy Star VCR
230 | 3 | Energy Star VCR
231 | 1 | Faucet Aerators
232 | 2 | Faucet Aerators
233 | 3 | Faucet Aerators
234 | 1 | Freezer recycling
235 | 2 | Freezer recycling
236 | 3 | Freezer recycling
237 | 1 | HE Freezer
238 | 2 | HE Freezer
239 | 3 | HE Freezer
240 | 1 | HE Refrigerator - Energy Star version of above
241 | 2 | HE Refrigerator - Energy Star version of above
242 | 3 | HE Refrigerator - Energy Star version of above
243 | 1 | HE Room Air Conditioner - EER 11
244 | 2 | HE Room Air Conditioner - EER 11
245 | 3 | HE Room Air Conditioner - EER 11
246 | 1 | HE Room Air Conditioner - EER 12
247 | 2 | HE Room Air Conditioner - EER 12
248 | 3 | HE Room Air Conditioner - EER 12
249 | 1 | HE Water Heater (EF=0.93)
250 | 2 | HE Water Heater (EF=0.93)
251 | 3 | HE Water Heater (EF=0.93)
252 | 1 | Heat Pump Water Heater (EF=2.9)
253 | 2 | Heat Pump Water Heater (EF=2.9)
254 | 3 | Heat Pump Water Heater (EF=2.9)
255 | 1 | Heat Trap
256 | 2 | Heat Trap
257 | 3 | Heat Trap
258 | 1 | High Efficiency CD (EF=3.01 w/moisture sensor)
259 | 2 | High Efficiency CD (EF=3.01 w/moisture sensor)
260 | 3 | High Efficiency CD (EF=3.01 w/moisture sensor)
261 | 1 | High Efficiency One Speed Pool Pump (1.5 hp)
262 | 2 | High Efficiency One Speed Pool Pump (1.5 hp)
263 | 3 | High Efficiency One Speed Pool Pump (1.5 hp)
264 | 1 | HVAC Proper Sizing
265 | 1 | HVAC Proper Sizing
266 | 1 | HVAC Proper Sizing
267 | 2 | HVAC Proper Sizing
268 | 2 | HVAC Proper Sizing
269 | 2 | HVAC Proper Sizing
270 | 3 | HVAC Proper Sizing
271 | 3 | HVAC Proper Sizing
272 | 3 | HVAC Proper Sizing
273 | 1 | LED (12-Watt integral ballast), 0.5 hr/day
274 | 2 | LED (12-Watt integral ballast), 0.5 hr/day
275 | 3 | LED (12-Watt integral ballast), 0.5 hr/day
276 | 1 | LED (12-Watt integral ballast), 2.5 hr/day
277 | 2 | LED (12-Watt integral ballast), 2.5 hr/day
278 | 3 | LED (12-Watt integral ballast), 2.5 hr/day
279 | 1 | LED (12-Watt integral ballast), 6.0 hr/day
280 | 2 | LED (12-Watt integral ballast), 6.0 hr/day
281 | 3 | LED (12-Watt integral ballast), 6.0 hr/day
282 | 1 | LED 13W Outdoor
283 | 2 | LED 13W Outdoor
284 | 3 | LED 13W Outdoor
285 | 1 | Low Flow Showerhead
286 | 2 | Low Flow Showerhead
287 | 3 | Low Flow Showerhead
288 | 1 | Photocell/timeclock
289 | 2 | Photocell/timeclock
290 | 3 | Photocell/timeclock
291 | 1 | Pipe Wrap
292 | 2 | Pipe Wrap
293 | 3 | Pipe Wrap
294 | 1 | Proper Refrigerant Charging and Air Flow
295 | 1 | Proper Refrigerant Charging and Air Flow
296 | 1 | Proper Refrigerant Charging and Air Flow
297 | 2 | Proper Refrigerant Charging and Air Flow
298 | 2 | Proper Refrigerant Charging and Air Flow
299 | 2 | Proper Refrigerant Charging and Air Flow
300 | 3 | Proper Refrigerant Charging and Air Flow
301 | 3 | Proper Refrigerant Charging and Air Flow
302 | 3 | Proper Refrigerant Charging and Air Flow
303 | 1 | PV-Powered Pool Pumps
304 | 2 | PV-Powered Pool Pumps
305 | 3 | PV-Powered Pool Pumps
306 | 1 | Radient Barrier
307 | 2 | Radient Barrier
308 | 2 | Radient Barrier
309 | 2 | Radient Barrier
310 | 3 | Radient Barrier
311 | 3 | Radient Barrier
312 | 3 | Radient Barrier
313 | 1 | Reflective Roof
314 | 1 | Reflective Roof
315 | 1 | Reflective Roof
316 | 1 | Reflective Roof
317 | 2 | Reflective Roof
318 | 2 | Reflective Roof
319 | 2 | Reflective Roof
320 | 2 | Reflective Roof
321 | 3 | Reflective Roof
322 | 3 | Reflective Roof
323 | 3 | Reflective Roof
324 | 3 | Reflective Roof
325 | 1 | Refrigerator recycling
326 | 2 | Refrigerator recycling
327 | 3 | Refrigerator recycling
328 | 1 | RET 2L4'T8, 1EB
329 | 2 | RET 2L4'T8, 1EB
330 | 3 | RET 2L4'T8, 1EB
331 | 1 | ROB 2L4'T8, 1EB
332 | 2 | ROB 2L4'T8, 1EB
333 | 3 | ROB 2L4'T8, 1EB
334 | 1 | Sealed Attic w/Sprayed Foam Insulated Roof Deck
335 | 2 | Sealed Attic w/Sprayed Foam Insulated Roof Deck
336 | 2 | Sealed Attic w/Sprayed Foam Insulated Roof Deck
337 | 3 | Sealed Attic w/Sprayed Foam Insulated Roof Deck
338 | 1 | Single Pane Clear Windows to Double Pane Low-E Windows
339 | 1 | Single Pane Clear Windows to Double Pane Low-E Windows
340 | 1 | Single Pane Clear Windows to Double Pane Low-E Windows
341 | 2 | Single Pane Clear Windows to Double Pane Low-E Windows
342 | 2 | Single Pane Clear Windows to Double Pane Low-E Windows
343 | 2 | Single Pane Clear Windows to Double Pane Low-E Windows
344 | 2 | Single Pane Clear Windows to Double Pane Low-E Windows
345 | 3 | Single Pane Clear Windows to Double Pane Low-E Windows
346 | 3 | Single Pane Clear Windows to Double Pane Low-E Windows
347 | 3 | Single Pane Clear Windows to Double Pane Low-E Windows
348 | 3 | Single Pane Clear Windows to Double Pane Low-E Windows
349 | 1 | Solar Water Heat
350 | 2 | Solar Water Heat
351 | 3 | Solar Water Heat
352 | 1 | Two Speed Pool Pump (1.5 hp)
353 | 2 | Two Speed Pool Pump (1.5 hp)
354 | 3 | Two Speed Pool Pump (1.5 hp)
355 | 1 | Variable-Speed Pool Pump (<1 hp)
356 | 2 | Variable-Speed Pool Pump (<1 hp)
357 | 3 | Variable-Speed Pool Pump (<1 hp)
358 | 1 | Wall 2x4 R-0 to Blow-In R-13 Insulation
359 | 1 | Wall 2x4 R-0 to Blow-In R-13 Insulation
360 | 1 | Wall 2x4 R-0 to Blow-In R-13 Insulation
361 | 1 | Wall 2x4 R-0 to Blow-In R-13 Insulation
362 | 2 | Wall 2x4 R-0 to Blow-In R-13 Insulation
363 | 2 | Wall 2x4 R-0 to Blow-In R-13 Insulation
364 | 2 | Wall 2x4 R-0 to Blow-In R-13 Insulation
365 | 2 | Wall 2x4 R-0 to Blow-In R-13 Insulation
366 | 3 | Wall 2x4 R-0 to Blow-In R-13 Insulation
367 | 3 | Wall 2x4 R-0 to Blow-In R-13 Insulation
368 | 3 | Wall 2x4 R-0 to Blow-In R-13 Insulation
369 | 3 | Wall 2x4 R-0 to Blow-In R-13 Insulation
370 | 1 | Water Heater Blanket
371 | 2 | Water Heater Blanket
372 | 3 | Water Heater Blanket
373 | 1 | Water Heater Temperature Check and Adjustment
374 | 2 | Water Heater Temperature Check and Adjustment
375 | 3 | Water Heater Temperature Check and Adjustment
376 | 1 | Water Heater Timeclock
377 | 2 | Water Heater Timeclock
378 | 3 | Water Heater Timeclock
379 | 1 | Weather Strip/Caulk w/Blower Door
380 | 1 | Weather Strip/Caulk w/Blower Door
381 | 1 | Weather Strip/Caulk w/Blower Door
382 | 1 | Weather Strip/Caulk w/Blower Door
383 | 2 | Weather Strip/Caulk w/Blower Door
384 | 2 | Weather Strip/Caulk w/Blower Door
385 | 2 | Weather Strip/Caulk w/Blower Door
386 | 2 | Weather Strip/Caulk w/Blower Door
387 | 3 | Weather Strip/Caulk w/Blower Door
388 | 3 | Weather Strip/Caulk w/Blower Door
389 | 3 | Weather Strip/Caulk w/Blower Door
390 | 3 | Weather Strip/Caulk w/Blower Door
391 | 1 | Window Film
392 | 1 | Window Film
393 | 1 | Window Film
394 | 1 | Window Film
395 | 2 | Window Film
396 | 2 | Window Film
397 | 2 | Window Film
398 | 2 | Window Film
399 | 3 | Window Film
400 | 3 | Window Film
401 | 3 | Window Film
402 | 3 | Window Film
403 | 1 | Window Tinting
404 | 1 | Window Tinting
405 | 1 | Window Tinting
406 | 1 | Window Tinting
407 | 2 | Window Tinting
408 | 2 | Window Tinting
409 | 2 | Window Tinting
410 | 2 | Window Tinting
411 | 3 | Window Tinting
412 | 3 | Window Tinting
413 | 3 | Window Tinting
414 | 3 | Window Tinting
415 | 1 | Smart Plug
416 | 2 | Smart Plug
417 | 3 | Smart Plug
Remaining Measures Failing
Commercial
# | Building Segment | Measure Name
1 | 1 | 0.5 Faucet Aerator (DI) - Commercial Private Use
2 | 2 | 0.5 Faucet Aerator (DI) - Commercial Private Use
3 | 3 | 0.5 Faucet Aerator (DI) - Commercial Private Use
4 | 4 | 0.5 Faucet Aerator (DI) - Commercial Private Use
5 | 6 | 0.5 Faucet Aerator (DI) - Commercial Private Use
6 | 7 | 0.5 Faucet Aerator (DI) - Commercial Private Use
7 | 8 | 0.5 Faucet Aerator (DI) - Commercial Private Use
8 | 9 | 0.5 Faucet Aerator (DI) - Commercial Private Use
9 | 10 | 0.5 Faucet Aerator (DI) - Commercial Private Use
10 | 11 | 0.5 Faucet Aerator (DI) - Commercial Private Use
11 | 1 | 0.5 Faucet Aerator (DI) - Commercial Public Use
12 | 2 | 0.5 Faucet Aerator (DI) - Commercial Public Use
13 | 3 | 0.5 Faucet Aerator (DI) - Commercial Public Use
14 | 4 | 0.5 Faucet Aerator (DI) - Commercial Public Use
15 | 6 | 0.5 Faucet Aerator (DI) - Commercial Public Use
16 | 7 | 0.5 Faucet Aerator (DI) - Commercial Public Use
17 | 8 | 0.5 Faucet Aerator (DI) - Commercial Public Use
18 | 9 | 0.5 Faucet Aerator (DI) - Commercial Public Use
19 | 10 | 0.5 Faucet Aerator (DI) - Commercial Public Use
20 | 11 | 0.5 Faucet Aerator (DI) - Commercial Public Use
21 | 5 | 0.5 Faucet Aerator (DI) - Commercial School Use
22 | 1 | 1.0 Faucet Aerator (DI) - Commercial Private Use
23 | 2 | 1.0 Faucet Aerator (DI) - Commercial Private Use
24 | 3 | 1.0 Faucet Aerator (DI) - Commercial Private Use
25 | 4 | 1.0 Faucet Aerator (DI) - Commercial Private Use
26 | 6 | 1.0 Faucet Aerator (DI) - Commercial Private Use
27 | 7 | 1.0 Faucet Aerator (DI) - Commercial Private Use
28 | 8 | 1.0 Faucet Aerator (DI) - Commercial Private Use
29 | 9 | 1.0 Faucet Aerator (DI) - Commercial Private Use
30 | 10 | 1.0 Faucet Aerator (DI) - Commercial Private Use
31 | 11 | 1.0 Faucet Aerator (DI) - Commercial Private Use
32 | 1 | 1.0 Faucet Aerator (DI) - Commercial Public Use
33 | 2 | 1.0 Faucet Aerator (DI) - Commercial Public Use
34 | 3 | 1.0 Faucet Aerator (DI) - Commercial Public Use
35 | 4 | 1.0 Faucet Aerator (DI) - Commercial Public Use
36 | 6 | 1.0 Faucet Aerator (DI) - Commercial Public Use
37 | 7 | 1.0 Faucet Aerator (DI) - Commercial Public Use
38 | 8 | 1.0 Faucet Aerator (DI) - Commercial Public Use
39 | 9 | 1.0 Faucet Aerator (DI) - Commercial Public Use
40 | 10 | 1.0 Faucet Aerator (DI) - Commercial Public Use
41 | 11 | 1.0 Faucet Aerator (DI) - Commercial Public Use
42 | 5 | 1.0 Faucet Aerator (DI) - Commercial School Use
43 | 1 | 1.5 Faucet Aerator (DI) - Commercial Private Use
44 | 2 | 1.5 Faucet Aerator (DI) - Commercial Private Use
45 | 3 | 1.5 Faucet Aerator (DI) - Commercial Private Use
46 | 4 | 1.5 Faucet Aerator (DI) - Commercial Private Use
47 | 6 | 1.5 Faucet Aerator (DI) - Commercial Private Use
48 | 7 | 1.5 Faucet Aerator (DI) - Commercial Private Use
49 | 8 | 1.5 Faucet Aerator (DI) - Commercial Private Use
50 | 9 | 1.5 Faucet Aerator (DI) - Commercial Private Use
51 | 10 | 1.5 Faucet Aerator (DI) - Commercial Private Use
52 | 11 | 1.5 Faucet Aerator (DI) - Commercial Private Use
53 | 1 | 1.5 Faucet Aerator (DI) - Commercial Public Use
54 | 2 | 1.5 Faucet Aerator (DI) - Commercial Public Use
55 | 3 | 1.5 Faucet Aerator (DI) - Commercial Public Use
56 | 4 | 1.5 Faucet Aerator (DI) - Commercial Public Use
57 | 6 | 1.5 Faucet Aerator (DI) - Commercial Public Use
58 | 7 | 1.5 Faucet Aerator (DI) - Commercial Public Use
59 | 8 | 1.5 Faucet Aerator (DI) - Commercial Public Use
60 | 9 | 1.5 Faucet Aerator (DI) - Commercial Public Use
61 | 10 | 1.5 Faucet Aerator (DI) - Commercial Public Use
62 | 11 | 1.5 Faucet Aerator (DI) - Commercial Public Use
63 | 6 | Aerosole Duct Sealing
64 | 9 | Aerosole Duct Sealing
65 | 9 | Aerosole Duct Sealing
66 | 9 | Aerosole Duct Sealing
67 | 11 | Aerosole Duct Sealing
68 | 1 | Air Handler Optimization
69 | 2 | Air Handler Optimization
70 | 3 | Air Handler Optimization
71 | 4 | Air Handler Optimization
72 | 5 | Air Handler Optimization
73 | 6 | Air Handler Optimization
74 | 7 | Air Handler Optimization
75 | 8 | Air Handler Optimization
76 | 9 | Air Handler Optimization
77 | 10 | Air Handler Optimization
78 | 11 | Air Handler Optimization
79 | 1 | Anti-sweat (humidistat) controls
80 | 2 | Anti-sweat (humidistat) controls
81 | 3 | Anti-sweat (humidistat) controls
82 | 5 | Anti-sweat (humidistat) controls
83 | 6 | Anti-sweat (humidistat) controls
84 | 7 | Anti-sweat (humidistat) controls
85 | 8 | Anti-sweat (humidistat) controls
86 | 9 | Anti-sweat (humidistat) controls
87 | 10 | Anti-sweat (humidistat) controls
88 | 11 | Anti-sweat (humidistat) controls
89 | 1 | Base Centrifugal Chiller, 0.58 kW/ton, 500 tons
90 | 2 | Base Centrifugal Chiller, 0.58 kW/ton, 500 tons
91 | 3 | Base Centrifugal Chiller, 0.58 kW/ton, 500 tons
92 | 4 | Base Centrifugal Chiller, 0.58 kW/ton, 500 tons
93 | 5 | Base Centrifugal Chiller, 0.58 kW/ton, 500 tons
94 | 6 | Base Centrifugal Chiller, 0.58 kW/ton, 500 tons
95 | 7 | Base Centrifugal Chiller, 0.58 kW/ton, 500 tons
96 | 8 | Base Centrifugal Chiller, 0.58 kW/ton, 500 tons
97 | 9 | Base Centrifugal Chiller, 0.58 kW/ton, 500 tons
98 | 10 | Base Centrifugal Chiller, 0.58 kW/ton, 500 tons
99 | 11 | Base Centrifugal Chiller, 0.58 kW/ton, 500 tons
100 | 1 | Base CFL
101 | 2 | Base CFL
102 | 3 | Base CFL
103 | 4 | Base CFL
104 | 5 | Base CFL
105 | 6 | Base CFL
106 | 7 | Base CFL
107 | 8 | Base CFL
108 | 9 | Base CFL
109 | 10 | Base CFL
110 | 11 | Base CFL
111 | 1 | Base Commercial Fryers
112 | 2 | Base Commercial Fryers
113 | 3 | Base Commercial Fryers
114 | 4 | Base Commercial Fryers
115 | 5 | Base Commercial Fryers
116 | 6 | Base Commercial Fryers
117 | 7 | Base Commercial Fryers
118 | 8 | Base Commercial Fryers
119 | 9 | Base Commercial Fryers
120 | 10 | Base Commercial Fryers
121 | 11 | Base Commercial Fryers
122 | 1 | Base Commercial Ovens
123 | 2 | Base Commercial Ovens
124 | 3 | Base Commercial Ovens
125 | 4 | Base Commercial Ovens
126 | 5 | Base Commercial Ovens
127 | 6 | Base Commercial Ovens
128 | 7 | Base Commercial Ovens
129 | 8 | Base Commercial Ovens
130 | 9 | Base Commercial Ovens
131 | 10 | Base Commercial Ovens
132 | 11 | Base Commercial Ovens
133 | 1 | Base Copier
134 | 2 | Base Copier
135 | 3 | Base Copier
136 | 4 | Base Copier
137 | 5 | Base Copier
138 | 6 | Base Copier
139 | 7 | Base Copier
140 | 8 | Base Copier
141 | 9 | Base Copier
142 | 10 | Base Copier
143 | 11 | Base Copier
144 | 1 | Base Desktop PC
145 | 2 | Base Desktop PC
146 | 3 | Base Desktop PC
147 | 4 | Base Desktop PC
148 | 5 | Base Desktop PC
149 | 6 | Base Desktop PC
150 | 7 | Base Desktop PC
151 | 8 | Base Desktop PC
152 | 9 | Base Desktop PC
153 | 10 | Base Desktop PC
154 | 11 | Base Desktop PC
155 | 1 | Base DX Packaged System, EER=10.3, 10 tons
156 | 2 | Base DX Packaged System, EER=10.3, 10 tons
157 | 3 | Base DX Packaged System, EER=10.3, 10 tons
158 | 4 | Base DX Packaged System, EER=10.3, 10 tons
159 | 5 | Base DX Packaged System, EER=10.3, 10 tons
160 | 6 | Base DX Packaged System, EER=10.3, 10 tons
161 | 7 | Base DX Packaged System, EER=10.3, 10 tons
162 | 8 | Base DX Packaged System, EER=10.3, 10 tons
163 | 9 | Base DX Packaged System, EER=10.3, 10 tons
164 | 10 | Base DX Packaged System, EER=10.3, 10 tons
165 | 11 | Base DX Packaged System, EER=10.3, 10 tons
166 | 1 | Base Exit Sign
167 | 2 | Base Exit Sign
168 | 3 | Base Exit Sign
169 | 4 | Base Exit Sign
170 | 5 | Base Exit Sign
171 | 6 | Base Exit Sign
172 | 7 | Base Exit Sign
173 | 8 | Base Exit Sign
174 | 9 | Base Exit Sign
175 | 10 | Base Exit Sign
176 | 11 | Base Exit Sign
177 | 1 | Base Fan Motor, 15hp, 1800rpm, 91.0%
178 | 2 | Base Fan Motor, 15hp, 1800rpm, 91.0%
179 | 3 | Base Fan Motor, 15hp, 1800rpm, 91.0%
180 | 4 | Base Fan Motor, 15hp, 1800rpm, 91.0%
181 | 5 | Base Fan Motor, 15hp, 1800rpm, 91.0%
182 | 6 | Base Fan Motor, 15hp, 1800rpm, 91.0%
183 | 7 | Base Fan Motor, 15hp, 1800rpm, 91.0%
184 | 8 | Base Fan Motor, 15hp, 1800rpm, 91.0%
185 | 9 | Base Fan Motor, 15hp, 1800rpm, 91.0%
186 | 10 | Base Fan Motor, 15hp, 1800rpm, 91.0%
187 | 11 | Base Fan Motor, 15hp, 1800rpm, 91.0%
188 | 1 | Base Fluorescent Fixture, T12, 34W, EB
189 | 2 | Base Fluorescent Fixture, T12, 34W, EB
190 | 3 | Base Fluorescent Fixture, T12, 34W, EB
191 | 4 | Base Fluorescent Fixture, T12, 34W, EB
192 | 5 | Base Fluorescent Fixture, T12, 34W, EB
193 | 6 | Base Fluorescent Fixture, T12, 34W, EB
194 | 7 | Base Fluorescent Fixture, T12, 34W, EB
195 | 8 | Base Fluorescent Fixture, T12, 34W, EB
196 | 9 | Base Fluorescent Fixture, T12, 34W, EB
197 | 10 | Base Fluorescent Fixture, T12, 34W, EB
198 | 11 | Base Fluorescent Fixture, T12, 34W, EB
199 | 1 | Base High Bay Mercury Vapor, 400W
200 | 2 | Base High Bay Mercury Vapor, 400W
201 | 3 | Base High Bay Mercury Vapor, 400W
202 | 4 | Base High Bay Mercury Vapor, 400W
203 | 5 | Base High Bay Mercury Vapor, 400W
204 | 6 | Base High Bay Mercury Vapor, 400W
205 | 7 | Base High Bay Mercury Vapor, 400W
206 | 8 | Base High Bay Mercury Vapor, 400W
207 | 9 | Base High Bay Mercury Vapor, 400W
208 | 10 | Base High Bay Mercury Vapor, 400W
209 | 11 | Base High Bay Mercury Vapor, 400W
210 | 1 | Base Incandescent Flood, 75W to Screw-in CFL
211 | 2 | Base Incandescent Flood, 75W to Screw-in CFL
212 | 3 | Base Incandescent Flood, 75W to Screw-in CFL
213 | 4 | Base Incandescent Flood, 75W to Screw-in CFL
214 | 5 | Base Incandescent Flood, 75W to Screw-in CFL
215 | 6 | Base Incandescent Flood, 75W to Screw-in CFL
216 | 7 | Base Incandescent Flood, 75W to Screw-in CFL
217 | 8 | Base Incandescent Flood, 75W to Screw-in CFL
218 | 9 | Base Incandescent Flood, 75W to Screw-in CFL
219 | 10 | Base Incandescent Flood, 75W to Screw-in CFL
220 | 11 | Base Incandescent Flood, 75W to Screw-in CFL
221 | 1 | Base Incandescent Flood, 75W to Hardwired CFL
222 | 2 | Base Incandescent Flood, 75W to Hardwired CFL
223 | 3 | Base Incandescent Flood, 75W to Hardwired CFL
224 | 4 | Base Incandescent Flood, 75W to Hardwired CFL
225 | 5 | Base Incandescent Flood, 75W to Hardwired CFL
226 | 6 | Base Incandescent Flood, 75W to Hardwired CFL
227 | 7 | Base Incandescent Flood, 75W to Hardwired CFL
228 | 8 | Base Incandescent Flood, 75W to Hardwired CFL
229 | 9 | Base Incandescent Flood, 75W to Hardwired CFL
230 | 10 | Base Incandescent Flood, 75W to Hardwired CFL
231 | 11 | Base Incandescent Flood, 75W to Hardwired CFL
232 | 1 | Base Laser Printer
233 | 2 | Base Laser Printer
234 | 3 | Base Laser Printer
235 | 4 | Base Laser Printer
236 | 5 | Base Laser Printer
237 | 6 | Base Laser Printer
238 | 7 | Base Laser Printer
239 | 8 | Base Laser Printer
240 | 9 | Base Laser Printer
241 | 10 | Base Laser Printer
242 | 11 | Base Laser Printer
243 | 1 | Base Monitor, CRT
244 | 2 | Base Monitor, CRT
245 | 3 | Base Monitor, CRT
246 | 4 | Base Monitor, CRT
247 | 5 | Base Monitor, CRT
248 | 6 | Base Monitor, CRT
249 | 7 | Base Monitor, CRT
250 | 8 | Base Monitor, CRT
251 | 9 | Base Monitor, CRT
252 | 10 | Base Monitor, CRT
253 | 11 | Base Monitor, CRT
254 | 1 | Base Monitor, LCD
255 | 2 | Base Monitor, LCD
256 | 3 | Base Monitor, LCD
257 | 4 | Base Monitor, LCD
258 | 5 | Base Monitor, LCD
259 | 6 | Base Monitor, LCD
260 | 7 | Base Monitor, LCD
261 | 8 | Base Monitor, LCD
262 | 9 | Base Monitor, LCD
263 | 10 | Base Monitor, LCD
264 | 11 | Base Monitor, LCD
265 | 1 | Base Outdoor HID Lamp
266 | 2 | Base Outdoor HID Lamp
267 | 3 | Base Outdoor HID Lamp
268 | 4 | Base Outdoor HID Lamp
269 | 5 | Base Outdoor HID Lamp
270 | 6 | Base Outdoor HID Lamp
271 | 7 | Base Outdoor HID Lamp
272 | 8 | Base Outdoor HID Lamp
273 | 9 | Base Outdoor HID Lamp
274 | 10 | Base Outdoor HID Lamp
275 | 11 | Base Outdoor HID Lamp
276 | 1 | Base Outdoor Mercury Vapor 400W Lamp
277 | 2 | Base Outdoor Mercury Vapor 400W Lamp
278 | 3 | Base Outdoor Mercury Vapor 400W Lamp
279 | 4 | Base Outdoor Mercury Vapor 400W Lamp
280 | 5 | Base Outdoor Mercury Vapor 400W Lamp
281 | 6 | Base Outdoor Mercury Vapor 400W Lamp
282 | 7 | Base Outdoor Mercury Vapor 400W Lamp
283 | 8 | Base Outdoor Mercury Vapor 400W Lamp
284 | 9 | Base Outdoor Mercury Vapor 400W Lamp
285 | 10 | Base Outdoor Mercury Vapor 400W Lamp
286 | 11 | Base Outdoor Mercury Vapor 400W Lamp
287 | 1 | Base Packaged HP System, EER=10.3, 10 tons
288 | 2 | Base Packaged HP System, EER=10.3, 10 tons
289 | 3 | Base Packaged HP System, EER=10.3, 10 tons
290 | 4 | Base Packaged HP System, EER=10.3, 10 tons
291 | 5 | Base Packaged HP System, EER=10.3, 10 tons
292 | 6 | Base Packaged HP System, EER=10.3, 10 tons
293 | 7 | Base Packaged HP System, EER=10.3, 10 tons
294 | 8 | Base Packaged HP System, EER=10.3, 10 tons
295 | 9 | Base Packaged HP System, EER=10.3, 10 tons
296 | 10 | Base Packaged HP System, EER=10.3, 10 tons
297 | 11 | Base Packaged HP System, EER=10.3, 10 tons
298 | 1 | Base PTAC, EER=8.3, 1 ton
299 | 2 | Base PTAC, EER=8.3, 1 ton
300 | 3 | Base PTAC, EER=8.3, 1 ton
301 | 4 | Base PTAC, EER=8.3, 1 ton
302 | 5 | Base PTAC, EER=8.3, 1 ton
303 | 6 | Base PTAC, EER=8.3, 1 ton
304 | 7 | Base PTAC, EER=8.3, 1 ton
305 | 8 | Base PTAC, EER=8.3, 1 ton
306 | 9 | Base PTAC, EER=8.3, 1 ton
307 | 10 | Base PTAC, EER=8.3, 1 ton
308 | 11 | Base PTAC, EER=8.3, 1 ton
309 | 1 | Base Refrigeration System
310 | 2 | Base Refrigeration System
311 | 3 | Base Refrigeration System
312 | 4 | Base Refrigeration System
313 | 5 | Base Refrigeration System
314 | 6 | Base Refrigeration System
315 | 7 | Base Refrigeration System
316 | 8 | Base Refrigeration System
317 | 9 | Base Refrigeration System
318 | 10 | Base Refrigeration System
319 | 11 | Base Refrigeration System
320 | 1 | Base T8, EB
321 | 2 | Base T8, EB
322 | 3 | Base T8, EB
323 | 4 | Base T8, EB
324 | 5 | Base T8, EB
325 | 6 | Base T8, EB
326 | 7 | Base T8, EB
327 | 8 | Base T8, EB
328 | 9 | Base T8, EB
329 | 10 | Base T8, EB
330 | 11 | Base T8, EB
331 | 1 | Base Vending Machines
332 | 2 | Base Vending Machines
333 | 3 | Base Vending Machines
334 | 4 | Base Vending Machines
335 | 5 | Base Vending Machines
336 | 6 | Base Vending Machines
337 | 7 | Base Vending Machines
338 | 8 | Base Vending Machines
339 | 9 | Base Vending Machines
340 | 10 | Base Vending Machines
341 | 11 | Base Vending Machines
342 | 1 | Base Water Heating
343 | 2 | Base Water Heating
344 | 3 | Base Water Heating
345 | 4 | Base Water Heating
346 | 5 | Base Water Heating
347 | 6 | Base Water Heating
348 | 7 | Base Water Heating
349 | 8 | Base Water Heating
350 | 9 | Base Water Heating
351 | 10 | Base Water Heating
352 | 11 | Base Water Heating
353 | 9 | Centrifugal Chiller, 0.51 kW/ton, 500 tons
354 | 9 | Chiller Tune Up/Diagnostics
355 | 11 | Chiller Tune Up/Diagnostics
356 | 1 | Compressor VSD retrofit
357 | 2 | Compressor VSD retrofit
358 | 3 | Compressor VSD retrofit
359 | 5 | Compressor VSD retrofit
360 | 6 | Compressor VSD retrofit
361 | 7 | Compressor VSD retrofit
362 | 8 | Compressor VSD retrofit
363 | 9 | Compressor VSD retrofit
364 | 10 | Compressor VSD retrofit
365 | 11 | Compressor VSD retrofit
366 | 1 | Convection Oven
367 | 2 | Convection Oven
368 | 3 | Convection Oven
369 | 4 | Convection Oven
370 | 5 | Convection Oven
371 | 6 | Convection Oven
372 | 7 | Convection Oven
373 | 8 | Convection Oven
374 | 9 | Convection Oven
375 | 10 | Convection Oven
376 | 11 | Convection Oven
377 | 1 | Copier Power Management Enabling
378 | 2 | Copier Power Management Enabling
379 | 3 | Copier Power Management Enabling
380 | 4 | Copier Power Management Enabling
381 | 5 | Copier Power Management Enabling
382 | 6 | Copier Power Management Enabling
383 | 7 | Copier Power Management Enabling
384 | 8 | Copier Power Management Enabling
385 | 9 | Copier Power Management Enabling
386 | 10 | Copier Power Management Enabling
387 | 11 | Copier Power Management Enabling
388 | 1 | Demand controlled circulating systems
389 | 2 | Demand controlled circulating systems
390 | 3 | Demand controlled circulating systems
391 | 4 | Demand controlled circulating systems
392 | 5 | Demand controlled circulating systems
393 | 6 | Demand controlled circulating systems
394 | 7 | Demand controlled circulating systems
395 | 8 | Demand controlled circulating systems
396 | 9 | Demand controlled circulating systems
397 | 10 | Demand controlled circulating systems
398 | 11 | Demand controlled circulating systems
399 | 1 | Demand Defrost Electric
400 | 2 | Demand Defrost Electric
401 | 3 | Demand Defrost Electric
402 | 5 | Demand Defrost Electric
403 | 6 | Demand Defrost Electric
404 | 7 | Demand Defrost Electric
405 | 8 | Demand Defrost Electric
406 | 9 | Demand Defrost Electric
407 | 10 | Demand Defrost Electric
408 | 11 | Demand Defrost Electric
409 | 1 | Demand Hot Gas Defrost
410 | 2 | Demand Hot Gas Defrost
411 | 3 | Demand Hot Gas Defrost
412 | 5 | Demand Hot Gas Defrost
413 | 6 | Demand Hot Gas Defrost
414 | 7 | Demand Hot Gas Defrost
415 | 8 | Demand Hot Gas Defrost
416 | 9 | Demand Hot Gas Defrost
417 | 10 | Demand Hot Gas Defrost
418 | 11 | Demand Hot Gas Defrost
419 | 1 | Duct/Pipe Insulation
420 | 1 | Duct/Pipe Insulation
421 | 1 | Duct/Pipe Insulation
422 | 2 | Duct/Pipe Insulation
423 | 2 | Duct/Pipe Insulation
424 | 3 | Duct/Pipe Insulation
425 | 3 | Duct/Pipe Insulation
426 | 3 | Duct/Pipe Insulation
427 | 4 | Duct/Pipe Insulation
428 | 4 | Duct/Pipe Insulation
429 | 4 | Duct/Pipe Insulation
430 | 5 | Duct/Pipe Insulation
431 | 5 | Duct/Pipe Insulation
432 | 5 | Duct/Pipe Insulation
433 | 6 | Duct/Pipe Insulation
434 | 6 | Duct/Pipe Insulation
435 | 6 | Duct/Pipe Insulation
436 | 7 | Duct/Pipe Insulation
437 | 8 | Duct/Pipe Insulation
438 | 8 | Duct/Pipe Insulation
439 | 8 | Duct/Pipe Insulation
440 | 9 | Duct/Pipe Insulation
441 | 9 | Duct/Pipe Insulation
442 | 9 | Duct/Pipe Insulation
443 | 10 | Duct/Pipe Insulation
444 | 10 | Duct/Pipe Insulation
445 | 10 | Duct/Pipe Insulation
446 | 11 | Duct/Pipe Insulation
447 | 11 | Duct/Pipe Insulation
448 | 11 | Duct/Pipe Insulation
449 | 9 | DX Coil Cleaning
450 | 11 | DX Coil Cleaning
451 | 1 | DX Packaged System, EER=10.9, 10 tons
452 | 3 | DX Packaged System, EER=10.9, 10 tons
453 | 5 | DX Packaged System, EER=10.9, 10 tons
454 | 6 | DX Packaged System, EER=10.9, 10 tons
455 | 9 | DX Packaged System, EER=10.9, 10 tons
456 | 10 | DX Packaged System, EER=10.9, 10 tons
457 | 11 | DX Packaged System, EER=10.9, 10 tons
458 | 9 | DX Tune Up/ Advanced Diagnostics
459 | 11 | DX Tune Up/ Advanced Diagnostics
460 | 1 | Efficient compressor motor
461 | 2 | Efficient compressor motor
462 | 3 | Efficient compressor motor
463 | 5 | Efficient compressor motor
464 | 6 | Efficient compressor motor
465 | 7 | Efficient compressor motor
466 | 8 | Efficient compressor motor
467 | 9 | Efficient compressor motor
468 | 10 | Efficient compressor motor
469 | 11 | Efficient compressor motor
470 | 1 | Efficient Fryer
471 | 3 | Efficient Fryer
472 | 4 | Efficient Fryer
473 | 5 | Efficient Fryer
474 | 6 | Efficient Fryer
475 | 7 | Efficient Fryer
476 | 8 | Efficient Fryer
477 | 9 | Efficient Fryer
478 | 10 | Efficient Fryer
479 | 11 | Efficient Fryer
480 | 1 | Electronically Commutated Motors (ECM) on an Air Handler Unit
481 | 2 | Electronically Commutated Motors (ECM) on an Air Handler Unit
482 | 3 | Electronically Commutated Motors (ECM) on an Air Handler Unit
483 | 4 | Electronically Commutated Motors (ECM) on an Air Handler Unit
484 | 5 | Electronically Commutated Motors (ECM) on an Air Handler Unit
485 | 6 | Electronically Commutated Motors (ECM) on an Air Handler Unit
486 | 9 | Electronically Commutated Motors (ECM) on an Air Handler Unit
487 | 10 | Electronically Commutated Motors (ECM) on an Air Handler Unit
488 | 11 | Electronically Commutated Motors (ECM) on an Air Handler Unit
489 | 9 | EMS - Chiller
490 | 11 | EMS - Chiller
491 | 1 | EMS Optimization
492 | 2 | EMS Optimization
493 | 3 | EMS Optimization
494 | 4 | EMS Optimization
495 | 5 | EMS Optimization
496 | 6 | EMS Optimization
497 | 7 | EMS Optimization
498 | 8 | EMS Optimization
499 | 9 | EMS Optimization
500 | 10 | EMS Optimization
501 | 11 | EMS Optimization
502 | 1 | Energy Star or Better Copier
503 | 2 | Energy Star or Better Copier
504 | 3 | Energy Star or Better Copier
505 | 4 | Energy Star or Better Copier
506 | 5 | Energy Star or Better Copier
507 | 6 | Energy Star or Better Copier
508 | 7 | Energy Star or Better Copier
509 | 8 | Energy Star or Better Copier
510 | 9 | Energy Star or Better Copier
511 | 10 | Energy Star or Better Copier
512 | 11 | Energy Star or Better Copier
513 | 1 | Energy Star or Better Monitor
514 | 2 | Energy Star or Better Monitor
515 | 2 | Energy Star or Better Monitor
516 | 3 | Energy Star or Better Monitor
517 | 3 | Energy Star or Better Monitor
518 | 4 | Energy Star or Better Monitor
519 | 4 | Energy Star or Better Monitor
520 | 5 | Energy Star or Better Monitor
521 | 5 | Energy Star or Better Monitor
522 | 6 | Energy Star or Better Monitor
523 | 7 | Energy Star or Better Monitor
524 | 7 | Energy Star or Better Monitor
525 | 8 | Energy Star or Better Monitor
526 | 9 | Energy Star or Better Monitor
527 | 9 | Energy Star or Better Monitor
528 | 10 | Energy Star or Better Monitor
529 | 10 | Energy Star or Better Monitor
530 | 11 | Energy Star or Better Monitor
531 | 1 | Evaporator fan controller for MT walk-ins
532 | 2 | Evaporator fan controller for MT walk-ins
533 | 3 | Evaporator fan controller for MT walk-ins
534 | 4 | Evaporator fan controller for MT walk-ins
535 | 5 | Evaporator fan controller for MT walk-ins
536 | 6 | Evaporator fan controller for MT walk-ins
537 | 7 | Evaporator fan controller for MT walk-ins
538 | 8 | Evaporator fan controller for MT walk-ins
539 | 9 | Evaporator fan controller for MT walk-ins
540 | 10 | Evaporator fan controller for MT walk-ins
541 | 11 | Evaporator fan controller for MT walk-ins
542 | 1 | Floating head pressure controls
543 | 2 | Floating head pressure controls
544 | 3 | Floating head pressure controls
545 | 5 | Floating head pressure controls
546 | 6 | Floating head pressure controls
547 | 7 | Floating head pressure controls
548 | 8 | Floating head pressure controls
549 | 9 | Floating head pressure controls
550 | 10 | Floating head pressure controls
551 | 11 | Floating head pressure controls
552 | 1 | Flood LED 14W
553 | 2 | Flood LED 14W
554 | 3 | Flood LED 14W
555 | 4 | Flood LED 14W
556 | 5 | Flood LED 14W
557 | 6 | Flood LED 14W
558 | 7 | Flood LED 14W
559 | 8 | Flood LED 14W
560 | 9 | Flood LED 14W
561 | 10 | Flood LED 14W
562 | 11 | Flood LED 14W
563 | 1 | Freezer-Cooler Replacement Gaskets
564 | 2 | Freezer-Cooler Replacement Gaskets
565 | 3 | Freezer-Cooler Replacement Gaskets
566 | 5 | Freezer-Cooler Replacement Gaskets
567 | 6 | Freezer-Cooler Replacement Gaskets
568 | 7 | Freezer-Cooler Replacement Gaskets
569 | 8 | Freezer-Cooler Replacement Gaskets
570 | 9 | Freezer-Cooler Replacement Gaskets
571 | 10 | Freezer-Cooler Replacement Gaskets
572 | 11 | Freezer-Cooler Replacement Gaskets
573 | 9 | Geothermal Heat Pump, EER=13, 10 tons
574 | 11 | Geothermal Heat Pump, EER=13, 10 tons
575 | 9 | HE PTAC, EER=9.6, 1 ton
576 | 1 | Heat Pump Water Heater (air source)
577 | 3 | Heat Pump Water Heater (air source)
578 | 4 | Heat Pump Water Heater (air source)
579 | 6 | Heat Pump Water Heater (air source)
580 | 8 | Heat Pump Water Heater (air source)
581 | 9 | Heat Pump Water Heater (air source)
582 | 11 | Heat Pump Water Heater (air source)
583 | 1 | Heat Recovery Unit
584 | 3 | Heat Recovery Unit
585 | 4 | Heat Recovery Unit
586 | 6 | Heat Recovery Unit
587 | 8 | Heat Recovery Unit
588 | 9 | Heat Recovery Unit
589 | 11 | Heat Recovery Unit
590 | 1 | Heat Trap
591 | 2 | Heat Trap
592 | 3 | Heat Trap
593 | 4 | Heat Trap
594 | 5 | Heat Trap
595 | 6 | Heat Trap
596 | 7 | Heat Trap
597 | 8 | Heat Trap
598 | 9 | Heat Trap
599 | 10 | Heat Trap
600 | 11 | Heat Trap
601 | 1 | High Efficiency Chiller Motors
602 | 3 | High Efficiency Chiller Motors
603 | 4 | High Efficiency Chiller Motors
604 | 5 | High Efficiency Chiller Motors
605 | 6 | High Efficiency Chiller Motors
606 | 8 | High Efficiency Chiller Motors
607 | 9 | High Efficiency Chiller Motors
608 | 10 | High Efficiency Chiller Motors
609 | 11 | High Efficiency Chiller Motors
610 | 1 | High Efficiency Fan Motor, 15hp, 1800rpm, 92.4%
611 | 2 | High Efficiency Fan Motor, 15hp, 1800rpm, 92.4%
612 | 3 | High Efficiency Fan Motor, 15hp, 1800rpm, 92.4%
613 | 4 | High Efficiency Fan Motor, 15hp, 1800rpm, 92.4%
614 | 5 | High Efficiency Fan Motor, 15hp, 1800rpm, 92.4%
615 | 6 | High Efficiency Fan Motor, 15hp, 1800rpm, 92.4%
616 | 7 | High Efficiency Fan Motor, 15hp, 1800rpm, 92.4%
617 | 8 | High Efficiency Fan Motor, 15hp, 1800rpm, 92.4%
618 | 9 | High Efficiency Fan Motor, 15hp, 1800rpm, 92.4%
619 | 10 | High Efficiency Fan Motor, 15hp, 1800rpm, 92.4%
620 | 11 | High Efficiency Fan Motor, 15hp, 1800rpm, 92.4%
621 | 1 | High Efficiency Water Heater (electric)
622 | 2 | High Efficiency Water Heater (electric)
623 | 3 | High Efficiency Water Heater (electric)
624 | 4 | High Efficiency Water Heater (electric)
625 | 5 | High Efficiency Water Heater (electric)
626 | 6 | High Efficiency Water Heater (electric)
627 | 7 | High Efficiency Water Heater (electric)
628 | 8 | High Efficiency Water Heater (electric)
629 | 9 | High Efficiency Water Heater (electric)
630 | 10 | High Efficiency Water Heater (electric)
631 | 11 | High Efficiency Water Heater (electric)
632 | 1 | High Pressure Sodium 250W Lamp
633 | 2 | High Pressure Sodium 250W Lamp
634 | 3 | High Pressure Sodium 250W Lamp
635 | 4 | High Pressure Sodium 250W Lamp
636 | 5 | High Pressure Sodium 250W Lamp
637 | 6 | High Pressure Sodium 250W Lamp
638 | 7 | High Pressure Sodium 250W Lamp
639 | 8 | High Pressure Sodium 250W Lamp
640 | 9 | High Pressure Sodium 250W Lamp
641 | 10 | High Pressure Sodium 250W Lamp
642 | 11 | High Pressure Sodium 250W Lamp
643 | 1 | High R-Value Glass Doors
644 | 2 | High R-Value Glass Doors
645 | 3 | High R-Value Glass Doors
646 | 5 | High R-Value Glass Doors
647 | 6 | High R-Value Glass Doors
648 | 7 | High R-Value Glass Doors
649 | 8 | High R-Value Glass Doors
650 | 9 | High R-Value Glass Doors
651 | 10 | High R-Value Glass Doors
652 | 11 | High R-Value Glass Doors
653 | 1 | High-efficiency fan motors
654 | 2 | High-efficiency fan motors
655 | 3 | High-efficiency fan motors
656 | 5 | High-efficiency fan motors
657 | 6 | High-efficiency fan motors
658 | 7 | High-efficiency fan motors
659 | 8 | High-efficiency fan motors
660 | 9 | High-efficiency fan motors
661 | 10 | High-efficiency fan motors
662 | 11 | High-efficiency fan motors
663 | 1 | Hot Water Pipe Insulation
664 | 2 | Hot Water Pipe Insulation
665 | 3 | Hot Water Pipe Insulation
666 | 4 | Hot Water Pipe Insulation
667 | 5 | Hot Water Pipe Insulation
668 | 6 | Hot Water Pipe Insulation
669 | 7 | Hot Water Pipe Insulation
670 | 8 | Hot Water Pipe Insulation
671 | 9 | Hot Water Pipe Insulation
672 | 10 | Hot Water Pipe Insulation
673 | 11 | Hot Water Pipe Insulation
674 | 9 | Hybrid Dessicant-DX System (Trane CDQ)
675 | 2 | Ice Machine
676 | 4 | Ice Machine
677 | 7 | Ice Machine
678 | 10 | Ice Machine
679 | 1 | LED (12-Watt)
680 | 2 | LED (12-Watt)
681 | 3 | LED (12-Watt)
682 | 4 | LED (12-Watt)
683 | 5 | LED (12-Watt)
684 | 6 | LED (12-Watt)
685 | 7 | LED (12-Watt)
686 | 8 | LED (12-Watt)
687 | 9 | LED (12-Watt)
688 | 10 | LED (12-Watt)
689 | 11 | LED (12-Watt)
690 | 1 | LED Display Lighting
691 | 2 | LED Display Lighting
692 | 3 | LED Display Lighting
693 | 4 | LED Display Lighting
694 | 5 | LED Display Lighting
695 | 6 | LED Display Lighting
696 | 7 | LED Display Lighting
697 | 8 | LED Display Lighting
698 | 9 | LED Display Lighting
699 | 10 | LED Display Lighting
700 | 11 | LED Display Lighting
701 | 1 | LED Exit Sign
702 | 2 | LED Exit Sign
703 | 3 | LED Exit Sign
704 | 4 | LED Exit Sign
705 | 5 | LED Exit Sign
706 | 6 | LED Exit Sign
707 | 7 | LED Exit Sign
708 | 8 | LED Exit Sign
709 | 9 | LED Exit Sign
710 | 10 | LED Exit Sign
711 | 11 | LED Exit Sign
712 | 4 | LED High Bay 83W (400W equivalent)
713 | 9 | LED High Bay 83W (400W equivalent)
714 | 11 | LED High Bay 83W (400W equivalent)
715 | 1 | LED Linear Tube 22W
716 | 2 | LED Linear Tube 22W
717 | 3 | LED Linear Tube 22W
718 | 4 | LED Linear Tube 22W
719 | 5 | LED Linear Tube 22W
720 | 6 | LED Linear Tube 22W
721 | 7 | LED Linear Tube 22W
722 | 8 | LED Linear Tube 22W
723 | 9 | LED Linear Tube 22W
724 | 10 | LED Linear Tube 22W
725 | 11 | LED Linear Tube 22W
726 | 1 | Lighting Control Tuneup
727 | 1 | Lighting Control Tuneup
728 | 2 | Lighting Control Tuneup
729 | 2 | Lighting Control Tuneup
730 | 3 | Lighting Control Tuneup
731 | 5 | Lighting Control Tuneup
732 | 5 | Lighting Control Tuneup
733 | 6 | Lighting Control Tuneup
734 | 6 | Lighting Control Tuneup
735 | 7 | Lighting Control Tuneup
736 | 7 | Lighting Control Tuneup
737 | 9 | Lighting Control Tuneup
738 | 9 | Lighting Control Tuneup
739 | 10 | Lighting Control Tuneup
740 | 10 | Lighting Control Tuneup
741 | 11 | Lighting Control Tuneup
742 | 11 | Lighting Control Tuneup
743 | 1 | Monitor Power Management Enabling
744 | 1 | Monitor Power Management Enabling
745 | 2 | Monitor Power Management Enabling
746 | 2 | Monitor Power Management Enabling
747 | 3 | Monitor Power Management Enabling
748 | 3 | Monitor Power Management Enabling
749 | 4 | Monitor Power Management Enabling
750 | 4 | Monitor Power Management Enabling
751 | 5 | Monitor Power Management Enabling
752 | 5 | Monitor Power Management Enabling
753 | 6 | Monitor Power Management Enabling
754 | 6 | Monitor Power Management Enabling
755 | 7 | Monitor Power Management Enabling
756 | 7 | Monitor Power Management Enabling
757 | 8 | Monitor Power Management Enabling
758 | 8 | Monitor Power Management Enabling
759 | 9 | Monitor Power Management Enabling
760 | 9 | Monitor Power Management Enabling
761 | 10 | Monitor Power Management Enabling
762 | 10 | Monitor Power Management Enabling
763 | 11 | Monitor Power Management Enabling
764 | 11 | Monitor Power Management Enabling
765 | 1 | Multiplex Compressor System
766 | 2 | Multiplex Compressor System
767 | 3 | Multiplex Compressor System
768 | 5 | Multiplex Compressor System
769 | 6 | Multiplex Compressor System
770 | 7 | Multiplex Compressor System
771 | 8 | Multiplex Compressor System
772 | 9 | Multiplex Compressor System
773 | 10 | Multiplex Compressor System
774 | 11 | Multiplex Compressor System
775 | 1 | Night covers for display cases
776 | 2 | Night covers for display cases
777 | 3 | Night covers for display cases
778 | 4 | Night covers for display cases
779 | 5 | Night covers for display cases
780 | 6 | Night covers for display cases
781 | 7 | Night covers for display cases
782 | 8 | Night covers for display cases
783 | 9 | Night covers for display cases
784 | 10 | Night covers for display cases
785 | 11 | Night covers for display cases
786 | 9 | Occupancy Sensor
787 | 9 | Occupancy Sensor
788 | 10 | Occupancy Sensor
789 | 10 | Occupancy Sensor
790 | 1 | Occupancy Sensor (hotels)
791 | 2 | Occupancy Sensor (hotels)
792 | 3 | Occupancy Sensor (hotels)
793 | 4 | Occupancy Sensor (hotels)
794 | 5 | Occupancy Sensor (hotels)
795 | 6 | Occupancy Sensor (hotels)
796 | 7 | Occupancy Sensor (hotels)
797 | 8 | Occupancy Sensor (hotels)
798 | 9 | Occupancy Sensor (hotels)
799 | 10 | Occupancy Sensor (hotels)
800 | 11 | Occupancy Sensor (hotels)
801 | 1 | Optimize Controls
802 | 2 | Optimize Controls
803 | 3 | Optimize Controls
804 | 4 | Optimize Controls
805 | 5 | Optimize Controls
806 | 6 | Optimize Controls
807 | 7 | Optimize Controls
808 | 8 | Optimize Controls
809 | 9 | Optimize Controls
810 | 10 | Optimize Controls
811 | 11 | Optimize Controls
812 | 1 | Outdoor LED 104W
813 | 2 | Outdoor LED 104W
814 | 3 | Outdoor LED 104W
815 | 4 | Outdoor LED 104W
816 | 5 | Outdoor LED 104W
817 | 6 | Outdoor LED 104W
818 | 7 | Outdoor LED 104W
819 | 8 | Outdoor LED 104W
820 | 9 | Outdoor LED 104W
821 | 10 | Outdoor LED 104W
822 | 11 | Outdoor LED 104W
823 | 1 | Outdoor Lighting Controls (Photocell/Timeclock)
824 | 1 | Outdoor Lighting Controls (Photocell/Timeclock)
825 | 2 | Outdoor Lighting Controls (Photocell/Timeclock)
826 | 2 | Outdoor Lighting Controls (Photocell/Timeclock)
827 | 3 | Outdoor Lighting Controls (Photocell/Timeclock)
828 | 3 | Outdoor Lighting Controls (Photocell/Timeclock)
829 | 4 | Outdoor Lighting Controls (Photocell/Timeclock)
830 | 4 | Outdoor Lighting Controls (Photocell/Timeclock)
831 | 5 | Outdoor Lighting Controls (Photocell/Timeclock)
832 | 5 | Outdoor Lighting Controls (Photocell/Timeclock)
833 | 6 | Outdoor Lighting Controls (Photocell/Timeclock)
834 | 6 | Outdoor Lighting Controls (Photocell/Timeclock)
835 | 7 | Outdoor Lighting Controls (Photocell/Timeclock)
836 | 7 | Outdoor Lighting Controls (Photocell/Timeclock)
837 | 8 | Outdoor Lighting Controls (Photocell/Timeclock)
838 | 8 | Outdoor Lighting Controls (Photocell/Timeclock)
839 | 9 | Outdoor Lighting Controls (Photocell/Timeclock)
840 | 9 | Outdoor Lighting Controls (Photocell/Timeclock)
841 | 10 | Outdoor Lighting Controls (Photocell/Timeclock)
842 | 10 | Outdoor Lighting Controls (Photocell/Timeclock)
843 | 11 | Outdoor Lighting Controls (Photocell/Timeclock)
844 | 11 | Outdoor Lighting Controls (Photocell/Timeclock)
845 | 1 | Oversized Air Cooled Condenser
846 | 2 | Oversized Air Cooled Condenser
847 | 3 | Oversized Air Cooled Condenser
848 | 5 | Oversized Air Cooled Condenser
849 | 6 | Oversized Air Cooled Condenser
850 | 7 | Oversized Air Cooled Condenser
851 | 8 | Oversized Air Cooled Condenser
852 | 9 | Oversized Air Cooled Condenser
853 | 10 | Oversized Air Cooled Condenser
854 | 11 | Oversized Air Cooled Condenser
855 | 9 | Packaged HP System, EER=10.9, 10 tons
856 | 11 | Packaged HP System, EER=10.9, 10 tons
857 | 1 | PC Manual Power Management Enabling
858 | 2 | PC Manual Power Management Enabling
859 | 3 | PC Manual Power Management Enabling
860 | 4 | PC Manual Power Management Enabling
861 | 5 | PC Manual Power Management Enabling
862 | 7 | PC Manual Power Management Enabling
863 | 8 | PC Manual Power Management Enabling
864 | 9 | PC Manual Power Management Enabling
865 | 10 | PC Manual Power Management Enabling
866 | 11 | PC Manual Power Management Enabling
867 | 1 | PC Network Power Management Enabling
868 | 2 | PC Network Power Management Enabling
869 | 3 | PC Network Power Management Enabling
870 | 4 | PC Network Power Management Enabling
871 | 5 | PC Network Power Management Enabling
872 | 7 | PC Network Power Management Enabling
873 | 8 | PC Network Power Management Enabling
874 | 9 | PC Network Power Management Enabling
875 | 10 | PC Network Power Management Enabling
876 | 11 | PC Network Power Management Enabling
877 | 9 | Premium T8, Elecctronic Ballast
878 | 1 | Printer Power Management Enabling
879 | 2 | Printer Power Management Enabling
880 | 3 | Printer Power Management Enabling
881 | 4 | Printer Power Management Enabling
882 | 5 | Printer Power Management Enabling
883 | 6 | Printer Power Management Enabling
884 | 7 | Printer Power Management Enabling
885 | 8 | Printer Power Management Enabling
886 | 9 | Printer Power Management Enabling
887 | 10 | Printer Power Management Enabling
888 | 11 | Printer Power Management Enabling
889 | 1 | PSMH, 250 W, electronic ballast
890 | 2 | PSMH, 250 W, electronic ballast
891 | 3 | PSMH, 250 W, electronic ballast
892 | 4 | PSMH, 250 W, electronic ballast
893 | 5 | PSMH, 250 W, electronic ballast
894 | 6 | PSMH, 250 W, electronic ballast
895 | 7 | PSMH, 250 W, electronic ballast
896 | 8 | PSMH, 250 W, electronic ballast
897 | 9 | PSMH, 250 W, electronic ballast
898 | 10 | PSMH, 250 W, electronic ballast
899 | 11 | PSMH, 250 W, electronic ballast
900 | 1 | Refrigeration Commissioning
901 | 2 | Refrigeration Commissioning
902 | 3 | Refrigeration Commissioning
903 | 5 | Refrigeration Commissioning
904 | 6 | Refrigeration Commissioning
905 | 7 | Refrigeration Commissioning
906 | 8 | Refrigeration Commissioning
907 | 9 | Refrigeration Commissioning
908 | 10 | Refrigeration Commissioning
909 | 11 | Refrigeration Commissioning
910 | 9 | ROB Premium T8, 1EB
911 | 10 | ROB Premium T8, 1EB
912 | 11 | ROB Premium T8, 1EB
913 | 9 | Roof Insulation
914 | 9 | Roof Insulation
915 | 1 | Separate Makeup Air / Exhaust Hoods AC
916 | 3 | Separate Makeup Air / Exhaust Hoods AC
917 | 5 | Separate Makeup Air / Exhaust Hoods AC
918 | 6 | Separate Makeup Air / Exhaust Hoods AC
919 | 7 | Separate Makeup Air / Exhaust Hoods AC
920 | 8 | Separate Makeup Air / Exhaust Hoods AC
921 | 9 | Separate Makeup Air / Exhaust Hoods AC
922 | 10 | Separate Makeup Air / Exhaust Hoods AC
923 | 11 | Separate Makeup Air / Exhaust Hoods AC
924 | 1 | Solar Water Heater
925 | 2 | Solar Water Heater
926 | 3 | Solar Water Heater
927 | 4 | Solar Water Heater
928 | 5 | Solar Water Heater
929 | 6 | Solar Water Heater
930 | 7 | Solar Water Heater
931 | 8 | Solar Water Heater
932 | 9 | Solar Water Heater
933 | 10 | Solar Water Heater
934 | 11 | Solar Water Heater
935 | 1 | Strip curtains for walk-ins
936 | 2 | Strip curtains for walk-ins
937 | 3 | Strip curtains for walk-ins
938 | 5 | Strip curtains for walk-ins
939 | 6 | Strip curtains for walk-ins
940 | 7 | Strip curtains for walk-ins
941 | 8 | Strip curtains for walk-ins
942 | 9 | Strip curtains for walk-ins
943 | 10 | Strip curtains for walk-ins
944 | 11 | Strip curtains for walk-ins
945 | 1 | Variable Speed Drive Control
946 | 2 | Variable Speed Drive Control
947 | 3 | Variable Speed Drive Control
948 | 4 | Variable Speed Drive Control
949 | 5 | Variable Speed Drive Control
950 | 6 | Variable Speed Drive Control
951 | 7 | Variable Speed Drive Control
952 | 9 | Variable Speed Drive Control
953 | 10 | Variable Speed Drive Control
954 | 11 | Variable Speed Drive Control
955 | 1 | Vending Misers (cooled machines only)
956 | 2 | Vending Misers (cooled machines only)
957 | 3 | Vending Misers (cooled machines only)
958 | 4 | Vending Misers (cooled machines only)
959 | 5 | Vending Misers (cooled machines only)
960 | 6 | Vending Misers (cooled machines only)
961 | 7 | Vending Misers (cooled machines only)
962 | 8 | Vending Misers (cooled machines only)
963 | 9 | Vending Misers (cooled machines only)
964 | 10 | Vending Misers (cooled machines only)
965 | 11 | Vending Misers (cooled machines only)
966 | 6 | VSD for Chiller Pumps and Towers
967 | 9 | VSD for Chiller Pumps and Towers
968 | 11 | VSD for Chiller Pumps and Towers
969 | 1 | Window Film (Standard)
970 | 1 | Window Film (Standard)
971 | 3 | Window Film (Standard)
972 | 5 | Window Film (Standard)
973 | 5 | Window Film (Standard)
974 | 6 | Window Film (Standard)
975 | 6 | Window Film (Standard)
976 | 6 | Window Film (Standard)
977 | 9 | Window Film (Standard)
978 | 9 | Window Film (Standard)
979 | 9 | Window Film (Standard)
980 | 10 | Window Film (Standard)
981 | 10 | Window Film (Standard)
982 | 11 | Window Film (Standard)
983 | 11 | Window Film (Standard)
984 | 11 | Window Film (Standard)
Remaining Measures Failing
Industrial
# | Building Segment | Measure Name
1 | 1 | Aerosole Duct Sealing
2 | 2 | Aerosole Duct Sealing
3 | 3 | Aerosole Duct Sealing
4 | 4 | Aerosole Duct Sealing
5 | 5 | Aerosole Duct Sealing
6 | 6 | Aerosole Duct Sealing
7 | 7 | Aerosole Duct Sealing
8 | 8 | Aerosole Duct Sealing
9 | 9 | Aerosole Duct Sealing
10 | 10 | Aerosole Duct Sealing
11 | 11 | Aerosole Duct Sealing
12 | 12 | Aerosole Duct Sealing
13 | 13 | Aerosole Duct Sealing
14 | 14 | Aerosole Duct Sealing
15 | 15 | Aerosole Duct Sealing
16 | 16 | Aerosole Duct Sealing
17 | 1 | Aerosole Duct Sealing - Chiller
18 | 2 | Aerosole Duct Sealing - Chiller
19 | 3 | Aerosole Duct Sealing - Chiller
20 | 4 | Aerosole Duct Sealing - Chiller
21 | 5 | Aerosole Duct Sealing - Chiller
22 | 6 | Aerosole Duct Sealing - Chiller
23 | 7 | Aerosole Duct Sealing - Chiller
24 | 8 | Aerosole Duct Sealing - Chiller
25 | 9 | Aerosole Duct Sealing - Chiller
26 | 10 | Aerosole Duct Sealing - Chiller
27 | 11 | Aerosole Duct Sealing - Chiller
28 | 12 | Aerosole Duct Sealing - Chiller
29 | 13 | Aerosole Duct Sealing - Chiller
30 | 14 | Aerosole Duct Sealing - Chiller
31 | 15 | Aerosole Duct Sealing - Chiller
32 | 16 | Aerosole Duct Sealing - Chiller
33 | 1 | Bakery - Process (Mixing) - O&M
34 | 1 | Base Centrifugal Chiller, 0.58 kW/ton, 500 tons
35 | 2 | Base Centrifugal Chiller, 0.58 kW/ton, 500 tons
36 | 3 | Base Centrifugal Chiller, 0.58 kW/ton, 500 tons
37 | 4 | Base Centrifugal Chiller, 0.58 kW/ton, 500 tons
38 | 5 | Base Centrifugal Chiller, 0.58 kW/ton, 500 tons
39 | 6 | Base Centrifugal Chiller, 0.58 kW/ton, 500 tons
40 | 7 | Base Centrifugal Chiller, 0.58 kW/ton, 500 tons
41 | 8 | Base Centrifugal Chiller, 0.58 kW/ton, 500 tons
42 | 9 | Base Centrifugal Chiller, 0.58 kW/ton, 500 tons
43 | 10 | Base Centrifugal Chiller, 0.58 kW/ton, 500 tons
44 | 11 | Base Centrifugal Chiller, 0.58 kW/ton, 500 tons
45 | 12 | Base Centrifugal Chiller, 0.58 kW/ton, 500 tons
46 | 13 | Base Centrifugal Chiller, 0.58 kW/ton, 500 tons
47 | 14 | Base Centrifugal Chiller, 0.58 kW/ton, 500 tons
48 | 15 | Base Centrifugal Chiller, 0.58 kW/ton, 500 tons
49 | 16 | Base Centrifugal Chiller, 0.58 kW/ton, 500 tons
50 | 1 | Base Compressed Air
51 | 2 | Base Compressed Air
52 | 3 | Base Compressed Air
53 | 4 | Base Compressed Air
54 | 5 | Base Compressed Air
55 | 6 | Base Compressed Air
56 | 7 | Base Compressed Air
57 | 8 | Base Compressed Air
58 | 9 | Base Compressed Air
59 | 10 | Base Compressed Air
60 | 11 | Base Compressed Air
61 | 12 | Base Compressed Air
62 | 13 | Base Compressed Air
63 | 14 | Base Compressed Air
64 | 15 | Base Compressed Air
65 | 16 | Base Compressed Air
66 | 1 | Base Drives
67 | 2 | Base Drives
68 | 3 | Base Drives
69 | 4 | Base Drives
70 | 5 | Base Drives
71 | 6 | Base Drives
72 | 7 | Base Drives
73 | 8 | Base Drives
74 | 9 | Base Drives
75 | 10 | Base Drives
76 | 11 | Base Drives
77 | 12 | Base Drives
78 | 13 | Base Drives
79 | 14 | Base Drives
80 | 15 | Base Drives
81 | 16 | Base Drives
82 | 1 | Base DX Packaged System, EER=10.3, 10 tons
83 | 2 | Base DX Packaged System, EER=10.3, 10 tons
84 | 3 | Base DX Packaged System, EER=10.3, 10 tons
85 | 4 | Base DX Packaged System, EER=10.3, 10 tons
86 | 5 | Base DX Packaged System, EER=10.3, 10 tons
87 | 6 | Base DX Packaged System, EER=10.3, 10 tons
88 | 7 | Base DX Packaged System, EER=10.3, 10 tons
89 | 8 | Base DX Packaged System, EER=10.3, 10 tons
90 | 9 | Base DX Packaged System, EER=10.3, 10 tons
91 | 10 | Base DX Packaged System, EER=10.3, 10 tons
92 | 11 | Base DX Packaged System, EER=10.3, 10 tons
93 | 12 | Base DX Packaged System, EER=10.3, 10 tons
94 | 13 | Base DX Packaged System, EER=10.3, 10 tons
95 | 14 | Base DX Packaged System, EER=10.3, 10 tons
96 | 15 | Base DX Packaged System, EER=10.3, 10 tons
97 | 16 | Base DX Packaged System, EER=10.3, 10 tons
98 | 1 | Base Fans
99 | 2 | Base Fans
100 | 3 | Base Fans
101 | 4 | Base Fans
102 | 5 | Base Fans
103 | 6 | Base Fans
104 | 7 | Base Fans
105 | 8 | Base Fans
106 | 9 | Base Fans
107 | 10 | Base Fans
108 | 11 | Base Fans
109 | 12 | Base Fans
110 | 13 | Base Fans
111 | 14 | Base Fans
112 | 15 | Base Fans
113 | 16 | Base Fans
114 | 1 | Base Heating
115 | 2 | Base Heating
116 | 3 | Base Heating
117 | 4 | Base Heating
118 | 5 | Base Heating
119 | 6 | Base Heating
120 | 7 | Base Heating
121 | 8 | Base Heating
122 | 9 | Base Heating
123 | 10 | Base Heating
124 | 11 | Base Heating
125 | 12 | Base Heating
126 | 13 | Base Heating
127 | 14 | Base Heating
128 | 15 | Base Heating
129 | 16 | Base Heating
130 | 1 | Base Lighting
131 | 2 | Base Lighting
132 | 3 | Base Lighting
133 | 4 | Base Lighting
134 | 5 | Base Lighting
135 | 6 | Base Lighting
136 | 7 | Base Lighting
137 | 8 | Base Lighting
138 | 9 | Base Lighting
139 | 10 | Base Lighting
140 | 11 | Base Lighting
141 | 12 | Base Lighting
142 | 13 | Base Lighting
143 | 14 | Base Lighting
144 | 15 | Base Lighting
145 | 16 | Base Lighting
146 | 1 | Base Other
147 | 2 | Base Other
148 | 3 | Base Other
149 | 4 | Base Other
150 | 5 | Base Other
151 | 6 | Base Other
152 | 7 | Base Other
153 | 8 | Base Other
154 | 9 | Base Other
155 | 10 | Base Other
156 | 11 | Base Other
157 | 12 | Base Other
158 | 13 | Base Other
159 | 14 | Base Other
160 | 15 | Base Other
161 | 16 | Base Other
162 | 1 | Base Other Process
163 | 2 | Base Other Process
164 | 3 | Base Other Process
165 | 4 | Base Other Process
166 | 5 | Base Other Process
167 | 6 | Base Other Process
168 | 7 | Base Other Process
169 | 8 | Base Other Process
170 | 9 | Base Other Process
171 | 10 | Base Other Process
172 | 11 | Base Other Process
173 | 12 | Base Other Process
174 | 13 | Base Other Process
175 | 14 | Base Other Process
176 | 15 | Base Other Process
177 | 16 | Base Other Process
178 | 1 | Base Pumps
179 | 2 | Base Pumps
180 | 3 | Base Pumps
181 | 4 | Base Pumps
182 | 5 | Base Pumps
183 | 6 | Base Pumps
184 | 7 | Base Pumps
185 | 8 | Base Pumps
186 | 9 | Base Pumps
187 | 10 | Base Pumps
188 | 11 | Base Pumps
189 | 12 | Base Pumps
190 | 13 | Base Pumps
191 | 14 | Base Pumps
192 | 15 | Base Pumps
193 | 16 | Base Pumps
194 | 1 | Base Refrigeration
195 | 2 | Base Refrigeration
196 | 3 | Base Refrigeration
197 | 4 | Base Refrigeration
198 | 5 | Base Refrigeration
199 | 6 | Base Refrigeration
200 | 7 | Base Refrigeration
201 | 8 | Base Refrigeration
202 | 9 | Base Refrigeration
203 | 10 | Base Refrigeration
204 | 11 | Base Refrigeration
205 | 12 | Base Refrigeration
206 | 13 | Base Refrigeration
207 | 14 | Base Refrigeration
208 | 15 | Base Refrigeration
209 | 16 | Base Refrigeration
210 | 1 | Centrifugal Chiller, 0.51 kW/ton, 500 tons
211 | 2 | Centrifugal Chiller, 0.51 kW/ton, 500 tons
212 | 3 | Centrifugal Chiller, 0.51 kW/ton, 500 tons
213 | 4 | Centrifugal Chiller, 0.51 kW/ton, 500 tons
214 | 5 | Centrifugal Chiller, 0.51 kW/ton, 500 tons
215 | 6 | Centrifugal Chiller, 0.51 kW/ton, 500 tons
216 | 7 | Centrifugal Chiller, 0.51 kW/ton, 500 tons
217 | 8 | Centrifugal Chiller, 0.51 kW/ton, 500 tons
218 | 9 | Centrifugal Chiller, 0.51 kW/ton, 500 tons
219 | 10 | Centrifugal Chiller, 0.51 kW/ton, 500 tons
220 | 11 | Centrifugal Chiller, 0.51 kW/ton, 500 tons
221 | 12 | Centrifugal Chiller, 0.51 kW/ton, 500 tons
222 | 13 | Centrifugal Chiller, 0.51 kW/ton, 500 tons
223 | 14 | Centrifugal Chiller, 0.51 kW/ton, 500 tons
224 | 15 | Centrifugal Chiller, 0.51 kW/ton, 500 tons
225 | 16 | Centrifugal Chiller, 0.51 kW/ton, 500 tons
226 | 6 | CFL Hardwired, Modular 18W
227 | 7 | CFL Hardwired, Modular 18W
228 | 1 | Chiller Tune Up/Diagnostics
229 | 2 | Chiller Tune Up/Diagnostics
230 | 3 | Chiller Tune Up/Diagnostics
231 | 4 | Chiller Tune Up/Diagnostics
232 | 5 | Chiller Tune Up/Diagnostics
233 | 6 | Chiller Tune Up/Diagnostics
234 | 7 | Chiller Tune Up/Diagnostics
235 | 8 | Chiller Tune Up/Diagnostics
236 | 9 | Chiller Tune Up/Diagnostics
237 | 10 | Chiller Tune Up/Diagnostics
238 | 11 | Chiller Tune Up/Diagnostics
239 | 12 | Chiller Tune Up/Diagnostics
240 | 13 | Chiller Tune Up/Diagnostics
241 | 14 | Chiller Tune Up/Diagnostics
242 | 15 | Chiller Tune Up/Diagnostics
243 | 16 | Chiller Tune Up/Diagnostics
244 | 6 | Clean Room - Controls
245 | 13 | Clean Room - Controls
246 | 6 | Clean Room - New Designs
247 | 1 | Comp Air - ASD (100+ hp)
248 | 2 | Comp Air - ASD (100+ hp)
249 | 3 | Comp Air - ASD (100+ hp)
250 | 4 | Comp Air - ASD (100+ hp)
251 | 5 | Comp Air - ASD (100+ hp)
252 | 6 | Comp Air - ASD (100+ hp)
253 | 7 | Comp Air - ASD (100+ hp)
254 | 8 | Comp Air - ASD (100+ hp)
255 | 9 | Comp Air - ASD (100+ hp)
256 | 10 | Comp Air - ASD (100+ hp)
257 | 11 | Comp Air - ASD (100+ hp)
258 | 12 | Comp Air - ASD (100+ hp)
259 | 13 | Comp Air - ASD (100+ hp)
260 | 14 | Comp Air - ASD (100+ hp)
261 | 15 | Comp Air - ASD (100+ hp)
262 | 16 | Comp Air - ASD (100+ hp)
263 | 1 | Comp Air - ASD (1-5 hp)
264 | 2 | Comp Air - ASD (1-5 hp)
265 | 3 | Comp Air - ASD (1-5 hp)
266 | 4 | Comp Air - ASD (1-5 hp)
267 | 5 | Comp Air - ASD (1-5 hp)
268 | 6 | Comp Air - ASD (1-5 hp)
269 | 7 | Comp Air - ASD (1-5 hp)
270 | 8 | Comp Air - ASD (1-5 hp)
271 | 9 | Comp Air - ASD (1-5 hp)
272 | 10 | Comp Air - ASD (1-5 hp)
273 | 11 | Comp Air - ASD (1-5 hp)
274 | 12 | Comp Air - ASD (1-5 hp)
275 | 13 | Comp Air - ASD (1-5 hp)
276 | 14 | Comp Air - ASD (1-5 hp)
277 | 15 | Comp Air - ASD (1-5 hp)
278 | 16 | Comp Air - ASD (1-5 hp)
279 | 1 | Comp Air - ASD (6-100 hp)
280 | 2 | Comp Air - ASD (6-100 hp)
281 | 3 | Comp Air - ASD (6-100 hp)
282 | 4 | Comp Air - ASD (6-100 hp)
283 | 5 | Comp Air - ASD (6-100 hp)
284 | 6 | Comp Air - ASD (6-100 hp)
285 | 7 | Comp Air - ASD (6-100 hp)
286 | 8 | Comp Air - ASD (6-100 hp)
287 | 9 | Comp Air - ASD (6-100 hp)
288 | 10 | Comp Air - ASD (6-100 hp)
289 | 11 | Comp Air - ASD (6-100 hp)
290 | 12 | Comp Air - ASD (6-100 hp)
291 | 13 | Comp Air - ASD (6-100 hp)
292 | 14 | Comp Air - ASD (6-100 hp)
293 | 15 | Comp Air - ASD (6-100 hp)
294 | 16 | Comp Air - ASD (6-100 hp)
295 | 1 | Comp Air - Motor practices-1 (100+ HP)
296 | 2 | Comp Air - Motor practices-1 (100+ HP)
297 | 3 | Comp Air - Motor practices-1 (100+ HP)
298 | 4 | Comp Air - Motor practices-1 (100+ HP)
299 | 5 | Comp Air - Motor practices-1 (100+ HP)
300 | 6 | Comp Air - Motor practices-1 (100+ HP)
301 | 7 | Comp Air - Motor practices-1 (100+ HP)
302 | 8 | Comp Air - Motor practices-1 (100+ HP)
303 | 9 | Comp Air - Motor practices-1 (100+ HP)
304 | 10 | Comp Air - Motor practices-1 (100+ HP)
305 | 11 | Comp Air - Motor practices-1 (100+ HP)
306 | 12 | Comp Air - Motor practices-1 (100+ HP)
307 | 13 | Comp Air - Motor practices-1 (100+ HP)
308 | 14 | Comp Air - Motor practices-1 (100+ HP)
309 | 15 | Comp Air - Motor practices-1 (100+ HP)
310 | 16 | Comp Air - Motor practices-1 (100+ HP)
311 | 1 | Comp Air - Motor practices-1 (1-5 HP)
312 | 2 | Comp Air - Motor practices-1 (1-5 HP)
313 | 3 | Comp Air - Motor practices-1 (1-5 HP)
314 | 4 | Comp Air - Motor practices-1 (1-5 HP)
315 | 5 | Comp Air - Motor practices-1 (1-5 HP)
316 | 6 | Comp Air - Motor practices-1 (1-5 HP)
317 | 7 | Comp Air - Motor practices-1 (1-5 HP)
318 | 8 | Comp Air - Motor practices-1 (1-5 HP)
319 | 9 | Comp Air - Motor practices-1 (1-5 HP)
320 | 10 | Comp Air - Motor practices-1 (1-5 HP)
321 | 11 | Comp Air - Motor practices-1 (1-5 HP)
322 | 12 | Comp Air - Motor practices-1 (1-5 HP)
323 | 13 | Comp Air - Motor practices-1 (1-5 HP)
324 | 14 | Comp Air - Motor practices-1 (1-5 HP)
325 | 15 | Comp Air - Motor practices-1 (1-5 HP)
326 | 16 | Comp Air - Motor practices-1 (1-5 HP)
327 | 1 | Comp Air - Motor practices-1 (6-100 HP)
328 | 2 | Comp Air - Motor practices-1 (6-100 HP)
329 | 3 | Comp Air - Motor practices-1 (6-100 HP)
330 | 4 | Comp Air - Motor practices-1 (6-100 HP)
331 | 5 | Comp Air - Motor practices-1 (6-100 HP)
332 | 6 | Comp Air - Motor practices-1 (6-100 HP)
333 | 7 | Comp Air - Motor practices-1 (6-100 HP)
334 | 8 | Comp Air - Motor practices-1 (6-100 HP)
335 | 9 | Comp Air - Motor practices-1 (6-100 HP)
336 | 10 | Comp Air - Motor practices-1 (6-100 HP)
337 | 11 | Comp Air - Motor practices-1 (6-100 HP)
338 | 12 | Comp Air - Motor practices-1 (6-100 HP)
339 | 13 | Comp Air - Motor practices-1 (6-100 HP)
340 | 14 | Comp Air - Motor practices-1 (6-100 HP)
341 | 15 | Comp Air - Motor practices-1 (6-100 HP)
342 | 16 | Comp Air - Motor practices-1 (6-100 HP)
343 | 1 | Comp Air - Replace 100+ HP motor
344 | 2 | Comp Air - Replace 100+ HP motor
345 | 3 | Comp Air - Replace 100+ HP motor
346 | 4 | Comp Air - Replace 100+ HP motor
347 | 5 | Comp Air - Replace 100+ HP motor
348 | 6 | Comp Air - Replace 100+ HP motor
349 | 7 | Comp Air - Replace 100+ HP motor
350 | 8 | Comp Air - Replace 100+ HP motor
351 | 9 | Comp Air - Replace 100+ HP motor
352 | 10 | Comp Air - Replace 100+ HP motor
353 | 11 | Comp Air - Replace 100+ HP motor
354 | 12 | Comp Air - Replace 100+ HP motor
355 | 13 | Comp Air - Replace 100+ HP motor
356 | 14 | Comp Air - Replace 100+ HP motor
357 | 15 | Comp Air - Replace 100+ HP motor
358 | 16 | Comp Air - Replace 100+ HP motor
359 | 1 | Comp Air - Replace 1-5 HP motor
360 | 2 | Comp Air - Replace 1-5 HP motor
361 | 3 | Comp Air - Replace 1-5 HP motor
362 | 4 | Comp Air - Replace 1-5 HP motor
363 | 5 | Comp Air - Replace 1-5 HP motor
364 | 6 | Comp Air - Replace 1-5 HP motor
365 | 7 | Comp Air - Replace 1-5 HP motor
366 | 8 | Comp Air - Replace 1-5 HP motor
367 | 9 | Comp Air - Replace 1-5 HP motor
368 | 10 | Comp Air - Replace 1-5 HP motor
369 | 11 | Comp Air - Replace 1-5 HP motor
370 | 12 | Comp Air - Replace 1-5 HP motor
371 | 13 | Comp Air - Replace 1-5 HP motor
372 | 14 | Comp Air - Replace 1-5 HP motor
373 | 15 | Comp Air - Replace 1-5 HP motor
374 | 16 | Comp Air - Replace 1-5 HP motor
375 | 1 | Comp Air - Replace 6-100 HP motor
376 | 2 | Comp Air - Replace 6-100 HP motor
377 | 3 | Comp Air - Replace 6-100 HP motor
378 | 4 | Comp Air - Replace 6-100 HP motor
379 | 5 | Comp Air - Replace 6-100 HP motor
380 | 6 | Comp Air - Replace 6-100 HP motor
381 | 7 | Comp Air - Replace 6-100 HP motor
382 | 8 | Comp Air - Replace 6-100 HP motor
383 | 9 | Comp Air - Replace 6-100 HP motor
384 | 10 | Comp Air - Replace 6-100 HP motor
385 | 11 | Comp Air - Replace 6-100 HP motor
386 | 12 | Comp Air - Replace 6-100 HP motor
387 | 13 | Comp Air - Replace 6-100 HP motor
388 | 14 | Comp Air - Replace 6-100 HP motor
389 | 15 | Comp Air - Replace 6-100 HP motor
390 | 16 | Comp Air - Replace 6-100 HP motor
391 | 1 | Compressed Air - Controls
392 | 2 | Compressed Air - Controls
393 | 3 | Compressed Air - Controls
394 | 4 | Compressed Air - Controls
395 | 5 | Compressed Air - Controls
396 | 6 | Compressed Air - Controls
397 | 7 | Compressed Air - Controls
398 | 8 | Compressed Air - Controls
399 | 9 | Compressed Air - Controls
400 | 10 | Compressed Air - Controls
401 | 11 | Compressed Air - Controls
402 | 12 | Compressed Air - Controls
403 | 13 | Compressed Air - Controls
404 | 14 | Compressed Air - Controls
405 | 15 | Compressed Air - Controls
406 | 16 | Compressed Air - Controls
407 | 1 | Compressed Air - System Optimization
408 | 3 | Compressed Air - System Optimization
409 | 4 | Compressed Air - System Optimization
410 | 5 | Compressed Air - System Optimization
411 | 6 | Compressed Air - System Optimization
412 | 7 | Compressed Air - System Optimization
413 | 8 | Compressed Air - System Optimization
414 | 9 | Compressed Air - System Optimization
415 | 10 | Compressed Air - System Optimization
416 | 11 | Compressed Air - System Optimization
417 | 12 | Compressed Air - System Optimization
418 | 13 | Compressed Air - System Optimization
419 | 14 | Compressed Air - System Optimization
420 | 15 | Compressed Air - System Optimization
421 | 16 | Compressed Air - System Optimization
422 | 1 | Compressed Air- Sizing
423 | 2 | Compressed Air- Sizing
424 | 3 | Compressed Air- Sizing
425 | 4 | Compressed Air- Sizing
426 | 5 | Compressed Air- Sizing
427 | 6 | Compressed Air- Sizing
428 | 7 | Compressed Air- Sizing
429 | 8 | Compressed Air- Sizing
430 | 9 | Compressed Air- Sizing
431 | 10 | Compressed Air- Sizing
432 | 11 | Compressed Air- Sizing
433 | 12 | Compressed Air- Sizing
434 | 13 | Compressed Air- Sizing
435 | 14 | Compressed Air- Sizing
436 | 15 | Compressed Air- Sizing
437 | 16 | Compressed Air- Sizing
438 | 1 | Compressed Air-O&M
439 | 3 | Compressed Air-O&M
440 | 4 | Compressed Air-O&M
441 | 5 | Compressed Air-O&M
442 | 6 | Compressed Air-O&M
443 | 7 | Compressed Air-O&M
444 | 8 | Compressed Air-O&M
445 | 9 | Compressed Air-O&M
446 | 10 | Compressed Air-O&M
447 | 11 | Compressed Air-O&M
448 | 12 | Compressed Air-O&M
449 | 13 | Compressed Air-O&M
450 | 14 | Compressed Air-O&M
451 | 15 | Compressed Air-O&M
452 | 16 | Compressed Air-O&M
453 | 1 | Cool Roof - Chiller
454 | 3 | Cool Roof - Chiller
455 | 4 | Cool Roof - Chiller
456 | 5 | Cool Roof - Chiller
457 | 6 | Cool Roof - Chiller
458 | 7 | Cool Roof - Chiller
459 | 8 | Cool Roof - Chiller
460 | 9 | Cool Roof - Chiller
461 | 10 | Cool Roof - Chiller
462 | 11 | Cool Roof - Chiller
463 | 12 | Cool Roof - Chiller
464 | 13 | Cool Roof - Chiller
465 | 14 | Cool Roof - Chiller
466 | 15 | Cool Roof - Chiller
467 | 16 | Cool Roof - Chiller
468 | 1 | Cool Roof - DX
469 | 2 | Cool Roof - DX
470 | 3 | Cool Roof - DX
471 | 4 | Cool Roof - DX
472 | 5 | Cool Roof - DX
473 | 6 | Cool Roof - DX
474 | 7 | Cool Roof - DX
475 | 8 | Cool Roof - DX
476 | 9 | Cool Roof - DX
477 | 10 | Cool Roof - DX
478 | 11 | Cool Roof - DX
479 | 12 | Cool Roof - DX
480 | 13 | Cool Roof - DX
481 | 14 | Cool Roof - DX
482 | 15 | Cool Roof - DX
483 | 16 | Cool Roof - DX
484 | 3 | Drives - EE motor
485 | 4 | Drives - EE motor
486 | 9 | Drives - EE motor
487 | 11 | Drives - Optimization process (M&T)
488 | 12 | Drives - Optimization process (M&T)
489 | 14 | Drives - Optimization process (M&T)
490 | 15 | Drives - Optimization process (M&T)
491 | 10 | Drives - Process Control
492 | 6 | Drives - Process Controls (batch + site)
493 | 9 | Drives - Process Controls (batch + site)
494 | 10 | Drives - Process Controls (batch + site)
495 | 11 | Drives - Scheduling
496 | 12 | Drives - Scheduling
497 | 13 | Drives - Scheduling
498 | 14 | Drives - Scheduling
499 | 15 | Drives - Scheduling
500 | 16 | Drives - Scheduling
501 | 1 | Duct/Pipe Insulation
502 | 2 | Duct/Pipe Insulation
503 | 3 | Duct/Pipe Insulation
504 | 4 | Duct/Pipe Insulation
505 | 5 | Duct/Pipe Insulation
506 | 6 | Duct/Pipe Insulation
507 | 7 | Duct/Pipe Insulation
508 | 8 | Duct/Pipe Insulation
509 | 9 | Duct/Pipe Insulation
510 | 10 | Duct/Pipe Insulation
511 | 11 | Duct/Pipe Insulation
512 | 12 | Duct/Pipe Insulation
513 | 13 | Duct/Pipe Insulation
514 | 14 | Duct/Pipe Insulation
515 | 15 | Duct/Pipe Insulation
516 | 16 | Duct/Pipe Insulation
517 | 1 | Duct/Pipe Insulation - Chiller
518 | 2 | Duct/Pipe Insulation - Chiller
519 | 3 | Duct/Pipe Insulation - Chiller
520 | 4 | Duct/Pipe Insulation - Chiller
521 | 5 | Duct/Pipe Insulation - Chiller
522 | 6 | Duct/Pipe Insulation - Chiller
523 | 7 | Duct/Pipe Insulation - Chiller
524 | 8 | Duct/Pipe Insulation - Chiller
525 | 9 | Duct/Pipe Insulation - Chiller
526 | 10 | Duct/Pipe Insulation - Chiller
527 | 11 | Duct/Pipe Insulation - Chiller
528 | 12 | Duct/Pipe Insulation - Chiller
529 | 13 | Duct/Pipe Insulation - Chiller
530 | 14 | Duct/Pipe Insulation - Chiller
531 | 15 | Duct/Pipe Insulation - Chiller
532 | 16 | Duct/Pipe Insulation - Chiller
533 | 1 | DX Coil Cleaning
534 | 2 | DX Coil Cleaning
535 | 3 | DX Coil Cleaning
536 | 4 | DX Coil Cleaning
537 | 5 | DX Coil Cleaning
538 | 6 | DX Coil Cleaning
539 | 7 | DX Coil Cleaning
540 | 8 | DX Coil Cleaning
541 | 9 | DX Coil Cleaning
542 | 10 | DX Coil Cleaning
543 | 11 | DX Coil Cleaning
544 | 12 | DX Coil Cleaning
545 | 13 | DX Coil Cleaning
546 | 14 | DX Coil Cleaning
547 | 15 | DX Coil Cleaning
548 | 16 | DX Coil Cleaning
549 | 1 | DX Packaged System, EER=10.9, 10 tons
550 | 2 | DX Packaged System, EER=10.9, 10 tons
551 | 3 | DX Packaged System, EER=10.9, 10 tons
552 | 4 | DX Packaged System, EER=10.9, 10 tons
553 | 5 | DX Packaged System, EER=10.9, 10 tons
554 | 6 | DX Packaged System, EER=10.9, 10 tons
555 | 7 | DX Packaged System, EER=10.9, 10 tons
556 | 8 | DX Packaged System, EER=10.9, 10 tons
557 | 9 | DX Packaged System, EER=10.9, 10 tons
558 | 10 | DX Packaged System, EER=10.9, 10 tons
559 | 11 | DX Packaged System, EER=10.9, 10 tons
560 | 12 | DX Packaged System, EER=10.9, 10 tons
561 | 13 | DX Packaged System, EER=10.9, 10 tons
562 | 14 | DX Packaged System, EER=10.9, 10 tons
563 | 15 | DX Packaged System, EER=10.9, 10 tons
564 | 16 | DX Packaged System, EER=10.9, 10 tons
565 | 1 | DX Tune Up/ Advanced Diagnostics
566 | 2 | DX Tune Up/ Advanced Diagnostics
567 | 3 | DX Tune Up/ Advanced Diagnostics
568 | 4 | DX Tune Up/ Advanced Diagnostics
569 | 5 | DX Tune Up/ Advanced Diagnostics
570 | 6 | DX Tune Up/ Advanced Diagnostics
571 | 7 | DX Tune Up/ Advanced Diagnostics
572 | 8 | DX Tune Up/ Advanced Diagnostics
573 | 9 | DX Tune Up/ Advanced Diagnostics
574 | 10 | DX Tune Up/ Advanced Diagnostics
575 | 11 | DX Tune Up/ Advanced Diagnostics
576 | 12 | DX Tune Up/ Advanced Diagnostics
577 | 13 | DX Tune Up/ Advanced Diagnostics
578 | 14 | DX Tune Up/ Advanced Diagnostics
579 | 15 | DX Tune Up/ Advanced Diagnostics
580 | 16 | DX Tune Up/ Advanced Diagnostics
581 | 11 | Efficient Curing ovens
582 | 13 | Efficient Curing ovens
583 | 14 | Efficient Curing ovens
584 | 15 | Efficient Curing ovens
585 | 16 | Efficient Curing ovens
586 | 7 | Efficient desalter
587 | 5 | Efficient drives
588 | 10 | Efficient drives - rolling
589 | 10 | Efficient electric melting
590 | 9 | Efficient grinding
591 | 16 | Efficient Machinery
592 | 5 | Efficient practices printing press
593 | 5 | Efficient Printing press (fewer cylinders)
594 | 13 | Efficient processes (welding, etc.)
595 | 1 | Efficient Refrigeration - Operations
596 | 1 | EMS - Chiller
597 | 2 | EMS - Chiller
598 | 3 | EMS - Chiller
599 | 4 | EMS - Chiller
600 | 5 | EMS - Chiller
601 | 6 | EMS - Chiller
602 | 7 | EMS - Chiller
603 | 8 | EMS - Chiller
604 | 9 | EMS - Chiller
605 | 10 | EMS - Chiller
606 | 11 | EMS - Chiller
607 | 12 | EMS - Chiller
608 | 13 | EMS - Chiller
609 | 14 | EMS - Chiller
610 | 15 | EMS - Chiller
611 | 16 | EMS - Chiller
612 | 1 | EMS Optimization - Chiller
613 | 2 | EMS Optimization - Chiller
614 | 3 | EMS Optimization - Chiller
615 | 4 | EMS Optimization - Chiller
616 | 5 | EMS Optimization - Chiller
617 | 6 | EMS Optimization - Chiller
618 | 7 | EMS Optimization - Chiller
619 | 8 | EMS Optimization - Chiller
620 | 9 | EMS Optimization - Chiller
621 | 10 | EMS Optimization - Chiller
622 | 11 | EMS Optimization - Chiller
623 | 12 | EMS Optimization - Chiller
624 | 13 | EMS Optimization - Chiller
625 | 14 | EMS Optimization - Chiller
626 | 15 | EMS Optimization - Chiller
627 | 16 | EMS Optimization - Chiller
628 | 1 | Fans - ASD (100+ hp)
629 | 2 | Fans - ASD (100+ hp)
630 | 3 | Fans - ASD (100+ hp)
631 | 4 | Fans - ASD (100+ hp)
632 | 5 | Fans - ASD (100+ hp)
633 | 6 | Fans - ASD (100+ hp)
634 | 7 | Fans - ASD (100+ hp)
635 | 8 | Fans - ASD (100+ hp)
636 | 9 | Fans - ASD (100+ hp)
637 | 10 | Fans - ASD (100+ hp)
638 | 11 | Fans - ASD (100+ hp)
639 | 12 | Fans - ASD (100+ hp)
640 | 13 | Fans - ASD (100+ hp)
641 | 14 | Fans - ASD (100+ hp)
642 | 15 | Fans - ASD (100+ hp)
643 | 16 | Fans - ASD (100+ hp)
644 | 1 | Fans - ASD (1-5 hp)
645 | 2 | Fans - ASD (1-5 hp)
646 | 3 | Fans - ASD (1-5 hp)
647 | 4 | Fans - ASD (1-5 hp)
648 | 5 | Fans - ASD (1-5 hp)
649 | 6 | Fans - ASD (1-5 hp)
650 | 7 | Fans - ASD (1-5 hp)
651 | 8 | Fans - ASD (1-5 hp)
652 | 9 | Fans - ASD (1-5 hp)
653 | 10 | Fans - ASD (1-5 hp)
654 | 11 | Fans - ASD (1-5 hp)
655 | 12 | Fans - ASD (1-5 hp)
656 | 13 | Fans - ASD (1-5 hp)
657 | 14 | Fans - ASD (1-5 hp)
658 | 15 | Fans - ASD (1-5 hp)
659 | 16 | Fans - ASD (1-5 hp)
660 | 1 | Fans - ASD (6-100 hp)
661 | 2 | Fans - ASD (6-100 hp)
662 | 3 | Fans - ASD (6-100 hp)
663 | 4 | Fans - ASD (6-100 hp)
664 | 5 | Fans - ASD (6-100 hp)
665 | 6 | Fans - ASD (6-100 hp)
666 | 7 | Fans - ASD (6-100 hp)
667 | 8 | Fans - ASD (6-100 hp)
668 | 9 | Fans - ASD (6-100 hp)
669 | 10 | Fans - ASD (6-100 hp)
670 | 11 | Fans - ASD (6-100 hp)
671 | 12 | Fans - ASD (6-100 hp)
672 | 13 | Fans - ASD (6-100 hp)
673 | 14 | Fans - ASD (6-100 hp)
674 | 15 | Fans - ASD (6-100 hp)
675 | 16 | Fans - ASD (6-100 hp)
676 | 1 | Fans - Controls
677 | 4 | Fans - Controls
678 | 5 | Fans - Controls
679 | 6 | Fans - Controls
680 | 7 | Fans - Controls
681 | 9 | Fans - Controls
682 | 13 | Fans - Controls
683 | 15 | Fans - Controls
684 | 16 | Fans - Controls
685 | 1 | Fans - Motor practices-1 (100+ HP)
686 | 2 | Fans - Motor practices-1 (100+ HP)
687 | 3 | Fans - Motor practices-1 (100+ HP)
688 | 4 | Fans - Motor practices-1 (100+ HP)
689 | 5 | Fans - Motor practices-1 (100+ HP)
690 | 6 | Fans - Motor practices-1 (100+ HP)
691 | 7 | Fans - Motor practices-1 (100+ HP)
692 | 8 | Fans - Motor practices-1 (100+ HP)
693 | 9 | Fans - Motor practices-1 (100+ HP)
694 | 10 | Fans - Motor practices-1 (100+ HP)
695 | 11 | Fans - Motor practices-1 (100+ HP)
696 | 12 | Fans - Motor practices-1 (100+ HP)
697 | 13 | Fans - Motor practices-1 (100+ HP)
698 | 14 | Fans - Motor practices-1 (100+ HP)
699 | 15 | Fans - Motor practices-1 (100+ HP)
700 | 16 | Fans - Motor practices-1 (100+ HP)
701 | 1 | Fans - Motor practices-1 (1-5 HP)
702 | 2 | Fans - Motor practices-1 (1-5 HP)
703 | 3 | Fans - Motor practices-1 (1-5 HP)
704 | 4 | Fans - Motor practices-1 (1-5 HP)
705 | 5 | Fans - Motor practices-1 (1-5 HP)
706 | 6 | Fans - Motor practices-1 (1-5 HP)
707 | 7 | Fans - Motor practices-1 (1-5 HP)
708 | 8 | Fans - Motor practices-1 (1-5 HP)
709 | 9 | Fans - Motor practices-1 (1-5 HP)
710 | 10 | Fans - Motor practices-1 (1-5 HP)
711 | 11 | Fans - Motor practices-1 (1-5 HP)
712 | 12 | Fans - Motor practices-1 (1-5 HP)
713 | 13 | Fans - Motor practices-1 (1-5 HP)
714 | 14 | Fans - Motor practices-1 (1-5 HP)
715 | 15 | Fans - Motor practices-1 (1-5 HP)
716 | 16 | Fans - Motor practices-1 (1-5 HP)
717 | 1 | Fans - Motor practices-1 (6-100 HP)
718 | 2 | Fans - Motor practices-1 (6-100 HP)
719 | 3 | Fans - Motor practices-1 (6-100 HP)
720 | 4 | Fans - Motor practices-1 (6-100 HP)
721 | 5 | Fans - Motor practices-1 (6-100 HP)
722 | 6 | Fans - Motor practices-1 (6-100 HP)
723 | 7 | Fans - Motor practices-1 (6-100 HP)
724 | 8 | Fans - Motor practices-1 (6-100 HP)
725 | 9 | Fans - Motor practices-1 (6-100 HP)
726 | 10 | Fans - Motor practices-1 (6-100 HP)
727 | 11 | Fans - Motor practices-1 (6-100 HP)
728 | 12 | Fans - Motor practices-1 (6-100 HP)
729 | 13 | Fans - Motor practices-1 (6-100 HP)
730 | 14 | Fans - Motor practices-1 (6-100 HP)
731 | 15 | Fans - Motor practices-1 (6-100 HP)
732 | 16 | Fans - Motor practices-1 (6-100 HP)
733 | 1 | Fans - O&M
734 | 2 | Fans - O&M
735 | 3 | Fans - O&M
736 | 4 | Fans - O&M
737 | 5 | Fans - O&M
738 | 6 | Fans - O&M
739 | 7 | Fans - O&M
740 | 8 | Fans - O&M
741 | 9 | Fans - O&M
742 | 10 | Fans - O&M
743 | 11 | Fans - O&M
744 | 12 | Fans - O&M
745 | 13 | Fans - O&M
746 | 14 | Fans - O&M
747 | 15 | Fans - O&M
748 | 16 | Fans - O&M
749 | 1 | Fans - Replace 100+ HP motor
750 | 2 | Fans - Replace 100+ HP motor
751 | 3 | Fans - Replace 100+ HP motor
752 | 4 | Fans - Replace 100+ HP motor
753 | 5 | Fans - Replace 100+ HP motor
754 | 6 | Fans - Replace 100+ HP motor
755 | 7 | Fans - Replace 100+ HP motor
756 | 8 | Fans - Replace 100+ HP motor
757 | 9 | Fans - Replace 100+ HP motor
758 | 10 | Fans - Replace 100+ HP motor
759 | 11 | Fans - Replace 100+ HP motor
760 | 12 | Fans - Replace 100+ HP motor
761 | 13 | Fans - Replace 100+ HP motor
762 | 14 | Fans - Replace 100+ HP motor
763 | 15 | Fans - Replace 100+ HP motor
764 | 16 | Fans - Replace 100+ HP motor
765 | 1 | Fans - Replace 1-5 HP motor
766 | 2 | Fans - Replace 1-5 HP motor
767 | 3 | Fans - Replace 1-5 HP motor
768 | 4 | Fans - Replace 1-5 HP motor
769 | 5 | Fans - Replace 1-5 HP motor
770 | 6 | Fans - Replace 1-5 HP motor
771 | 7 | Fans - Replace 1-5 HP motor
772 | 8 | Fans - Replace 1-5 HP motor
773 | 9 | Fans - Replace 1-5 HP motor
774 | 10 | Fans - Replace 1-5 HP motor
775 | 11 | Fans - Replace 1-5 HP motor
776 | 12 | Fans - Replace 1-5 HP motor
777 | 13 | Fans - Replace 1-5 HP motor
778 | 14 | Fans - Replace 1-5 HP motor
779 | 15 | Fans - Replace 1-5 HP motor
780 | 16 | Fans - Replace 1-5 HP motor
781 | 1 | Fans - Replace 6-100 HP motor
782 | 2 | Fans - Replace 6-100 HP motor
783 | 3 | Fans - Replace 6-100 HP motor
784 | 4 | Fans - Replace 6-100 HP motor
785 | 5 | Fans - Replace 6-100 HP motor
786 | 6 | Fans - Replace 6-100 HP motor
787 | 7 | Fans - Replace 6-100 HP motor
788 | 8 | Fans - Replace 6-100 HP motor
789 | 9 | Fans - Replace 6-100 HP motor
790 | 10 | Fans - Replace 6-100 HP motor
791 | 11 | Fans - Replace 6-100 HP motor
792 | 12 | Fans - Replace 6-100 HP motor
793 | 13 | Fans - Replace 6-100 HP motor
794 | 14 | Fans - Replace 6-100 HP motor
795 | 15 | Fans - Replace 6-100 HP motor
796 | 16 | Fans - Replace 6-100 HP motor
797 | 1 | Fans - System Optimization
798 | 3 | Fans - System Optimization
799 | 4 | Fans - System Optimization
800 | 5 | Fans - System Optimization
801 | 6 | Fans - System Optimization
802 | 7 | Fans - System Optimization
803 | 8 | Fans - System Optimization
804 | 9 | Fans - System Optimization
805 | 10 | Fans - System Optimization
806 | 11 | Fans - System Optimization
807 | 12 | Fans - System Optimization
808 | 13 | Fans - System Optimization
809 | 14 | Fans - System Optimization
810 | 15 | Fans - System Optimization
811 | 16 | Fans - System Optimization
812 | 1 | Fans- Improve components
813 | 2 | Fans- Improve components
814 | 3 | Fans- Improve components
815 | 4 | Fans- Improve components
816 | 5 | Fans- Improve components
817 | 6 | Fans- Improve components
818 | 7 | Fans- Improve components
819 | 8 | Fans- Improve components
820 | 9 | Fans- Improve components
821 | 10 | Fans- Improve components
822 | 11 | Fans- Improve components
823 | 12 | Fans- Improve components
824 | 13 | Fans- Improve components
825 | 14 | Fans- Improve components
826 | 15 | Fans- Improve components
827 | 16 | Fans- Improve components
828 | 1 | Flood LED 14 W
829 | 2 | Flood LED 14 W
830 | 3 | Flood LED 14 W
831 | 4 | Flood LED 14 W
832 | 5 | Flood LED 14 W
833 | 6 | Flood LED 14 W
834 | 7 | Flood LED 14 W
835 | 8 | Flood LED 14 W
836 | 9 | Flood LED 14 W
837 | 10 | Flood LED 14 W
838 | 11 | Flood LED 14 W
839 | 12 | Flood LED 14 W
840 | 13 | Flood LED 14 W
841 | 14 | Flood LED 14 W
842 | 15 | Flood LED 14 W
843 | 16 | Flood LED 14 W
844 | 4 | Gap Forming papermachine
845 | 1 | Geothermal Heat Pump, EER=13, 10 tons
846 | 2 | Geothermal Heat Pump, EER=13, 10 tons
847 | 3 | Geothermal Heat Pump, EER=13, 10 tons
848 | 4 | Geothermal Heat Pump, EER=13, 10 tons
849 | 5 | Geothermal Heat Pump, EER=13, 10 tons
850 | 6 | Geothermal Heat Pump, EER=13, 10 tons
851 | 7 | Geothermal Heat Pump, EER=13, 10 tons
852 | 8 | Geothermal Heat Pump, EER=13, 10 tons
853 | 9 | Geothermal Heat Pump, EER=13, 10 tons
854 | 10 | Geothermal Heat Pump, EER=13, 10 tons
855 | 11 | Geothermal Heat Pump, EER=13, 10 tons
856 | 12 | Geothermal Heat Pump, EER=13, 10 tons
857 | 13 | Geothermal Heat Pump, EER=13, 10 tons
858 | 14 | Geothermal Heat Pump, EER=13, 10 tons
859 | 15 | Geothermal Heat Pump, EER=13, 10 tons
860 | 16 | Geothermal Heat Pump, EER=13, 10 tons
861 | 11 | Heating - Optimization process (M&T)
862 | 12 | Heating - Optimization process (M&T)
863 | 14 | Heating - Optimization process (M&T)
864 | 10 | Heating - Process Control
865 | 11 | Heating - Scheduling
866 | 12 | Heating - Scheduling
867 | 4 | High Bay T5
868 | 6 | High Bay T5
869 | 7 | High Bay T5
870 | 9 | High Bay T5
871 | 16 | High Bay T5
872 | 4 | High Consistency forming
873 | 1 | High Efficiency Chiller Motors
874 | 2 | High Efficiency Chiller Motors
875 | 3 | High Efficiency Chiller Motors
876 | 4 | High Efficiency Chiller Motors
877 | 5 | High Efficiency Chiller Motors
878 | 6 | High Efficiency Chiller Motors
879 | 7 | High Efficiency Chiller Motors
880 | 8 | High Efficiency Chiller Motors
881 | 9 | High Efficiency Chiller Motors
882 | 10 | High Efficiency Chiller Motors
883 | 11 | High Efficiency Chiller Motors
884 | 12 | High Efficiency Chiller Motors
885 | 13 | High Efficiency Chiller Motors
886 | 14 | High Efficiency Chiller Motors
887 | 15 | High Efficiency Chiller Motors
888 | 16 | High Efficiency Chiller Motors
889 | 1 | Hybrid Dessicant-DX System (Trane CDQ)
890 | 3 | Hybrid Dessicant-DX System (Trane CDQ)
891 | 4 | Hybrid Dessicant-DX System (Trane CDQ)
892 | 5 | Hybrid Dessicant-DX System (Trane CDQ)
893 | 6 | Hybrid Dessicant-DX System (Trane CDQ)
894 | 7 | Hybrid Dessicant-DX System (Trane CDQ)
895 | 8 | Hybrid Dessicant-DX System (Trane CDQ)
896 | 9 | Hybrid Dessicant-DX System (Trane CDQ)
897 | 10 | Hybrid Dessicant-DX System (Trane CDQ)
898 | 11 | Hybrid Dessicant-DX System (Trane CDQ)
899 | 13 | Hybrid Dessicant-DX System (Trane CDQ)
900 | 14 | Hybrid Dessicant-DX System (Trane CDQ)
901 | 15 | Hybrid Dessicant-DX System (Trane CDQ)
902 | 16 | Hybrid Dessicant-DX System (Trane CDQ)
903 | 8 | Injection Moulding - Direct drive
904 | 8 | Injection Moulding - Impulse Cooling
905 | 10 | Intelligent extruder (DOE)
906 | 4 | LED High Bay 83 W
907 | 6 | LED High Bay 83 W
908 | 7 | LED High Bay 83 W
909 | 9 | LED High Bay 83 W
910 | 16 | LED High Bay 83 W
911 | 1 | LED Linear Tube 22 W
912 | 3 | LED Linear Tube 22 W
913 | 4 | LED Linear Tube 22 W
914 | 5 | LED Linear Tube 22 W
915 | 6 | LED Linear Tube 22 W
916 | 7 | LED Linear Tube 22 W
917 | 8 | LED Linear Tube 22 W
918 | 9 | LED Linear Tube 22 W
919 | 10 | LED Linear Tube 22 W
920 | 11 | LED Linear Tube 22 W
921 | 13 | LED Linear Tube 22 W
922 | 14 | LED Linear Tube 22 W
923 | 15 | LED Linear Tube 22 W
924 | 16 | LED Linear Tube 22 W
925 | 5 | Light cylinders
926 | 11 | Machinery
927 | 12 | Machinery
928 | 13 | Machinery
929 | 14 | Machinery
930 | 15 | Machinery
931 | 2 | Membranes for wastewater
932 | 10 | Near Net Shape Casting
933 | 11 | New transformers welding
934 | 15 | New transformers welding
935 | 8 | O&M - Extruders/Injection Moulding
936 | 1 | Occupancy Sensor
937 | 2 | Occupancy Sensor
938 | 3 | Occupancy Sensor
939 | 4 | Occupancy Sensor
940 | 5 | Occupancy Sensor
941 | 6 | Occupancy Sensor
942 | 7 | Occupancy Sensor
943 | 8 | Occupancy Sensor
944 | 9 | Occupancy Sensor
945 | 10 | Occupancy Sensor
946 | 11 | Occupancy Sensor
947 | 12 | Occupancy Sensor
948 | 13 | Occupancy Sensor
949 | 14 | Occupancy Sensor
950 | 15 | Occupancy Sensor
951 | 16 | Occupancy Sensor
952 | 4 | Optimization control PM
953 | 1 | Optimize Controls
954 | 2 | Optimize Controls
955 | 3 | Optimize Controls
956 | 4 | Optimize Controls
957 | 5 | Optimize Controls
958 | 6 | Optimize Controls
959 | 7 | Optimize Controls
960 | 8 | Optimize Controls
961 | 9 | Optimize Controls
962 | 10 | Optimize Controls
963 | 11 | Optimize Controls
964 | 12 | Optimize Controls
965 | 13 | Optimize Controls
966 | 14 | Optimize Controls
967 | 15 | Optimize Controls
968 | 16 | Optimize Controls
969 | 3 | Optimize drying process
970 | 6 | Other Process Controls (batch + site)
971 | 7 | Power recovery
972 | 7 | Power recovery
973 | 7 | Power recovery
974 | 7 | Power recovery
975 | 1 | Premium T8, Elecctronic Ballast
976 | 3 | Premium T8, Elecctronic Ballast
977 | 4 | Premium T8, Elecctronic Ballast
978 | 5 | Premium T8, Elecctronic Ballast
979 | 6 | Premium T8, Elecctronic Ballast
980 | 7 | Premium T8, Elecctronic Ballast
981 | 8 | Premium T8, Elecctronic Ballast
982 | 9 | Premium T8, Elecctronic Ballast
983 | 10 | Premium T8, Elecctronic Ballast
984 | 11 | Premium T8, Elecctronic Ballast
985 | 13 | Premium T8, Elecctronic Ballast
986 | 14 | Premium T8, Elecctronic Ballast
987 | 15 | Premium T8, Elecctronic Ballast
988 | 16 | Premium T8, Elecctronic Ballast
989 | 9 | Process control
990 | 16 | Process control
991 | 6 | Process Drives - ASD
992 | 16 | Process Drives - ASD
993 | 9 | Process optimization
994 | 1 | Pumps - ASD (100+ hp)
995 | 2 | Pumps - ASD (100+ hp)
996 | 3 | Pumps - ASD (100+ hp)
997 | 4 | Pumps - ASD (100+ hp)
998 | 5 | Pumps - ASD (100+ hp)
999 | 6 | Pumps - ASD (100+ hp)
1000 | 7 | Pumps - ASD (100+ hp)
1001 | 8 | Pumps - ASD (100+ hp)
1002 | 9 | Pumps - ASD (100+ hp)
1003 | 10 | Pumps - ASD (100+ hp)
1004 | 11 | Pumps - ASD (100+ hp)
1005 | 12 | Pumps - ASD (100+ hp)
1006 | 13 | Pumps - ASD (100+ hp)
1007 | 14 | Pumps - ASD (100+ hp)
1008 | 15 | Pumps - ASD (100+ hp)
1009 | 16 | Pumps - ASD (100+ hp)
1010 | 1 | Pumps - ASD (1-5 hp)
1011 | 2 | Pumps - ASD (1-5 hp)
1012 | 3 | Pumps - ASD (1-5 hp)
1013 | 4 | Pumps - ASD (1-5 hp)
1014 | 5 | Pumps - ASD (1-5 hp)
1015 | 6 | Pumps - ASD (1-5 hp)
1016 | 7 | Pumps - ASD (1-5 hp)
1017 | 8 | Pumps - ASD (1-5 hp)
1018 | 9 | Pumps - ASD (1-5 hp)
1019 | 10 | Pumps - ASD (1-5 hp)
1020 | 11 | Pumps - ASD (1-5 hp)
1021 | 12 | Pumps - ASD (1-5 hp)
1022 | 13 | Pumps - ASD (1-5 hp)
1023 | 14 | Pumps - ASD (1-5 hp)
1024 | 15 | Pumps - ASD (1-5 hp)
1025 | 16 | Pumps - ASD (1-5 hp)
1026 | 1 | Pumps - ASD (6-100 hp)
1027 | 2 | Pumps - ASD (6-100 hp)
1028 | 3 | Pumps - ASD (6-100 hp)
1029 | 4 | Pumps - ASD (6-100 hp)
1030 | 5 | Pumps - ASD (6-100 hp)
1031 | 6 | Pumps - ASD (6-100 hp)
1032 | 7 | Pumps - ASD (6-100 hp)
1033 | 8 | Pumps - ASD (6-100 hp)
1034 | 9 | Pumps - ASD (6-100 hp)
1035 | 10 | Pumps - ASD (6-100 hp)
1036 | 11 | Pumps - ASD (6-100 hp)
1037 | 12 | Pumps - ASD (6-100 hp)
1038 | 13 | Pumps - ASD (6-100 hp)
1039 | 14 | Pumps - ASD (6-100 hp)
1040 | 15 | Pumps - ASD (6-100 hp)
1041 | 16 | Pumps - ASD (6-100 hp)
1042 | 4 | Pumps - Controls
1043 | 5 | Pumps - Controls
1044 | 6 | Pumps - Controls
1045 | 7 | Pumps - Controls
1046 | 9 | Pumps - Controls
1047 | 13 | Pumps - Controls
1048 | 15 | Pumps - Controls
1049 | 16 | Pumps - Controls
1050 | 1 | Pumps - Motor practices-1 (100+ HP)
1051 | 2 | Pumps - Motor practices-1 (100+ HP)
1052 | 3 | Pumps - Motor practices-1 (100+ HP)
1053 | 4 | Pumps - Motor practices-1 (100+ HP)
1054 | 5 | Pumps - Motor practices-1 (100+ HP)
1055 | 6 | Pumps - Motor practices-1 (100+ HP)
1056 | 7 | Pumps - Motor practices-1 (100+ HP)
1057 | 8 | Pumps - Motor practices-1 (100+ HP)
1058 | 9 | Pumps - Motor practices-1 (100+ HP)
1059 | 10 | Pumps - Motor practices-1 (100+ HP)
1060 | 11 | Pumps - Motor practices-1 (100+ HP)
1061 | 12 | Pumps - Motor practices-1 (100+ HP)
1062 | 13 | Pumps - Motor practices-1 (100+ HP)
1063 | 14 | Pumps - Motor practices-1 (100+ HP)
1064 | 15 | Pumps - Motor practices-1 (100+ HP)
1065 | 16 | Pumps - Motor practices-1 (100+ HP)
1066 | 1 | Pumps - Motor practices-1 (1-5 HP)
1067 | 2 | Pumps - Motor practices-1 (1-5 HP)
1068 | 3 | Pumps - Motor practices-1 (1-5 HP)
1069 | 4 | Pumps - Motor practices-1 (1-5 HP)
1070 | 5 | Pumps - Motor practices-1 (1-5 HP)
1071 | 6 | Pumps - Motor practices-1 (1-5 HP)
1072 | 7 | Pumps - Motor practices-1 (1-5 HP)
1073 | 8 | Pumps - Motor practices-1 (1-5 HP)
1074 | 9 | Pumps - Motor practices-1 (1-5 HP)
1075 | 10 | Pumps - Motor practices-1 (1-5 HP)
1076 | 11 | Pumps - Motor practices-1 (1-5 HP)
1077 | 12 | Pumps - Motor practices-1 (1-5 HP)
1078 | 13 | Pumps - Motor practices-1 (1-5 HP)
1079 | 14 | Pumps - Motor practices-1 (1-5 HP)
1080 | 15 | Pumps - Motor practices-1 (1-5 HP)
1081 | 16 | Pumps - Motor practices-1 (1-5 HP)
1082 | 1 | Pumps - Motor practices-1 (6-100 HP)
1083 | 2 | Pumps - Motor practices-1 (6-100 HP)
1084 | 3 | Pumps - Motor practices-1 (6-100 HP)
1085 | 4 | Pumps - Motor practices-1 (6-100 HP)
1086 | 5 | Pumps - Motor practices-1 (6-100 HP)
1087 | 6 | Pumps - Motor practices-1 (6-100 HP)
1088 | 7 | Pumps - Motor practices-1 (6-100 HP)
1089 | 8 | Pumps - Motor practices-1 (6-100 HP)
1090 | 9 | Pumps - Motor practices-1 (6-100 HP)
1091 | 10 | Pumps - Motor practices-1 (6-100 HP)
1092 | 11 | Pumps - Motor practices-1 (6-100 HP)
1093 | 12 | Pumps - Motor practices-1 (6-100 HP)
1094 | 13 | Pumps - Motor practices-1 (6-100 HP)
1095 | 14 | Pumps - Motor practices-1 (6-100 HP)
1096 | 15 | Pumps - Motor practices-1 (6-100 HP)
1097 | 16 | Pumps - Motor practices-1 (6-100 HP)
1098 | 1 | Pumps - O&M
1099 | 2 | Pumps - O&M
1100 | 3 | Pumps - O&M
1101 | 4 | Pumps - O&M
1102 | 5 | Pumps - O&M
1103 | 6 | Pumps - O&M
1104 | 7 | Pumps - O&M
1105 | 8 | Pumps - O&M
1106 | 9 | Pumps - O&M
1107 | 10 | Pumps - O&M
1108 | 11 | Pumps - O&M
1109 | 12 | Pumps - O&M
1110 | 13 | Pumps - O&M
1111 | 14 | Pumps - O&M
1112 | 15 | Pumps - O&M
1113 | 16 | Pumps - O&M
1114 | 1 | Pumps - Replace 100+ HP motor
1115 | 2 | Pumps - Replace 100+ HP motor
1116 | 3 | Pumps - Replace 100+ HP motor
1117 | 4 | Pumps - Replace 100+ HP motor
1118 | 5 | Pumps - Replace 100+ HP motor
1119 | 6 | Pumps - Replace 100+ HP motor
1120 | 7 | Pumps - Replace 100+ HP motor
1121 | 8 | Pumps - Replace 100+ HP motor
1122 | 9 | Pumps - Replace 100+ HP motor
1123 | 10 | Pumps - Replace 100+ HP motor
1124 | 11 | Pumps - Replace 100+ HP motor
1125 | 12 | Pumps - Replace 100+ HP motor
1126 | 13 | Pumps - Replace 100+ HP motor
1127 | 14 | Pumps - Replace 100+ HP motor
1128 | 15 | Pumps - Replace 100+ HP motor
1129 | 16 | Pumps - Replace 100+ HP motor
1130 | 1 | Pumps - Replace 1-5 HP motor
1131 | 2 | Pumps - Replace 1-5 HP motor
1132 | 3 | Pumps - Replace 1-5 HP motor
1133 | 4 | Pumps - Replace 1-5 HP motor
1134 | 5 | Pumps - Replace 1-5 HP motor
1135 | 6 | Pumps - Replace 1-5 HP motor
1136 | 7 | Pumps - Replace 1-5 HP motor
1137 | 8 | Pumps - Replace 1-5 HP motor
1138 | 9 | Pumps - Replace 1-5 HP motor
1139 | 10 | Pumps - Replace 1-5 HP motor
1140 | 11 | Pumps - Replace 1-5 HP motor
1141 | 12 | Pumps - Replace 1-5 HP motor
1142 | 13 | Pumps - Replace 1-5 HP motor
1143 | 14 | Pumps - Replace 1-5 HP motor
1144 | 15 | Pumps - Replace 1-5 HP motor
1145 | 16 | Pumps - Replace 1-5 HP motor
1146 | 1 | Pumps - Replace 6-100 HP motor
1147 | 2 | Pumps - Replace 6-100 HP motor
1148 | 3 | Pumps - Replace 6-100 HP motor
1149 | 4 | Pumps - Replace 6-100 HP motor
1150 | 5 | Pumps - Replace 6-100 HP motor
1151 | 6 | Pumps - Replace 6-100 HP motor
1152 | 7 | Pumps - Replace 6-100 HP motor
1153 | 8 | Pumps - Replace 6-100 HP motor
1154 | 9 | Pumps - Replace 6-100 HP motor
1155 | 10 | Pumps - Replace 6-100 HP motor
1156 | 11 | Pumps - Replace 6-100 HP motor
1157 | 12 | Pumps - Replace 6-100 HP motor
1158 | 13 | Pumps - Replace 6-100 HP motor
1159 | 14 | Pumps - Replace 6-100 HP motor
1160 | 15 | Pumps - Replace 6-100 HP motor
1161 | 16 | Pumps - Replace 6-100 HP motor
1162 | 1 | Pumps - Sizing
1163 | 3 | Pumps - Sizing
1164 | 4 | Pumps - Sizing
1165 | 5 | Pumps - Sizing
1166 | 6 | Pumps - Sizing
1167 | 7 | Pumps - Sizing
1168 | 8 | Pumps - Sizing
1169 | 9 | Pumps - Sizing
1170 | 10 | Pumps - Sizing
1171 | 11 | Pumps - Sizing
1172 | 12 | Pumps - Sizing
1173 | 13 | Pumps - Sizing
1174 | 14 | Pumps - Sizing
1175 | 15 | Pumps - Sizing
1176 | 16 | Pumps - Sizing
1177 | 1 | Pumps - System Optimization
1178 | 4 | Pumps - System Optimization
1179 | 5 | Pumps - System Optimization
1180 | 6 | Pumps - System Optimization
1181 | 7 | Pumps - System Optimization
1182 | 8 | Pumps - System Optimization
1183 | 9 | Pumps - System Optimization
1184 | 13 | Pumps - System Optimization
1185 | 15 | Pumps - System Optimization
1186 | 16 | Pumps - System Optimization
1187 | 7 | Refinery Controls
1188 | 7 | Refinery Controls
1189 | 7 | Refinery Controls
1190 | 7 | Refinery Controls
1191 | 1 | Replace V-belts
1192 | 2 | Replace V-belts
1193 | 3 | Replace V-Belts
1194 | 3 | Replace V-belts
1195 | 4 | Replace V-belts
1196 | 5 | Replace V-belts
1197 | 7 | Replace V-belts
1198 | 8 | Replace V-belts
1199 | 9 | Replace V-belts
1200 | 10 | Replace V-belts
1201 | 11 | Replace V-belts
1202 | 12 | Replace V-belts
1203 | 13 | Replace V-belts
1204 | 14 | Replace V-belts
1205 | 15 | Replace V-belts
1206 | 16 | Replace V-belts
1207 | 1 | Roof Insulation
1208 | 2 | Roof Insulation
1209 | 3 | Roof Insulation
1210 | 4 | Roof Insulation
1211 | 5 | Roof Insulation
1212 | 6 | Roof Insulation
1213 | 7 | Roof Insulation
1214 | 8 | Roof Insulation
1215 | 9 | Roof Insulation
1216 | 10 | Roof Insulation
1217 | 11 | Roof Insulation
1218 | 12 | Roof Insulation
1219 | 13 | Roof Insulation
1220 | 14 | Roof Insulation
1221 | 15 | Roof Insulation
1222 | 16 | Roof Insulation
1223 | 1 | Roof Insulation - Chiller
1224 | 2 | Roof Insulation - Chiller
1225 | 3 | Roof Insulation - Chiller
1226 | 4 | Roof Insulation - Chiller
1227 | 5 | Roof Insulation - Chiller
1228 | 6 | Roof Insulation - Chiller
1229 | 7 | Roof Insulation - Chiller
1230 | 8 | Roof Insulation - Chiller
1231 | 9 | Roof Insulation - Chiller
1232 | 10 | Roof Insulation - Chiller
1233 | 11 | Roof Insulation - Chiller
1234 | 12 | Roof Insulation - Chiller
1235 | 13 | Roof Insulation - Chiller
1236 | 14 | Roof Insulation - Chiller
1237 | 15 | Roof Insulation - Chiller
1238 | 16 | Roof Insulation - Chiller
1239 | 9 | Top-heating (glass)
1240 | 1 | VSD for Chiller Pumps and Towers
1241 | 2 | VSD for Chiller Pumps and Towers
1242 | 3 | VSD for Chiller Pumps and Towers
1243 | 4 | VSD for Chiller Pumps and Towers
1244 | 5 | VSD for Chiller Pumps and Towers
1245 | 6 | VSD for Chiller Pumps and Towers
1246 | 7 | VSD for Chiller Pumps and Towers
1247 | 8 | VSD for Chiller Pumps and Towers
1248 | 9 | VSD for Chiller Pumps and Towers
1249 | 10 | VSD for Chiller Pumps and Towers
1250 | 11 | VSD for Chiller Pumps and Towers
1251 | 12 | VSD for Chiller Pumps and Towers
1252 | 13 | VSD for Chiller Pumps and Towers
1253 | 14 | VSD for Chiller Pumps and Towers
1254 | 15 | VSD for Chiller Pumps and Towers
1255 | 16 | VSD for Chiller Pumps and Towers
1256 | 1 | Window Film (Standard)
1257 | 2 | Window Film (Standard)
1258 | 3 | Window Film (Standard)
1259 | 4 | Window Film (Standard)
1260 | 5 | Window Film (Standard)
1261 | 6 | Window Film (Standard)
1262 | 7 | Window Film (Standard)
1263 | 8 | Window Film (Standard)
1264 | 9 | Window Film (Standard)
1265 | 10 | Window Film (Standard)
1266 | 11 | Window Film (Standard)
1267 | 12 | Window Film (Standard)
1268 | 13 | Window Film (Standard)
1269 | 14 | Window Film (Standard)
1270 | 15 | Window Film (Standard)
1271 | 16 | Window Film (Standard)
1272 | 1 | Window Film (Standard) - Chiller
1273 | 2 | Window Film (Standard) - Chiller
1274 | 3 | Window Film (Standard) - Chiller
1275 | 4 | Window Film (Standard) - Chiller
1276 | 5 | Window Film (Standard) - Chiller
1277 | 6 | Window Film (Standard) - Chiller
1278 | 7 | Window Film (Standard) - Chiller
1279 | 8 | Window Film (Standard) - Chiller
1280 | 9 | Window Film (Standard) - Chiller
1281 | 10 | Window Film (Standard) - Chiller
1282 | 11 | Window Film (Standard) - Chiller
1283 | 12 | Window Film (Standard) - Chiller
1284 | 13 | Window Film (Standard) - Chiller
1285 | 14 | Window Film (Standard) - Chiller
1286 | 15 | Window Film (Standard) - Chiller
1287 | 16 | Window Film (Standard) - Chiller

## 3 Eco Pot TRC Mea Cost Pass
Economic Potential Measure Cost (TRC)
Remaining Measures Passing
Residential
# | Building Segment | Measure Name
1 | 1 | 14 SEER Split-System Heat Pump
2 | 2 | 14 SEER Split-System Heat Pump
3 | 3 | 14 SEER Split-System Heat Pump
4 | 1 | 15 SEER Split-System Heat Pump
5 | 2 | 15 SEER Split-System Heat Pump
6 | 3 | 15 SEER Split-System Heat Pump
7 | 1 | 17 SEER Split-System Heat Pump
8 | 3 | 17 SEER Split-System Heat Pump
9 | 1 | Ceiling R-0 to R-19 Insulation
10 | 1 | Ceiling R-0 to R-19 Insulation
11 | 3 | Ceiling R-0 to R-19 Insulation
12 | 1 | Duct Repair
13 | 1 | Electronically Commutated Motors (ECM) on an Air Handler Unit
14 | 3 | Electronically Commutated Motors (ECM) on an Air Handler Unit
15 | 1 | Freezer recycling
16 | 2 | Freezer recycling
17 | 3 | Freezer recycling
18 | 1 | Heat Pump Water Heater (EF=2.9)
19 | 1 | High Efficiency One Speed Pool Pump (1.5 hp)
20 | 2 | High Efficiency One Speed Pool Pump (1.5 hp)
21 | 3 | High Efficiency One Speed Pool Pump (1.5 hp)
22 | 1 | Proper Refrigerant Charging and Air Flow
23 | 1 | PV-Powered Pool Pumps
24 | 2 | PV-Powered Pool Pumps
25 | 3 | PV-Powered Pool Pumps
26 | 1 | Refrigerator recycling
27 | 2 | Refrigerator recycling
28 | 3 | Refrigerator recycling
29 | 1 | Sealed Attics
30 | 3 | Sealed Attics
31 | 1 | Two Speed Pool Pump (1.5 hp)
32 | 2 | Two Speed Pool Pump (1.5 hp)
33 | 3 | Two Speed Pool Pump (1.5 hp)
34 | 1 | Variable-Speed Pool Pump (<1 hp)
35 | 2 | Variable-Speed Pool Pump (<1 hp)
36 | 3 | Variable-Speed Pool Pump (<1 hp)
Remaining Measures Passing
Commercial
# | Building Segment | Measure Name
1 | 1 | 0.5 Faucet Aerator (DI) - Commercial Public Use
2 | 2 | 0.5 Faucet Aerator (DI) - Commercial Public Use
3 | 3 | 0.5 Faucet Aerator (DI) - Commercial Public Use
4 | 4 | 0.5 Faucet Aerator (DI) - Commercial Public Use
5 | 6 | 0.5 Faucet Aerator (DI) - Commercial Public Use
6 | 7 | 0.5 Faucet Aerator (DI) - Commercial Public Use
7 | 8 | 0.5 Faucet Aerator (DI) - Commercial Public Use
8 | 9 | 0.5 Faucet Aerator (DI) - Commercial Public Use
9 | 10 | 0.5 Faucet Aerator (DI) - Commercial Public Use
10 | 11 | 0.5 Faucet Aerator (DI) - Commercial Public Use
11 | 5 | 0.5 Faucet Aerator (DI) - Commercial School Use
12 | 1 | Aerosole Duct Sealing
13 | 1 | Aerosole Duct Sealing
14 | 1 | Aerosole Duct Sealing
15 | 2 | Aerosole Duct Sealing
16 | 2 | Aerosole Duct Sealing
17 | 2 | Aerosole Duct Sealing
18 | 3 | Aerosole Duct Sealing
19 | 3 | Aerosole Duct Sealing
20 | 3 | Aerosole Duct Sealing
21 | 4 | Aerosole Duct Sealing
22 | 4 | Aerosole Duct Sealing
23 | 4 | Aerosole Duct Sealing
24 | 5 | Aerosole Duct Sealing
25 | 5 | Aerosole Duct Sealing
26 | 5 | Aerosole Duct Sealing
27 | 6 | Aerosole Duct Sealing
28 | 6 | Aerosole Duct Sealing
29 | 6 | Aerosole Duct Sealing
30 | 7 | Aerosole Duct Sealing
31 | 7 | Aerosole Duct Sealing
32 | 7 | Aerosole Duct Sealing
33 | 8 | Aerosole Duct Sealing
34 | 8 | Aerosole Duct Sealing
35 | 8 | Aerosole Duct Sealing
36 | 9 | Aerosole Duct Sealing
37 | 9 | Aerosole Duct Sealing
38 | 10 | Aerosole Duct Sealing
39 | 10 | Aerosole Duct Sealing
40 | 10 | Aerosole Duct Sealing
41 | 11 | Aerosole Duct Sealing
42 | 11 | Aerosole Duct Sealing
43 | 11 | Aerosole Duct Sealing
44 | 1 | Air Handler Optimization
45 | 2 | Air Handler Optimization
46 | 3 | Air Handler Optimization
47 | 4 | Air Handler Optimization
48 | 5 | Air Handler Optimization
49 | 6 | Air Handler Optimization
50 | 7 | Air Handler Optimization
51 | 8 | Air Handler Optimization
52 | 10 | Air Handler Optimization
53 | 4 | Anti-sweat (humidistat) controls
54 | 1 | Ceiling Insulation
55 | 1 | Ceiling Insulation
56 | 1 | Ceiling Insulation
57 | 2 | Ceiling Insulation
58 | 2 | Ceiling Insulation
59 | 2 | Ceiling Insulation
60 | 3 | Ceiling Insulation
61 | 3 | Ceiling Insulation
62 | 3 | Ceiling Insulation
63 | 4 | Ceiling Insulation
64 | 4 | Ceiling Insulation
65 | 4 | Ceiling Insulation
66 | 5 | Ceiling Insulation
67 | 5 | Ceiling Insulation
68 | 5 | Ceiling Insulation
69 | 6 | Ceiling Insulation
70 | 6 | Ceiling Insulation
71 | 6 | Ceiling Insulation
72 | 7 | Ceiling Insulation
73 | 7 | Ceiling Insulation
74 | 7 | Ceiling Insulation
75 | 8 | Ceiling Insulation
76 | 8 | Ceiling Insulation
77 | 8 | Ceiling Insulation
78 | 9 | Ceiling Insulation
79 | 9 | Ceiling Insulation
80 | 10 | Ceiling Insulation
81 | 10 | Ceiling Insulation
82 | 10 | Ceiling Insulation
83 | 11 | Ceiling Insulation
84 | 11 | Ceiling Insulation
85 | 11 | Ceiling Insulation
86 | 1 | Centrifugal Chiller, 0.51 kW/ton, 500 tons
87 | 2 | Centrifugal Chiller, 0.51 kW/ton, 500 tons
88 | 3 | Centrifugal Chiller, 0.51 kW/ton, 500 tons
89 | 4 | Centrifugal Chiller, 0.51 kW/ton, 500 tons
90 | 5 | Centrifugal Chiller, 0.51 kW/ton, 500 tons
91 | 6 | Centrifugal Chiller, 0.51 kW/ton, 500 tons
92 | 7 | Centrifugal Chiller, 0.51 kW/ton, 500 tons
93 | 8 | Centrifugal Chiller, 0.51 kW/ton, 500 tons
94 | 9 | Centrifugal Chiller, 0.51 kW/ton, 500 tons
95 | 10 | Centrifugal Chiller, 0.51 kW/ton, 500 tons
96 | 11 | Centrifugal Chiller, 0.51 kW/ton, 500 tons
97 | 1 | CFL Hardwired, Modular 18W
98 | 2 | CFL Hardwired, Modular 18W
99 | 3 | CFL Hardwired, Modular 18W
100 | 4 | CFL Hardwired, Modular 18W
101 | 5 | CFL Hardwired, Modular 18W
102 | 6 | CFL Hardwired, Modular 18W
103 | 7 | CFL Hardwired, Modular 18W
104 | 8 | CFL Hardwired, Modular 18W
105 | 9 | CFL Hardwired, Modular 18W
106 | 10 | CFL Hardwired, Modular 18W
107 | 11 | CFL Hardwired, Modular 18W
108 | 1 | CFL Screw-in 18W
109 | 2 | CFL Screw-in 18W
110 | 3 | CFL Screw-in 18W
111 | 4 | CFL Screw-in 18W
112 | 5 | CFL Screw-in 18W
113 | 6 | CFL Screw-in 18W
114 | 7 | CFL Screw-in 18W
115 | 8 | CFL Screw-in 18W
116 | 9 | CFL Screw-in 18W
117 | 10 | CFL Screw-in 18W
118 | 11 | CFL Screw-in 18W
119 | 1 | Chiller Tune Up/Diagnostics
120 | 2 | Chiller Tune Up/Diagnostics
121 | 3 | Chiller Tune Up/Diagnostics
122 | 4 | Chiller Tune Up/Diagnostics
123 | 5 | Chiller Tune Up/Diagnostics
124 | 6 | Chiller Tune Up/Diagnostics
125 | 7 | Chiller Tune Up/Diagnostics
126 | 8 | Chiller Tune Up/Diagnostics
127 | 10 | Chiller Tune Up/Diagnostics
128 | 11 | Chiller Tune Up/Diagnostics
129 | 4 | Compressor VSD retrofit
130 | 1 | Continuous Dimming
131 | 2 | Continuous Dimming
132 | 3 | Continuous Dimming
133 | 4 | Continuous Dimming
134 | 7 | Continuous Dimming
135 | 8 | Continuous Dimming
136 | 11 | Continuous Dimming
137 | 2 | Convection Oven
138 | 4 | Convection Oven
139 | 1 | Cool Roof - Chiller
140 | 2 | Cool Roof - Chiller
141 | 3 | Cool Roof - Chiller
142 | 4 | Cool Roof - Chiller
143 | 5 | Cool Roof - Chiller
144 | 6 | Cool Roof - Chiller
145 | 7 | Cool Roof - Chiller
146 | 8 | Cool Roof - Chiller
147 | 10 | Cool Roof - Chiller
148 | 11 | Cool Roof - Chiller
149 | 1 | Cool Roof - DX
150 | 1 | Cool Roof - DX
151 | 2 | Cool Roof - DX
152 | 2 | Cool Roof - DX
153 | 3 | Cool Roof - DX
154 | 3 | Cool Roof - DX
155 | 4 | Cool Roof - DX
156 | 4 | Cool Roof - DX
157 | 5 | Cool Roof - DX
158 | 5 | Cool Roof - DX
159 | 6 | Cool Roof - DX
160 | 6 | Cool Roof - DX
161 | 7 | Cool Roof - DX
162 | 7 | Cool Roof - DX
163 | 8 | Cool Roof - DX
164 | 8 | Cool Roof - DX
165 | 10 | Cool Roof - DX
166 | 10 | Cool Roof - DX
167 | 11 | Cool Roof - DX
168 | 11 | Cool Roof - DX
169 | 1 | Dehumidification hybrid desiccant heat pump
170 | 3 | Dehumidification hybrid desiccant heat pump
171 | 5 | Dehumidification hybrid desiccant heat pump
172 | 6 | Dehumidification hybrid desiccant heat pump
173 | 7 | Dehumidification hybrid desiccant heat pump
174 | 8 | Dehumidification hybrid desiccant heat pump
175 | 10 | Dehumidification hybrid desiccant heat pump
176 | 11 | Dehumidification hybrid desiccant heat pump
177 | 1 | Demand Control Ventilation (DCV)
178 | 2 | Demand Control Ventilation (DCV)
179 | 4 | Demand Control Ventilation (DCV)
180 | 5 | Demand Control Ventilation (DCV)
181 | 7 | Demand Control Ventilation (DCV)
182 | 8 | Demand Control Ventilation (DCV)
183 | 11 | Demand Control Ventilation (DCV)
184 | 7 | Demand controlled circulating systems
185 | 8 | Demand controlled circulating systems
186 | 4 | Demand Defrost Electric
187 | 4 | Demand Hot Gas Defrost
188 | 1 | DX Coil Cleaning
189 | 2 | DX Coil Cleaning
190 | 3 | DX Coil Cleaning
191 | 4 | DX Coil Cleaning
192 | 5 | DX Coil Cleaning
193 | 6 | DX Coil Cleaning
194 | 7 | DX Coil Cleaning
195 | 8 | DX Coil Cleaning
196 | 10 | DX Coil Cleaning
197 | 11 | DX Coil Cleaning
198 | 1 | DX Packaged System, EER=10.9, 10 tons
199 | 2 | DX Packaged System, EER=10.9, 10 tons
200 | 3 | DX Packaged System, EER=10.9, 10 tons
201 | 4 | DX Packaged System, EER=10.9, 10 tons
202 | 5 | DX Packaged System, EER=10.9, 10 tons
203 | 6 | DX Packaged System, EER=10.9, 10 tons
204 | 7 | DX Packaged System, EER=10.9, 10 tons
205 | 8 | DX Packaged System, EER=10.9, 10 tons
206 | 10 | DX Packaged System, EER=10.9, 10 tons
207 | 11 | DX Packaged System, EER=10.9, 10 tons
208 | 1 | DX Tune Up/ Advanced Diagnostics
209 | 2 | DX Tune Up/ Advanced Diagnostics
210 | 3 | DX Tune Up/ Advanced Diagnostics
211 | 4 | DX Tune Up/ Advanced Diagnostics
212 | 5 | DX Tune Up/ Advanced Diagnostics
213 | 6 | DX Tune Up/ Advanced Diagnostics
214 | 7 | DX Tune Up/ Advanced Diagnostics
215 | 8 | DX Tune Up/ Advanced Diagnostics
216 | 10 | DX Tune Up/ Advanced Diagnostics
217 | 11 | DX Tune Up/ Advanced Diagnostics
218 | 4 | Efficient compressor motor
219 | 1 | Electronically Commutated Motors (ECM) on an Air Handler Unit
220 | 2 | Electronically Commutated Motors (ECM) on an Air Handler Unit
221 | 3 | Electronically Commutated Motors (ECM) on an Air Handler Unit
222 | 4 | Electronically Commutated Motors (ECM) on an Air Handler Unit
223 | 5 | Electronically Commutated Motors (ECM) on an Air Handler Unit
224 | 6 | Electronically Commutated Motors (ECM) on an Air Handler Unit
225 | 7 | Electronically Commutated Motors (ECM) on an Air Handler Unit
226 | 8 | Electronically Commutated Motors (ECM) on an Air Handler Unit
227 | 10 | Electronically Commutated Motors (ECM) on an Air Handler Unit
228 | 11 | Electronically Commutated Motors (ECM) on an Air Handler Unit
229 | 1 | EMS - Chiller
230 | 2 | EMS - Chiller
231 | 3 | EMS - Chiller
232 | 4 | EMS - Chiller
233 | 5 | EMS - Chiller
234 | 6 | EMS - Chiller
235 | 7 | EMS - Chiller
236 | 8 | EMS - Chiller
237 | 10 | EMS - Chiller
238 | 11 | EMS - Chiller
239 | 1 | EMS Optimization
240 | 2 | EMS Optimization
241 | 3 | EMS Optimization
242 | 4 | EMS Optimization
243 | 5 | EMS Optimization
244 | 6 | EMS Optimization
245 | 7 | EMS Optimization
246 | 8 | EMS Optimization
247 | 10 | EMS Optimization
248 | 11 | EMS Optimization
249 | 1 | Energy Recovery Ventilation (ERV)
250 | 2 | Energy Recovery Ventilation (ERV)
251 | 3 | Energy Recovery Ventilation (ERV)
252 | 4 | Energy Recovery Ventilation (ERV)
253 | 5 | Energy Recovery Ventilation (ERV)
254 | 6 | Energy Recovery Ventilation (ERV)
255 | 7 | Energy Recovery Ventilation (ERV)
256 | 8 | Energy Recovery Ventilation (ERV)
257 | 9 | Energy Recovery Ventilation (ERV)
258 | 10 | Energy Recovery Ventilation (ERV)
259 | 11 | Energy Recovery Ventilation (ERV)
260 | 1 | Energy Star or Better Copier
261 | 1 | Energy Star or Better Monitor
262 | 2 | Energy Star or Better Monitor
263 | 3 | Energy Star or Better Monitor
264 | 5 | Energy Star or Better Monitor
265 | 6 | Energy Star or Better Monitor
266 | 7 | Energy Star or Better Monitor
267 | 8 | Energy Star or Better Monitor
268 | 9 | Energy Star or Better Monitor
269 | 11 | Energy Star or Better Monitor
270 | 4 | Evaporator fan controller for MT walk-ins
271 | 4 | Floating head pressure controls
272 | 4 | Freezer-Cooler Replacement Gaskets
273 | 1 | Geothermal Heat Pump, EER=13, 10 tons
274 | 2 | Geothermal Heat Pump, EER=13, 10 tons
275 | 2 | Geothermal Heat Pump, EER=13, 10 tons
276 | 3 | Geothermal Heat Pump, EER=13, 10 tons
277 | 4 | Geothermal Heat Pump, EER=13, 10 tons
278 | 5 | Geothermal Heat Pump, EER=13, 10 tons
279 | 6 | Geothermal Heat Pump, EER=13, 10 tons
280 | 7 | Geothermal Heat Pump, EER=13, 10 tons
281 | 7 | Geothermal Heat Pump, EER=13, 10 tons
282 | 8 | Geothermal Heat Pump, EER=13, 10 tons
283 | 10 | Geothermal Heat Pump, EER=13, 10 tons
284 | 11 | Geothermal Heat Pump, EER=13, 10 tons
285 | 4 | Griddle
286 | 5 | Griddle
287 | 6 | Griddle
288 | 7 | Griddle
289 | 10 | Griddle
290 | 1 | HE PTAC, EER=9.6, 1 ton
291 | 2 | HE PTAC, EER=9.6, 1 ton
292 | 3 | HE PTAC, EER=9.6, 1 ton
293 | 4 | HE PTAC, EER=9.6, 1 ton
294 | 5 | HE PTAC, EER=9.6, 1 ton
295 | 6 | HE PTAC, EER=9.6, 1 ton
296 | 7 | HE PTAC, EER=9.6, 1 ton
297 | 8 | HE PTAC, EER=9.6, 1 ton
298 | 9 | HE PTAC, EER=9.6, 1 ton
299 | 10 | HE PTAC, EER=9.6, 1 ton
300 | 11 | HE PTAC, EER=9.6, 1 ton
301 | 1 | Heat Pump Water Heater (air source)
302 | 2 | Heat Pump Water Heater (air source)
303 | 4 | Heat Pump Water Heater (air source)
304 | 5 | Heat Pump Water Heater (air source)
305 | 6 | Heat Pump Water Heater (air source)
306 | 7 | Heat Pump Water Heater (air source)
307 | 8 | Heat Pump Water Heater (air source)
308 | 10 | Heat Pump Water Heater (air source)
309 | 11 | Heat Pump Water Heater (air source)
310 | 1 | Heat Recovery Unit
311 | 2 | Heat Recovery Unit
312 | 4 | Heat Recovery Unit
313 | 5 | Heat Recovery Unit
314 | 6 | Heat Recovery Unit
315 | 7 | Heat Recovery Unit
316 | 8 | Heat Recovery Unit
317 | 10 | Heat Recovery Unit
318 | 11 | Heat Recovery Unit
319 | 2 | Heat Trap
320 | 5 | Heat Trap
321 | 7 | Heat Trap
322 | 8 | Heat Trap
323 | 10 | Heat Trap
324 | 1 | High Bay T5
325 | 2 | High Bay T5
326 | 3 | High Bay T5
327 | 4 | High Bay T5
328 | 5 | High Bay T5
329 | 6 | High Bay T5
330 | 7 | High Bay T5
331 | 8 | High Bay T5
332 | 9 | High Bay T5
333 | 10 | High Bay T5
334 | 11 | High Bay T5
335 | 1 | High Efficiency Chiller Motors
336 | 2 | High Efficiency Chiller Motors
337 | 3 | High Efficiency Chiller Motors
338 | 4 | High Efficiency Chiller Motors
339 | 5 | High Efficiency Chiller Motors
340 | 6 | High Efficiency Chiller Motors
341 | 7 | High Efficiency Chiller Motors
342 | 8 | High Efficiency Chiller Motors
343 | 10 | High Efficiency Chiller Motors
344 | 4 | High Pressure Sodium 250W Lamp
345 | 6 | High Pressure Sodium 250W Lamp
346 | 4 | High R-Value Glass Doors
347 | 4 | High-efficiency fan motors
348 | 4 | Holding Cabinet
349 | 5 | Holding Cabinet
350 | 6 | Holding Cabinet
351 | 7 | Holding Cabinet
352 | 10 | Holding Cabinet
353 | 1 | Hybrid Dessicant-DX System (Trane CDQ)
354 | 2 | Hybrid Dessicant-DX System (Trane CDQ)
355 | 3 | Hybrid Dessicant-DX System (Trane CDQ)
356 | 4 | Hybrid Dessicant-DX System (Trane CDQ)
357 | 5 | Hybrid Dessicant-DX System (Trane CDQ)
358 | 6 | Hybrid Dessicant-DX System (Trane CDQ)
359 | 7 | Hybrid Dessicant-DX System (Trane CDQ)
360 | 8 | Hybrid Dessicant-DX System (Trane CDQ)
361 | 9 | Hybrid Dessicant-DX System (Trane CDQ)
362 | 10 | Hybrid Dessicant-DX System (Trane CDQ)
363 | 11 | Hybrid Dessicant-DX System (Trane CDQ)
364 | 2 | Ice Machine
365 | 4 | Ice Machine
366 | 7 | Ice Machine
367 | 10 | Ice Machine
368 | 4 | LED Display Lighting
369 | 4 | LED High Bay 83W (400W equivalent)
370 | 9 | LED High Bay 83W (400W equivalent)
371 | 11 | LED High Bay 83W (400W equivalent)
372 | 1 | Lighting Control Tuneup
373 | 1 | Lighting Control Tuneup
374 | 2 | Lighting Control Tuneup
375 | 2 | Lighting Control Tuneup
376 | 3 | Lighting Control Tuneup
377 | 3 | Lighting Control Tuneup
378 | 4 | Lighting Control Tuneup
379 | 4 | Lighting Control Tuneup
380 | 5 | Lighting Control Tuneup
381 | 5 | Lighting Control Tuneup
382 | 6 | Lighting Control Tuneup
383 | 6 | Lighting Control Tuneup
384 | 7 | Lighting Control Tuneup
385 | 7 | Lighting Control Tuneup
386 | 8 | Lighting Control Tuneup
387 | 8 | Lighting Control Tuneup
388 | 10 | Lighting Control Tuneup
389 | 11 | Lighting Control Tuneup
390 | 11 | Lighting Control Tuneup
391 | 1 | Monitor Power Management Enabling
392 | 5 | Monitor Power Management Enabling
393 | 6 | Monitor Power Management Enabling
394 | 7 | Monitor Power Management Enabling
395 | 8 | Monitor Power Management Enabling
396 | 11 | Monitor Power Management Enabling
397 | 4 | Multiplex Compressor System
398 | 4 | Night covers for display cases
399 | 1 | Occupancy Sensor
400 | 1 | Occupancy Sensor
401 | 2 | Occupancy Sensor
402 | 2 | Occupancy Sensor
403 | 3 | Occupancy Sensor
404 | 3 | Occupancy Sensor
405 | 4 | Occupancy Sensor
406 | 4 | Occupancy Sensor
407 | 7 | Occupancy Sensor
408 | 7 | Occupancy Sensor
409 | 8 | Occupancy Sensor
410 | 8 | Occupancy Sensor
411 | 1 | Occupancy Sensor (hotels)
412 | 2 | Occupancy Sensor (hotels)
413 | 3 | Occupancy Sensor (hotels)
414 | 4 | Occupancy Sensor (hotels)
415 | 5 | Occupancy Sensor (hotels)
416 | 6 | Occupancy Sensor (hotels)
417 | 7 | Occupancy Sensor (hotels)
418 | 8 | Occupancy Sensor (hotels)
419 | 9 | Occupancy Sensor (hotels)
420 | 10 | Occupancy Sensor (hotels)
421 | 11 | Occupancy Sensor (hotels)
422 | 1 | Optimize Controls
423 | 2 | Optimize Controls
424 | 3 | Optimize Controls
425 | 4 | Optimize Controls
426 | 5 | Optimize Controls
427 | 6 | Optimize Controls
428 | 7 | Optimize Controls
429 | 8 | Optimize Controls
430 | 10 | Optimize Controls
431 | 11 | Optimize Controls
432 | 1 | Outdoor LED 104W
433 | 2 | Outdoor LED 104W
434 | 3 | Outdoor LED 104W
435 | 4 | Outdoor LED 104W
436 | 5 | Outdoor LED 104W
437 | 6 | Outdoor LED 104W
438 | 7 | Outdoor LED 104W
439 | 8 | Outdoor LED 104W
440 | 9 | Outdoor LED 104W
441 | 10 | Outdoor LED 104W
442 | 11 | Outdoor LED 104W
443 | 2 | Outdoor Lighting Controls (Photocell/Timeclock)
444 | 3 | Outdoor Lighting Controls (Photocell/Timeclock)
445 | 4 | Outdoor Lighting Controls (Photocell/Timeclock)
446 | 4 | Outdoor Lighting Controls (Photocell/Timeclock)
447 | 6 | Outdoor Lighting Controls (Photocell/Timeclock)
448 | 6 | Outdoor Lighting Controls (Photocell/Timeclock)
449 | 10 | Outdoor Lighting Controls (Photocell/Timeclock)
450 | 11 | Outdoor Lighting Controls (Photocell/Timeclock)
451 | 4 | Oversized Air Cooled Condenser
452 | 1 | Packaged HP System, EER=10.9, 10 tons
453 | 2 | Packaged HP System, EER=10.9, 10 tons
454 | 3 | Packaged HP System, EER=10.9, 10 tons
455 | 4 | Packaged HP System, EER=10.9, 10 tons
456 | 5 | Packaged HP System, EER=10.9, 10 tons
457 | 6 | Packaged HP System, EER=10.9, 10 tons
458 | 7 | Packaged HP System, EER=10.9, 10 tons
459 | 8 | Packaged HP System, EER=10.9, 10 tons
460 | 10 | Packaged HP System, EER=10.9, 10 tons
461 | 11 | Packaged HP System, EER=10.9, 10 tons
462 | 1 | PC Manual Power Management Enabling
463 | 5 | PC Manual Power Management Enabling
464 | 6 | PC Manual Power Management Enabling
465 | 7 | PC Manual Power Management Enabling
466 | 8 | PC Manual Power Management Enabling
467 | 11 | PC Manual Power Management Enabling
468 | 1 | PC Network Power Management Enabling
469 | 5 | PC Network Power Management Enabling
470 | 6 | PC Network Power Management Enabling
471 | 7 | PC Network Power Management Enabling
472 | 8 | PC Network Power Management Enabling
473 | 11 | PC Network Power Management Enabling
474 | 1 | Premium T8, EB, Reflector
475 | 2 | Premium T8, EB, Reflector
476 | 3 | Premium T8, EB, Reflector
477 | 4 | Premium T8, EB, Reflector
478 | 5 | Premium T8, EB, Reflector
479 | 6 | Premium T8, EB, Reflector
480 | 7 | Premium T8, EB, Reflector
481 | 8 | Premium T8, EB, Reflector
482 | 9 | Premium T8, EB, Reflector
483 | 10 | Premium T8, EB, Reflector
484 | 11 | Premium T8, EB, Reflector
485 | 1 | Premium T8, Elecctronic Ballast
486 | 2 | Premium T8, Elecctronic Ballast
487 | 3 | Premium T8, Elecctronic Ballast
488 | 4 | Premium T8, Elecctronic Ballast
489 | 7 | Premium T8, Elecctronic Ballast
490 | 8 | Premium T8, Elecctronic Ballast
491 | 1 | Printer Power Management Enabling
492 | 5 | Printer Power Management Enabling
493 | 6 | Printer Power Management Enabling
494 | 7 | Printer Power Management Enabling
495 | 8 | Printer Power Management Enabling
496 | 11 | Printer Power Management Enabling
497 | 1 | PSMH, 250W, magnetic ballast
498 | 2 | PSMH, 250W, magnetic ballast
499 | 3 | PSMH, 250W, magnetic ballast
500 | 4 | PSMH, 250W, magnetic ballast
501 | 5 | PSMH, 250W, magnetic ballast
502 | 6 | PSMH, 250W, magnetic ballast
503 | 7 | PSMH, 250W, magnetic ballast
504 | 8 | PSMH, 250W, magnetic ballast
505 | 9 | PSMH, 250W, magnetic ballast
506 | 10 | PSMH, 250W, magnetic ballast
507 | 11 | PSMH, 250W, magnetic ballast
508 | 4 | Refrigeration Commissioning
509 | 1 | ROB Premium T8, 1EB
510 | 2 | ROB Premium T8, 1EB
511 | 3 | ROB Premium T8, 1EB
512 | 4 | ROB Premium T8, 1EB
513 | 5 | ROB Premium T8, 1EB
514 | 6 | ROB Premium T8, 1EB
515 | 7 | ROB Premium T8, 1EB
516 | 8 | ROB Premium T8, 1EB
517 | 9 | ROB Premium T8, 1EB
518 | 10 | ROB Premium T8, 1EB
519 | 11 | ROB Premium T8, 1EB
520 | 1 | ROB Premium T8, EB, Reflector
521 | 2 | ROB Premium T8, EB, Reflector
522 | 3 | ROB Premium T8, EB, Reflector
523 | 4 | ROB Premium T8, EB, Reflector
524 | 5 | ROB Premium T8, EB, Reflector
525 | 6 | ROB Premium T8, EB, Reflector
526 | 7 | ROB Premium T8, EB, Reflector
527 | 8 | ROB Premium T8, EB, Reflector
528 | 9 | ROB Premium T8, EB, Reflector
529 | 10 | ROB Premium T8, EB, Reflector
530 | 11 | ROB Premium T8, EB, Reflector
531 | 1 | Roof Insulation
532 | 1 | Roof Insulation
533 | 1 | Roof Insulation
534 | 2 | Roof Insulation
535 | 2 | Roof Insulation
536 | 2 | Roof Insulation
537 | 3 | Roof Insulation
538 | 3 | Roof Insulation
539 | 3 | Roof Insulation
540 | 4 | Roof Insulation
541 | 4 | Roof Insulation
542 | 4 | Roof Insulation
543 | 5 | Roof Insulation
544 | 5 | Roof Insulation
545 | 5 | Roof Insulation
546 | 6 | Roof Insulation
547 | 6 | Roof Insulation
548 | 7 | Roof Insulation
549 | 7 | Roof Insulation
550 | 7 | Roof Insulation
551 | 8 | Roof Insulation
552 | 8 | Roof Insulation
553 | 8 | Roof Insulation
554 | 10 | Roof Insulation
555 | 10 | Roof Insulation
556 | 10 | Roof Insulation
557 | 11 | Roof Insulation
558 | 1 | Run Time Optimizer
559 | 2 | Run Time Optimizer
560 | 3 | Run Time Optimizer
561 | 4 | Run Time Optimizer
562 | 5 | Run Time Optimizer
563 | 6 | Run Time Optimizer
564 | 7 | Run Time Optimizer
565 | 8 | Run Time Optimizer
566 | 9 | Run Time Optimizer
567 | 10 | Run Time Optimizer
568 | 11 | Run Time Optimizer
569 | 2 | Separate Makeup Air / Exhaust Hoods AC
570 | 4 | Separate Makeup Air / Exhaust Hoods AC
571 | 2 | Server Virtualization
572 | 6 | Server Virtualization
573 | 11 | Server Virtualization
574 | 4 | Steamer
575 | 5 | Steamer
576 | 6 | Steamer
577 | 7 | Steamer
578 | 10 | Steamer
579 | 4 | Strip curtains for walk-ins
580 | 1 | Thermal Energy Storage (TES)
581 | 2 | Thermal Energy Storage (TES)
582 | 3 | Thermal Energy Storage (TES)
583 | 4 | Thermal Energy Storage (TES)
584 | 5 | Thermal Energy Storage (TES)
585 | 6 | Thermal Energy Storage (TES)
586 | 7 | Thermal Energy Storage (TES)
587 | 8 | Thermal Energy Storage (TES)
588 | 9 | Thermal Energy Storage (TES)
589 | 10 | Thermal Energy Storage (TES)
590 | 11 | Thermal Energy Storage (TES)
591 | 1 | Variable Speed Drive Control
592 | 2 | Variable Speed Drive Control
593 | 3 | Variable Speed Drive Control
594 | 4 | Variable Speed Drive Control
595 | 5 | Variable Speed Drive Control
596 | 6 | Variable Speed Drive Control
597 | 7 | Variable Speed Drive Control
598 | 8 | Variable Speed Drive Control
599 | 10 | Variable Speed Drive Control
600 | 11 | Variable Speed Drive Control
601 | 1 | Vending Misers (cooled machines only)
602 | 2 | Vending Misers (cooled machines only)
603 | 5 | Vending Misers (cooled machines only)
604 | 10 | Vending Misers (cooled machines only)
605 | 1 | VSD for Chiller Pumps and Towers
606 | 2 | VSD for Chiller Pumps and Towers
607 | 3 | VSD for Chiller Pumps and Towers
608 | 4 | VSD for Chiller Pumps and Towers
609 | 5 | VSD for Chiller Pumps and Towers
610 | 6 | VSD for Chiller Pumps and Towers
611 | 7 | VSD for Chiller Pumps and Towers
612 | 8 | VSD for Chiller Pumps and Towers
613 | 10 | VSD for Chiller Pumps and Towers
614 | 11 | VSD for Chiller Pumps and Towers
615 | 1 | Window Film (Standard)
616 | 1 | Window Film (Standard)
617 | 1 | Window Film (Standard)
618 | 2 | Window Film (Standard)
619 | 2 | Window Film (Standard)
620 | 2 | Window Film (Standard)
621 | 3 | Window Film (Standard)
622 | 3 | Window Film (Standard)
623 | 3 | Window Film (Standard)
624 | 4 | Window Film (Standard)
625 | 4 | Window Film (Standard)
626 | 4 | Window Film (Standard)
627 | 5 | Window Film (Standard)
628 | 5 | Window Film (Standard)
629 | 5 | Window Film (Standard)
630 | 6 | Window Film (Standard)
631 | 6 | Window Film (Standard)
632 | 7 | Window Film (Standard)
633 | 7 | Window Film (Standard)
634 | 7 | Window Film (Standard)
635 | 8 | Window Film (Standard)
636 | 8 | Window Film (Standard)
637 | 8 | Window Film (Standard)
638 | 10 | Window Film (Standard)
639 | 10 | Window Film (Standard)
640 | 10 | Window Film (Standard)
Remaining Measures Passing
Industrial
# | Building Segment | Measure Name
1 | 2 | Aerosole Duct Sealing
2 | 2 | Aerosole Duct Sealing - Chiller
3 | 12 | Aerosole Duct Sealing - Chiller
4 | 3 | Air conveying systems
5 | 1 | Bakery - Process
6 | 1 | Bakery - Process (Mixing) - O&M
7 | 5 | CFL Hardwired, Modular 18W
8 | 1 | CFL Screw-in 18W
9 | 2 | CFL Screw-in 18W
10 | 3 | CFL Screw-in 18W
11 | 4 | CFL Screw-in 18W
12 | 5 | CFL Screw-in 18W
13 | 6 | CFL Screw-in 18W
14 | 7 | CFL Screw-in 18W
15 | 8 | CFL Screw-in 18W
16 | 9 | CFL Screw-in 18W
17 | 10 | CFL Screw-in 18W
18 | 11 | CFL Screw-in 18W
19 | 12 | CFL Screw-in 18W
20 | 13 | CFL Screw-in 18W
21 | 14 | CFL Screw-in 18W
22 | 15 | CFL Screw-in 18W
23 | 16 | CFL Screw-in 18W
24 | 6 | Clean Room - Controls
25 | 13 | Clean Room - Controls
26 | 6 | Clean Room - New Designs
27 | 2 | Comp Air - ASD (6-100 hp)
28 | 1 | Compressed Air - Controls
29 | 2 | Compressed Air - Controls
30 | 3 | Compressed Air - Controls
31 | 4 | Compressed Air - Controls
32 | 5 | Compressed Air - Controls
33 | 6 | Compressed Air - Controls
34 | 7 | Compressed Air - Controls
35 | 8 | Compressed Air - Controls
36 | 9 | Compressed Air - Controls
37 | 10 | Compressed Air - Controls
38 | 11 | Compressed Air - Controls
39 | 12 | Compressed Air - Controls
40 | 13 | Compressed Air - Controls
41 | 14 | Compressed Air - Controls
42 | 15 | Compressed Air - Controls
43 | 16 | Compressed Air - Controls
44 | 1 | Compressed Air - System Optimization
45 | 2 | Compressed Air - System Optimization
46 | 3 | Compressed Air - System Optimization
47 | 4 | Compressed Air - System Optimization
48 | 5 | Compressed Air - System Optimization
49 | 6 | Compressed Air - System Optimization
50 | 7 | Compressed Air - System Optimization
51 | 8 | Compressed Air - System Optimization
52 | 9 | Compressed Air - System Optimization
53 | 10 | Compressed Air - System Optimization
54 | 11 | Compressed Air - System Optimization
55 | 12 | Compressed Air - System Optimization
56 | 13 | Compressed Air - System Optimization
57 | 14 | Compressed Air - System Optimization
58 | 15 | Compressed Air - System Optimization
59 | 16 | Compressed Air - System Optimization
60 | 1 | Compressed Air- Sizing
61 | 2 | Compressed Air- Sizing
62 | 3 | Compressed Air- Sizing
63 | 4 | Compressed Air- Sizing
64 | 5 | Compressed Air- Sizing
65 | 6 | Compressed Air- Sizing
66 | 7 | Compressed Air- Sizing
67 | 8 | Compressed Air- Sizing
68 | 9 | Compressed Air- Sizing
69 | 10 | Compressed Air- Sizing
70 | 11 | Compressed Air- Sizing
71 | 12 | Compressed Air- Sizing
72 | 13 | Compressed Air- Sizing
73 | 14 | Compressed Air- Sizing
74 | 15 | Compressed Air- Sizing
75 | 16 | Compressed Air- Sizing
76 | 1 | Compressed Air-O&M
77 | 2 | Compressed Air-O&M
78 | 3 | Compressed Air-O&M
79 | 4 | Compressed Air-O&M
80 | 5 | Compressed Air-O&M
81 | 6 | Compressed Air-O&M
82 | 7 | Compressed Air-O&M
83 | 8 | Compressed Air-O&M
84 | 9 | Compressed Air-O&M
85 | 10 | Compressed Air-O&M
86 | 11 | Compressed Air-O&M
87 | 12 | Compressed Air-O&M
88 | 13 | Compressed Air-O&M
89 | 14 | Compressed Air-O&M
90 | 15 | Compressed Air-O&M
91 | 16 | Compressed Air-O&M
92 | 1 | Dehumidification Hybrid Desiccant Heat Pump
93 | 2 | Dehumidification Hybrid Desiccant Heat Pump
94 | 3 | Dehumidification Hybrid Desiccant Heat Pump
95 | 4 | Dehumidification Hybrid Desiccant Heat Pump
96 | 5 | Dehumidification Hybrid Desiccant Heat Pump
97 | 6 | Dehumidification Hybrid Desiccant Heat Pump
98 | 7 | Dehumidification Hybrid Desiccant Heat Pump
99 | 8 | Dehumidification Hybrid Desiccant Heat Pump
100 | 9 | Dehumidification Hybrid Desiccant Heat Pump
101 | 10 | Dehumidification Hybrid Desiccant Heat Pump
102 | 11 | Dehumidification Hybrid Desiccant Heat Pump
103 | 12 | Dehumidification Hybrid Desiccant Heat Pump
104 | 13 | Dehumidification Hybrid Desiccant Heat Pump
105 | 14 | Dehumidification Hybrid Desiccant Heat Pump
106 | 15 | Dehumidification Hybrid Desiccant Heat Pump
107 | 16 | Dehumidification Hybrid Desiccant Heat Pump
108 | 8 | Direct drive Extruders
109 | 11 | Drives - Optimization process (M&T)
110 | 12 | Drives - Optimization process (M&T)
111 | 14 | Drives - Optimization process (M&T)
112 | 15 | Drives - Optimization process (M&T)
113 | 2 | Drying (UV/IR)
114 | 11 | Efficient Curing ovens
115 | 12 | Efficient Curing ovens
116 | 13 | Efficient Curing ovens
117 | 14 | Efficient Curing ovens
118 | 15 | Efficient Curing ovens
119 | 16 | Efficient Curing ovens
120 | 7 | Efficient desalter
121 | 10 | Efficient electric melting
122 | 5 | Efficient practices printing press
123 | 5 | Efficient Printing press (fewer cylinders)
124 | 13 | Efficient processes (welding, etc.)
125 | 1 | Efficient Refrigeration - Operations
126 | 8 | Extruders/injection Moulding-multipump
127 | 2 | Fans - ASD (6-100 hp)
128 | 1 | Fans - Controls
129 | 2 | Fans - Controls
130 | 3 | Fans - Controls
131 | 4 | Fans - Controls
132 | 5 | Fans - Controls
133 | 6 | Fans - Controls
134 | 7 | Fans - Controls
135 | 8 | Fans - Controls
136 | 9 | Fans - Controls
137 | 10 | Fans - Controls
138 | 11 | Fans - Controls
139 | 12 | Fans - Controls
140 | 13 | Fans - Controls
141 | 14 | Fans - Controls
142 | 15 | Fans - Controls
143 | 16 | Fans - Controls
144 | 1 | Fans - System Optimization
145 | 2 | Fans - System Optimization
146 | 3 | Fans - System Optimization
147 | 4 | Fans - System Optimization
148 | 5 | Fans - System Optimization
149 | 6 | Fans - System Optimization
150 | 7 | Fans - System Optimization
151 | 8 | Fans - System Optimization
152 | 9 | Fans - System Optimization
153 | 10 | Fans - System Optimization
154 | 11 | Fans - System Optimization
155 | 12 | Fans - System Optimization
156 | 13 | Fans - System Optimization
157 | 14 | Fans - System Optimization
158 | 15 | Fans - System Optimization
159 | 16 | Fans - System Optimization
160 | 2 | Fans- Improve components
161 | 4 | Gap Forming papermachine
162 | 3 | Heat Pumps - Drying
163 | 11 | Heating - Optimization process (M&T)
164 | 12 | Heating - Optimization process (M&T)
165 | 14 | Heating - Optimization process (M&T)
166 | 1 | High Bay T5
167 | 2 | High Bay T5
168 | 3 | High Bay T5
169 | 4 | High Bay T5
170 | 5 | High Bay T5
171 | 6 | High Bay T5
172 | 7 | High Bay T5
173 | 8 | High Bay T5
174 | 9 | High Bay T5
175 | 10 | High Bay T5
176 | 11 | High Bay T5
177 | 12 | High Bay T5
178 | 13 | High Bay T5
179 | 14 | High Bay T5
180 | 15 | High Bay T5
181 | 16 | High Bay T5
182 | 4 | High Consistency forming
183 | 8 | Injection Moulding - Direct drive
184 | 8 | Injection Moulding - Impulse Cooling
185 | 4 | LED High Bay 83 W
186 | 6 | LED High Bay 83 W
187 | 7 | LED High Bay 83 W
188 | 9 | LED High Bay 83 W
189 | 16 | LED High Bay 83 W
190 | 11 | Machinery
191 | 12 | Machinery
192 | 14 | Machinery
193 | 2 | Membranes for wastewater
194 | 10 | Near Net Shape Casting
195 | 11 | New transformers welding
196 | 12 | New transformers welding
197 | 14 | New transformers welding
198 | 15 | New transformers welding
199 | 8 | O&M - Extruders/Injection Moulding
200 | 2 | O&M/drives spinning machines
201 | 5 | Occupancy Sensor
202 | 1 | Optimization Refrigeration
203 | 3 | Optimize drying process
204 | 5 | Premium T8, Elecctronic Ballast
205 | 9 | Process optimization
206 | 2 | Pumps - ASD (6-100 hp)
207 | 1 | Pumps - Controls
208 | 2 | Pumps - Controls
209 | 3 | Pumps - Controls
210 | 4 | Pumps - Controls
211 | 5 | Pumps - Controls
212 | 6 | Pumps - Controls
213 | 7 | Pumps - Controls
214 | 8 | Pumps - Controls
215 | 9 | Pumps - Controls
216 | 10 | Pumps - Controls
217 | 11 | Pumps - Controls
218 | 12 | Pumps - Controls
219 | 13 | Pumps - Controls
220 | 14 | Pumps - Controls
221 | 15 | Pumps - Controls
222 | 16 | Pumps - Controls
223 | 1 | Pumps - O&M
224 | 2 | Pumps - O&M
225 | 3 | Pumps - O&M
226 | 4 | Pumps - O&M
227 | 5 | Pumps - O&M
228 | 6 | Pumps - O&M
229 | 7 | Pumps - O&M
230 | 8 | Pumps - O&M
231 | 9 | Pumps - O&M
232 | 10 | Pumps - O&M
233 | 11 | Pumps - O&M
234 | 12 | Pumps - O&M
235 | 13 | Pumps - O&M
236 | 14 | Pumps - O&M
237 | 15 | Pumps - O&M
238 | 16 | Pumps - O&M
239 | 1 | Pumps - Sizing
240 | 2 | Pumps - Sizing
241 | 3 | Pumps - Sizing
242 | 4 | Pumps - Sizing
243 | 5 | Pumps - Sizing
244 | 6 | Pumps - Sizing
245 | 7 | Pumps - Sizing
246 | 8 | Pumps - Sizing
247 | 9 | Pumps - Sizing
248 | 10 | Pumps - Sizing
249 | 11 | Pumps - Sizing
250 | 12 | Pumps - Sizing
251 | 13 | Pumps - Sizing
252 | 14 | Pumps - Sizing
253 | 15 | Pumps - Sizing
254 | 16 | Pumps - Sizing
255 | 1 | Pumps - System Optimization
256 | 2 | Pumps - System Optimization
257 | 3 | Pumps - System Optimization
258 | 4 | Pumps - System Optimization
259 | 5 | Pumps - System Optimization
260 | 6 | Pumps - System Optimization
261 | 7 | Pumps - System Optimization
262 | 8 | Pumps - System Optimization
263 | 9 | Pumps - System Optimization
264 | 10 | Pumps - System Optimization
265 | 11 | Pumps - System Optimization
266 | 12 | Pumps - System Optimization
267 | 13 | Pumps - System Optimization
268 | 14 | Pumps - System Optimization
269 | 15 | Pumps - System Optimization
270 | 16 | Pumps - System Optimization
271 | 1 | Run Time Optimizer
272 | 2 | Run Time Optimizer
273 | 3 | Run Time Optimizer
274 | 4 | Run Time Optimizer
275 | 5 | Run Time Optimizer
276 | 6 | Run Time Optimizer
277 | 7 | Run Time Optimizer
278 | 8 | Run Time Optimizer
279 | 9 | Run Time Optimizer
280 | 10 | Run Time Optimizer
281 | 11 | Run Time Optimizer
282 | 12 | Run Time Optimizer
283 | 13 | Run Time Optimizer
284 | 14 | Run Time Optimizer
285 | 15 | Run Time Optimizer
286 | 16 | Run Time Optimizer

## 4 Eco Pot TRC Meas Cost Fail
Economic Potential Measure Cost (TRC)
Remaining Measures Failing
Residential
# | Building Segment | Measure Name
1 | 1 | 13 EER Geothermal Heat Pump
2 | 1 | 13 EER Geothermal Heat Pump
3 | 2 | 13 EER Geothermal Heat Pump
4 | 2 | 13 EER Geothermal Heat Pump
5 | 3 | 13 EER Geothermal Heat Pump
6 | 3 | 13 EER Geothermal Heat Pump
7 | 1 | 14 SEER Split-System Air Conditioner
8 | 1 | 14 SEER Split-System Air Conditioner
9 | 2 | 14 SEER Split-System Air Conditioner
10 | 2 | 14 SEER Split-System Air Conditioner
11 | 3 | 14 SEER Split-System Air Conditioner
12 | 3 | 14 SEER Split-System Air Conditioner
13 | 1 | 14 SEER Split-System Heat Pump
14 | 2 | 14 SEER Split-System Heat Pump
15 | 3 | 14 SEER Split-System Heat Pump
16 | 1 | 15 SEER Split-System Air Conditioner
17 | 1 | 15 SEER Split-System Air Conditioner
18 | 2 | 15 SEER Split-System Air Conditioner
19 | 2 | 15 SEER Split-System Air Conditioner
20 | 3 | 15 SEER Split-System Air Conditioner
21 | 3 | 15 SEER Split-System Air Conditioner
22 | 1 | 15 SEER Split-System Heat Pump
23 | 2 | 15 SEER Split-System Heat Pump
24 | 3 | 15 SEER Split-System Heat Pump
25 | 1 | 17 SEER Split-System Air Conditioner
26 | 1 | 17 SEER Split-System Air Conditioner
27 | 2 | 17 SEER Split-System Air Conditioner
28 | 2 | 17 SEER Split-System Air Conditioner
29 | 3 | 17 SEER Split-System Air Conditioner
30 | 3 | 17 SEER Split-System Air Conditioner
31 | 1 | 17 SEER Split-System Heat Pump
32 | 2 | 17 SEER Split-System Heat Pump
33 | 2 | 17 SEER Split-System Heat Pump
34 | 3 | 17 SEER Split-System Heat Pump
35 | 1 | 19 SEER Split-System Air Conditioner
36 | 1 | 19 SEER Split-System Air Conditioner
37 | 2 | 19 SEER Split-System Air Conditioner
38 | 2 | 19 SEER Split-System Air Conditioner
39 | 3 | 19 SEER Split-System Air Conditioner
40 | 3 | 19 SEER Split-System Air Conditioner
41 | 1 | AC Heat Recovery Units
42 | 2 | AC Heat Recovery Units
43 | 3 | AC Heat Recovery Units
44 | 1 | AC Maintenance (Indoor Coil Cleaning)
45 | 1 | AC Maintenance (Indoor Coil Cleaning)
46 | 1 | AC Maintenance (Indoor Coil Cleaning)
47 | 2 | AC Maintenance (Indoor Coil Cleaning)
48 | 2 | AC Maintenance (Indoor Coil Cleaning)
49 | 2 | AC Maintenance (Indoor Coil Cleaning)
50 | 3 | AC Maintenance (Indoor Coil Cleaning)
51 | 3 | AC Maintenance (Indoor Coil Cleaning)
52 | 3 | AC Maintenance (Indoor Coil Cleaning)
53 | 1 | AC Maintenance (Outdoor Coil Cleaning)
54 | 1 | AC Maintenance (Outdoor Coil Cleaning)
55 | 1 | AC Maintenance (Outdoor Coil Cleaning)
56 | 2 | AC Maintenance (Outdoor Coil Cleaning)
57 | 2 | AC Maintenance (Outdoor Coil Cleaning)
58 | 2 | AC Maintenance (Outdoor Coil Cleaning)
59 | 3 | AC Maintenance (Outdoor Coil Cleaning)
60 | 3 | AC Maintenance (Outdoor Coil Cleaning)
61 | 3 | AC Maintenance (Outdoor Coil Cleaning)
62 | 1 | Attic Venting
63 | 1 | Attic Venting
64 | 1 | Attic Venting
65 | 2 | Attic Venting
66 | 2 | Attic Venting
67 | 2 | Attic Venting
68 | 3 | Attic Venting
69 | 3 | Attic Venting
70 | 3 | Attic Venting
71 | 1 | Base 13 SEER Split-System Air Conditioner & Gas Heat
72 | 2 | Base 13 SEER Split-System Air Conditioner & Gas Heat
73 | 3 | Base 13 SEER Split-System Air Conditioner & Gas Heat
74 | 1 | Base 13 SEER Split-System Air Conditioner & Strip Heater
75 | 2 | Base 13 SEER Split-System Air Conditioner & Strip Heater
76 | 3 | Base 13 SEER Split-System Air Conditioner & Strip Heater
77 | 1 | Base 13 SEER Split-System Heat Pump
78 | 2 | Base 13 SEER Split-System Heat Pump
79 | 3 | Base 13 SEER Split-System Heat Pump
80 | 1 | Base 40 gal. Water Heating (EF=0.92)
81 | 2 | Base 40 gal. Water Heating (EF=0.92)
82 | 3 | Base 40 gal. Water Heating (EF=0.92)
83 | 1 | Base 9 EER Room Air Conditioner & Strip Heater
84 | 2 | Base 9 EER Room Air Conditioner & Strip Heater
85 | 3 | Base 9 EER Room Air Conditioner & Strip Heater
86 | 1 | Base Clothes Dryer (EF=3.01)
87 | 2 | Base Clothes Dryer (EF=3.01)
88 | 3 | Base Clothes Dryer (EF=3.01)
89 | 1 | Base Clotheswasher (MEF=1.6)
90 | 2 | Base Clotheswasher (MEF=1.6)
91 | 3 | Base Clotheswasher (MEF=1.6)
92 | 1 | Base CRT TV
93 | 2 | Base CRT TV
94 | 3 | Base CRT TV
95 | 1 | Base Desktop PC
96 | 2 | Base Desktop PC
97 | 3 | Base Desktop PC
98 | 1 | Base Dishwasher (EF=0.46)
99 | 2 | Base Dishwasher (EF=0.46)
100 | 3 | Base Dishwasher (EF=0.46)
101 | 1 | Base DVD Player
102 | 2 | Base DVD Player
103 | 3 | Base DVD Player
104 | 1 | Base Fluorescent Fixture, 2L4'T12, 40W, 1EEMAG
105 | 2 | Base Fluorescent Fixture, 2L4'T12, 40W, 1EEMAG
106 | 3 | Base Fluorescent Fixture, 2L4'T12, 40W, 1EEMAG
107 | 1 | Base Freezer
108 | 2 | Base Freezer
109 | 3 | Base Freezer
110 | 1 | Base Laptop PC
111 | 2 | Base Laptop PC
112 | 3 | Base Laptop PC
113 | 1 | Base Large-screen TV
114 | 2 | Base Large-screen TV
115 | 3 | Base Large-screen TV
116 | 1 | Base Lighting (60-Watt incandescent), 0.5 hr/hday
117 | 2 | Base Lighting (60-Watt incandescent), 0.5 hr/hday
118 | 3 | Base Lighting (60-Watt incandescent), 0.5 hr/hday
119 | 1 | Base Lighting (60-Watt incandescent), 2.5 hr/hday
120 | 2 | Base Lighting (60-Watt incandescent), 2.5 hr/hday
121 | 3 | Base Lighting (60-Watt incandescent), 2.5 hr/hday
122 | 1 | Base Lighting (60-Watt incandescent), 6.0 hr/hday
123 | 2 | Base Lighting (60-Watt incandescent), 6.0 hr/hday
124 | 3 | Base Lighting (60-Watt incandescent), 6.0 hr/hday
125 | 1 | Base Outdoor Lighting
126 | 2 | Base Outdoor Lighting
127 | 3 | Base Outdoor Lighting
128 | 1 | Base Pool Pump and Motor (1.5 hp)
129 | 2 | Base Pool Pump and Motor (1.5 hp)
130 | 3 | Base Pool Pump and Motor (1.5 hp)
131 | 1 | Base Refrigerator (18 cf w/top-mount freezer, no through-door ice)
132 | 2 | Base Refrigerator (18 cf w/top-mount freezer, no through-door ice)
133 | 3 | Base Refrigerator (18 cf w/top-mount freezer, no through-door ice)
134 | 1 | Base Set-Top Box
135 | 2 | Base Set-Top Box
136 | 3 | Base Set-Top Box
137 | 1 | Base VCR
138 | 2 | Base VCR
139 | 3 | Base VCR
140 | 1 | Ceiling R-0 to R-19 Insulation
141 | 1 | Ceiling R-0 to R-19 Insulation
142 | 2 | Ceiling R-0 to R-19 Insulation
143 | 2 | Ceiling R-0 to R-19 Insulation
144 | 2 | Ceiling R-0 to R-19 Insulation
145 | 2 | Ceiling R-0 to R-19 Insulation
146 | 3 | Ceiling R-0 to R-19 Insulation
147 | 3 | Ceiling R-0 to R-19 Insulation
148 | 3 | Ceiling R-0 to R-19 Insulation
149 | 1 | Ceiling R-19 to R-38 Insulation
150 | 1 | Ceiling R-19 to R-38 Insulation
151 | 1 | Ceiling R-19 to R-38 Insulation
152 | 1 | Ceiling R-19 to R-38 Insulation
153 | 2 | Ceiling R-19 to R-38 Insulation
154 | 2 | Ceiling R-19 to R-38 Insulation
155 | 2 | Ceiling R-19 to R-38 Insulation
156 | 2 | Ceiling R-19 to R-38 Insulation
157 | 3 | Ceiling R-19 to R-38 Insulation
158 | 3 | Ceiling R-19 to R-38 Insulation
159 | 3 | Ceiling R-19 to R-38 Insulation
160 | 3 | Ceiling R-19 to R-38 Insulation
161 | 1 | CFL - medium screw based <30 Watts
162 | 2 | CFL - medium screw based <30 Watts
163 | 3 | CFL - medium screw based <30 Watts
164 | 1 | CFL (18-Watt integral ballast), 0.5 hr/day
165 | 2 | CFL (18-Watt integral ballast), 0.5 hr/day
166 | 3 | CFL (18-Watt integral ballast), 0.5 hr/day
167 | 1 | CFL (18-Watt integral ballast), 2.5 hr/day
168 | 2 | CFL (18-Watt integral ballast), 2.5 hr/day
169 | 3 | CFL (18-Watt integral ballast), 2.5 hr/day
170 | 1 | CFL (18-Watt integral ballast), 6.0 hr/day
171 | 2 | CFL (18-Watt integral ballast), 6.0 hr/day
172 | 3 | CFL (18-Watt integral ballast), 6.0 hr/day
173 | 1 | Default Window With Sunscreen
174 | 1 | Default Window With Sunscreen
175 | 1 | Default Window With Sunscreen
176 | 1 | Default Window With Sunscreen
177 | 2 | Default Window With Sunscreen
178 | 2 | Default Window With Sunscreen
179 | 2 | Default Window With Sunscreen
180 | 2 | Default Window With Sunscreen
181 | 3 | Default Window With Sunscreen
182 | 3 | Default Window With Sunscreen
183 | 3 | Default Window With Sunscreen
184 | 3 | Default Window With Sunscreen
185 | 1 | Duct Repair
186 | 1 | Duct Repair
187 | 2 | Duct Repair
188 | 2 | Duct Repair
189 | 2 | Duct Repair
190 | 3 | Duct Repair
191 | 3 | Duct Repair
192 | 3 | Duct Repair
193 | 1 | Electronically Commutated Motors (ECM) on an Air Handler Unit
194 | 1 | Electronically Commutated Motors (ECM) on an Air Handler Unit
195 | 2 | Electronically Commutated Motors (ECM) on an Air Handler Unit
196 | 2 | Electronically Commutated Motors (ECM) on an Air Handler Unit
197 | 2 | Electronically Commutated Motors (ECM) on an Air Handler Unit
198 | 3 | Electronically Commutated Motors (ECM) on an Air Handler Unit
199 | 3 | Electronically Commutated Motors (ECM) on an Air Handler Unit
200 | 1 | Energy Star CW CEE Tier 1 (MEF=1.8)
201 | 2 | Energy Star CW CEE Tier 1 (MEF=1.8)
202 | 3 | Energy Star CW CEE Tier 1 (MEF=1.8)
203 | 1 | Energy Star CW CEE Tier 2 (MEF=2.0)
204 | 2 | Energy Star CW CEE Tier 2 (MEF=2.0)
205 | 3 | Energy Star CW CEE Tier 2 (MEF=2.0)
206 | 1 | Energy Star CW CEE Tier 3 (MEF=2.2)
207 | 2 | Energy Star CW CEE Tier 3 (MEF=2.2)
208 | 3 | Energy Star CW CEE Tier 3 (MEF=2.2)
209 | 1 | Energy Star Desktop PC
210 | 2 | Energy Star Desktop PC
211 | 3 | Energy Star Desktop PC
212 | 1 | Energy Star DVD Player
213 | 2 | Energy Star DVD Player
214 | 3 | Energy Star DVD Player
215 | 1 | Energy Star DW (EF=0.68)
216 | 2 | Energy Star DW (EF=0.68)
217 | 3 | Energy Star DW (EF=0.68)
218 | 1 | Energy Star Laptop PC
219 | 2 | Energy Star Laptop PC
220 | 3 | Energy Star Laptop PC
221 | 1 | Energy Star Set-Top Box
222 | 2 | Energy Star Set-Top Box
223 | 3 | Energy Star Set-Top Box
224 | 1 | Energy Star TV
225 | 1 | Energy Star TV
226 | 2 | Energy Star TV
227 | 2 | Energy Star TV
228 | 3 | Energy Star TV
229 | 3 | Energy Star TV
230 | 1 | Energy Star VCR
231 | 2 | Energy Star VCR
232 | 3 | Energy Star VCR
233 | 1 | Faucet Aerators
234 | 2 | Faucet Aerators
235 | 3 | Faucet Aerators
236 | 1 | HE Freezer
237 | 2 | HE Freezer
238 | 3 | HE Freezer
239 | 1 | HE Refrigerator - Energy Star version of above
240 | 2 | HE Refrigerator - Energy Star version of above
241 | 3 | HE Refrigerator - Energy Star version of above
242 | 1 | HE Room Air Conditioner - EER 11
243 | 2 | HE Room Air Conditioner - EER 11
244 | 3 | HE Room Air Conditioner - EER 11
245 | 1 | HE Room Air Conditioner - EER 12
246 | 2 | HE Room Air Conditioner - EER 12
247 | 3 | HE Room Air Conditioner - EER 12
248 | 1 | HE Water Heater (EF=0.93)
249 | 2 | HE Water Heater (EF=0.93)
250 | 3 | HE Water Heater (EF=0.93)
251 | 2 | Heat Pump Water Heater (EF=2.9)
252 | 3 | Heat Pump Water Heater (EF=2.9)
253 | 1 | Heat Trap
254 | 2 | Heat Trap
255 | 3 | Heat Trap
256 | 1 | High Efficiency CD (EF=3.01 w/moisture sensor)
257 | 2 | High Efficiency CD (EF=3.01 w/moisture sensor)
258 | 3 | High Efficiency CD (EF=3.01 w/moisture sensor)
259 | 1 | HVAC Proper Sizing
260 | 1 | HVAC Proper Sizing
261 | 1 | HVAC Proper Sizing
262 | 2 | HVAC Proper Sizing
263 | 2 | HVAC Proper Sizing
264 | 2 | HVAC Proper Sizing
265 | 3 | HVAC Proper Sizing
266 | 3 | HVAC Proper Sizing
267 | 3 | HVAC Proper Sizing
268 | 1 | LED (12-Watt integral ballast), 0.5 hr/day
269 | 2 | LED (12-Watt integral ballast), 0.5 hr/day
270 | 3 | LED (12-Watt integral ballast), 0.5 hr/day
271 | 1 | LED (12-Watt integral ballast), 2.5 hr/day
272 | 2 | LED (12-Watt integral ballast), 2.5 hr/day
273 | 3 | LED (12-Watt integral ballast), 2.5 hr/day
274 | 1 | LED (12-Watt integral ballast), 6.0 hr/day
275 | 2 | LED (12-Watt integral ballast), 6.0 hr/day
276 | 3 | LED (12-Watt integral ballast), 6.0 hr/day
277 | 1 | LED 13W Outdoor
278 | 2 | LED 13W Outdoor
279 | 3 | LED 13W Outdoor
280 | 1 | Low Flow Showerhead
281 | 2 | Low Flow Showerhead
282 | 3 | Low Flow Showerhead
283 | 1 | Photocell/timeclock
284 | 2 | Photocell/timeclock
285 | 3 | Photocell/timeclock
286 | 1 | Pipe Wrap
287 | 2 | Pipe Wrap
288 | 3 | Pipe Wrap
289 | 1 | Proper Refrigerant Charging and Air Flow
290 | 1 | Proper Refrigerant Charging and Air Flow
291 | 2 | Proper Refrigerant Charging and Air Flow
292 | 2 | Proper Refrigerant Charging and Air Flow
293 | 2 | Proper Refrigerant Charging and Air Flow
294 | 3 | Proper Refrigerant Charging and Air Flow
295 | 3 | Proper Refrigerant Charging and Air Flow
296 | 3 | Proper Refrigerant Charging and Air Flow
297 | 1 | Radient Barrier
298 | 1 | Radient Barrier
299 | 1 | Radient Barrier
300 | 2 | Radient Barrier
301 | 2 | Radient Barrier
302 | 2 | Radient Barrier
303 | 3 | Radient Barrier
304 | 3 | Radient Barrier
305 | 3 | Radient Barrier
306 | 1 | Reflective Roof
307 | 1 | Reflective Roof
308 | 1 | Reflective Roof
309 | 1 | Reflective Roof
310 | 2 | Reflective Roof
311 | 2 | Reflective Roof
312 | 2 | Reflective Roof
313 | 2 | Reflective Roof
314 | 3 | Reflective Roof
315 | 3 | Reflective Roof
316 | 3 | Reflective Roof
317 | 3 | Reflective Roof
318 | 1 | RET 2L4'T8, 1EB
319 | 2 | RET 2L4'T8, 1EB
320 | 3 | RET 2L4'T8, 1EB
321 | 1 | ROB 2L4'T8, 1EB
322 | 2 | ROB 2L4'T8, 1EB
323 | 3 | ROB 2L4'T8, 1EB
324 | 1 | Sealed Attic w/Sprayed Foam Insulated Roof Deck
325 | 1 | Sealed Attic w/Sprayed Foam Insulated Roof Deck
326 | 2 | Sealed Attic w/Sprayed Foam Insulated Roof Deck
327 | 2 | Sealed Attic w/Sprayed Foam Insulated Roof Deck
328 | 3 | Sealed Attic w/Sprayed Foam Insulated Roof Deck
329 | 3 | Sealed Attic w/Sprayed Foam Insulated Roof Deck
330 | 2 | Sealed Attics
331 | 1 | Single Pane Clear Windows to Double Pane Low-E Windows
332 | 1 | Single Pane Clear Windows to Double Pane Low-E Windows
333 | 1 | Single Pane Clear Windows to Double Pane Low-E Windows
334 | 1 | Single Pane Clear Windows to Double Pane Low-E Windows
335 | 2 | Single Pane Clear Windows to Double Pane Low-E Windows
336 | 2 | Single Pane Clear Windows to Double Pane Low-E Windows
337 | 2 | Single Pane Clear Windows to Double Pane Low-E Windows
338 | 2 | Single Pane Clear Windows to Double Pane Low-E Windows
339 | 3 | Single Pane Clear Windows to Double Pane Low-E Windows
340 | 3 | Single Pane Clear Windows to Double Pane Low-E Windows
341 | 3 | Single Pane Clear Windows to Double Pane Low-E Windows
342 | 3 | Single Pane Clear Windows to Double Pane Low-E Windows
343 | 1 | Smart Plug
344 | 2 | Smart Plug
345 | 3 | Smart Plug
346 | 1 | Solar Water Heat
347 | 2 | Solar Water Heat
348 | 3 | Solar Water Heat
349 | 1 | Wall 2x4 R-0 to Blow-In R-13 Insulation
350 | 1 | Wall 2x4 R-0 to Blow-In R-13 Insulation
351 | 1 | Wall 2x4 R-0 to Blow-In R-13 Insulation
352 | 1 | Wall 2x4 R-0 to Blow-In R-13 Insulation
353 | 2 | Wall 2x4 R-0 to Blow-In R-13 Insulation
354 | 2 | Wall 2x4 R-0 to Blow-In R-13 Insulation
355 | 2 | Wall 2x4 R-0 to Blow-In R-13 Insulation
356 | 2 | Wall 2x4 R-0 to Blow-In R-13 Insulation
357 | 3 | Wall 2x4 R-0 to Blow-In R-13 Insulation
358 | 3 | Wall 2x4 R-0 to Blow-In R-13 Insulation
359 | 3 | Wall 2x4 R-0 to Blow-In R-13 Insulation
360 | 3 | Wall 2x4 R-0 to Blow-In R-13 Insulation
361 | 1 | Water Heater Blanket
362 | 2 | Water Heater Blanket
363 | 3 | Water Heater Blanket
364 | 1 | Water Heater Temperature Check and Adjustment
365 | 2 | Water Heater Temperature Check and Adjustment
366 | 3 | Water Heater Temperature Check and Adjustment
367 | 1 | Water Heater Timeclock
368 | 2 | Water Heater Timeclock
369 | 3 | Water Heater Timeclock
370 | 1 | Weather Strip/Caulk w/Blower Door
371 | 1 | Weather Strip/Caulk w/Blower Door
372 | 1 | Weather Strip/Caulk w/Blower Door
373 | 1 | Weather Strip/Caulk w/Blower Door
374 | 2 | Weather Strip/Caulk w/Blower Door
375 | 2 | Weather Strip/Caulk w/Blower Door
376 | 2 | Weather Strip/Caulk w/Blower Door
377 | 2 | Weather Strip/Caulk w/Blower Door
378 | 3 | Weather Strip/Caulk w/Blower Door
379 | 3 | Weather Strip/Caulk w/Blower Door
380 | 3 | Weather Strip/Caulk w/Blower Door
381 | 3 | Weather Strip/Caulk w/Blower Door
382 | 1 | Window Film
383 | 1 | Window Film
384 | 1 | Window Film
385 | 1 | Window Film
386 | 2 | Window Film
387 | 2 | Window Film
388 | 2 | Window Film
389 | 2 | Window Film
390 | 3 | Window Film
391 | 3 | Window Film
392 | 3 | Window Film
393 | 3 | Window Film
394 | 1 | Window Tinting
395 | 1 | Window Tinting
396 | 1 | Window Tinting
397 | 1 | Window Tinting
398 | 2 | Window Tinting
399 | 2 | Window Tinting
400 | 2 | Window Tinting
401 | 2 | Window Tinting
402 | 3 | Window Tinting
403 | 3 | Window Tinting
404 | 3 | Window Tinting
405 | 3 | Window Tinting
Remaining Measures Failing
Commercial
# | Building Segment | Measure Name
1 | 1 | 0.5 Faucet Aerator (DI) - Commercial Private Use
2 | 2 | 0.5 Faucet Aerator (DI) - Commercial Private Use
3 | 3 | 0.5 Faucet Aerator (DI) - Commercial Private Use
4 | 4 | 0.5 Faucet Aerator (DI) - Commercial Private Use
5 | 6 | 0.5 Faucet Aerator (DI) - Commercial Private Use
6 | 7 | 0.5 Faucet Aerator (DI) - Commercial Private Use
7 | 8 | 0.5 Faucet Aerator (DI) - Commercial Private Use
8 | 9 | 0.5 Faucet Aerator (DI) - Commercial Private Use
9 | 10 | 0.5 Faucet Aerator (DI) - Commercial Private Use
10 | 11 | 0.5 Faucet Aerator (DI) - Commercial Private Use
11 | 1 | 1.0 Faucet Aerator (DI) - Commercial Private Use
12 | 2 | 1.0 Faucet Aerator (DI) - Commercial Private Use
13 | 3 | 1.0 Faucet Aerator (DI) - Commercial Private Use
14 | 4 | 1.0 Faucet Aerator (DI) - Commercial Private Use
15 | 6 | 1.0 Faucet Aerator (DI) - Commercial Private Use
16 | 7 | 1.0 Faucet Aerator (DI) - Commercial Private Use
17 | 8 | 1.0 Faucet Aerator (DI) - Commercial Private Use
18 | 9 | 1.0 Faucet Aerator (DI) - Commercial Private Use
19 | 10 | 1.0 Faucet Aerator (DI) - Commercial Private Use
20 | 11 | 1.0 Faucet Aerator (DI) - Commercial Private Use
21 | 1 | 1.0 Faucet Aerator (DI) - Commercial Public Use
22 | 2 | 1.0 Faucet Aerator (DI) - Commercial Public Use
23 | 3 | 1.0 Faucet Aerator (DI) - Commercial Public Use
24 | 4 | 1.0 Faucet Aerator (DI) - Commercial Public Use
25 | 6 | 1.0 Faucet Aerator (DI) - Commercial Public Use
26 | 7 | 1.0 Faucet Aerator (DI) - Commercial Public Use
27 | 8 | 1.0 Faucet Aerator (DI) - Commercial Public Use
28 | 9 | 1.0 Faucet Aerator (DI) - Commercial Public Use
29 | 10 | 1.0 Faucet Aerator (DI) - Commercial Public Use
30 | 11 | 1.0 Faucet Aerator (DI) - Commercial Public Use
31 | 5 | 1.0 Faucet Aerator (DI) - Commercial School Use
32 | 1 | 1.5 Faucet Aerator (DI) - Commercial Private Use
33 | 2 | 1.5 Faucet Aerator (DI) - Commercial Private Use
34 | 3 | 1.5 Faucet Aerator (DI) - Commercial Private Use
35 | 4 | 1.5 Faucet Aerator (DI) - Commercial Private Use
36 | 6 | 1.5 Faucet Aerator (DI) - Commercial Private Use
37 | 7 | 1.5 Faucet Aerator (DI) - Commercial Private Use
38 | 8 | 1.5 Faucet Aerator (DI) - Commercial Private Use
39 | 9 | 1.5 Faucet Aerator (DI) - Commercial Private Use
40 | 10 | 1.5 Faucet Aerator (DI) - Commercial Private Use
41 | 11 | 1.5 Faucet Aerator (DI) - Commercial Private Use
42 | 1 | 1.5 Faucet Aerator (DI) - Commercial Public Use
43 | 2 | 1.5 Faucet Aerator (DI) - Commercial Public Use
44 | 3 | 1.5 Faucet Aerator (DI) - Commercial Public Use
45 | 4 | 1.5 Faucet Aerator (DI) - Commercial Public Use
46 | 6 | 1.5 Faucet Aerator (DI) - Commercial Public Use
47 | 7 | 1.5 Faucet Aerator (DI) - Commercial Public Use
48 | 8 | 1.5 Faucet Aerator (DI) - Commercial Public Use
49 | 9 | 1.5 Faucet Aerator (DI) - Commercial Public Use
50 | 10 | 1.5 Faucet Aerator (DI) - Commercial Public Use
51 | 11 | 1.5 Faucet Aerator (DI) - Commercial Public Use
52 | 9 | Aerosole Duct Sealing
53 | 9 | Air Handler Optimization
54 | 11 | Air Handler Optimization
55 | 1 | Anti-sweat (humidistat) controls
56 | 2 | Anti-sweat (humidistat) controls
57 | 3 | Anti-sweat (humidistat) controls
58 | 5 | Anti-sweat (humidistat) controls
59 | 6 | Anti-sweat (humidistat) controls
60 | 7 | Anti-sweat (humidistat) controls
61 | 8 | Anti-sweat (humidistat) controls
62 | 9 | Anti-sweat (humidistat) controls
63 | 10 | Anti-sweat (humidistat) controls
64 | 11 | Anti-sweat (humidistat) controls
65 | 1 | Base Centrifugal Chiller, 0.58 kW/ton, 500 tons
66 | 2 | Base Centrifugal Chiller, 0.58 kW/ton, 500 tons
67 | 3 | Base Centrifugal Chiller, 0.58 kW/ton, 500 tons
68 | 4 | Base Centrifugal Chiller, 0.58 kW/ton, 500 tons
69 | 5 | Base Centrifugal Chiller, 0.58 kW/ton, 500 tons
70 | 6 | Base Centrifugal Chiller, 0.58 kW/ton, 500 tons
71 | 7 | Base Centrifugal Chiller, 0.58 kW/ton, 500 tons
72 | 8 | Base Centrifugal Chiller, 0.58 kW/ton, 500 tons
73 | 9 | Base Centrifugal Chiller, 0.58 kW/ton, 500 tons
74 | 10 | Base Centrifugal Chiller, 0.58 kW/ton, 500 tons
75 | 11 | Base Centrifugal Chiller, 0.58 kW/ton, 500 tons
76 | 1 | Base CFL
77 | 2 | Base CFL
78 | 3 | Base CFL
79 | 4 | Base CFL
80 | 5 | Base CFL
81 | 6 | Base CFL
82 | 7 | Base CFL
83 | 8 | Base CFL
84 | 9 | Base CFL
85 | 10 | Base CFL
86 | 11 | Base CFL
87 | 1 | Base Commercial Fryers
88 | 2 | Base Commercial Fryers
89 | 3 | Base Commercial Fryers
90 | 4 | Base Commercial Fryers
91 | 5 | Base Commercial Fryers
92 | 6 | Base Commercial Fryers
93 | 7 | Base Commercial Fryers
94 | 8 | Base Commercial Fryers
95 | 9 | Base Commercial Fryers
96 | 10 | Base Commercial Fryers
97 | 11 | Base Commercial Fryers
98 | 1 | Base Commercial Ovens
99 | 2 | Base Commercial Ovens
100 | 3 | Base Commercial Ovens
101 | 4 | Base Commercial Ovens
102 | 5 | Base Commercial Ovens
103 | 6 | Base Commercial Ovens
104 | 7 | Base Commercial Ovens
105 | 8 | Base Commercial Ovens
106 | 9 | Base Commercial Ovens
107 | 10 | Base Commercial Ovens
108 | 11 | Base Commercial Ovens
109 | 1 | Base Copier
110 | 2 | Base Copier
111 | 3 | Base Copier
112 | 4 | Base Copier
113 | 5 | Base Copier
114 | 6 | Base Copier
115 | 7 | Base Copier
116 | 8 | Base Copier
117 | 9 | Base Copier
118 | 10 | Base Copier
119 | 11 | Base Copier
120 | 1 | Base Desktop PC
121 | 2 | Base Desktop PC
122 | 3 | Base Desktop PC
123 | 4 | Base Desktop PC
124 | 5 | Base Desktop PC
125 | 6 | Base Desktop PC
126 | 7 | Base Desktop PC
127 | 8 | Base Desktop PC
128 | 9 | Base Desktop PC
129 | 10 | Base Desktop PC
130 | 11 | Base Desktop PC
131 | 1 | Base DX Packaged System, EER=10.3, 10 tons
132 | 2 | Base DX Packaged System, EER=10.3, 10 tons
133 | 3 | Base DX Packaged System, EER=10.3, 10 tons
134 | 4 | Base DX Packaged System, EER=10.3, 10 tons
135 | 5 | Base DX Packaged System, EER=10.3, 10 tons
136 | 6 | Base DX Packaged System, EER=10.3, 10 tons
137 | 7 | Base DX Packaged System, EER=10.3, 10 tons
138 | 8 | Base DX Packaged System, EER=10.3, 10 tons
139 | 9 | Base DX Packaged System, EER=10.3, 10 tons
140 | 10 | Base DX Packaged System, EER=10.3, 10 tons
141 | 11 | Base DX Packaged System, EER=10.3, 10 tons
142 | 1 | Base Exit Sign
143 | 2 | Base Exit Sign
144 | 3 | Base Exit Sign
145 | 4 | Base Exit Sign
146 | 5 | Base Exit Sign
147 | 6 | Base Exit Sign
148 | 7 | Base Exit Sign
149 | 8 | Base Exit Sign
150 | 9 | Base Exit Sign
151 | 10 | Base Exit Sign
152 | 11 | Base Exit Sign
153 | 1 | Base Fan Motor, 15hp, 1800rpm, 91.0%
154 | 2 | Base Fan Motor, 15hp, 1800rpm, 91.0%
155 | 3 | Base Fan Motor, 15hp, 1800rpm, 91.0%
156 | 4 | Base Fan Motor, 15hp, 1800rpm, 91.0%
157 | 5 | Base Fan Motor, 15hp, 1800rpm, 91.0%
158 | 6 | Base Fan Motor, 15hp, 1800rpm, 91.0%
159 | 7 | Base Fan Motor, 15hp, 1800rpm, 91.0%
160 | 8 | Base Fan Motor, 15hp, 1800rpm, 91.0%
161 | 9 | Base Fan Motor, 15hp, 1800rpm, 91.0%
162 | 10 | Base Fan Motor, 15hp, 1800rpm, 91.0%
163 | 11 | Base Fan Motor, 15hp, 1800rpm, 91.0%
164 | 1 | Base Fluorescent Fixture, T12, 34W, EB
165 | 2 | Base Fluorescent Fixture, T12, 34W, EB
166 | 3 | Base Fluorescent Fixture, T12, 34W, EB
167 | 4 | Base Fluorescent Fixture, T12, 34W, EB
168 | 5 | Base Fluorescent Fixture, T12, 34W, EB
169 | 6 | Base Fluorescent Fixture, T12, 34W, EB
170 | 7 | Base Fluorescent Fixture, T12, 34W, EB
171 | 8 | Base Fluorescent Fixture, T12, 34W, EB
172 | 9 | Base Fluorescent Fixture, T12, 34W, EB
173 | 10 | Base Fluorescent Fixture, T12, 34W, EB
174 | 11 | Base Fluorescent Fixture, T12, 34W, EB
175 | 1 | Base High Bay Mercury Vapor, 400W
176 | 2 | Base High Bay Mercury Vapor, 400W
177 | 3 | Base High Bay Mercury Vapor, 400W
178 | 4 | Base High Bay Mercury Vapor, 400W
179 | 5 | Base High Bay Mercury Vapor, 400W
180 | 6 | Base High Bay Mercury Vapor, 400W
181 | 7 | Base High Bay Mercury Vapor, 400W
182 | 8 | Base High Bay Mercury Vapor, 400W
183 | 9 | Base High Bay Mercury Vapor, 400W
184 | 10 | Base High Bay Mercury Vapor, 400W
185 | 11 | Base High Bay Mercury Vapor, 400W
186 | 1 | Base Incandescent Flood, 75W to Screw-in CFL
187 | 2 | Base Incandescent Flood, 75W to Screw-in CFL
188 | 3 | Base Incandescent Flood, 75W to Screw-in CFL
189 | 4 | Base Incandescent Flood, 75W to Screw-in CFL
190 | 5 | Base Incandescent Flood, 75W to Screw-in CFL
191 | 6 | Base Incandescent Flood, 75W to Screw-in CFL
192 | 7 | Base Incandescent Flood, 75W to Screw-in CFL
193 | 8 | Base Incandescent Flood, 75W to Screw-in CFL
194 | 9 | Base Incandescent Flood, 75W to Screw-in CFL
195 | 10 | Base Incandescent Flood, 75W to Screw-in CFL
196 | 11 | Base Incandescent Flood, 75W to Screw-in CFL
197 | 1 | Base Incandescent Flood, 75W to Hardwired CFL
198 | 2 | Base Incandescent Flood, 75W to Hardwired CFL
199 | 3 | Base Incandescent Flood, 75W to Hardwired CFL
200 | 4 | Base Incandescent Flood, 75W to Hardwired CFL
201 | 5 | Base Incandescent Flood, 75W to Hardwired CFL
202 | 6 | Base Incandescent Flood, 75W to Hardwired CFL
203 | 7 | Base Incandescent Flood, 75W to Hardwired CFL
204 | 8 | Base Incandescent Flood, 75W to Hardwired CFL
205 | 9 | Base Incandescent Flood, 75W to Hardwired CFL
206 | 10 | Base Incandescent Flood, 75W to Hardwired CFL
207 | 11 | Base Incandescent Flood, 75W to Hardwired CFL
208 | 1 | Base Laser Printer
209 | 2 | Base Laser Printer
210 | 3 | Base Laser Printer
211 | 4 | Base Laser Printer
212 | 5 | Base Laser Printer
213 | 6 | Base Laser Printer
214 | 7 | Base Laser Printer
215 | 8 | Base Laser Printer
216 | 9 | Base Laser Printer
217 | 10 | Base Laser Printer
218 | 11 | Base Laser Printer
219 | 1 | Base Monitor, CRT
220 | 2 | Base Monitor, CRT
221 | 3 | Base Monitor, CRT
222 | 4 | Base Monitor, CRT
223 | 5 | Base Monitor, CRT
224 | 6 | Base Monitor, CRT
225 | 7 | Base Monitor, CRT
226 | 8 | Base Monitor, CRT
227 | 9 | Base Monitor, CRT
228 | 10 | Base Monitor, CRT
229 | 11 | Base Monitor, CRT
230 | 1 | Base Monitor, LCD
231 | 2 | Base Monitor, LCD
232 | 3 | Base Monitor, LCD
233 | 4 | Base Monitor, LCD
234 | 5 | Base Monitor, LCD
235 | 6 | Base Monitor, LCD
236 | 7 | Base Monitor, LCD
237 | 8 | Base Monitor, LCD
238 | 9 | Base Monitor, LCD
239 | 10 | Base Monitor, LCD
240 | 11 | Base Monitor, LCD
241 | 1 | Base Outdoor HID Lamp
242 | 2 | Base Outdoor HID Lamp
243 | 3 | Base Outdoor HID Lamp
244 | 4 | Base Outdoor HID Lamp
245 | 5 | Base Outdoor HID Lamp
246 | 6 | Base Outdoor HID Lamp
247 | 7 | Base Outdoor HID Lamp
248 | 8 | Base Outdoor HID Lamp
249 | 9 | Base Outdoor HID Lamp
250 | 10 | Base Outdoor HID Lamp
251 | 11 | Base Outdoor HID Lamp
252 | 1 | Base Outdoor Mercury Vapor 400W Lamp
253 | 2 | Base Outdoor Mercury Vapor 400W Lamp
254 | 3 | Base Outdoor Mercury Vapor 400W Lamp
255 | 4 | Base Outdoor Mercury Vapor 400W Lamp
256 | 5 | Base Outdoor Mercury Vapor 400W Lamp
257 | 6 | Base Outdoor Mercury Vapor 400W Lamp
258 | 7 | Base Outdoor Mercury Vapor 400W Lamp
259 | 8 | Base Outdoor Mercury Vapor 400W Lamp
260 | 9 | Base Outdoor Mercury Vapor 400W Lamp
261 | 10 | Base Outdoor Mercury Vapor 400W Lamp
262 | 11 | Base Outdoor Mercury Vapor 400W Lamp
263 | 1 | Base Packaged HP System, EER=10.3, 10 tons
264 | 2 | Base Packaged HP System, EER=10.3, 10 tons
265 | 3 | Base Packaged HP System, EER=10.3, 10 tons
266 | 4 | Base Packaged HP System, EER=10.3, 10 tons
267 | 5 | Base Packaged HP System, EER=10.3, 10 tons
268 | 6 | Base Packaged HP System, EER=10.3, 10 tons
269 | 7 | Base Packaged HP System, EER=10.3, 10 tons
270 | 8 | Base Packaged HP System, EER=10.3, 10 tons
271 | 9 | Base Packaged HP System, EER=10.3, 10 tons
272 | 10 | Base Packaged HP System, EER=10.3, 10 tons
273 | 11 | Base Packaged HP System, EER=10.3, 10 tons
274 | 1 | Base PTAC, EER=8.3, 1 ton
275 | 2 | Base PTAC, EER=8.3, 1 ton
276 | 3 | Base PTAC, EER=8.3, 1 ton
277 | 4 | Base PTAC, EER=8.3, 1 ton
278 | 5 | Base PTAC, EER=8.3, 1 ton
279 | 6 | Base PTAC, EER=8.3, 1 ton
280 | 7 | Base PTAC, EER=8.3, 1 ton
281 | 8 | Base PTAC, EER=8.3, 1 ton
282 | 9 | Base PTAC, EER=8.3, 1 ton
283 | 10 | Base PTAC, EER=8.3, 1 ton
284 | 11 | Base PTAC, EER=8.3, 1 ton
285 | 1 | Base Refrigeration System
286 | 2 | Base Refrigeration System
287 | 3 | Base Refrigeration System
288 | 4 | Base Refrigeration System
289 | 5 | Base Refrigeration System
290 | 6 | Base Refrigeration System
291 | 7 | Base Refrigeration System
292 | 8 | Base Refrigeration System
293 | 9 | Base Refrigeration System
294 | 10 | Base Refrigeration System
295 | 11 | Base Refrigeration System
296 | 1 | Base T8, EB
297 | 2 | Base T8, EB
298 | 3 | Base T8, EB
299 | 4 | Base T8, EB
300 | 5 | Base T8, EB
301 | 6 | Base T8, EB
302 | 7 | Base T8, EB
303 | 8 | Base T8, EB
304 | 9 | Base T8, EB
305 | 10 | Base T8, EB
306 | 11 | Base T8, EB
307 | 1 | Base Vending Machines
308 | 2 | Base Vending Machines
309 | 3 | Base Vending Machines
310 | 4 | Base Vending Machines
311 | 5 | Base Vending Machines
312 | 6 | Base Vending Machines
313 | 7 | Base Vending Machines
314 | 8 | Base Vending Machines
315 | 9 | Base Vending Machines
316 | 10 | Base Vending Machines
317 | 11 | Base Vending Machines
318 | 1 | Base Water Heating
319 | 2 | Base Water Heating
320 | 3 | Base Water Heating
321 | 4 | Base Water Heating
322 | 5 | Base Water Heating
323 | 6 | Base Water Heating
324 | 7 | Base Water Heating
325 | 8 | Base Water Heating
326 | 9 | Base Water Heating
327 | 10 | Base Water Heating
328 | 11 | Base Water Heating
329 | 9 | Ceiling Insulation
330 | 9 | Chiller Tune Up/Diagnostics
331 | 1 | Compressor VSD retrofit
332 | 2 | Compressor VSD retrofit
333 | 3 | Compressor VSD retrofit
334 | 5 | Compressor VSD retrofit
335 | 6 | Compressor VSD retrofit
336 | 7 | Compressor VSD retrofit
337 | 8 | Compressor VSD retrofit
338 | 9 | Compressor VSD retrofit
339 | 10 | Compressor VSD retrofit
340 | 11 | Compressor VSD retrofit
341 | 5 | Continuous Dimming
342 | 6 | Continuous Dimming
343 | 9 | Continuous Dimming
344 | 10 | Continuous Dimming
345 | 1 | Convection Oven
346 | 3 | Convection Oven
347 | 5 | Convection Oven
348 | 6 | Convection Oven
349 | 7 | Convection Oven
350 | 8 | Convection Oven
351 | 9 | Convection Oven
352 | 10 | Convection Oven
353 | 11 | Convection Oven
354 | 9 | Cool Roof - Chiller
355 | 9 | Cool Roof - DX
356 | 9 | Cool Roof - DX
357 | 1 | Copier Power Management Enabling
358 | 2 | Copier Power Management Enabling
359 | 3 | Copier Power Management Enabling
360 | 4 | Copier Power Management Enabling
361 | 5 | Copier Power Management Enabling
362 | 6 | Copier Power Management Enabling
363 | 7 | Copier Power Management Enabling
364 | 8 | Copier Power Management Enabling
365 | 9 | Copier Power Management Enabling
366 | 10 | Copier Power Management Enabling
367 | 11 | Copier Power Management Enabling
368 | 3 | Demand Control Ventilation (DCV)
369 | 6 | Demand Control Ventilation (DCV)
370 | 9 | Demand Control Ventilation (DCV)
371 | 10 | Demand Control Ventilation (DCV)
372 | 1 | Demand controlled circulating systems
373 | 2 | Demand controlled circulating systems
374 | 3 | Demand controlled circulating systems
375 | 4 | Demand controlled circulating systems
376 | 5 | Demand controlled circulating systems
377 | 6 | Demand controlled circulating systems
378 | 9 | Demand controlled circulating systems
379 | 10 | Demand controlled circulating systems
380 | 11 | Demand controlled circulating systems
381 | 1 | Demand Defrost Electric
382 | 2 | Demand Defrost Electric
383 | 3 | Demand Defrost Electric
384 | 5 | Demand Defrost Electric
385 | 6 | Demand Defrost Electric
386 | 7 | Demand Defrost Electric
387 | 8 | Demand Defrost Electric
388 | 9 | Demand Defrost Electric
389 | 10 | Demand Defrost Electric
390 | 11 | Demand Defrost Electric
391 | 1 | Demand Hot Gas Defrost
392 | 2 | Demand Hot Gas Defrost
393 | 3 | Demand Hot Gas Defrost
394 | 5 | Demand Hot Gas Defrost
395 | 6 | Demand Hot Gas Defrost
396 | 7 | Demand Hot Gas Defrost
397 | 8 | Demand Hot Gas Defrost
398 | 9 | Demand Hot Gas Defrost
399 | 10 | Demand Hot Gas Defrost
400 | 11 | Demand Hot Gas Defrost
401 | 1 | Duct/Pipe Insulation
402 | 1 | Duct/Pipe Insulation
403 | 1 | Duct/Pipe Insulation
404 | 2 | Duct/Pipe Insulation
405 | 2 | Duct/Pipe Insulation
406 | 2 | Duct/Pipe Insulation
407 | 3 | Duct/Pipe Insulation
408 | 3 | Duct/Pipe Insulation
409 | 3 | Duct/Pipe Insulation
410 | 4 | Duct/Pipe Insulation
411 | 4 | Duct/Pipe Insulation
412 | 4 | Duct/Pipe Insulation
413 | 5 | Duct/Pipe Insulation
414 | 5 | Duct/Pipe Insulation
415 | 5 | Duct/Pipe Insulation
416 | 6 | Duct/Pipe Insulation
417 | 6 | Duct/Pipe Insulation
418 | 6 | Duct/Pipe Insulation
419 | 7 | Duct/Pipe Insulation
420 | 7 | Duct/Pipe Insulation
421 | 7 | Duct/Pipe Insulation
422 | 8 | Duct/Pipe Insulation
423 | 8 | Duct/Pipe Insulation
424 | 8 | Duct/Pipe Insulation
425 | 9 | Duct/Pipe Insulation
426 | 9 | Duct/Pipe Insulation
427 | 9 | Duct/Pipe Insulation
428 | 10 | Duct/Pipe Insulation
429 | 10 | Duct/Pipe Insulation
430 | 10 | Duct/Pipe Insulation
431 | 11 | Duct/Pipe Insulation
432 | 11 | Duct/Pipe Insulation
433 | 11 | Duct/Pipe Insulation
434 | 9 | DX Coil Cleaning
435 | 9 | DX Packaged System, EER=10.9, 10 tons
436 | 9 | DX Tune Up/ Advanced Diagnostics
437 | 1 | Efficient compressor motor
438 | 2 | Efficient compressor motor
439 | 3 | Efficient compressor motor
440 | 5 | Efficient compressor motor
441 | 6 | Efficient compressor motor
442 | 7 | Efficient compressor motor
443 | 8 | Efficient compressor motor
444 | 9 | Efficient compressor motor
445 | 10 | Efficient compressor motor
446 | 11 | Efficient compressor motor
447 | 1 | Efficient Fryer
448 | 2 | Efficient Fryer
449 | 3 | Efficient Fryer
450 | 4 | Efficient Fryer
451 | 5 | Efficient Fryer
452 | 6 | Efficient Fryer
453 | 7 | Efficient Fryer
454 | 8 | Efficient Fryer
455 | 9 | Efficient Fryer
456 | 10 | Efficient Fryer
457 | 11 | Efficient Fryer
458 | 9 | Electronically Commutated Motors (ECM) on an Air Handler Unit
459 | 9 | EMS - Chiller
460 | 9 | EMS Optimization
461 | 2 | Energy Star or Better Copier
462 | 3 | Energy Star or Better Copier
463 | 4 | Energy Star or Better Copier
464 | 5 | Energy Star or Better Copier
465 | 6 | Energy Star or Better Copier
466 | 7 | Energy Star or Better Copier
467 | 8 | Energy Star or Better Copier
468 | 9 | Energy Star or Better Copier
469 | 10 | Energy Star or Better Copier
470 | 11 | Energy Star or Better Copier
471 | 1 | Energy Star or Better Monitor
472 | 2 | Energy Star or Better Monitor
473 | 3 | Energy Star or Better Monitor
474 | 4 | Energy Star or Better Monitor
475 | 4 | Energy Star or Better Monitor
476 | 5 | Energy Star or Better Monitor
477 | 6 | Energy Star or Better Monitor
478 | 7 | Energy Star or Better Monitor
479 | 8 | Energy Star or Better Monitor
480 | 9 | Energy Star or Better Monitor
481 | 10 | Energy Star or Better Monitor
482 | 10 | Energy Star or Better Monitor
483 | 11 | Energy Star or Better Monitor
484 | 1 | Evaporator fan controller for MT walk-ins
485 | 2 | Evaporator fan controller for MT walk-ins
486 | 3 | Evaporator fan controller for MT walk-ins
487 | 5 | Evaporator fan controller for MT walk-ins
488 | 6 | Evaporator fan controller for MT walk-ins
489 | 7 | Evaporator fan controller for MT walk-ins
490 | 8 | Evaporator fan controller for MT walk-ins
491 | 9 | Evaporator fan controller for MT walk-ins
492 | 10 | Evaporator fan controller for MT walk-ins
493 | 11 | Evaporator fan controller for MT walk-ins
494 | 1 | Floating head pressure controls
495 | 2 | Floating head pressure controls
496 | 3 | Floating head pressure controls
497 | 5 | Floating head pressure controls
498 | 6 | Floating head pressure controls
499 | 7 | Floating head pressure controls
500 | 8 | Floating head pressure controls
501 | 9 | Floating head pressure controls
502 | 10 | Floating head pressure controls
503 | 11 | Floating head pressure controls
504 | 1 | Flood LED 14W
505 | 2 | Flood LED 14W
506 | 3 | Flood LED 14W
507 | 4 | Flood LED 14W
508 | 5 | Flood LED 14W
509 | 6 | Flood LED 14W
510 | 7 | Flood LED 14W
511 | 8 | Flood LED 14W
512 | 9 | Flood LED 14W
513 | 10 | Flood LED 14W
514 | 11 | Flood LED 14W
515 | 1 | Freezer-Cooler Replacement Gaskets
516 | 2 | Freezer-Cooler Replacement Gaskets
517 | 3 | Freezer-Cooler Replacement Gaskets
518 | 5 | Freezer-Cooler Replacement Gaskets
519 | 6 | Freezer-Cooler Replacement Gaskets
520 | 7 | Freezer-Cooler Replacement Gaskets
521 | 8 | Freezer-Cooler Replacement Gaskets
522 | 9 | Freezer-Cooler Replacement Gaskets
523 | 10 | Freezer-Cooler Replacement Gaskets
524 | 11 | Freezer-Cooler Replacement Gaskets
525 | 1 | Geothermal Heat Pump, EER=13, 10 tons
526 | 3 | Geothermal Heat Pump, EER=13, 10 tons
527 | 4 | Geothermal Heat Pump, EER=13, 10 tons
528 | 5 | Geothermal Heat Pump, EER=13, 10 tons
529 | 6 | Geothermal Heat Pump, EER=13, 10 tons
530 | 8 | Geothermal Heat Pump, EER=13, 10 tons
531 | 9 | Geothermal Heat Pump, EER=13, 10 tons
532 | 9 | Geothermal Heat Pump, EER=13, 10 tons
533 | 10 | Geothermal Heat Pump, EER=13, 10 tons
534 | 11 | Geothermal Heat Pump, EER=13, 10 tons
535 | 3 | Heat Pump Water Heater (air source)
536 | 9 | Heat Pump Water Heater (air source)
537 | 3 | Heat Recovery Unit
538 | 9 | Heat Recovery Unit
539 | 1 | Heat Trap
540 | 3 | Heat Trap
541 | 4 | Heat Trap
542 | 6 | Heat Trap
543 | 9 | Heat Trap
544 | 11 | Heat Trap
545 | 9 | High Efficiency Chiller Motors
546 | 11 | High Efficiency Chiller Motors
547 | 1 | High Efficiency Fan Motor, 15hp, 1800rpm, 92.4%
548 | 2 | High Efficiency Fan Motor, 15hp, 1800rpm, 92.4%
549 | 3 | High Efficiency Fan Motor, 15hp, 1800rpm, 92.4%
550 | 4 | High Efficiency Fan Motor, 15hp, 1800rpm, 92.4%
551 | 5 | High Efficiency Fan Motor, 15hp, 1800rpm, 92.4%
552 | 6 | High Efficiency Fan Motor, 15hp, 1800rpm, 92.4%
553 | 7 | High Efficiency Fan Motor, 15hp, 1800rpm, 92.4%
554 | 8 | High Efficiency Fan Motor, 15hp, 1800rpm, 92.4%
555 | 9 | High Efficiency Fan Motor, 15hp, 1800rpm, 92.4%
556 | 10 | High Efficiency Fan Motor, 15hp, 1800rpm, 92.4%
557 | 11 | High Efficiency Fan Motor, 15hp, 1800rpm, 92.4%
558 | 1 | High Efficiency Water Heater (electric)
559 | 2 | High Efficiency Water Heater (electric)
560 | 3 | High Efficiency Water Heater (electric)
561 | 4 | High Efficiency Water Heater (electric)
562 | 5 | High Efficiency Water Heater (electric)
563 | 6 | High Efficiency Water Heater (electric)
564 | 7 | High Efficiency Water Heater (electric)
565 | 8 | High Efficiency Water Heater (electric)
566 | 9 | High Efficiency Water Heater (electric)
567 | 10 | High Efficiency Water Heater (electric)
568 | 11 | High Efficiency Water Heater (electric)
569 | 1 | High Pressure Sodium 250W Lamp
570 | 2 | High Pressure Sodium 250W Lamp
571 | 3 | High Pressure Sodium 250W Lamp
572 | 5 | High Pressure Sodium 250W Lamp
573 | 7 | High Pressure Sodium 250W Lamp
574 | 8 | High Pressure Sodium 250W Lamp
575 | 9 | High Pressure Sodium 250W Lamp
576 | 10 | High Pressure Sodium 250W Lamp
577 | 11 | High Pressure Sodium 250W Lamp
578 | 1 | High R-Value Glass Doors
579 | 2 | High R-Value Glass Doors
580 | 3 | High R-Value Glass Doors
581 | 5 | High R-Value Glass Doors
582 | 6 | High R-Value Glass Doors
583 | 7 | High R-Value Glass Doors
584 | 8 | High R-Value Glass Doors
585 | 9 | High R-Value Glass Doors
586 | 10 | High R-Value Glass Doors
587 | 11 | High R-Value Glass Doors
588 | 1 | High-efficiency fan motors
589 | 2 | High-efficiency fan motors
590 | 3 | High-efficiency fan motors
591 | 5 | High-efficiency fan motors
592 | 6 | High-efficiency fan motors
593 | 7 | High-efficiency fan motors
594 | 8 | High-efficiency fan motors
595 | 9 | High-efficiency fan motors
596 | 10 | High-efficiency fan motors
597 | 11 | High-efficiency fan motors
598 | 1 | Hot Water Pipe Insulation
599 | 2 | Hot Water Pipe Insulation
600 | 3 | Hot Water Pipe Insulation
601 | 4 | Hot Water Pipe Insulation
602 | 5 | Hot Water Pipe Insulation
603 | 6 | Hot Water Pipe Insulation
604 | 7 | Hot Water Pipe Insulation
605 | 8 | Hot Water Pipe Insulation
606 | 9 | Hot Water Pipe Insulation
607 | 10 | Hot Water Pipe Insulation
608 | 11 | Hot Water Pipe Insulation
609 | 1 | LED (12-Watt)
610 | 2 | LED (12-Watt)
611 | 3 | LED (12-Watt)
612 | 4 | LED (12-Watt)
613 | 5 | LED (12-Watt)
614 | 6 | LED (12-Watt)
615 | 7 | LED (12-Watt)
616 | 8 | LED (12-Watt)
617 | 9 | LED (12-Watt)
618 | 10 | LED (12-Watt)
619 | 11 | LED (12-Watt)
620 | 1 | LED Display Lighting
621 | 2 | LED Display Lighting
622 | 3 | LED Display Lighting
623 | 5 | LED Display Lighting
624 | 6 | LED Display Lighting
625 | 7 | LED Display Lighting
626 | 8 | LED Display Lighting
627 | 9 | LED Display Lighting
628 | 10 | LED Display Lighting
629 | 11 | LED Display Lighting
630 | 1 | LED Exit Sign
631 | 2 | LED Exit Sign
632 | 3 | LED Exit Sign
633 | 4 | LED Exit Sign
634 | 5 | LED Exit Sign
635 | 6 | LED Exit Sign
636 | 7 | LED Exit Sign
637 | 8 | LED Exit Sign
638 | 9 | LED Exit Sign
639 | 10 | LED Exit Sign
640 | 11 | LED Exit Sign
641 | 1 | LED Linear Tube 22W
642 | 2 | LED Linear Tube 22W
643 | 3 | LED Linear Tube 22W
644 | 4 | LED Linear Tube 22W
645 | 5 | LED Linear Tube 22W
646 | 6 | LED Linear Tube 22W
647 | 7 | LED Linear Tube 22W
648 | 8 | LED Linear Tube 22W
649 | 9 | LED Linear Tube 22W
650 | 10 | LED Linear Tube 22W
651 | 11 | LED Linear Tube 22W
652 | 9 | Lighting Control Tuneup
653 | 9 | Lighting Control Tuneup
654 | 10 | Lighting Control Tuneup
655 | 1 | Monitor Power Management Enabling
656 | 2 | Monitor Power Management Enabling
657 | 2 | Monitor Power Management Enabling
658 | 3 | Monitor Power Management Enabling
659 | 3 | Monitor Power Management Enabling
660 | 4 | Monitor Power Management Enabling
661 | 4 | Monitor Power Management Enabling
662 | 5 | Monitor Power Management Enabling
663 | 6 | Monitor Power Management Enabling
664 | 7 | Monitor Power Management Enabling
665 | 8 | Monitor Power Management Enabling
666 | 9 | Monitor Power Management Enabling
667 | 9 | Monitor Power Management Enabling
668 | 10 | Monitor Power Management Enabling
669 | 10 | Monitor Power Management Enabling
670 | 11 | Monitor Power Management Enabling
671 | 1 | Multiplex Compressor System
672 | 2 | Multiplex Compressor System
673 | 3 | Multiplex Compressor System
674 | 5 | Multiplex Compressor System
675 | 6 | Multiplex Compressor System
676 | 7 | Multiplex Compressor System
677 | 8 | Multiplex Compressor System
678 | 9 | Multiplex Compressor System
679 | 10 | Multiplex Compressor System
680 | 11 | Multiplex Compressor System
681 | 1 | Night covers for display cases
682 | 2 | Night covers for display cases
683 | 3 | Night covers for display cases
684 | 5 | Night covers for display cases
685 | 6 | Night covers for display cases
686 | 7 | Night covers for display cases
687 | 8 | Night covers for display cases
688 | 9 | Night covers for display cases
689 | 10 | Night covers for display cases
690 | 11 | Night covers for display cases
691 | 5 | Occupancy Sensor
692 | 5 | Occupancy Sensor
693 | 6 | Occupancy Sensor
694 | 6 | Occupancy Sensor
695 | 9 | Occupancy Sensor
696 | 9 | Occupancy Sensor
697 | 10 | Occupancy Sensor
698 | 10 | Occupancy Sensor
699 | 11 | Occupancy Sensor
700 | 11 | Occupancy Sensor
701 | 9 | Optimize Controls
702 | 1 | Outdoor Lighting Controls (Photocell/Timeclock)
703 | 1 | Outdoor Lighting Controls (Photocell/Timeclock)
704 | 2 | Outdoor Lighting Controls (Photocell/Timeclock)
705 | 3 | Outdoor Lighting Controls (Photocell/Timeclock)
706 | 5 | Outdoor Lighting Controls (Photocell/Timeclock)
707 | 5 | Outdoor Lighting Controls (Photocell/Timeclock)
708 | 7 | Outdoor Lighting Controls (Photocell/Timeclock)
709 | 7 | Outdoor Lighting Controls (Photocell/Timeclock)
710 | 8 | Outdoor Lighting Controls (Photocell/Timeclock)
711 | 8 | Outdoor Lighting Controls (Photocell/Timeclock)
712 | 9 | Outdoor Lighting Controls (Photocell/Timeclock)
713 | 9 | Outdoor Lighting Controls (Photocell/Timeclock)
714 | 10 | Outdoor Lighting Controls (Photocell/Timeclock)
715 | 11 | Outdoor Lighting Controls (Photocell/Timeclock)
716 | 1 | Oversized Air Cooled Condenser
717 | 2 | Oversized Air Cooled Condenser
718 | 3 | Oversized Air Cooled Condenser
719 | 5 | Oversized Air Cooled Condenser
720 | 6 | Oversized Air Cooled Condenser
721 | 7 | Oversized Air Cooled Condenser
722 | 8 | Oversized Air Cooled Condenser
723 | 9 | Oversized Air Cooled Condenser
724 | 10 | Oversized Air Cooled Condenser
725 | 11 | Oversized Air Cooled Condenser
726 | 9 | Packaged HP System, EER=10.9, 10 tons
727 | 2 | PC Manual Power Management Enabling
728 | 3 | PC Manual Power Management Enabling
729 | 4 | PC Manual Power Management Enabling
730 | 9 | PC Manual Power Management Enabling
731 | 10 | PC Manual Power Management Enabling
732 | 2 | PC Network Power Management Enabling
733 | 3 | PC Network Power Management Enabling
734 | 4 | PC Network Power Management Enabling
735 | 9 | PC Network Power Management Enabling
736 | 10 | PC Network Power Management Enabling
737 | 5 | Premium T8, Elecctronic Ballast
738 | 6 | Premium T8, Elecctronic Ballast
739 | 9 | Premium T8, Elecctronic Ballast
740 | 10 | Premium T8, Elecctronic Ballast
741 | 11 | Premium T8, Elecctronic Ballast
742 | 2 | Printer Power Management Enabling
743 | 3 | Printer Power Management Enabling
744 | 4 | Printer Power Management Enabling
745 | 9 | Printer Power Management Enabling
746 | 10 | Printer Power Management Enabling
747 | 1 | PSMH, 250 W, electronic ballast
748 | 2 | PSMH, 250 W, electronic ballast
749 | 3 | PSMH, 250 W, electronic ballast
750 | 4 | PSMH, 250 W, electronic ballast
751 | 5 | PSMH, 250 W, electronic ballast
752 | 6 | PSMH, 250 W, electronic ballast
753 | 7 | PSMH, 250 W, electronic ballast
754 | 8 | PSMH, 250 W, electronic ballast
755 | 9 | PSMH, 250 W, electronic ballast
756 | 10 | PSMH, 250 W, electronic ballast
757 | 11 | PSMH, 250 W, electronic ballast
758 | 1 | Refrigeration Commissioning
759 | 2 | Refrigeration Commissioning
760 | 3 | Refrigeration Commissioning
761 | 5 | Refrigeration Commissioning
762 | 6 | Refrigeration Commissioning
763 | 7 | Refrigeration Commissioning
764 | 8 | Refrigeration Commissioning
765 | 9 | Refrigeration Commissioning
766 | 10 | Refrigeration Commissioning
767 | 11 | Refrigeration Commissioning
768 | 6 | Roof Insulation
769 | 9 | Roof Insulation
770 | 9 | Roof Insulation
771 | 9 | Roof Insulation
772 | 11 | Roof Insulation
773 | 11 | Roof Insulation
774 | 1 | Separate Makeup Air / Exhaust Hoods AC
775 | 3 | Separate Makeup Air / Exhaust Hoods AC
776 | 5 | Separate Makeup Air / Exhaust Hoods AC
777 | 6 | Separate Makeup Air / Exhaust Hoods AC
778 | 7 | Separate Makeup Air / Exhaust Hoods AC
779 | 8 | Separate Makeup Air / Exhaust Hoods AC
780 | 9 | Separate Makeup Air / Exhaust Hoods AC
781 | 10 | Separate Makeup Air / Exhaust Hoods AC
782 | 11 | Separate Makeup Air / Exhaust Hoods AC
783 | 1 | Solar Water Heater
784 | 2 | Solar Water Heater
785 | 3 | Solar Water Heater
786 | 4 | Solar Water Heater
787 | 5 | Solar Water Heater
788 | 6 | Solar Water Heater
789 | 7 | Solar Water Heater
790 | 8 | Solar Water Heater
791 | 9 | Solar Water Heater
792 | 10 | Solar Water Heater
793 | 11 | Solar Water Heater
794 | 1 | Strip curtains for walk-ins
795 | 2 | Strip curtains for walk-ins
796 | 3 | Strip curtains for walk-ins
797 | 5 | Strip curtains for walk-ins
798 | 6 | Strip curtains for walk-ins
799 | 7 | Strip curtains for walk-ins
800 | 8 | Strip curtains for walk-ins
801 | 9 | Strip curtains for walk-ins
802 | 10 | Strip curtains for walk-ins
803 | 11 | Strip curtains for walk-ins
804 | 9 | Variable Speed Drive Control
805 | 3 | Vending Misers (cooled machines only)
806 | 4 | Vending Misers (cooled machines only)
807 | 6 | Vending Misers (cooled machines only)
808 | 7 | Vending Misers (cooled machines only)
809 | 8 | Vending Misers (cooled machines only)
810 | 9 | Vending Misers (cooled machines only)
811 | 11 | Vending Misers (cooled machines only)
812 | 9 | VSD for Chiller Pumps and Towers
813 | 6 | Window Film (Standard)
814 | 9 | Window Film (Standard)
815 | 9 | Window Film (Standard)
816 | 9 | Window Film (Standard)
817 | 11 | Window Film (Standard)
818 | 11 | Window Film (Standard)
819 | 11 | Window Film (Standard)
Remaining Measures Failing
Industrial
# | Building Segment | Measure Name
1 | 1 | Aerosole Duct Sealing
2 | 3 | Aerosole Duct Sealing
3 | 4 | Aerosole Duct Sealing
4 | 5 | Aerosole Duct Sealing
5 | 6 | Aerosole Duct Sealing
6 | 7 | Aerosole Duct Sealing
7 | 8 | Aerosole Duct Sealing
8 | 9 | Aerosole Duct Sealing
9 | 10 | Aerosole Duct Sealing
10 | 11 | Aerosole Duct Sealing
11 | 12 | Aerosole Duct Sealing
12 | 13 | Aerosole Duct Sealing
13 | 14 | Aerosole Duct Sealing
14 | 15 | Aerosole Duct Sealing
15 | 16 | Aerosole Duct Sealing
16 | 1 | Aerosole Duct Sealing - Chiller
17 | 3 | Aerosole Duct Sealing - Chiller
18 | 4 | Aerosole Duct Sealing - Chiller
19 | 5 | Aerosole Duct Sealing - Chiller
20 | 6 | Aerosole Duct Sealing - Chiller
21 | 7 | Aerosole Duct Sealing - Chiller
22 | 8 | Aerosole Duct Sealing - Chiller
23 | 9 | Aerosole Duct Sealing - Chiller
24 | 10 | Aerosole Duct Sealing - Chiller
25 | 11 | Aerosole Duct Sealing - Chiller
26 | 13 | Aerosole Duct Sealing - Chiller
27 | 14 | Aerosole Duct Sealing - Chiller
28 | 15 | Aerosole Duct Sealing - Chiller
29 | 16 | Aerosole Duct Sealing - Chiller
30 | 1 | Base Centrifugal Chiller, 0.58 kW/ton, 500 tons
31 | 2 | Base Centrifugal Chiller, 0.58 kW/ton, 500 tons
32 | 3 | Base Centrifugal Chiller, 0.58 kW/ton, 500 tons
33 | 4 | Base Centrifugal Chiller, 0.58 kW/ton, 500 tons
34 | 5 | Base Centrifugal Chiller, 0.58 kW/ton, 500 tons
35 | 6 | Base Centrifugal Chiller, 0.58 kW/ton, 500 tons
36 | 7 | Base Centrifugal Chiller, 0.58 kW/ton, 500 tons
37 | 8 | Base Centrifugal Chiller, 0.58 kW/ton, 500 tons
38 | 9 | Base Centrifugal Chiller, 0.58 kW/ton, 500 tons
39 | 10 | Base Centrifugal Chiller, 0.58 kW/ton, 500 tons
40 | 11 | Base Centrifugal Chiller, 0.58 kW/ton, 500 tons
41 | 12 | Base Centrifugal Chiller, 0.58 kW/ton, 500 tons
42 | 13 | Base Centrifugal Chiller, 0.58 kW/ton, 500 tons
43 | 14 | Base Centrifugal Chiller, 0.58 kW/ton, 500 tons
44 | 15 | Base Centrifugal Chiller, 0.58 kW/ton, 500 tons
45 | 16 | Base Centrifugal Chiller, 0.58 kW/ton, 500 tons
46 | 1 | Base Compressed Air
47 | 2 | Base Compressed Air
48 | 3 | Base Compressed Air
49 | 4 | Base Compressed Air
50 | 5 | Base Compressed Air
51 | 6 | Base Compressed Air
52 | 7 | Base Compressed Air
53 | 8 | Base Compressed Air
54 | 9 | Base Compressed Air
55 | 10 | Base Compressed Air
56 | 11 | Base Compressed Air
57 | 12 | Base Compressed Air
58 | 13 | Base Compressed Air
59 | 14 | Base Compressed Air
60 | 15 | Base Compressed Air
61 | 16 | Base Compressed Air
62 | 1 | Base Drives
63 | 2 | Base Drives
64 | 3 | Base Drives
65 | 4 | Base Drives
66 | 5 | Base Drives
67 | 6 | Base Drives
68 | 7 | Base Drives
69 | 8 | Base Drives
70 | 9 | Base Drives
71 | 10 | Base Drives
72 | 11 | Base Drives
73 | 12 | Base Drives
74 | 13 | Base Drives
75 | 14 | Base Drives
76 | 15 | Base Drives
77 | 16 | Base Drives
78 | 1 | Base DX Packaged System, EER=10.3, 10 tons
79 | 2 | Base DX Packaged System, EER=10.3, 10 tons
80 | 3 | Base DX Packaged System, EER=10.3, 10 tons
81 | 4 | Base DX Packaged System, EER=10.3, 10 tons
82 | 5 | Base DX Packaged System, EER=10.3, 10 tons
83 | 6 | Base DX Packaged System, EER=10.3, 10 tons
84 | 7 | Base DX Packaged System, EER=10.3, 10 tons
85 | 8 | Base DX Packaged System, EER=10.3, 10 tons
86 | 9 | Base DX Packaged System, EER=10.3, 10 tons
87 | 10 | Base DX Packaged System, EER=10.3, 10 tons
88 | 11 | Base DX Packaged System, EER=10.3, 10 tons
89 | 12 | Base DX Packaged System, EER=10.3, 10 tons
90 | 13 | Base DX Packaged System, EER=10.3, 10 tons
91 | 14 | Base DX Packaged System, EER=10.3, 10 tons
92 | 15 | Base DX Packaged System, EER=10.3, 10 tons
93 | 16 | Base DX Packaged System, EER=10.3, 10 tons
94 | 1 | Base Fans
95 | 2 | Base Fans
96 | 3 | Base Fans
97 | 4 | Base Fans
98 | 5 | Base Fans
99 | 6 | Base Fans
100 | 7 | Base Fans
101 | 8 | Base Fans
102 | 9 | Base Fans
103 | 10 | Base Fans
104 | 11 | Base Fans
105 | 12 | Base Fans
106 | 13 | Base Fans
107 | 14 | Base Fans
108 | 15 | Base Fans
109 | 16 | Base Fans
110 | 1 | Base Heating
111 | 2 | Base Heating
112 | 3 | Base Heating
113 | 4 | Base Heating
114 | 5 | Base Heating
115 | 6 | Base Heating
116 | 7 | Base Heating
117 | 8 | Base Heating
118 | 9 | Base Heating
119 | 10 | Base Heating
120 | 11 | Base Heating
121 | 12 | Base Heating
122 | 13 | Base Heating
123 | 14 | Base Heating
124 | 15 | Base Heating
125 | 16 | Base Heating
126 | 1 | Base Lighting
127 | 2 | Base Lighting
128 | 3 | Base Lighting
129 | 4 | Base Lighting
130 | 5 | Base Lighting
131 | 6 | Base Lighting
132 | 7 | Base Lighting
133 | 8 | Base Lighting
134 | 9 | Base Lighting
135 | 10 | Base Lighting
136 | 11 | Base Lighting
137 | 12 | Base Lighting
138 | 13 | Base Lighting
139 | 14 | Base Lighting
140 | 15 | Base Lighting
141 | 16 | Base Lighting
142 | 1 | Base Other
143 | 2 | Base Other
144 | 3 | Base Other
145 | 4 | Base Other
146 | 5 | Base Other
147 | 6 | Base Other
148 | 7 | Base Other
149 | 8 | Base Other
150 | 9 | Base Other
151 | 10 | Base Other
152 | 11 | Base Other
153 | 12 | Base Other
154 | 13 | Base Other
155 | 14 | Base Other
156 | 15 | Base Other
157 | 16 | Base Other
158 | 1 | Base Other Process
159 | 2 | Base Other Process
160 | 3 | Base Other Process
161 | 4 | Base Other Process
162 | 5 | Base Other Process
163 | 6 | Base Other Process
164 | 7 | Base Other Process
165 | 8 | Base Other Process
166 | 9 | Base Other Process
167 | 10 | Base Other Process
168 | 11 | Base Other Process
169 | 12 | Base Other Process
170 | 13 | Base Other Process
171 | 14 | Base Other Process
172 | 15 | Base Other Process
173 | 16 | Base Other Process
174 | 1 | Base Pumps
175 | 2 | Base Pumps
176 | 3 | Base Pumps
177 | 4 | Base Pumps
178 | 5 | Base Pumps
179 | 6 | Base Pumps
180 | 7 | Base Pumps
181 | 8 | Base Pumps
182 | 9 | Base Pumps
183 | 10 | Base Pumps
184 | 11 | Base Pumps
185 | 12 | Base Pumps
186 | 13 | Base Pumps
187 | 14 | Base Pumps
188 | 15 | Base Pumps
189 | 16 | Base Pumps
190 | 1 | Base Refrigeration
191 | 2 | Base Refrigeration
192 | 3 | Base Refrigeration
193 | 4 | Base Refrigeration
194 | 5 | Base Refrigeration
195 | 6 | Base Refrigeration
196 | 7 | Base Refrigeration
197 | 8 | Base Refrigeration
198 | 9 | Base Refrigeration
199 | 10 | Base Refrigeration
200 | 11 | Base Refrigeration
201 | 12 | Base Refrigeration
202 | 13 | Base Refrigeration
203 | 14 | Base Refrigeration
204 | 15 | Base Refrigeration
205 | 16 | Base Refrigeration
206 | 1 | Centrifugal Chiller, 0.51 kW/ton, 500 tons
207 | 2 | Centrifugal Chiller, 0.51 kW/ton, 500 tons
208 | 3 | Centrifugal Chiller, 0.51 kW/ton, 500 tons
209 | 4 | Centrifugal Chiller, 0.51 kW/ton, 500 tons
210 | 5 | Centrifugal Chiller, 0.51 kW/ton, 500 tons
211 | 6 | Centrifugal Chiller, 0.51 kW/ton, 500 tons
212 | 7 | Centrifugal Chiller, 0.51 kW/ton, 500 tons
213 | 8 | Centrifugal Chiller, 0.51 kW/ton, 500 tons
214 | 9 | Centrifugal Chiller, 0.51 kW/ton, 500 tons
215 | 10 | Centrifugal Chiller, 0.51 kW/ton, 500 tons
216 | 11 | Centrifugal Chiller, 0.51 kW/ton, 500 tons
217 | 12 | Centrifugal Chiller, 0.51 kW/ton, 500 tons
218 | 13 | Centrifugal Chiller, 0.51 kW/ton, 500 tons
219 | 14 | Centrifugal Chiller, 0.51 kW/ton, 500 tons
220 | 15 | Centrifugal Chiller, 0.51 kW/ton, 500 tons
221 | 16 | Centrifugal Chiller, 0.51 kW/ton, 500 tons
222 | 1 | CFL Hardwired, Modular 18W
223 | 2 | CFL Hardwired, Modular 18W
224 | 3 | CFL Hardwired, Modular 18W
225 | 4 | CFL Hardwired, Modular 18W
226 | 6 | CFL Hardwired, Modular 18W
227 | 7 | CFL Hardwired, Modular 18W
228 | 8 | CFL Hardwired, Modular 18W
229 | 9 | CFL Hardwired, Modular 18W
230 | 10 | CFL Hardwired, Modular 18W
231 | 11 | CFL Hardwired, Modular 18W
232 | 12 | CFL Hardwired, Modular 18W
233 | 13 | CFL Hardwired, Modular 18W
234 | 14 | CFL Hardwired, Modular 18W
235 | 15 | CFL Hardwired, Modular 18W
236 | 16 | CFL Hardwired, Modular 18W
237 | 1 | Chiller Tune Up/Diagnostics
238 | 2 | Chiller Tune Up/Diagnostics
239 | 3 | Chiller Tune Up/Diagnostics
240 | 4 | Chiller Tune Up/Diagnostics
241 | 5 | Chiller Tune Up/Diagnostics
242 | 6 | Chiller Tune Up/Diagnostics
243 | 7 | Chiller Tune Up/Diagnostics
244 | 8 | Chiller Tune Up/Diagnostics
245 | 9 | Chiller Tune Up/Diagnostics
246 | 10 | Chiller Tune Up/Diagnostics
247 | 11 | Chiller Tune Up/Diagnostics
248 | 12 | Chiller Tune Up/Diagnostics
249 | 13 | Chiller Tune Up/Diagnostics
250 | 14 | Chiller Tune Up/Diagnostics
251 | 15 | Chiller Tune Up/Diagnostics
252 | 16 | Chiller Tune Up/Diagnostics
253 | 1 | Comp Air - ASD (100+ hp)
254 | 2 | Comp Air - ASD (100+ hp)
255 | 3 | Comp Air - ASD (100+ hp)
256 | 4 | Comp Air - ASD (100+ hp)
257 | 5 | Comp Air - ASD (100+ hp)
258 | 6 | Comp Air - ASD (100+ hp)
259 | 7 | Comp Air - ASD (100+ hp)
260 | 8 | Comp Air - ASD (100+ hp)
261 | 9 | Comp Air - ASD (100+ hp)
262 | 10 | Comp Air - ASD (100+ hp)
263 | 11 | Comp Air - ASD (100+ hp)
264 | 12 | Comp Air - ASD (100+ hp)
265 | 13 | Comp Air - ASD (100+ hp)
266 | 14 | Comp Air - ASD (100+ hp)
267 | 15 | Comp Air - ASD (100+ hp)
268 | 16 | Comp Air - ASD (100+ hp)
269 | 1 | Comp Air - ASD (1-5 hp)
270 | 2 | Comp Air - ASD (1-5 hp)
271 | 3 | Comp Air - ASD (1-5 hp)
272 | 4 | Comp Air - ASD (1-5 hp)
273 | 5 | Comp Air - ASD (1-5 hp)
274 | 6 | Comp Air - ASD (1-5 hp)
275 | 7 | Comp Air - ASD (1-5 hp)
276 | 8 | Comp Air - ASD (1-5 hp)
277 | 9 | Comp Air - ASD (1-5 hp)
278 | 10 | Comp Air - ASD (1-5 hp)
279 | 11 | Comp Air - ASD (1-5 hp)
280 | 12 | Comp Air - ASD (1-5 hp)
281 | 13 | Comp Air - ASD (1-5 hp)
282 | 14 | Comp Air - ASD (1-5 hp)
283 | 15 | Comp Air - ASD (1-5 hp)
284 | 16 | Comp Air - ASD (1-5 hp)
285 | 1 | Comp Air - ASD (6-100 hp)
286 | 3 | Comp Air - ASD (6-100 hp)
287 | 4 | Comp Air - ASD (6-100 hp)
288 | 5 | Comp Air - ASD (6-100 hp)
289 | 6 | Comp Air - ASD (6-100 hp)
290 | 7 | Comp Air - ASD (6-100 hp)
291 | 8 | Comp Air - ASD (6-100 hp)
292 | 9 | Comp Air - ASD (6-100 hp)
293 | 10 | Comp Air - ASD (6-100 hp)
294 | 11 | Comp Air - ASD (6-100 hp)
295 | 12 | Comp Air - ASD (6-100 hp)
296 | 13 | Comp Air - ASD (6-100 hp)
297 | 14 | Comp Air - ASD (6-100 hp)
298 | 15 | Comp Air - ASD (6-100 hp)
299 | 16 | Comp Air - ASD (6-100 hp)
300 | 1 | Comp Air - Motor practices-1 (100+ HP)
301 | 2 | Comp Air - Motor practices-1 (100+ HP)
302 | 3 | Comp Air - Motor practices-1 (100+ HP)
303 | 4 | Comp Air - Motor practices-1 (100+ HP)
304 | 5 | Comp Air - Motor practices-1 (100+ HP)
305 | 6 | Comp Air - Motor practices-1 (100+ HP)
306 | 7 | Comp Air - Motor practices-1 (100+ HP)
307 | 8 | Comp Air - Motor practices-1 (100+ HP)
308 | 9 | Comp Air - Motor practices-1 (100+ HP)
309 | 10 | Comp Air - Motor practices-1 (100+ HP)
310 | 11 | Comp Air - Motor practices-1 (100+ HP)
311 | 12 | Comp Air - Motor practices-1 (100+ HP)
312 | 13 | Comp Air - Motor practices-1 (100+ HP)
313 | 14 | Comp Air - Motor practices-1 (100+ HP)
314 | 15 | Comp Air - Motor practices-1 (100+ HP)
315 | 16 | Comp Air - Motor practices-1 (100+ HP)
316 | 1 | Comp Air - Motor practices-1 (1-5 HP)
317 | 2 | Comp Air - Motor practices-1 (1-5 HP)
318 | 3 | Comp Air - Motor practices-1 (1-5 HP)
319 | 4 | Comp Air - Motor practices-1 (1-5 HP)
320 | 5 | Comp Air - Motor practices-1 (1-5 HP)
321 | 6 | Comp Air - Motor practices-1 (1-5 HP)
322 | 7 | Comp Air - Motor practices-1 (1-5 HP)
323 | 8 | Comp Air - Motor practices-1 (1-5 HP)
324 | 9 | Comp Air - Motor practices-1 (1-5 HP)
325 | 10 | Comp Air - Motor practices-1 (1-5 HP)
326 | 11 | Comp Air - Motor practices-1 (1-5 HP)
327 | 12 | Comp Air - Motor practices-1 (1-5 HP)
328 | 13 | Comp Air - Motor practices-1 (1-5 HP)
329 | 14 | Comp Air - Motor practices-1 (1-5 HP)
330 | 15 | Comp Air - Motor practices-1 (1-5 HP)
331 | 16 | Comp Air - Motor practices-1 (1-5 HP)
332 | 1 | Comp Air - Motor practices-1 (6-100 HP)
333 | 2 | Comp Air - Motor practices-1 (6-100 HP)
334 | 3 | Comp Air - Motor practices-1 (6-100 HP)
335 | 4 | Comp Air - Motor practices-1 (6-100 HP)
336 | 5 | Comp Air - Motor practices-1 (6-100 HP)
337 | 6 | Comp Air - Motor practices-1 (6-100 HP)
338 | 7 | Comp Air - Motor practices-1 (6-100 HP)
339 | 8 | Comp Air - Motor practices-1 (6-100 HP)
340 | 9 | Comp Air - Motor practices-1 (6-100 HP)
341 | 10 | Comp Air - Motor practices-1 (6-100 HP)
342 | 11 | Comp Air - Motor practices-1 (6-100 HP)
343 | 12 | Comp Air - Motor practices-1 (6-100 HP)
344 | 13 | Comp Air - Motor practices-1 (6-100 HP)
345 | 14 | Comp Air - Motor practices-1 (6-100 HP)
346 | 15 | Comp Air - Motor practices-1 (6-100 HP)
347 | 16 | Comp Air - Motor practices-1 (6-100 HP)
348 | 1 | Comp Air - Replace 100+ HP motor
349 | 2 | Comp Air - Replace 100+ HP motor
350 | 3 | Comp Air - Replace 100+ HP motor
351 | 4 | Comp Air - Replace 100+ HP motor
352 | 5 | Comp Air - Replace 100+ HP motor
353 | 6 | Comp Air - Replace 100+ HP motor
354 | 7 | Comp Air - Replace 100+ HP motor
355 | 8 | Comp Air - Replace 100+ HP motor
356 | 9 | Comp Air - Replace 100+ HP motor
357 | 10 | Comp Air - Replace 100+ HP motor
358 | 11 | Comp Air - Replace 100+ HP motor
359 | 12 | Comp Air - Replace 100+ HP motor
360 | 13 | Comp Air - Replace 100+ HP motor
361 | 14 | Comp Air - Replace 100+ HP motor
362 | 15 | Comp Air - Replace 100+ HP motor
363 | 16 | Comp Air - Replace 100+ HP motor
364 | 1 | Comp Air - Replace 1-5 HP motor
365 | 2 | Comp Air - Replace 1-5 HP motor
366 | 3 | Comp Air - Replace 1-5 HP motor
367 | 4 | Comp Air - Replace 1-5 HP motor
368 | 5 | Comp Air - Replace 1-5 HP motor
369 | 6 | Comp Air - Replace 1-5 HP motor
370 | 7 | Comp Air - Replace 1-5 HP motor
371 | 8 | Comp Air - Replace 1-5 HP motor
372 | 9 | Comp Air - Replace 1-5 HP motor
373 | 10 | Comp Air - Replace 1-5 HP motor
374 | 11 | Comp Air - Replace 1-5 HP motor
375 | 12 | Comp Air - Replace 1-5 HP motor
376 | 13 | Comp Air - Replace 1-5 HP motor
377 | 14 | Comp Air - Replace 1-5 HP motor
378 | 15 | Comp Air - Replace 1-5 HP motor
379 | 16 | Comp Air - Replace 1-5 HP motor
380 | 1 | Comp Air - Replace 6-100 HP motor
381 | 2 | Comp Air - Replace 6-100 HP motor
382 | 3 | Comp Air - Replace 6-100 HP motor
383 | 4 | Comp Air - Replace 6-100 HP motor
384 | 5 | Comp Air - Replace 6-100 HP motor
385 | 6 | Comp Air - Replace 6-100 HP motor
386 | 7 | Comp Air - Replace 6-100 HP motor
387 | 8 | Comp Air - Replace 6-100 HP motor
388 | 9 | Comp Air - Replace 6-100 HP motor
389 | 10 | Comp Air - Replace 6-100 HP motor
390 | 11 | Comp Air - Replace 6-100 HP motor
391 | 12 | Comp Air - Replace 6-100 HP motor
392 | 13 | Comp Air - Replace 6-100 HP motor
393 | 14 | Comp Air - Replace 6-100 HP motor
394 | 15 | Comp Air - Replace 6-100 HP motor
395 | 16 | Comp Air - Replace 6-100 HP motor
396 | 1 | Cool Roof - Chiller
397 | 2 | Cool Roof - Chiller
398 | 3 | Cool Roof - Chiller
399 | 4 | Cool Roof - Chiller
400 | 5 | Cool Roof - Chiller
401 | 6 | Cool Roof - Chiller
402 | 7 | Cool Roof - Chiller
403 | 8 | Cool Roof - Chiller
404 | 9 | Cool Roof - Chiller
405 | 10 | Cool Roof - Chiller
406 | 11 | Cool Roof - Chiller
407 | 12 | Cool Roof - Chiller
408 | 13 | Cool Roof - Chiller
409 | 14 | Cool Roof - Chiller
410 | 15 | Cool Roof - Chiller
411 | 16 | Cool Roof - Chiller
412 | 1 | Cool Roof - DX
413 | 2 | Cool Roof - DX
414 | 3 | Cool Roof - DX
415 | 4 | Cool Roof - DX
416 | 5 | Cool Roof - DX
417 | 6 | Cool Roof - DX
418 | 7 | Cool Roof - DX
419 | 8 | Cool Roof - DX
420 | 9 | Cool Roof - DX
421 | 10 | Cool Roof - DX
422 | 11 | Cool Roof - DX
423 | 12 | Cool Roof - DX
424 | 13 | Cool Roof - DX
425 | 14 | Cool Roof - DX
426 | 15 | Cool Roof - DX
427 | 16 | Cool Roof - DX
428 | 3 | Drives - EE motor
429 | 4 | Drives - EE motor
430 | 9 | Drives - EE motor
431 | 10 | Drives - Process Control
432 | 6 | Drives - Process Controls (batch + site)
433 | 9 | Drives - Process Controls (batch + site)
434 | 10 | Drives - Process Controls (batch + site)
435 | 11 | Drives - Scheduling
436 | 12 | Drives - Scheduling
437 | 13 | Drives - Scheduling
438 | 14 | Drives - Scheduling
439 | 15 | Drives - Scheduling
440 | 16 | Drives - Scheduling
441 | 1 | Duct/Pipe Insulation
442 | 2 | Duct/Pipe Insulation
443 | 3 | Duct/Pipe Insulation
444 | 4 | Duct/Pipe Insulation
445 | 5 | Duct/Pipe Insulation
446 | 6 | Duct/Pipe Insulation
447 | 7 | Duct/Pipe Insulation
448 | 8 | Duct/Pipe Insulation
449 | 9 | Duct/Pipe Insulation
450 | 10 | Duct/Pipe Insulation
451 | 11 | Duct/Pipe Insulation
452 | 12 | Duct/Pipe Insulation
453 | 13 | Duct/Pipe Insulation
454 | 14 | Duct/Pipe Insulation
455 | 15 | Duct/Pipe Insulation
456 | 16 | Duct/Pipe Insulation
457 | 1 | Duct/Pipe Insulation - Chiller
458 | 2 | Duct/Pipe Insulation - Chiller
459 | 3 | Duct/Pipe Insulation - Chiller
460 | 4 | Duct/Pipe Insulation - Chiller
461 | 5 | Duct/Pipe Insulation - Chiller
462 | 6 | Duct/Pipe Insulation - Chiller
463 | 7 | Duct/Pipe Insulation - Chiller
464 | 8 | Duct/Pipe Insulation - Chiller
465 | 9 | Duct/Pipe Insulation - Chiller
466 | 10 | Duct/Pipe Insulation - Chiller
467 | 11 | Duct/Pipe Insulation - Chiller
468 | 12 | Duct/Pipe Insulation - Chiller
469 | 13 | Duct/Pipe Insulation - Chiller
470 | 14 | Duct/Pipe Insulation - Chiller
471 | 15 | Duct/Pipe Insulation - Chiller
472 | 16 | Duct/Pipe Insulation - Chiller
473 | 1 | DX Coil Cleaning
474 | 2 | DX Coil Cleaning
475 | 3 | DX Coil Cleaning
476 | 4 | DX Coil Cleaning
477 | 5 | DX Coil Cleaning
478 | 6 | DX Coil Cleaning
479 | 7 | DX Coil Cleaning
480 | 8 | DX Coil Cleaning
481 | 9 | DX Coil Cleaning
482 | 10 | DX Coil Cleaning
483 | 11 | DX Coil Cleaning
484 | 12 | DX Coil Cleaning
485 | 13 | DX Coil Cleaning
486 | 14 | DX Coil Cleaning
487 | 15 | DX Coil Cleaning
488 | 16 | DX Coil Cleaning
489 | 1 | DX Packaged System, EER=10.9, 10 tons
490 | 2 | DX Packaged System, EER=10.9, 10 tons
491 | 3 | DX Packaged System, EER=10.9, 10 tons
492 | 4 | DX Packaged System, EER=10.9, 10 tons
493 | 5 | DX Packaged System, EER=10.9, 10 tons
494 | 6 | DX Packaged System, EER=10.9, 10 tons
495 | 7 | DX Packaged System, EER=10.9, 10 tons
496 | 8 | DX Packaged System, EER=10.9, 10 tons
497 | 9 | DX Packaged System, EER=10.9, 10 tons
498 | 10 | DX Packaged System, EER=10.9, 10 tons
499 | 11 | DX Packaged System, EER=10.9, 10 tons
500 | 12 | DX Packaged System, EER=10.9, 10 tons
501 | 13 | DX Packaged System, EER=10.9, 10 tons
502 | 14 | DX Packaged System, EER=10.9, 10 tons
503 | 15 | DX Packaged System, EER=10.9, 10 tons
504 | 16 | DX Packaged System, EER=10.9, 10 tons
505 | 1 | DX Tune Up/ Advanced Diagnostics
506 | 2 | DX Tune Up/ Advanced Diagnostics
507 | 3 | DX Tune Up/ Advanced Diagnostics
508 | 4 | DX Tune Up/ Advanced Diagnostics
509 | 5 | DX Tune Up/ Advanced Diagnostics
510 | 6 | DX Tune Up/ Advanced Diagnostics
511 | 7 | DX Tune Up/ Advanced Diagnostics
512 | 8 | DX Tune Up/ Advanced Diagnostics
513 | 9 | DX Tune Up/ Advanced Diagnostics
514 | 10 | DX Tune Up/ Advanced Diagnostics
515 | 11 | DX Tune Up/ Advanced Diagnostics
516 | 12 | DX Tune Up/ Advanced Diagnostics
517 | 13 | DX Tune Up/ Advanced Diagnostics
518 | 14 | DX Tune Up/ Advanced Diagnostics
519 | 15 | DX Tune Up/ Advanced Diagnostics
520 | 16 | DX Tune Up/ Advanced Diagnostics
521 | 5 | Efficient drives
522 | 10 | Efficient drives - rolling
523 | 9 | Efficient grinding
524 | 16 | Efficient Machinery
525 | 1 | EMS - Chiller
526 | 2 | EMS - Chiller
527 | 3 | EMS - Chiller
528 | 4 | EMS - Chiller
529 | 5 | EMS - Chiller
530 | 6 | EMS - Chiller
531 | 7 | EMS - Chiller
532 | 8 | EMS - Chiller
533 | 9 | EMS - Chiller
534 | 10 | EMS - Chiller
535 | 11 | EMS - Chiller
536 | 12 | EMS - Chiller
537 | 13 | EMS - Chiller
538 | 14 | EMS - Chiller
539 | 15 | EMS - Chiller
540 | 16 | EMS - Chiller
541 | 1 | EMS Optimization - Chiller
542 | 2 | EMS Optimization - Chiller
543 | 3 | EMS Optimization - Chiller
544 | 4 | EMS Optimization - Chiller
545 | 5 | EMS Optimization - Chiller
546 | 6 | EMS Optimization - Chiller
547 | 7 | EMS Optimization - Chiller
548 | 8 | EMS Optimization - Chiller
549 | 9 | EMS Optimization - Chiller
550 | 10 | EMS Optimization - Chiller
551 | 11 | EMS Optimization - Chiller
552 | 12 | EMS Optimization - Chiller
553 | 13 | EMS Optimization - Chiller
554 | 14 | EMS Optimization - Chiller
555 | 15 | EMS Optimization - Chiller
556 | 16 | EMS Optimization - Chiller
557 | 1 | Fans - ASD (100+ hp)
558 | 2 | Fans - ASD (100+ hp)
559 | 3 | Fans - ASD (100+ hp)
560 | 4 | Fans - ASD (100+ hp)
561 | 5 | Fans - ASD (100+ hp)
562 | 6 | Fans - ASD (100+ hp)
563 | 7 | Fans - ASD (100+ hp)
564 | 8 | Fans - ASD (100+ hp)
565 | 9 | Fans - ASD (100+ hp)
566 | 10 | Fans - ASD (100+ hp)
567 | 11 | Fans - ASD (100+ hp)
568 | 12 | Fans - ASD (100+ hp)
569 | 13 | Fans - ASD (100+ hp)
570 | 14 | Fans - ASD (100+ hp)
571 | 15 | Fans - ASD (100+ hp)
572 | 16 | Fans - ASD (100+ hp)
573 | 1 | Fans - ASD (1-5 hp)
574 | 2 | Fans - ASD (1-5 hp)
575 | 3 | Fans - ASD (1-5 hp)
576 | 4 | Fans - ASD (1-5 hp)
577 | 5 | Fans - ASD (1-5 hp)
578 | 6 | Fans - ASD (1-5 hp)
579 | 7 | Fans - ASD (1-5 hp)
580 | 8 | Fans - ASD (1-5 hp)
581 | 9 | Fans - ASD (1-5 hp)
582 | 10 | Fans - ASD (1-5 hp)
583 | 11 | Fans - ASD (1-5 hp)
584 | 12 | Fans - ASD (1-5 hp)
585 | 13 | Fans - ASD (1-5 hp)
586 | 14 | Fans - ASD (1-5 hp)
587 | 15 | Fans - ASD (1-5 hp)
588 | 16 | Fans - ASD (1-5 hp)
589 | 1 | Fans - ASD (6-100 hp)
590 | 3 | Fans - ASD (6-100 hp)
591 | 4 | Fans - ASD (6-100 hp)
592 | 5 | Fans - ASD (6-100 hp)
593 | 6 | Fans - ASD (6-100 hp)
594 | 7 | Fans - ASD (6-100 hp)
595 | 8 | Fans - ASD (6-100 hp)
596 | 9 | Fans - ASD (6-100 hp)
597 | 10 | Fans - ASD (6-100 hp)
598 | 11 | Fans - ASD (6-100 hp)
599 | 12 | Fans - ASD (6-100 hp)
600 | 13 | Fans - ASD (6-100 hp)
601 | 14 | Fans - ASD (6-100 hp)
602 | 15 | Fans - ASD (6-100 hp)
603 | 16 | Fans - ASD (6-100 hp)
604 | 1 | Fans - Motor practices-1 (100+ HP)
605 | 2 | Fans - Motor practices-1 (100+ HP)
606 | 3 | Fans - Motor practices-1 (100+ HP)
607 | 4 | Fans - Motor practices-1 (100+ HP)
608 | 5 | Fans - Motor practices-1 (100+ HP)
609 | 6 | Fans - Motor practices-1 (100+ HP)
610 | 7 | Fans - Motor practices-1 (100+ HP)
611 | 8 | Fans - Motor practices-1 (100+ HP)
612 | 9 | Fans - Motor practices-1 (100+ HP)
613 | 10 | Fans - Motor practices-1 (100+ HP)
614 | 11 | Fans - Motor practices-1 (100+ HP)
615 | 12 | Fans - Motor practices-1 (100+ HP)
616 | 13 | Fans - Motor practices-1 (100+ HP)
617 | 14 | Fans - Motor practices-1 (100+ HP)
618 | 15 | Fans - Motor practices-1 (100+ HP)
619 | 16 | Fans - Motor practices-1 (100+ HP)
620 | 1 | Fans - Motor practices-1 (1-5 HP)
621 | 2 | Fans - Motor practices-1 (1-5 HP)
622 | 3 | Fans - Motor practices-1 (1-5 HP)
623 | 4 | Fans - Motor practices-1 (1-5 HP)
624 | 5 | Fans - Motor practices-1 (1-5 HP)
625 | 6 | Fans - Motor practices-1 (1-5 HP)
626 | 7 | Fans - Motor practices-1 (1-5 HP)
627 | 8 | Fans - Motor practices-1 (1-5 HP)
628 | 9 | Fans - Motor practices-1 (1-5 HP)
629 | 10 | Fans - Motor practices-1 (1-5 HP)
630 | 11 | Fans - Motor practices-1 (1-5 HP)
631 | 12 | Fans - Motor practices-1 (1-5 HP)
632 | 13 | Fans - Motor practices-1 (1-5 HP)
633 | 14 | Fans - Motor practices-1 (1-5 HP)
634 | 15 | Fans - Motor practices-1 (1-5 HP)
635 | 16 | Fans - Motor practices-1 (1-5 HP)
636 | 1 | Fans - Motor practices-1 (6-100 HP)
637 | 2 | Fans - Motor practices-1 (6-100 HP)
638 | 3 | Fans - Motor practices-1 (6-100 HP)
639 | 4 | Fans - Motor practices-1 (6-100 HP)
640 | 5 | Fans - Motor practices-1 (6-100 HP)
641 | 6 | Fans - Motor practices-1 (6-100 HP)
642 | 7 | Fans - Motor practices-1 (6-100 HP)
643 | 8 | Fans - Motor practices-1 (6-100 HP)
644 | 9 | Fans - Motor practices-1 (6-100 HP)
645 | 10 | Fans - Motor practices-1 (6-100 HP)
646 | 11 | Fans - Motor practices-1 (6-100 HP)
647 | 12 | Fans - Motor practices-1 (6-100 HP)
648 | 13 | Fans - Motor practices-1 (6-100 HP)
649 | 14 | Fans - Motor practices-1 (6-100 HP)
650 | 15 | Fans - Motor practices-1 (6-100 HP)
651 | 16 | Fans - Motor practices-1 (6-100 HP)
652 | 1 | Fans - O&M
653 | 2 | Fans - O&M
654 | 3 | Fans - O&M
655 | 4 | Fans - O&M
656 | 5 | Fans - O&M
657 | 6 | Fans - O&M
658 | 7 | Fans - O&M
659 | 8 | Fans - O&M
660 | 9 | Fans - O&M
661 | 10 | Fans - O&M
662 | 11 | Fans - O&M
663 | 12 | Fans - O&M
664 | 13 | Fans - O&M
665 | 14 | Fans - O&M
666 | 15 | Fans - O&M
667 | 16 | Fans - O&M
668 | 1 | Fans - Replace 100+ HP motor
669 | 2 | Fans - Replace 100+ HP motor
670 | 3 | Fans - Replace 100+ HP motor
671 | 4 | Fans - Replace 100+ HP motor
672 | 5 | Fans - Replace 100+ HP motor
673 | 6 | Fans - Replace 100+ HP motor
674 | 7 | Fans - Replace 100+ HP motor
675 | 8 | Fans - Replace 100+ HP motor
676 | 9 | Fans - Replace 100+ HP motor
677 | 10 | Fans - Replace 100+ HP motor
678 | 11 | Fans - Replace 100+ HP motor
679 | 12 | Fans - Replace 100+ HP motor
680 | 13 | Fans - Replace 100+ HP motor
681 | 14 | Fans - Replace 100+ HP motor
682 | 15 | Fans - Replace 100+ HP motor
683 | 16 | Fans - Replace 100+ HP motor
684 | 1 | Fans - Replace 1-5 HP motor
685 | 2 | Fans - Replace 1-5 HP motor
686 | 3 | Fans - Replace 1-5 HP motor
687 | 4 | Fans - Replace 1-5 HP motor
688 | 5 | Fans - Replace 1-5 HP motor
689 | 6 | Fans - Replace 1-5 HP motor
690 | 7 | Fans - Replace 1-5 HP motor
691 | 8 | Fans - Replace 1-5 HP motor
692 | 9 | Fans - Replace 1-5 HP motor
693 | 10 | Fans - Replace 1-5 HP motor
694 | 11 | Fans - Replace 1-5 HP motor
695 | 12 | Fans - Replace 1-5 HP motor
696 | 13 | Fans - Replace 1-5 HP motor
697 | 14 | Fans - Replace 1-5 HP motor
698 | 15 | Fans - Replace 1-5 HP motor
699 | 16 | Fans - Replace 1-5 HP motor
700 | 1 | Fans - Replace 6-100 HP motor
701 | 2 | Fans - Replace 6-100 HP motor
702 | 3 | Fans - Replace 6-100 HP motor
703 | 4 | Fans - Replace 6-100 HP motor
704 | 5 | Fans - Replace 6-100 HP motor
705 | 6 | Fans - Replace 6-100 HP motor
706 | 7 | Fans - Replace 6-100 HP motor
707 | 8 | Fans - Replace 6-100 HP motor
708 | 9 | Fans - Replace 6-100 HP motor
709 | 10 | Fans - Replace 6-100 HP motor
710 | 11 | Fans - Replace 6-100 HP motor
711 | 12 | Fans - Replace 6-100 HP motor
712 | 13 | Fans - Replace 6-100 HP motor
713 | 14 | Fans - Replace 6-100 HP motor
714 | 15 | Fans - Replace 6-100 HP motor
715 | 16 | Fans - Replace 6-100 HP motor
716 | 1 | Fans- Improve components
717 | 3 | Fans- Improve components
718 | 4 | Fans- Improve components
719 | 5 | Fans- Improve components
720 | 6 | Fans- Improve components
721 | 7 | Fans- Improve components
722 | 8 | Fans- Improve components
723 | 9 | Fans- Improve components
724 | 10 | Fans- Improve components
725 | 11 | Fans- Improve components
726 | 12 | Fans- Improve components
727 | 13 | Fans- Improve components
728 | 14 | Fans- Improve components
729 | 15 | Fans- Improve components
730 | 16 | Fans- Improve components
731 | 1 | Flood LED 14 W
732 | 2 | Flood LED 14 W
733 | 3 | Flood LED 14 W
734 | 4 | Flood LED 14 W
735 | 5 | Flood LED 14 W
736 | 6 | Flood LED 14 W
737 | 7 | Flood LED 14 W
738 | 8 | Flood LED 14 W
739 | 9 | Flood LED 14 W
740 | 10 | Flood LED 14 W
741 | 11 | Flood LED 14 W
742 | 12 | Flood LED 14 W
743 | 13 | Flood LED 14 W
744 | 14 | Flood LED 14 W
745 | 15 | Flood LED 14 W
746 | 16 | Flood LED 14 W
747 | 1 | Geothermal Heat Pump, EER=13, 10 tons
748 | 2 | Geothermal Heat Pump, EER=13, 10 tons
749 | 3 | Geothermal Heat Pump, EER=13, 10 tons
750 | 4 | Geothermal Heat Pump, EER=13, 10 tons
751 | 5 | Geothermal Heat Pump, EER=13, 10 tons
752 | 6 | Geothermal Heat Pump, EER=13, 10 tons
753 | 7 | Geothermal Heat Pump, EER=13, 10 tons
754 | 8 | Geothermal Heat Pump, EER=13, 10 tons
755 | 9 | Geothermal Heat Pump, EER=13, 10 tons
756 | 10 | Geothermal Heat Pump, EER=13, 10 tons
757 | 11 | Geothermal Heat Pump, EER=13, 10 tons
758 | 12 | Geothermal Heat Pump, EER=13, 10 tons
759 | 13 | Geothermal Heat Pump, EER=13, 10 tons
760 | 14 | Geothermal Heat Pump, EER=13, 10 tons
761 | 15 | Geothermal Heat Pump, EER=13, 10 tons
762 | 16 | Geothermal Heat Pump, EER=13, 10 tons
763 | 10 | Heating - Process Control
764 | 11 | Heating - Scheduling
765 | 12 | Heating - Scheduling
766 | 1 | High Efficiency Chiller Motors
767 | 2 | High Efficiency Chiller Motors
768 | 3 | High Efficiency Chiller Motors
769 | 4 | High Efficiency Chiller Motors
770 | 5 | High Efficiency Chiller Motors
771 | 6 | High Efficiency Chiller Motors
772 | 7 | High Efficiency Chiller Motors
773 | 8 | High Efficiency Chiller Motors
774 | 9 | High Efficiency Chiller Motors
775 | 10 | High Efficiency Chiller Motors
776 | 11 | High Efficiency Chiller Motors
777 | 12 | High Efficiency Chiller Motors
778 | 13 | High Efficiency Chiller Motors
779 | 14 | High Efficiency Chiller Motors
780 | 15 | High Efficiency Chiller Motors
781 | 16 | High Efficiency Chiller Motors
782 | 1 | Hybrid Dessicant-DX System (Trane CDQ)
783 | 2 | Hybrid Dessicant-DX System (Trane CDQ)
784 | 3 | Hybrid Dessicant-DX System (Trane CDQ)
785 | 4 | Hybrid Dessicant-DX System (Trane CDQ)
786 | 5 | Hybrid Dessicant-DX System (Trane CDQ)
787 | 6 | Hybrid Dessicant-DX System (Trane CDQ)
788 | 7 | Hybrid Dessicant-DX System (Trane CDQ)
789 | 8 | Hybrid Dessicant-DX System (Trane CDQ)
790 | 9 | Hybrid Dessicant-DX System (Trane CDQ)
791 | 10 | Hybrid Dessicant-DX System (Trane CDQ)
792 | 11 | Hybrid Dessicant-DX System (Trane CDQ)
793 | 12 | Hybrid Dessicant-DX System (Trane CDQ)
794 | 13 | Hybrid Dessicant-DX System (Trane CDQ)
795 | 14 | Hybrid Dessicant-DX System (Trane CDQ)
796 | 15 | Hybrid Dessicant-DX System (Trane CDQ)
797 | 16 | Hybrid Dessicant-DX System (Trane CDQ)
798 | 10 | Intelligent extruder (DOE)
799 | 1 | LED Linear Tube 22 W
800 | 3 | LED Linear Tube 22 W
801 | 4 | LED Linear Tube 22 W
802 | 5 | LED Linear Tube 22 W
803 | 6 | LED Linear Tube 22 W
804 | 7 | LED Linear Tube 22 W
805 | 8 | LED Linear Tube 22 W
806 | 9 | LED Linear Tube 22 W
807 | 10 | LED Linear Tube 22 W
808 | 11 | LED Linear Tube 22 W
809 | 13 | LED Linear Tube 22 W
810 | 14 | LED Linear Tube 22 W
811 | 15 | LED Linear Tube 22 W
812 | 16 | LED Linear Tube 22 W
813 | 5 | Light cylinders
814 | 13 | Machinery
815 | 15 | Machinery
816 | 1 | Occupancy Sensor
817 | 2 | Occupancy Sensor
818 | 3 | Occupancy Sensor
819 | 4 | Occupancy Sensor
820 | 6 | Occupancy Sensor
821 | 7 | Occupancy Sensor
822 | 8 | Occupancy Sensor
823 | 9 | Occupancy Sensor
824 | 10 | Occupancy Sensor
825 | 11 | Occupancy Sensor
826 | 12 | Occupancy Sensor
827 | 13 | Occupancy Sensor
828 | 14 | Occupancy Sensor
829 | 15 | Occupancy Sensor
830 | 16 | Occupancy Sensor
831 | 4 | Optimization control PM
832 | 1 | Optimize Controls
833 | 2 | Optimize Controls
834 | 3 | Optimize Controls
835 | 4 | Optimize Controls
836 | 5 | Optimize Controls
837 | 6 | Optimize Controls
838 | 7 | Optimize Controls
839 | 8 | Optimize Controls
840 | 9 | Optimize Controls
841 | 10 | Optimize Controls
842 | 11 | Optimize Controls
843 | 12 | Optimize Controls
844 | 13 | Optimize Controls
845 | 14 | Optimize Controls
846 | 15 | Optimize Controls
847 | 16 | Optimize Controls
848 | 6 | Other Process Controls (batch + site)
849 | 7 | Power recovery
850 | 7 | Power recovery
851 | 7 | Power recovery
852 | 7 | Power recovery
853 | 1 | Premium T8, Elecctronic Ballast
854 | 2 | Premium T8, Elecctronic Ballast
855 | 3 | Premium T8, Elecctronic Ballast
856 | 4 | Premium T8, Elecctronic Ballast
857 | 6 | Premium T8, Elecctronic Ballast
858 | 7 | Premium T8, Elecctronic Ballast
859 | 8 | Premium T8, Elecctronic Ballast
860 | 9 | Premium T8, Elecctronic Ballast
861 | 10 | Premium T8, Elecctronic Ballast
862 | 11 | Premium T8, Elecctronic Ballast
863 | 12 | Premium T8, Elecctronic Ballast
864 | 13 | Premium T8, Elecctronic Ballast
865 | 14 | Premium T8, Elecctronic Ballast
866 | 15 | Premium T8, Elecctronic Ballast
867 | 16 | Premium T8, Elecctronic Ballast
868 | 9 | Process control
869 | 16 | Process control
870 | 6 | Process Drives - ASD
871 | 16 | Process Drives - ASD
872 | 1 | Pumps - ASD (100+ hp)
873 | 2 | Pumps - ASD (100+ hp)
874 | 3 | Pumps - ASD (100+ hp)
875 | 4 | Pumps - ASD (100+ hp)
876 | 5 | Pumps - ASD (100+ hp)
877 | 6 | Pumps - ASD (100+ hp)
878 | 7 | Pumps - ASD (100+ hp)
879 | 8 | Pumps - ASD (100+ hp)
880 | 9 | Pumps - ASD (100+ hp)
881 | 10 | Pumps - ASD (100+ hp)
882 | 11 | Pumps - ASD (100+ hp)
883 | 12 | Pumps - ASD (100+ hp)
884 | 13 | Pumps - ASD (100+ hp)
885 | 14 | Pumps - ASD (100+ hp)
886 | 15 | Pumps - ASD (100+ hp)
887 | 16 | Pumps - ASD (100+ hp)
888 | 1 | Pumps - ASD (1-5 hp)
889 | 2 | Pumps - ASD (1-5 hp)
890 | 3 | Pumps - ASD (1-5 hp)
891 | 4 | Pumps - ASD (1-5 hp)
892 | 5 | Pumps - ASD (1-5 hp)
893 | 6 | Pumps - ASD (1-5 hp)
894 | 7 | Pumps - ASD (1-5 hp)
895 | 8 | Pumps - ASD (1-5 hp)
896 | 9 | Pumps - ASD (1-5 hp)
897 | 10 | Pumps - ASD (1-5 hp)
898 | 11 | Pumps - ASD (1-5 hp)
899 | 12 | Pumps - ASD (1-5 hp)
900 | 13 | Pumps - ASD (1-5 hp)
901 | 14 | Pumps - ASD (1-5 hp)
902 | 15 | Pumps - ASD (1-5 hp)
903 | 16 | Pumps - ASD (1-5 hp)
904 | 1 | Pumps - ASD (6-100 hp)
905 | 3 | Pumps - ASD (6-100 hp)
906 | 4 | Pumps - ASD (6-100 hp)
907 | 5 | Pumps - ASD (6-100 hp)
908 | 6 | Pumps - ASD (6-100 hp)
909 | 7 | Pumps - ASD (6-100 hp)
910 | 8 | Pumps - ASD (6-100 hp)
911 | 9 | Pumps - ASD (6-100 hp)
912 | 10 | Pumps - ASD (6-100 hp)
913 | 11 | Pumps - ASD (6-100 hp)
914 | 12 | Pumps - ASD (6-100 hp)
915 | 13 | Pumps - ASD (6-100 hp)
916 | 14 | Pumps - ASD (6-100 hp)
917 | 15 | Pumps - ASD (6-100 hp)
918 | 16 | Pumps - ASD (6-100 hp)
919 | 1 | Pumps - Motor practices-1 (100+ HP)
920 | 2 | Pumps - Motor practices-1 (100+ HP)
921 | 3 | Pumps - Motor practices-1 (100+ HP)
922 | 4 | Pumps - Motor practices-1 (100+ HP)
923 | 5 | Pumps - Motor practices-1 (100+ HP)
924 | 6 | Pumps - Motor practices-1 (100+ HP)
925 | 7 | Pumps - Motor practices-1 (100+ HP)
926 | 8 | Pumps - Motor practices-1 (100+ HP)
927 | 9 | Pumps - Motor practices-1 (100+ HP)
928 | 10 | Pumps - Motor practices-1 (100+ HP)
929 | 11 | Pumps - Motor practices-1 (100+ HP)
930 | 12 | Pumps - Motor practices-1 (100+ HP)
931 | 13 | Pumps - Motor practices-1 (100+ HP)
932 | 14 | Pumps - Motor practices-1 (100+ HP)
933 | 15 | Pumps - Motor practices-1 (100+ HP)
934 | 16 | Pumps - Motor practices-1 (100+ HP)
935 | 1 | Pumps - Motor practices-1 (1-5 HP)
936 | 2 | Pumps - Motor practices-1 (1-5 HP)
937 | 3 | Pumps - Motor practices-1 (1-5 HP)
938 | 4 | Pumps - Motor practices-1 (1-5 HP)
939 | 5 | Pumps - Motor practices-1 (1-5 HP)
940 | 6 | Pumps - Motor practices-1 (1-5 HP)
941 | 7 | Pumps - Motor practices-1 (1-5 HP)
942 | 8 | Pumps - Motor practices-1 (1-5 HP)
943 | 9 | Pumps - Motor practices-1 (1-5 HP)
944 | 10 | Pumps - Motor practices-1 (1-5 HP)
945 | 11 | Pumps - Motor practices-1 (1-5 HP)
946 | 12 | Pumps - Motor practices-1 (1-5 HP)
947 | 13 | Pumps - Motor practices-1 (1-5 HP)
948 | 14 | Pumps - Motor practices-1 (1-5 HP)
949 | 15 | Pumps - Motor practices-1 (1-5 HP)
950 | 16 | Pumps - Motor practices-1 (1-5 HP)
951 | 1 | Pumps - Motor practices-1 (6-100 HP)
952 | 2 | Pumps - Motor practices-1 (6-100 HP)
953 | 3 | Pumps - Motor practices-1 (6-100 HP)
954 | 4 | Pumps - Motor practices-1 (6-100 HP)
955 | 5 | Pumps - Motor practices-1 (6-100 HP)
956 | 6 | Pumps - Motor practices-1 (6-100 HP)
957 | 7 | Pumps - Motor practices-1 (6-100 HP)
958 | 8 | Pumps - Motor practices-1 (6-100 HP)
959 | 9 | Pumps - Motor practices-1 (6-100 HP)
960 | 10 | Pumps - Motor practices-1 (6-100 HP)
961 | 11 | Pumps - Motor practices-1 (6-100 HP)
962 | 12 | Pumps - Motor practices-1 (6-100 HP)
963 | 13 | Pumps - Motor practices-1 (6-100 HP)
964 | 14 | Pumps - Motor practices-1 (6-100 HP)
965 | 15 | Pumps - Motor practices-1 (6-100 HP)
966 | 16 | Pumps - Motor practices-1 (6-100 HP)
967 | 1 | Pumps - Replace 100+ HP motor
968 | 2 | Pumps - Replace 100+ HP motor
969 | 3 | Pumps - Replace 100+ HP motor
970 | 4 | Pumps - Replace 100+ HP motor
971 | 5 | Pumps - Replace 100+ HP motor
972 | 6 | Pumps - Replace 100+ HP motor
973 | 7 | Pumps - Replace 100+ HP motor
974 | 8 | Pumps - Replace 100+ HP motor
975 | 9 | Pumps - Replace 100+ HP motor
976 | 10 | Pumps - Replace 100+ HP motor
977 | 11 | Pumps - Replace 100+ HP motor
978 | 12 | Pumps - Replace 100+ HP motor
979 | 13 | Pumps - Replace 100+ HP motor
980 | 14 | Pumps - Replace 100+ HP motor
981 | 15 | Pumps - Replace 100+ HP motor
982 | 16 | Pumps - Replace 100+ HP motor
983 | 1 | Pumps - Replace 1-5 HP motor
984 | 2 | Pumps - Replace 1-5 HP motor
985 | 3 | Pumps - Replace 1-5 HP motor
986 | 4 | Pumps - Replace 1-5 HP motor
987 | 5 | Pumps - Replace 1-5 HP motor
988 | 6 | Pumps - Replace 1-5 HP motor
989 | 7 | Pumps - Replace 1-5 HP motor
990 | 8 | Pumps - Replace 1-5 HP motor
991 | 9 | Pumps - Replace 1-5 HP motor
992 | 10 | Pumps - Replace 1-5 HP motor
993 | 11 | Pumps - Replace 1-5 HP motor
994 | 12 | Pumps - Replace 1-5 HP motor
995 | 13 | Pumps - Replace 1-5 HP motor
996 | 14 | Pumps - Replace 1-5 HP motor
997 | 15 | Pumps - Replace 1-5 HP motor
998 | 16 | Pumps - Replace 1-5 HP motor
999 | 1 | Pumps - Replace 6-100 HP motor
1000 | 2 | Pumps - Replace 6-100 HP motor
1001 | 3 | Pumps - Replace 6-100 HP motor
1002 | 4 | Pumps - Replace 6-100 HP motor
1003 | 5 | Pumps - Replace 6-100 HP motor
1004 | 6 | Pumps - Replace 6-100 HP motor
1005 | 7 | Pumps - Replace 6-100 HP motor
1006 | 8 | Pumps - Replace 6-100 HP motor
1007 | 9 | Pumps - Replace 6-100 HP motor
1008 | 10 | Pumps - Replace 6-100 HP motor
1009 | 11 | Pumps - Replace 6-100 HP motor
1010 | 12 | Pumps - Replace 6-100 HP motor
1011 | 13 | Pumps - Replace 6-100 HP motor
1012 | 14 | Pumps - Replace 6-100 HP motor
1013 | 15 | Pumps - Replace 6-100 HP motor
1014 | 16 | Pumps - Replace 6-100 HP motor
1015 | 7 | Refinery Controls
1016 | 7 | Refinery Controls
1017 | 7 | Refinery Controls
1018 | 7 | Refinery Controls
1019 | 1 | Replace V-belts
1020 | 2 | Replace V-belts
1021 | 3 | Replace V-Belts
1022 | 3 | Replace V-belts
1023 | 4 | Replace V-belts
1024 | 5 | Replace V-belts
1025 | 7 | Replace V-belts
1026 | 8 | Replace V-belts
1027 | 9 | Replace V-belts
1028 | 10 | Replace V-belts
1029 | 11 | Replace V-belts
1030 | 12 | Replace V-belts
1031 | 13 | Replace V-belts
1032 | 14 | Replace V-belts
1033 | 15 | Replace V-belts
1034 | 16 | Replace V-belts
1035 | 1 | Roof Insulation
1036 | 2 | Roof Insulation
1037 | 3 | Roof Insulation
1038 | 4 | Roof Insulation
1039 | 5 | Roof Insulation
1040 | 6 | Roof Insulation
1041 | 7 | Roof Insulation
1042 | 8 | Roof Insulation
1043 | 9 | Roof Insulation
1044 | 10 | Roof Insulation
1045 | 11 | Roof Insulation
1046 | 12 | Roof Insulation
1047 | 13 | Roof Insulation
1048 | 14 | Roof Insulation
1049 | 15 | Roof Insulation
1050 | 16 | Roof Insulation
1051 | 1 | Roof Insulation - Chiller
1052 | 2 | Roof Insulation - Chiller
1053 | 3 | Roof Insulation - Chiller
1054 | 4 | Roof Insulation - Chiller
1055 | 5 | Roof Insulation - Chiller
1056 | 6 | Roof Insulation - Chiller
1057 | 7 | Roof Insulation - Chiller
1058 | 8 | Roof Insulation - Chiller
1059 | 9 | Roof Insulation - Chiller
1060 | 10 | Roof Insulation - Chiller
1061 | 11 | Roof Insulation - Chiller
1062 | 12 | Roof Insulation - Chiller
1063 | 13 | Roof Insulation - Chiller
1064 | 14 | Roof Insulation - Chiller
1065 | 15 | Roof Insulation - Chiller
1066 | 16 | Roof Insulation - Chiller
1067 | 9 | Top-heating (glass)
1068 | 1 | VSD for Chiller Pumps and Towers
1069 | 2 | VSD for Chiller Pumps and Towers
1070 | 3 | VSD for Chiller Pumps and Towers
1071 | 4 | VSD for Chiller Pumps and Towers
1072 | 5 | VSD for Chiller Pumps and Towers
1073 | 6 | VSD for Chiller Pumps and Towers
1074 | 7 | VSD for Chiller Pumps and Towers
1075 | 8 | VSD for Chiller Pumps and Towers
1076 | 9 | VSD for Chiller Pumps and Towers
1077 | 10 | VSD for Chiller Pumps and Towers
1078 | 11 | VSD for Chiller Pumps and Towers
1079 | 12 | VSD for Chiller Pumps and Towers
1080 | 13 | VSD for Chiller Pumps and Towers
1081 | 14 | VSD for Chiller Pumps and Towers
1082 | 15 | VSD for Chiller Pumps and Towers
1083 | 16 | VSD for Chiller Pumps and Towers
1084 | 1 | Window Film (Standard)
1085 | 2 | Window Film (Standard)
1086 | 3 | Window Film (Standard)
1087 | 4 | Window Film (Standard)
1088 | 5 | Window Film (Standard)
1089 | 6 | Window Film (Standard)
1090 | 7 | Window Film (Standard)
1091 | 8 | Window Film (Standard)
1092 | 9 | Window Film (Standard)
1093 | 10 | Window Film (Standard)
1094 | 11 | Window Film (Standard)
1095 | 12 | Window Film (Standard)
1096 | 13 | Window Film (Standard)
1097 | 14 | Window Film (Standard)
1098 | 15 | Window Film (Standard)
1099 | 16 | Window Film (Standard)
1100 | 1 | Window Film (Standard) - Chiller
1101 | 2 | Window Film (Standard) - Chiller
1102 | 3 | Window Film (Standard) - Chiller
1103 | 4 | Window Film (Standard) - Chiller
1104 | 5 | Window Film (Standard) - Chiller
1105 | 6 | Window Film (Standard) - Chiller
1106 | 7 | Window Film (Standard) - Chiller
1107 | 8 | Window Film (Standard) - Chiller
1108 | 9 | Window Film (Standard) - Chiller
1109 | 10 | Window Film (Standard) - Chiller
1110 | 11 | Window Film (Standard) - Chiller
1111 | 12 | Window Film (Standard) - Chiller
1112 | 13 | Window Film (Standard) - Chiller
1113 | 14 | Window Film (Standard) - Chiller
1114 | 15 | Window Film (Standard) - Chiller
1115 | 16 | Window Film (Standard) - Chiller

## 5 Eco Pot RIM Lt Rev Ad Pass
Economic Potential Lost Revenues, Admin. Costs (RIM)
Remaining Measures Passing
Residential
# | Building Segment | Measure Name
1 | 1 | 14 SEER Split-System Heat Pump
2 | 3 | 14 SEER Split-System Heat Pump
3 | 1 | 15 SEER Split-System Heat Pump
4 | 2 | 15 SEER Split-System Heat Pump
5 | 3 | 15 SEER Split-System Heat Pump
6 | 1 | 17 SEER Split-System Air Conditioner
7 | 1 | 17 SEER Split-System Heat Pump
8 | 1 | 17 SEER Split-System Heat Pump
9 | 2 | 17 SEER Split-System Heat Pump
10 | 3 | 17 SEER Split-System Heat Pump
11 | 1 | 19 SEER Split-System Air Conditioner
12 | 3 | 19 SEER Split-System Air Conditioner
13 | 1 | Ceiling R-0 to R-19 Insulation
14 | 1 | Ceiling R-0 to R-19 Insulation
15 | 3 | Ceiling R-0 to R-19 Insulation
16 | 1 | Electronically Commutated Motors (ECM) on an Air Handler Unit
17 | 1 | Radient Barrier
18 | 1 | Radient Barrier
19 | 1 | Sealed Attic w/Sprayed Foam Insulated Roof Deck
20 | 3 | Sealed Attic w/Sprayed Foam Insulated Roof Deck
21 | 1 | Sealed Attics
22 | 2 | Sealed Attics
23 | 3 | Sealed Attics
24 | 1 | Single Pane Clear Windows to Double Pane Low-E Windows
Remaining Measures Passing
Commercial
# | Building Segment | Measure Name
1 | 1 | Aerosole Duct Sealing
2 | 1 | Aerosole Duct Sealing
3 | 1 | Aerosole Duct Sealing
4 | 2 | Aerosole Duct Sealing
5 | 2 | Aerosole Duct Sealing
6 | 2 | Aerosole Duct Sealing
7 | 3 | Aerosole Duct Sealing
8 | 3 | Aerosole Duct Sealing
9 | 3 | Aerosole Duct Sealing
10 | 4 | Aerosole Duct Sealing
11 | 4 | Aerosole Duct Sealing
12 | 4 | Aerosole Duct Sealing
13 | 5 | Aerosole Duct Sealing
14 | 5 | Aerosole Duct Sealing
15 | 5 | Aerosole Duct Sealing
16 | 6 | Aerosole Duct Sealing
17 | 6 | Aerosole Duct Sealing
18 | 7 | Aerosole Duct Sealing
19 | 7 | Aerosole Duct Sealing
20 | 7 | Aerosole Duct Sealing
21 | 8 | Aerosole Duct Sealing
22 | 8 | Aerosole Duct Sealing
23 | 8 | Aerosole Duct Sealing
24 | 10 | Aerosole Duct Sealing
25 | 10 | Aerosole Duct Sealing
26 | 10 | Aerosole Duct Sealing
27 | 11 | Aerosole Duct Sealing
28 | 11 | Aerosole Duct Sealing
29 | 4 | Anti-sweat (humidistat) controls
30 | 1 | Ceiling Insulation
31 | 1 | Ceiling Insulation
32 | 1 | Ceiling Insulation
33 | 2 | Ceiling Insulation
34 | 2 | Ceiling Insulation
35 | 2 | Ceiling Insulation
36 | 3 | Ceiling Insulation
37 | 3 | Ceiling Insulation
38 | 3 | Ceiling Insulation
39 | 4 | Ceiling Insulation
40 | 4 | Ceiling Insulation
41 | 4 | Ceiling Insulation
42 | 5 | Ceiling Insulation
43 | 5 | Ceiling Insulation
44 | 5 | Ceiling Insulation
45 | 6 | Ceiling Insulation
46 | 6 | Ceiling Insulation
47 | 6 | Ceiling Insulation
48 | 7 | Ceiling Insulation
49 | 7 | Ceiling Insulation
50 | 7 | Ceiling Insulation
51 | 8 | Ceiling Insulation
52 | 8 | Ceiling Insulation
53 | 8 | Ceiling Insulation
54 | 9 | Ceiling Insulation
55 | 9 | Ceiling Insulation
56 | 9 | Ceiling Insulation
57 | 10 | Ceiling Insulation
58 | 10 | Ceiling Insulation
59 | 10 | Ceiling Insulation
60 | 11 | Ceiling Insulation
61 | 11 | Ceiling Insulation
62 | 11 | Ceiling Insulation
63 | 1 | Centrifugal Chiller, 0.51 kW/ton, 500 tons
64 | 2 | Centrifugal Chiller, 0.51 kW/ton, 500 tons
65 | 3 | Centrifugal Chiller, 0.51 kW/ton, 500 tons
66 | 4 | Centrifugal Chiller, 0.51 kW/ton, 500 tons
67 | 5 | Centrifugal Chiller, 0.51 kW/ton, 500 tons
68 | 6 | Centrifugal Chiller, 0.51 kW/ton, 500 tons
69 | 7 | Centrifugal Chiller, 0.51 kW/ton, 500 tons
70 | 8 | Centrifugal Chiller, 0.51 kW/ton, 500 tons
71 | 10 | Centrifugal Chiller, 0.51 kW/ton, 500 tons
72 | 11 | Centrifugal Chiller, 0.51 kW/ton, 500 tons
73 | 1 | CFL Hardwired, Modular 18W
74 | 2 | CFL Hardwired, Modular 18W
75 | 3 | CFL Hardwired, Modular 18W
76 | 4 | CFL Hardwired, Modular 18W
77 | 5 | CFL Hardwired, Modular 18W
78 | 6 | CFL Hardwired, Modular 18W
79 | 7 | CFL Hardwired, Modular 18W
80 | 8 | CFL Hardwired, Modular 18W
81 | 9 | CFL Hardwired, Modular 18W
82 | 10 | CFL Hardwired, Modular 18W
83 | 11 | CFL Hardwired, Modular 18W
84 | 1 | CFL Screw-in 18W
85 | 2 | CFL Screw-in 18W
86 | 3 | CFL Screw-in 18W
87 | 4 | CFL Screw-in 18W
88 | 5 | CFL Screw-in 18W
89 | 6 | CFL Screw-in 18W
90 | 7 | CFL Screw-in 18W
91 | 8 | CFL Screw-in 18W
92 | 9 | CFL Screw-in 18W
93 | 10 | CFL Screw-in 18W
94 | 11 | CFL Screw-in 18W
95 | 1 | Chiller Tune Up/Diagnostics
96 | 2 | Chiller Tune Up/Diagnostics
97 | 3 | Chiller Tune Up/Diagnostics
98 | 4 | Chiller Tune Up/Diagnostics
99 | 5 | Chiller Tune Up/Diagnostics
100 | 6 | Chiller Tune Up/Diagnostics
101 | 7 | Chiller Tune Up/Diagnostics
102 | 8 | Chiller Tune Up/Diagnostics
103 | 10 | Chiller Tune Up/Diagnostics
104 | 4 | Compressor VSD retrofit
105 | 1 | Continuous Dimming
106 | 2 | Continuous Dimming
107 | 3 | Continuous Dimming
108 | 4 | Continuous Dimming
109 | 5 | Continuous Dimming
110 | 6 | Continuous Dimming
111 | 7 | Continuous Dimming
112 | 8 | Continuous Dimming
113 | 9 | Continuous Dimming
114 | 10 | Continuous Dimming
115 | 11 | Continuous Dimming
116 | 1 | Cool Roof - Chiller
117 | 2 | Cool Roof - Chiller
118 | 3 | Cool Roof - Chiller
119 | 4 | Cool Roof - Chiller
120 | 5 | Cool Roof - Chiller
121 | 6 | Cool Roof - Chiller
122 | 7 | Cool Roof - Chiller
123 | 8 | Cool Roof - Chiller
124 | 9 | Cool Roof - Chiller
125 | 10 | Cool Roof - Chiller
126 | 11 | Cool Roof - Chiller
127 | 1 | Cool Roof - DX
128 | 1 | Cool Roof - DX
129 | 2 | Cool Roof - DX
130 | 2 | Cool Roof - DX
131 | 3 | Cool Roof - DX
132 | 3 | Cool Roof - DX
133 | 4 | Cool Roof - DX
134 | 4 | Cool Roof - DX
135 | 5 | Cool Roof - DX
136 | 5 | Cool Roof - DX
137 | 6 | Cool Roof - DX
138 | 6 | Cool Roof - DX
139 | 7 | Cool Roof - DX
140 | 7 | Cool Roof - DX
141 | 8 | Cool Roof - DX
142 | 8 | Cool Roof - DX
143 | 9 | Cool Roof - DX
144 | 9 | Cool Roof - DX
145 | 10 | Cool Roof - DX
146 | 10 | Cool Roof - DX
147 | 11 | Cool Roof - DX
148 | 11 | Cool Roof - DX
149 | 1 | Dehumidification hybrid desiccant heat pump
150 | 3 | Dehumidification hybrid desiccant heat pump
151 | 5 | Dehumidification hybrid desiccant heat pump
152 | 6 | Dehumidification hybrid desiccant heat pump
153 | 7 | Dehumidification hybrid desiccant heat pump
154 | 8 | Dehumidification hybrid desiccant heat pump
155 | 10 | Dehumidification hybrid desiccant heat pump
156 | 11 | Dehumidification hybrid desiccant heat pump
157 | 1 | Demand Control Ventilation (DCV)
158 | 2 | Demand Control Ventilation (DCV)
159 | 3 | Demand Control Ventilation (DCV)
160 | 4 | Demand Control Ventilation (DCV)
161 | 5 | Demand Control Ventilation (DCV)
162 | 6 | Demand Control Ventilation (DCV)
163 | 7 | Demand Control Ventilation (DCV)
164 | 8 | Demand Control Ventilation (DCV)
165 | 9 | Demand Control Ventilation (DCV)
166 | 10 | Demand Control Ventilation (DCV)
167 | 11 | Demand Control Ventilation (DCV)
168 | 4 | Demand Defrost Electric
169 | 4 | Demand Hot Gas Defrost
170 | 2 | Duct/Pipe Insulation
171 | 7 | Duct/Pipe Insulation
172 | 7 | Duct/Pipe Insulation
173 | 1 | DX Coil Cleaning
174 | 2 | DX Coil Cleaning
175 | 3 | DX Coil Cleaning
176 | 4 | DX Coil Cleaning
177 | 5 | DX Coil Cleaning
178 | 6 | DX Coil Cleaning
179 | 7 | DX Coil Cleaning
180 | 8 | DX Coil Cleaning
181 | 10 | DX Coil Cleaning
182 | 2 | DX Packaged System, EER=10.9, 10 tons
183 | 4 | DX Packaged System, EER=10.9, 10 tons
184 | 7 | DX Packaged System, EER=10.9, 10 tons
185 | 8 | DX Packaged System, EER=10.9, 10 tons
186 | 1 | DX Tune Up/ Advanced Diagnostics
187 | 2 | DX Tune Up/ Advanced Diagnostics
188 | 3 | DX Tune Up/ Advanced Diagnostics
189 | 4 | DX Tune Up/ Advanced Diagnostics
190 | 5 | DX Tune Up/ Advanced Diagnostics
191 | 6 | DX Tune Up/ Advanced Diagnostics
192 | 7 | DX Tune Up/ Advanced Diagnostics
193 | 8 | DX Tune Up/ Advanced Diagnostics
194 | 10 | DX Tune Up/ Advanced Diagnostics
195 | 4 | Efficient compressor motor
196 | 2 | Efficient Fryer
197 | 7 | Electronically Commutated Motors (ECM) on an Air Handler Unit
198 | 8 | Electronically Commutated Motors (ECM) on an Air Handler Unit
199 | 1 | EMS - Chiller
200 | 2 | EMS - Chiller
201 | 3 | EMS - Chiller
202 | 4 | EMS - Chiller
203 | 5 | EMS - Chiller
204 | 6 | EMS - Chiller
205 | 7 | EMS - Chiller
206 | 8 | EMS - Chiller
207 | 10 | EMS - Chiller
208 | 1 | Energy Recovery Ventilation (ERV)
209 | 2 | Energy Recovery Ventilation (ERV)
210 | 3 | Energy Recovery Ventilation (ERV)
211 | 4 | Energy Recovery Ventilation (ERV)
212 | 5 | Energy Recovery Ventilation (ERV)
213 | 6 | Energy Recovery Ventilation (ERV)
214 | 7 | Energy Recovery Ventilation (ERV)
215 | 8 | Energy Recovery Ventilation (ERV)
216 | 9 | Energy Recovery Ventilation (ERV)
217 | 10 | Energy Recovery Ventilation (ERV)
218 | 11 | Energy Recovery Ventilation (ERV)
219 | 1 | Energy Star or Better Monitor
220 | 6 | Energy Star or Better Monitor
221 | 8 | Energy Star or Better Monitor
222 | 11 | Energy Star or Better Monitor
223 | 4 | Floating head pressure controls
224 | 4 | Freezer-Cooler Replacement Gaskets
225 | 1 | Geothermal Heat Pump, EER=13, 10 tons
226 | 1 | Geothermal Heat Pump, EER=13, 10 tons
227 | 2 | Geothermal Heat Pump, EER=13, 10 tons
228 | 2 | Geothermal Heat Pump, EER=13, 10 tons
229 | 3 | Geothermal Heat Pump, EER=13, 10 tons
230 | 3 | Geothermal Heat Pump, EER=13, 10 tons
231 | 4 | Geothermal Heat Pump, EER=13, 10 tons
232 | 4 | Geothermal Heat Pump, EER=13, 10 tons
233 | 5 | Geothermal Heat Pump, EER=13, 10 tons
234 | 5 | Geothermal Heat Pump, EER=13, 10 tons
235 | 6 | Geothermal Heat Pump, EER=13, 10 tons
236 | 6 | Geothermal Heat Pump, EER=13, 10 tons
237 | 7 | Geothermal Heat Pump, EER=13, 10 tons
238 | 7 | Geothermal Heat Pump, EER=13, 10 tons
239 | 8 | Geothermal Heat Pump, EER=13, 10 tons
240 | 8 | Geothermal Heat Pump, EER=13, 10 tons
241 | 9 | Geothermal Heat Pump, EER=13, 10 tons
242 | 10 | Geothermal Heat Pump, EER=13, 10 tons
243 | 10 | Geothermal Heat Pump, EER=13, 10 tons
244 | 11 | Geothermal Heat Pump, EER=13, 10 tons
245 | 4 | Griddle
246 | 5 | Griddle
247 | 6 | Griddle
248 | 7 | Griddle
249 | 10 | Griddle
250 | 1 | HE PTAC, EER=9.6, 1 ton
251 | 2 | HE PTAC, EER=9.6, 1 ton
252 | 3 | HE PTAC, EER=9.6, 1 ton
253 | 4 | HE PTAC, EER=9.6, 1 ton
254 | 5 | HE PTAC, EER=9.6, 1 ton
255 | 6 | HE PTAC, EER=9.6, 1 ton
256 | 7 | HE PTAC, EER=9.6, 1 ton
257 | 8 | HE PTAC, EER=9.6, 1 ton
258 | 10 | HE PTAC, EER=9.6, 1 ton
259 | 11 | HE PTAC, EER=9.6, 1 ton
260 | 2 | Heat Pump Water Heater (air source)
261 | 5 | Heat Pump Water Heater (air source)
262 | 7 | Heat Pump Water Heater (air source)
263 | 10 | Heat Pump Water Heater (air source)
264 | 2 | Heat Recovery Unit
265 | 5 | Heat Recovery Unit
266 | 7 | Heat Recovery Unit
267 | 10 | Heat Recovery Unit
268 | 1 | High Bay T5
269 | 2 | High Bay T5
270 | 3 | High Bay T5
271 | 4 | High Bay T5
272 | 5 | High Bay T5
273 | 6 | High Bay T5
274 | 7 | High Bay T5
275 | 8 | High Bay T5
276 | 9 | High Bay T5
277 | 10 | High Bay T5
278 | 11 | High Bay T5
279 | 2 | High Efficiency Chiller Motors
280 | 7 | High Efficiency Chiller Motors
281 | 4 | High R-Value Glass Doors
282 | 4 | High-efficiency fan motors
283 | 4 | Holding Cabinet
284 | 5 | Holding Cabinet
285 | 6 | Holding Cabinet
286 | 7 | Holding Cabinet
287 | 10 | Holding Cabinet
288 | 1 | Hybrid Dessicant-DX System (Trane CDQ)
289 | 2 | Hybrid Dessicant-DX System (Trane CDQ)
290 | 3 | Hybrid Dessicant-DX System (Trane CDQ)
291 | 4 | Hybrid Dessicant-DX System (Trane CDQ)
292 | 5 | Hybrid Dessicant-DX System (Trane CDQ)
293 | 6 | Hybrid Dessicant-DX System (Trane CDQ)
294 | 7 | Hybrid Dessicant-DX System (Trane CDQ)
295 | 8 | Hybrid Dessicant-DX System (Trane CDQ)
296 | 10 | Hybrid Dessicant-DX System (Trane CDQ)
297 | 11 | Hybrid Dessicant-DX System (Trane CDQ)
298 | 3 | Lighting Control Tuneup
299 | 4 | Lighting Control Tuneup
300 | 4 | Lighting Control Tuneup
301 | 8 | Lighting Control Tuneup
302 | 8 | Lighting Control Tuneup
303 | 4 | Multiplex Compressor System
304 | 1 | Occupancy Sensor
305 | 1 | Occupancy Sensor
306 | 2 | Occupancy Sensor
307 | 2 | Occupancy Sensor
308 | 3 | Occupancy Sensor
309 | 3 | Occupancy Sensor
310 | 4 | Occupancy Sensor
311 | 4 | Occupancy Sensor
312 | 5 | Occupancy Sensor
313 | 5 | Occupancy Sensor
314 | 6 | Occupancy Sensor
315 | 6 | Occupancy Sensor
316 | 7 | Occupancy Sensor
317 | 7 | Occupancy Sensor
318 | 8 | Occupancy Sensor
319 | 8 | Occupancy Sensor
320 | 11 | Occupancy Sensor
321 | 11 | Occupancy Sensor
322 | 4 | Oversized Air Cooled Condenser
323 | 1 | Packaged HP System, EER=10.9, 10 tons
324 | 2 | Packaged HP System, EER=10.9, 10 tons
325 | 3 | Packaged HP System, EER=10.9, 10 tons
326 | 4 | Packaged HP System, EER=10.9, 10 tons
327 | 5 | Packaged HP System, EER=10.9, 10 tons
328 | 6 | Packaged HP System, EER=10.9, 10 tons
329 | 7 | Packaged HP System, EER=10.9, 10 tons
330 | 8 | Packaged HP System, EER=10.9, 10 tons
331 | 10 | Packaged HP System, EER=10.9, 10 tons
332 | 6 | PC Manual Power Management Enabling
333 | 6 | PC Network Power Management Enabling
334 | 1 | Premium T8, EB, Reflector
335 | 2 | Premium T8, EB, Reflector
336 | 3 | Premium T8, EB, Reflector
337 | 4 | Premium T8, EB, Reflector
338 | 5 | Premium T8, EB, Reflector
339 | 6 | Premium T8, EB, Reflector
340 | 7 | Premium T8, EB, Reflector
341 | 8 | Premium T8, EB, Reflector
342 | 9 | Premium T8, EB, Reflector
343 | 10 | Premium T8, EB, Reflector
344 | 11 | Premium T8, EB, Reflector
345 | 1 | Premium T8, Elecctronic Ballast
346 | 2 | Premium T8, Elecctronic Ballast
347 | 3 | Premium T8, Elecctronic Ballast
348 | 4 | Premium T8, Elecctronic Ballast
349 | 5 | Premium T8, Elecctronic Ballast
350 | 6 | Premium T8, Elecctronic Ballast
351 | 7 | Premium T8, Elecctronic Ballast
352 | 8 | Premium T8, Elecctronic Ballast
353 | 10 | Premium T8, Elecctronic Ballast
354 | 11 | Premium T8, Elecctronic Ballast
355 | 1 | PSMH, 250W, magnetic ballast
356 | 2 | PSMH, 250W, magnetic ballast
357 | 3 | PSMH, 250W, magnetic ballast
358 | 4 | PSMH, 250W, magnetic ballast
359 | 5 | PSMH, 250W, magnetic ballast
360 | 6 | PSMH, 250W, magnetic ballast
361 | 7 | PSMH, 250W, magnetic ballast
362 | 8 | PSMH, 250W, magnetic ballast
363 | 9 | PSMH, 250W, magnetic ballast
364 | 10 | PSMH, 250W, magnetic ballast
365 | 11 | PSMH, 250W, magnetic ballast
366 | 4 | Refrigeration Commissioning
367 | 1 | ROB Premium T8, 1EB
368 | 2 | ROB Premium T8, 1EB
369 | 3 | ROB Premium T8, 1EB
370 | 4 | ROB Premium T8, 1EB
371 | 5 | ROB Premium T8, 1EB
372 | 6 | ROB Premium T8, 1EB
373 | 7 | ROB Premium T8, 1EB
374 | 8 | ROB Premium T8, 1EB
375 | 1 | ROB Premium T8, EB, Reflector
376 | 2 | ROB Premium T8, EB, Reflector
377 | 3 | ROB Premium T8, EB, Reflector
378 | 4 | ROB Premium T8, EB, Reflector
379 | 5 | ROB Premium T8, EB, Reflector
380 | 6 | ROB Premium T8, EB, Reflector
381 | 7 | ROB Premium T8, EB, Reflector
382 | 8 | ROB Premium T8, EB, Reflector
383 | 9 | ROB Premium T8, EB, Reflector
384 | 10 | ROB Premium T8, EB, Reflector
385 | 11 | ROB Premium T8, EB, Reflector
386 | 1 | Roof Insulation
387 | 1 | Roof Insulation
388 | 1 | Roof Insulation
389 | 2 | Roof Insulation
390 | 2 | Roof Insulation
391 | 2 | Roof Insulation
392 | 3 | Roof Insulation
393 | 3 | Roof Insulation
394 | 3 | Roof Insulation
395 | 4 | Roof Insulation
396 | 4 | Roof Insulation
397 | 4 | Roof Insulation
398 | 5 | Roof Insulation
399 | 5 | Roof Insulation
400 | 5 | Roof Insulation
401 | 6 | Roof Insulation
402 | 6 | Roof Insulation
403 | 6 | Roof Insulation
404 | 7 | Roof Insulation
405 | 7 | Roof Insulation
406 | 7 | Roof Insulation
407 | 8 | Roof Insulation
408 | 8 | Roof Insulation
409 | 8 | Roof Insulation
410 | 9 | Roof Insulation
411 | 10 | Roof Insulation
412 | 10 | Roof Insulation
413 | 10 | Roof Insulation
414 | 11 | Roof Insulation
415 | 11 | Roof Insulation
416 | 11 | Roof Insulation
417 | 1 | Run Time Optimizer
418 | 2 | Run Time Optimizer
419 | 3 | Run Time Optimizer
420 | 4 | Run Time Optimizer
421 | 5 | Run Time Optimizer
422 | 6 | Run Time Optimizer
423 | 7 | Run Time Optimizer
424 | 8 | Run Time Optimizer
425 | 9 | Run Time Optimizer
426 | 10 | Run Time Optimizer
427 | 11 | Run Time Optimizer
428 | 2 | Separate Makeup Air / Exhaust Hoods AC
429 | 4 | Separate Makeup Air / Exhaust Hoods AC
430 | 2 | Server Virtualization
431 | 6 | Server Virtualization
432 | 11 | Server Virtualization
433 | 4 | Steamer
434 | 5 | Steamer
435 | 6 | Steamer
436 | 7 | Steamer
437 | 10 | Steamer
438 | 4 | Strip curtains for walk-ins
439 | 1 | Thermal Energy Storage (TES)
440 | 2 | Thermal Energy Storage (TES)
441 | 3 | Thermal Energy Storage (TES)
442 | 4 | Thermal Energy Storage (TES)
443 | 5 | Thermal Energy Storage (TES)
444 | 6 | Thermal Energy Storage (TES)
445 | 7 | Thermal Energy Storage (TES)
446 | 8 | Thermal Energy Storage (TES)
447 | 9 | Thermal Energy Storage (TES)
448 | 10 | Thermal Energy Storage (TES)
449 | 11 | Thermal Energy Storage (TES)
450 | 8 | Variable Speed Drive Control
451 | 1 | VSD for Chiller Pumps and Towers
452 | 2 | VSD for Chiller Pumps and Towers
453 | 3 | VSD for Chiller Pumps and Towers
454 | 4 | VSD for Chiller Pumps and Towers
455 | 5 | VSD for Chiller Pumps and Towers
456 | 7 | VSD for Chiller Pumps and Towers
457 | 8 | VSD for Chiller Pumps and Towers
458 | 10 | VSD for Chiller Pumps and Towers
459 | 1 | Window Film (Standard)
460 | 2 | Window Film (Standard)
461 | 2 | Window Film (Standard)
462 | 2 | Window Film (Standard)
463 | 3 | Window Film (Standard)
464 | 3 | Window Film (Standard)
465 | 4 | Window Film (Standard)
466 | 4 | Window Film (Standard)
467 | 4 | Window Film (Standard)
468 | 5 | Window Film (Standard)
469 | 7 | Window Film (Standard)
470 | 7 | Window Film (Standard)
471 | 7 | Window Film (Standard)
472 | 8 | Window Film (Standard)
473 | 8 | Window Film (Standard)
474 | 8 | Window Film (Standard)
475 | 10 | Window Film (Standard)
Remaining Measures Passing
Industrial
# | Building Segment | Measure Name
1 | 3 | Air conveying systems
2 | 1 | Bakery - Process
3 | 1 | CFL Hardwired, Modular 18W
4 | 2 | CFL Hardwired, Modular 18W
5 | 3 | CFL Hardwired, Modular 18W
6 | 4 | CFL Hardwired, Modular 18W
7 | 5 | CFL Hardwired, Modular 18W
8 | 8 | CFL Hardwired, Modular 18W
9 | 9 | CFL Hardwired, Modular 18W
10 | 10 | CFL Hardwired, Modular 18W
11 | 11 | CFL Hardwired, Modular 18W
12 | 12 | CFL Hardwired, Modular 18W
13 | 13 | CFL Hardwired, Modular 18W
14 | 14 | CFL Hardwired, Modular 18W
15 | 15 | CFL Hardwired, Modular 18W
16 | 16 | CFL Hardwired, Modular 18W
17 | 1 | CFL Screw-in 18W
18 | 2 | CFL Screw-in 18W
19 | 3 | CFL Screw-in 18W
20 | 4 | CFL Screw-in 18W
21 | 5 | CFL Screw-in 18W
22 | 6 | CFL Screw-in 18W
23 | 7 | CFL Screw-in 18W
24 | 8 | CFL Screw-in 18W
25 | 9 | CFL Screw-in 18W
26 | 10 | CFL Screw-in 18W
27 | 11 | CFL Screw-in 18W
28 | 12 | CFL Screw-in 18W
29 | 13 | CFL Screw-in 18W
30 | 14 | CFL Screw-in 18W
31 | 15 | CFL Screw-in 18W
32 | 16 | CFL Screw-in 18W
33 | 2 | Compressed Air - System Optimization
34 | 2 | Compressed Air-O&M
35 | 2 | Cool Roof - Chiller
36 | 1 | Dehumidification Hybrid Desiccant Heat Pump
37 | 2 | Dehumidification Hybrid Desiccant Heat Pump
38 | 3 | Dehumidification Hybrid Desiccant Heat Pump
39 | 4 | Dehumidification Hybrid Desiccant Heat Pump
40 | 5 | Dehumidification Hybrid Desiccant Heat Pump
41 | 6 | Dehumidification Hybrid Desiccant Heat Pump
42 | 7 | Dehumidification Hybrid Desiccant Heat Pump
43 | 8 | Dehumidification Hybrid Desiccant Heat Pump
44 | 9 | Dehumidification Hybrid Desiccant Heat Pump
45 | 10 | Dehumidification Hybrid Desiccant Heat Pump
46 | 11 | Dehumidification Hybrid Desiccant Heat Pump
47 | 12 | Dehumidification Hybrid Desiccant Heat Pump
48 | 13 | Dehumidification Hybrid Desiccant Heat Pump
49 | 14 | Dehumidification Hybrid Desiccant Heat Pump
50 | 15 | Dehumidification Hybrid Desiccant Heat Pump
51 | 16 | Dehumidification Hybrid Desiccant Heat Pump
52 | 8 | Direct drive Extruders
53 | 2 | Drying (UV/IR)
54 | 12 | Efficient Curing ovens
55 | 8 | Extruders/injection Moulding-multipump
56 | 2 | Fans - Controls
57 | 3 | Fans - Controls
58 | 8 | Fans - Controls
59 | 10 | Fans - Controls
60 | 11 | Fans - Controls
61 | 12 | Fans - Controls
62 | 14 | Fans - Controls
63 | 2 | Fans - System Optimization
64 | 3 | Heat Pumps - Drying
65 | 1 | High Bay T5
66 | 2 | High Bay T5
67 | 3 | High Bay T5
68 | 5 | High Bay T5
69 | 8 | High Bay T5
70 | 10 | High Bay T5
71 | 11 | High Bay T5
72 | 12 | High Bay T5
73 | 13 | High Bay T5
74 | 14 | High Bay T5
75 | 15 | High Bay T5
76 | 2 | Hybrid Dessicant-DX System (Trane CDQ)
77 | 12 | Hybrid Dessicant-DX System (Trane CDQ)
78 | 12 | New transformers welding
79 | 14 | New transformers welding
80 | 2 | O&M/drives spinning machines
81 | 1 | Optimization Refrigeration
82 | 2 | Premium T8, Elecctronic Ballast
83 | 12 | Premium T8, Elecctronic Ballast
84 | 1 | Pumps - Controls
85 | 2 | Pumps - Controls
86 | 3 | Pumps - Controls
87 | 8 | Pumps - Controls
88 | 10 | Pumps - Controls
89 | 11 | Pumps - Controls
90 | 12 | Pumps - Controls
91 | 14 | Pumps - Controls
92 | 2 | Pumps - Sizing
93 | 2 | Pumps - System Optimization
94 | 3 | Pumps - System Optimization
95 | 10 | Pumps - System Optimization
96 | 11 | Pumps - System Optimization
97 | 12 | Pumps - System Optimization
98 | 14 | Pumps - System Optimization
99 | 1 | Run Time Optimizer
100 | 2 | Run Time Optimizer
101 | 3 | Run Time Optimizer
102 | 4 | Run Time Optimizer
103 | 5 | Run Time Optimizer
104 | 6 | Run Time Optimizer
105 | 7 | Run Time Optimizer
106 | 8 | Run Time Optimizer
107 | 9 | Run Time Optimizer
108 | 10 | Run Time Optimizer
109 | 11 | Run Time Optimizer
110 | 12 | Run Time Optimizer
111 | 13 | Run Time Optimizer
112 | 14 | Run Time Optimizer
113 | 15 | Run Time Optimizer
114 | 16 | Run Time Optimizer

## 6 Eco Pot RIM Lt Rev Ad Fail
Economic Potential Lost Revenues, Adim. Costs (RIM)
Remaining Measures Failing
Residential
# | Building Segment | Measure Name
All Measures Evaluated for Lost Revenue and Admin. Costs Passed
Remaining Measures Failing
Commercial
# | Building Segment | Measure Name
All Measures Evaluated for Lost Revenue and Admin. Costs Passed
Remaining Measures Failing
Industrial
# | Building Segment | Measure Name
All Measures Evaluated for Lost Revenue and Admin. Costs Passed

## 7 Eco Pot TRC Mea Cost Ad Pass
Economic Potential Measure Cost, Admin. Cost TRC)
Remaining Measures Passing
Residential
# | Building Segment | Measure Name
1 | 1 | 14 SEER Split-System Heat Pump
2 | 2 | 14 SEER Split-System Heat Pump
3 | 3 | 14 SEER Split-System Heat Pump
4 | 1 | 15 SEER Split-System Heat Pump
5 | 2 | 15 SEER Split-System Heat Pump
6 | 3 | 15 SEER Split-System Heat Pump
7 | 1 | 17 SEER Split-System Heat Pump
8 | 3 | 17 SEER Split-System Heat Pump
9 | 1 | Ceiling R-0 to R-19 Insulation
10 | 1 | Ceiling R-0 to R-19 Insulation
11 | 3 | Ceiling R-0 to R-19 Insulation
12 | 1 | Duct Repair
13 | 1 | Electronically Commutated Motors (ECM) on an Air Handler Unit
14 | 3 | Electronically Commutated Motors (ECM) on an Air Handler Unit
15 | 1 | Freezer recycling
16 | 2 | Freezer recycling
17 | 3 | Freezer recycling
18 | 1 | Heat Pump Water Heater (EF=2.9)
19 | 1 | High Efficiency One Speed Pool Pump (1.5 hp)
20 | 2 | High Efficiency One Speed Pool Pump (1.5 hp)
21 | 3 | High Efficiency One Speed Pool Pump (1.5 hp)
22 | 1 | Proper Refrigerant Charging and Air Flow
23 | 1 | PV-Powered Pool Pumps
24 | 2 | PV-Powered Pool Pumps
25 | 3 | PV-Powered Pool Pumps
26 | 1 | Refrigerator recycling
27 | 2 | Refrigerator recycling
28 | 3 | Refrigerator recycling
29 | 1 | Sealed Attics
30 | 3 | Sealed Attics
31 | 1 | Two Speed Pool Pump (1.5 hp)
32 | 2 | Two Speed Pool Pump (1.5 hp)
33 | 3 | Two Speed Pool Pump (1.5 hp)
34 | 1 | Variable-Speed Pool Pump (<1 hp)
35 | 2 | Variable-Speed Pool Pump (<1 hp)
36 | 3 | Variable-Speed Pool Pump (<1 hp)
Remaining Measures Passing
Commercial
# | Building Segment | Measure Name
1 | 1 | 0.5 Faucet Aerator (DI) - Commercial Public Use
2 | 2 | 0.5 Faucet Aerator (DI) - Commercial Public Use
3 | 3 | 0.5 Faucet Aerator (DI) - Commercial Public Use
4 | 4 | 0.5 Faucet Aerator (DI) - Commercial Public Use
5 | 6 | 0.5 Faucet Aerator (DI) - Commercial Public Use
6 | 7 | 0.5 Faucet Aerator (DI) - Commercial Public Use
7 | 8 | 0.5 Faucet Aerator (DI) - Commercial Public Use
8 | 9 | 0.5 Faucet Aerator (DI) - Commercial Public Use
9 | 10 | 0.5 Faucet Aerator (DI) - Commercial Public Use
10 | 11 | 0.5 Faucet Aerator (DI) - Commercial Public Use
11 | 5 | 0.5 Faucet Aerator (DI) - Commercial School Use
12 | 1 | Aerosole Duct Sealing
13 | 1 | Aerosole Duct Sealing
14 | 1 | Aerosole Duct Sealing
15 | 2 | Aerosole Duct Sealing
16 | 2 | Aerosole Duct Sealing
17 | 2 | Aerosole Duct Sealing
18 | 3 | Aerosole Duct Sealing
19 | 3 | Aerosole Duct Sealing
20 | 3 | Aerosole Duct Sealing
21 | 4 | Aerosole Duct Sealing
22 | 4 | Aerosole Duct Sealing
23 | 4 | Aerosole Duct Sealing
24 | 5 | Aerosole Duct Sealing
25 | 5 | Aerosole Duct Sealing
26 | 5 | Aerosole Duct Sealing
27 | 6 | Aerosole Duct Sealing
28 | 6 | Aerosole Duct Sealing
29 | 6 | Aerosole Duct Sealing
30 | 7 | Aerosole Duct Sealing
31 | 7 | Aerosole Duct Sealing
32 | 7 | Aerosole Duct Sealing
33 | 8 | Aerosole Duct Sealing
34 | 8 | Aerosole Duct Sealing
35 | 8 | Aerosole Duct Sealing
36 | 9 | Aerosole Duct Sealing
37 | 9 | Aerosole Duct Sealing
38 | 10 | Aerosole Duct Sealing
39 | 10 | Aerosole Duct Sealing
40 | 10 | Aerosole Duct Sealing
41 | 11 | Aerosole Duct Sealing
42 | 11 | Aerosole Duct Sealing
43 | 11 | Aerosole Duct Sealing
44 | 1 | Air Handler Optimization
45 | 2 | Air Handler Optimization
46 | 3 | Air Handler Optimization
47 | 4 | Air Handler Optimization
48 | 5 | Air Handler Optimization
49 | 6 | Air Handler Optimization
50 | 7 | Air Handler Optimization
51 | 8 | Air Handler Optimization
52 | 10 | Air Handler Optimization
53 | 4 | Anti-sweat (humidistat) controls
54 | 1 | Ceiling Insulation
55 | 1 | Ceiling Insulation
56 | 1 | Ceiling Insulation
57 | 2 | Ceiling Insulation
58 | 2 | Ceiling Insulation
59 | 2 | Ceiling Insulation
60 | 3 | Ceiling Insulation
61 | 3 | Ceiling Insulation
62 | 3 | Ceiling Insulation
63 | 4 | Ceiling Insulation
64 | 4 | Ceiling Insulation
65 | 4 | Ceiling Insulation
66 | 5 | Ceiling Insulation
67 | 5 | Ceiling Insulation
68 | 5 | Ceiling Insulation
69 | 6 | Ceiling Insulation
70 | 6 | Ceiling Insulation
71 | 6 | Ceiling Insulation
72 | 7 | Ceiling Insulation
73 | 7 | Ceiling Insulation
74 | 7 | Ceiling Insulation
75 | 8 | Ceiling Insulation
76 | 8 | Ceiling Insulation
77 | 8 | Ceiling Insulation
78 | 9 | Ceiling Insulation
79 | 9 | Ceiling Insulation
80 | 10 | Ceiling Insulation
81 | 10 | Ceiling Insulation
82 | 10 | Ceiling Insulation
83 | 11 | Ceiling Insulation
84 | 11 | Ceiling Insulation
85 | 11 | Ceiling Insulation
86 | 1 | Centrifugal Chiller, 0.51 kW/ton, 500 tons
87 | 2 | Centrifugal Chiller, 0.51 kW/ton, 500 tons
88 | 3 | Centrifugal Chiller, 0.51 kW/ton, 500 tons
89 | 4 | Centrifugal Chiller, 0.51 kW/ton, 500 tons
90 | 5 | Centrifugal Chiller, 0.51 kW/ton, 500 tons
91 | 6 | Centrifugal Chiller, 0.51 kW/ton, 500 tons
92 | 7 | Centrifugal Chiller, 0.51 kW/ton, 500 tons
93 | 8 | Centrifugal Chiller, 0.51 kW/ton, 500 tons
94 | 9 | Centrifugal Chiller, 0.51 kW/ton, 500 tons
95 | 10 | Centrifugal Chiller, 0.51 kW/ton, 500 tons
96 | 11 | Centrifugal Chiller, 0.51 kW/ton, 500 tons
97 | 1 | CFL Hardwired, Modular 18W
98 | 2 | CFL Hardwired, Modular 18W
99 | 3 | CFL Hardwired, Modular 18W
100 | 4 | CFL Hardwired, Modular 18W
101 | 5 | CFL Hardwired, Modular 18W
102 | 6 | CFL Hardwired, Modular 18W
103 | 7 | CFL Hardwired, Modular 18W
104 | 8 | CFL Hardwired, Modular 18W
105 | 9 | CFL Hardwired, Modular 18W
106 | 10 | CFL Hardwired, Modular 18W
107 | 11 | CFL Hardwired, Modular 18W
108 | 1 | CFL Screw-in 18W
109 | 2 | CFL Screw-in 18W
110 | 3 | CFL Screw-in 18W
111 | 4 | CFL Screw-in 18W
112 | 5 | CFL Screw-in 18W
113 | 6 | CFL Screw-in 18W
114 | 7 | CFL Screw-in 18W
115 | 8 | CFL Screw-in 18W
116 | 9 | CFL Screw-in 18W
117 | 10 | CFL Screw-in 18W
118 | 11 | CFL Screw-in 18W
119 | 1 | Chiller Tune Up/Diagnostics
120 | 2 | Chiller Tune Up/Diagnostics
121 | 3 | Chiller Tune Up/Diagnostics
122 | 4 | Chiller Tune Up/Diagnostics
123 | 5 | Chiller Tune Up/Diagnostics
124 | 6 | Chiller Tune Up/Diagnostics
125 | 7 | Chiller Tune Up/Diagnostics
126 | 8 | Chiller Tune Up/Diagnostics
127 | 10 | Chiller Tune Up/Diagnostics
128 | 11 | Chiller Tune Up/Diagnostics
129 | 4 | Compressor VSD retrofit
130 | 1 | Continuous Dimming
131 | 2 | Continuous Dimming
132 | 3 | Continuous Dimming
133 | 4 | Continuous Dimming
134 | 7 | Continuous Dimming
135 | 8 | Continuous Dimming
136 | 11 | Continuous Dimming
137 | 2 | Convection Oven
138 | 4 | Convection Oven
139 | 1 | Cool Roof - Chiller
140 | 2 | Cool Roof - Chiller
141 | 3 | Cool Roof - Chiller
142 | 4 | Cool Roof - Chiller
143 | 5 | Cool Roof - Chiller
144 | 6 | Cool Roof - Chiller
145 | 7 | Cool Roof - Chiller
146 | 8 | Cool Roof - Chiller
147 | 10 | Cool Roof - Chiller
148 | 11 | Cool Roof - Chiller
149 | 1 | Cool Roof - DX
150 | 1 | Cool Roof - DX
151 | 2 | Cool Roof - DX
152 | 2 | Cool Roof - DX
153 | 3 | Cool Roof - DX
154 | 3 | Cool Roof - DX
155 | 4 | Cool Roof - DX
156 | 4 | Cool Roof - DX
157 | 5 | Cool Roof - DX
158 | 5 | Cool Roof - DX
159 | 6 | Cool Roof - DX
160 | 6 | Cool Roof - DX
161 | 7 | Cool Roof - DX
162 | 7 | Cool Roof - DX
163 | 8 | Cool Roof - DX
164 | 8 | Cool Roof - DX
165 | 10 | Cool Roof - DX
166 | 10 | Cool Roof - DX
167 | 11 | Cool Roof - DX
168 | 11 | Cool Roof - DX
169 | 1 | Dehumidification hybrid desiccant heat pump
170 | 3 | Dehumidification hybrid desiccant heat pump
171 | 5 | Dehumidification hybrid desiccant heat pump
172 | 6 | Dehumidification hybrid desiccant heat pump
173 | 7 | Dehumidification hybrid desiccant heat pump
174 | 8 | Dehumidification hybrid desiccant heat pump
175 | 10 | Dehumidification hybrid desiccant heat pump
176 | 11 | Dehumidification hybrid desiccant heat pump
177 | 1 | Demand Control Ventilation (DCV)
178 | 2 | Demand Control Ventilation (DCV)
179 | 4 | Demand Control Ventilation (DCV)
180 | 5 | Demand Control Ventilation (DCV)
181 | 7 | Demand Control Ventilation (DCV)
182 | 8 | Demand Control Ventilation (DCV)
183 | 11 | Demand Control Ventilation (DCV)
184 | 7 | Demand controlled circulating systems
185 | 8 | Demand controlled circulating systems
186 | 4 | Demand Defrost Electric
187 | 4 | Demand Hot Gas Defrost
188 | 1 | DX Coil Cleaning
189 | 2 | DX Coil Cleaning
190 | 3 | DX Coil Cleaning
191 | 4 | DX Coil Cleaning
192 | 5 | DX Coil Cleaning
193 | 6 | DX Coil Cleaning
194 | 7 | DX Coil Cleaning
195 | 8 | DX Coil Cleaning
196 | 10 | DX Coil Cleaning
197 | 11 | DX Coil Cleaning
198 | 1 | DX Packaged System, EER=10.9, 10 tons
199 | 2 | DX Packaged System, EER=10.9, 10 tons
200 | 3 | DX Packaged System, EER=10.9, 10 tons
201 | 4 | DX Packaged System, EER=10.9, 10 tons
202 | 5 | DX Packaged System, EER=10.9, 10 tons
203 | 6 | DX Packaged System, EER=10.9, 10 tons
204 | 7 | DX Packaged System, EER=10.9, 10 tons
205 | 8 | DX Packaged System, EER=10.9, 10 tons
206 | 10 | DX Packaged System, EER=10.9, 10 tons
207 | 11 | DX Packaged System, EER=10.9, 10 tons
208 | 1 | DX Tune Up/ Advanced Diagnostics
209 | 2 | DX Tune Up/ Advanced Diagnostics
210 | 3 | DX Tune Up/ Advanced Diagnostics
211 | 4 | DX Tune Up/ Advanced Diagnostics
212 | 5 | DX Tune Up/ Advanced Diagnostics
213 | 6 | DX Tune Up/ Advanced Diagnostics
214 | 7 | DX Tune Up/ Advanced Diagnostics
215 | 8 | DX Tune Up/ Advanced Diagnostics
216 | 10 | DX Tune Up/ Advanced Diagnostics
217 | 11 | DX Tune Up/ Advanced Diagnostics
218 | 4 | Efficient compressor motor
219 | 1 | Electronically Commutated Motors (ECM) on an Air Handler Unit
220 | 2 | Electronically Commutated Motors (ECM) on an Air Handler Unit
221 | 3 | Electronically Commutated Motors (ECM) on an Air Handler Unit
222 | 4 | Electronically Commutated Motors (ECM) on an Air Handler Unit
223 | 5 | Electronically Commutated Motors (ECM) on an Air Handler Unit
224 | 6 | Electronically Commutated Motors (ECM) on an Air Handler Unit
225 | 7 | Electronically Commutated Motors (ECM) on an Air Handler Unit
226 | 8 | Electronically Commutated Motors (ECM) on an Air Handler Unit
227 | 10 | Electronically Commutated Motors (ECM) on an Air Handler Unit
228 | 11 | Electronically Commutated Motors (ECM) on an Air Handler Unit
229 | 1 | EMS - Chiller
230 | 2 | EMS - Chiller
231 | 3 | EMS - Chiller
232 | 4 | EMS - Chiller
233 | 5 | EMS - Chiller
234 | 6 | EMS - Chiller
235 | 7 | EMS - Chiller
236 | 8 | EMS - Chiller
237 | 10 | EMS - Chiller
238 | 11 | EMS - Chiller
239 | 1 | EMS Optimization
240 | 2 | EMS Optimization
241 | 3 | EMS Optimization
242 | 4 | EMS Optimization
243 | 5 | EMS Optimization
244 | 6 | EMS Optimization
245 | 7 | EMS Optimization
246 | 8 | EMS Optimization
247 | 10 | EMS Optimization
248 | 11 | EMS Optimization
249 | 1 | Energy Recovery Ventilation (ERV)
250 | 2 | Energy Recovery Ventilation (ERV)
251 | 3 | Energy Recovery Ventilation (ERV)
252 | 4 | Energy Recovery Ventilation (ERV)
253 | 5 | Energy Recovery Ventilation (ERV)
254 | 6 | Energy Recovery Ventilation (ERV)
255 | 7 | Energy Recovery Ventilation (ERV)
256 | 8 | Energy Recovery Ventilation (ERV)
257 | 9 | Energy Recovery Ventilation (ERV)
258 | 10 | Energy Recovery Ventilation (ERV)
259 | 11 | Energy Recovery Ventilation (ERV)
260 | 1 | Energy Star or Better Copier
261 | 1 | Energy Star or Better Monitor
262 | 2 | Energy Star or Better Monitor
263 | 3 | Energy Star or Better Monitor
264 | 5 | Energy Star or Better Monitor
265 | 6 | Energy Star or Better Monitor
266 | 7 | Energy Star or Better Monitor
267 | 8 | Energy Star or Better Monitor
268 | 9 | Energy Star or Better Monitor
269 | 11 | Energy Star or Better Monitor
270 | 4 | Evaporator fan controller for MT walk-ins
271 | 4 | Floating head pressure controls
272 | 4 | Freezer-Cooler Replacement Gaskets
273 | 1 | Geothermal Heat Pump, EER=13, 10 tons
274 | 2 | Geothermal Heat Pump, EER=13, 10 tons
275 | 2 | Geothermal Heat Pump, EER=13, 10 tons
276 | 3 | Geothermal Heat Pump, EER=13, 10 tons
277 | 4 | Geothermal Heat Pump, EER=13, 10 tons
278 | 5 | Geothermal Heat Pump, EER=13, 10 tons
279 | 6 | Geothermal Heat Pump, EER=13, 10 tons
280 | 7 | Geothermal Heat Pump, EER=13, 10 tons
281 | 7 | Geothermal Heat Pump, EER=13, 10 tons
282 | 8 | Geothermal Heat Pump, EER=13, 10 tons
283 | 10 | Geothermal Heat Pump, EER=13, 10 tons
284 | 11 | Geothermal Heat Pump, EER=13, 10 tons
285 | 4 | Griddle
286 | 5 | Griddle
287 | 6 | Griddle
288 | 7 | Griddle
289 | 10 | Griddle
290 | 1 | HE PTAC, EER=9.6, 1 ton
291 | 2 | HE PTAC, EER=9.6, 1 ton
292 | 3 | HE PTAC, EER=9.6, 1 ton
293 | 4 | HE PTAC, EER=9.6, 1 ton
294 | 5 | HE PTAC, EER=9.6, 1 ton
295 | 6 | HE PTAC, EER=9.6, 1 ton
296 | 7 | HE PTAC, EER=9.6, 1 ton
297 | 8 | HE PTAC, EER=9.6, 1 ton
298 | 9 | HE PTAC, EER=9.6, 1 ton
299 | 10 | HE PTAC, EER=9.6, 1 ton
300 | 11 | HE PTAC, EER=9.6, 1 ton
301 | 1 | Heat Pump Water Heater (air source)
302 | 2 | Heat Pump Water Heater (air source)
303 | 4 | Heat Pump Water Heater (air source)
304 | 5 | Heat Pump Water Heater (air source)
305 | 6 | Heat Pump Water Heater (air source)
306 | 7 | Heat Pump Water Heater (air source)
307 | 8 | Heat Pump Water Heater (air source)
308 | 10 | Heat Pump Water Heater (air source)
309 | 11 | Heat Pump Water Heater (air source)
310 | 1 | Heat Recovery Unit
311 | 2 | Heat Recovery Unit
312 | 4 | Heat Recovery Unit
313 | 5 | Heat Recovery Unit
314 | 6 | Heat Recovery Unit
315 | 7 | Heat Recovery Unit
316 | 8 | Heat Recovery Unit
317 | 10 | Heat Recovery Unit
318 | 11 | Heat Recovery Unit
319 | 2 | Heat Trap
320 | 5 | Heat Trap
321 | 7 | Heat Trap
322 | 8 | Heat Trap
323 | 10 | Heat Trap
324 | 1 | High Bay T5
325 | 2 | High Bay T5
326 | 3 | High Bay T5
327 | 4 | High Bay T5
328 | 5 | High Bay T5
329 | 6 | High Bay T5
330 | 7 | High Bay T5
331 | 8 | High Bay T5
332 | 9 | High Bay T5
333 | 10 | High Bay T5
334 | 11 | High Bay T5
335 | 1 | High Efficiency Chiller Motors
336 | 2 | High Efficiency Chiller Motors
337 | 3 | High Efficiency Chiller Motors
338 | 4 | High Efficiency Chiller Motors
339 | 5 | High Efficiency Chiller Motors
340 | 6 | High Efficiency Chiller Motors
341 | 7 | High Efficiency Chiller Motors
342 | 8 | High Efficiency Chiller Motors
343 | 10 | High Efficiency Chiller Motors
344 | 4 | High Pressure Sodium 250W Lamp
345 | 6 | High Pressure Sodium 250W Lamp
346 | 4 | High R-Value Glass Doors
347 | 4 | High-efficiency fan motors
348 | 4 | Holding Cabinet
349 | 5 | Holding Cabinet
350 | 6 | Holding Cabinet
351 | 7 | Holding Cabinet
352 | 10 | Holding Cabinet
353 | 1 | Hybrid Dessicant-DX System (Trane CDQ)
354 | 2 | Hybrid Dessicant-DX System (Trane CDQ)
355 | 3 | Hybrid Dessicant-DX System (Trane CDQ)
356 | 4 | Hybrid Dessicant-DX System (Trane CDQ)
357 | 5 | Hybrid Dessicant-DX System (Trane CDQ)
358 | 6 | Hybrid Dessicant-DX System (Trane CDQ)
359 | 7 | Hybrid Dessicant-DX System (Trane CDQ)
360 | 8 | Hybrid Dessicant-DX System (Trane CDQ)
361 | 9 | Hybrid Dessicant-DX System (Trane CDQ)
362 | 10 | Hybrid Dessicant-DX System (Trane CDQ)
363 | 11 | Hybrid Dessicant-DX System (Trane CDQ)
364 | 2 | Ice Machine
365 | 4 | Ice Machine
366 | 7 | Ice Machine
367 | 10 | Ice Machine
368 | 4 | LED Display Lighting
369 | 4 | LED High Bay 83W (400W equivalent)
370 | 9 | LED High Bay 83W (400W equivalent)
371 | 11 | LED High Bay 83W (400W equivalent)
372 | 1 | Lighting Control Tuneup
373 | 1 | Lighting Control Tuneup
374 | 2 | Lighting Control Tuneup
375 | 2 | Lighting Control Tuneup
376 | 3 | Lighting Control Tuneup
377 | 3 | Lighting Control Tuneup
378 | 4 | Lighting Control Tuneup
379 | 4 | Lighting Control Tuneup
380 | 5 | Lighting Control Tuneup
381 | 5 | Lighting Control Tuneup
382 | 6 | Lighting Control Tuneup
383 | 6 | Lighting Control Tuneup
384 | 7 | Lighting Control Tuneup
385 | 7 | Lighting Control Tuneup
386 | 8 | Lighting Control Tuneup
387 | 8 | Lighting Control Tuneup
388 | 10 | Lighting Control Tuneup
389 | 11 | Lighting Control Tuneup
390 | 11 | Lighting Control Tuneup
391 | 1 | Monitor Power Management Enabling
392 | 5 | Monitor Power Management Enabling
393 | 6 | Monitor Power Management Enabling
394 | 7 | Monitor Power Management Enabling
395 | 8 | Monitor Power Management Enabling
396 | 11 | Monitor Power Management Enabling
397 | 4 | Multiplex Compressor System
398 | 4 | Night covers for display cases
399 | 1 | Occupancy Sensor
400 | 1 | Occupancy Sensor
401 | 2 | Occupancy Sensor
402 | 2 | Occupancy Sensor
403 | 3 | Occupancy Sensor
404 | 3 | Occupancy Sensor
405 | 4 | Occupancy Sensor
406 | 4 | Occupancy Sensor
407 | 7 | Occupancy Sensor
408 | 7 | Occupancy Sensor
409 | 8 | Occupancy Sensor
410 | 8 | Occupancy Sensor
411 | 1 | Occupancy Sensor (hotels)
412 | 2 | Occupancy Sensor (hotels)
413 | 3 | Occupancy Sensor (hotels)
414 | 4 | Occupancy Sensor (hotels)
415 | 5 | Occupancy Sensor (hotels)
416 | 6 | Occupancy Sensor (hotels)
417 | 7 | Occupancy Sensor (hotels)
418 | 8 | Occupancy Sensor (hotels)
419 | 9 | Occupancy Sensor (hotels)
420 | 10 | Occupancy Sensor (hotels)
421 | 11 | Occupancy Sensor (hotels)
422 | 1 | Optimize Controls
423 | 2 | Optimize Controls
424 | 3 | Optimize Controls
425 | 4 | Optimize Controls
426 | 5 | Optimize Controls
427 | 6 | Optimize Controls
428 | 7 | Optimize Controls
429 | 8 | Optimize Controls
430 | 10 | Optimize Controls
431 | 11 | Optimize Controls
432 | 1 | Outdoor LED 104W
433 | 2 | Outdoor LED 104W
434 | 3 | Outdoor LED 104W
435 | 4 | Outdoor LED 104W
436 | 5 | Outdoor LED 104W
437 | 6 | Outdoor LED 104W
438 | 7 | Outdoor LED 104W
439 | 8 | Outdoor LED 104W
440 | 9 | Outdoor LED 104W
441 | 10 | Outdoor LED 104W
442 | 11 | Outdoor LED 104W
443 | 2 | Outdoor Lighting Controls (Photocell/Timeclock)
444 | 3 | Outdoor Lighting Controls (Photocell/Timeclock)
445 | 4 | Outdoor Lighting Controls (Photocell/Timeclock)
446 | 4 | Outdoor Lighting Controls (Photocell/Timeclock)
447 | 6 | Outdoor Lighting Controls (Photocell/Timeclock)
448 | 6 | Outdoor Lighting Controls (Photocell/Timeclock)
449 | 10 | Outdoor Lighting Controls (Photocell/Timeclock)
450 | 11 | Outdoor Lighting Controls (Photocell/Timeclock)
451 | 4 | Oversized Air Cooled Condenser
452 | 1 | Packaged HP System, EER=10.9, 10 tons
453 | 2 | Packaged HP System, EER=10.9, 10 tons
454 | 3 | Packaged HP System, EER=10.9, 10 tons
455 | 4 | Packaged HP System, EER=10.9, 10 tons
456 | 5 | Packaged HP System, EER=10.9, 10 tons
457 | 6 | Packaged HP System, EER=10.9, 10 tons
458 | 7 | Packaged HP System, EER=10.9, 10 tons
459 | 8 | Packaged HP System, EER=10.9, 10 tons
460 | 10 | Packaged HP System, EER=10.9, 10 tons
461 | 11 | Packaged HP System, EER=10.9, 10 tons
462 | 1 | PC Manual Power Management Enabling
463 | 5 | PC Manual Power Management Enabling
464 | 6 | PC Manual Power Management Enabling
465 | 7 | PC Manual Power Management Enabling
466 | 8 | PC Manual Power Management Enabling
467 | 11 | PC Manual Power Management Enabling
468 | 1 | PC Network Power Management Enabling
469 | 5 | PC Network Power Management Enabling
470 | 6 | PC Network Power Management Enabling
471 | 7 | PC Network Power Management Enabling
472 | 8 | PC Network Power Management Enabling
473 | 11 | PC Network Power Management Enabling
474 | 1 | Premium T8, EB, Reflector
475 | 2 | Premium T8, EB, Reflector
476 | 3 | Premium T8, EB, Reflector
477 | 4 | Premium T8, EB, Reflector
478 | 5 | Premium T8, EB, Reflector
479 | 6 | Premium T8, EB, Reflector
480 | 7 | Premium T8, EB, Reflector
481 | 8 | Premium T8, EB, Reflector
482 | 9 | Premium T8, EB, Reflector
483 | 10 | Premium T8, EB, Reflector
484 | 11 | Premium T8, EB, Reflector
485 | 1 | Premium T8, Elecctronic Ballast
486 | 2 | Premium T8, Elecctronic Ballast
487 | 3 | Premium T8, Elecctronic Ballast
488 | 4 | Premium T8, Elecctronic Ballast
489 | 7 | Premium T8, Elecctronic Ballast
490 | 8 | Premium T8, Elecctronic Ballast
491 | 1 | Printer Power Management Enabling
492 | 5 | Printer Power Management Enabling
493 | 6 | Printer Power Management Enabling
494 | 7 | Printer Power Management Enabling
495 | 8 | Printer Power Management Enabling
496 | 11 | Printer Power Management Enabling
497 | 1 | PSMH, 250W, magnetic ballast
498 | 2 | PSMH, 250W, magnetic ballast
499 | 3 | PSMH, 250W, magnetic ballast
500 | 4 | PSMH, 250W, magnetic ballast
501 | 5 | PSMH, 250W, magnetic ballast
502 | 6 | PSMH, 250W, magnetic ballast
503 | 7 | PSMH, 250W, magnetic ballast
504 | 8 | PSMH, 250W, magnetic ballast
505 | 9 | PSMH, 250W, magnetic ballast
506 | 10 | PSMH, 250W, magnetic ballast
507 | 11 | PSMH, 250W, magnetic ballast
508 | 4 | Refrigeration Commissioning
509 | 1 | ROB Premium T8, 1EB
510 | 2 | ROB Premium T8, 1EB
511 | 3 | ROB Premium T8, 1EB
512 | 4 | ROB Premium T8, 1EB
513 | 5 | ROB Premium T8, 1EB
514 | 6 | ROB Premium T8, 1EB
515 | 7 | ROB Premium T8, 1EB
516 | 8 | ROB Premium T8, 1EB
517 | 9 | ROB Premium T8, 1EB
518 | 10 | ROB Premium T8, 1EB
519 | 11 | ROB Premium T8, 1EB
520 | 1 | ROB Premium T8, EB, Reflector
521 | 2 | ROB Premium T8, EB, Reflector
522 | 3 | ROB Premium T8, EB, Reflector
523 | 4 | ROB Premium T8, EB, Reflector
524 | 5 | ROB Premium T8, EB, Reflector
525 | 6 | ROB Premium T8, EB, Reflector
526 | 7 | ROB Premium T8, EB, Reflector
527 | 8 | ROB Premium T8, EB, Reflector
528 | 9 | ROB Premium T8, EB, Reflector
529 | 10 | ROB Premium T8, EB, Reflector
530 | 11 | ROB Premium T8, EB, Reflector
531 | 1 | Roof Insulation
532 | 1 | Roof Insulation
533 | 1 | Roof Insulation
534 | 2 | Roof Insulation
535 | 2 | Roof Insulation
536 | 2 | Roof Insulation
537 | 3 | Roof Insulation
538 | 3 | Roof Insulation
539 | 3 | Roof Insulation
540 | 4 | Roof Insulation
541 | 4 | Roof Insulation
542 | 4 | Roof Insulation
543 | 5 | Roof Insulation
544 | 5 | Roof Insulation
545 | 5 | Roof Insulation
546 | 6 | Roof Insulation
547 | 6 | Roof Insulation
548 | 7 | Roof Insulation
549 | 7 | Roof Insulation
550 | 7 | Roof Insulation
551 | 8 | Roof Insulation
552 | 8 | Roof Insulation
553 | 8 | Roof Insulation
554 | 10 | Roof Insulation
555 | 10 | Roof Insulation
556 | 10 | Roof Insulation
557 | 11 | Roof Insulation
558 | 1 | Run Time Optimizer
559 | 2 | Run Time Optimizer
560 | 3 | Run Time Optimizer
561 | 4 | Run Time Optimizer
562 | 5 | Run Time Optimizer
563 | 6 | Run Time Optimizer
564 | 7 | Run Time Optimizer
565 | 8 | Run Time Optimizer
566 | 9 | Run Time Optimizer
567 | 10 | Run Time Optimizer
568 | 11 | Run Time Optimizer
569 | 2 | Separate Makeup Air / Exhaust Hoods AC
570 | 4 | Separate Makeup Air / Exhaust Hoods AC
571 | 2 | Server Virtualization
572 | 6 | Server Virtualization
573 | 11 | Server Virtualization
574 | 4 | Steamer
575 | 5 | Steamer
576 | 6 | Steamer
577 | 7 | Steamer
578 | 10 | Steamer
579 | 4 | Strip curtains for walk-ins
580 | 1 | Thermal Energy Storage (TES)
581 | 2 | Thermal Energy Storage (TES)
582 | 3 | Thermal Energy Storage (TES)
583 | 4 | Thermal Energy Storage (TES)
584 | 5 | Thermal Energy Storage (TES)
585 | 6 | Thermal Energy Storage (TES)
586 | 7 | Thermal Energy Storage (TES)
587 | 8 | Thermal Energy Storage (TES)
588 | 9 | Thermal Energy Storage (TES)
589 | 10 | Thermal Energy Storage (TES)
590 | 11 | Thermal Energy Storage (TES)
591 | 1 | Variable Speed Drive Control
592 | 2 | Variable Speed Drive Control
593 | 3 | Variable Speed Drive Control
594 | 4 | Variable Speed Drive Control
595 | 5 | Variable Speed Drive Control
596 | 6 | Variable Speed Drive Control
597 | 7 | Variable Speed Drive Control
598 | 8 | Variable Speed Drive Control
599 | 10 | Variable Speed Drive Control
600 | 11 | Variable Speed Drive Control
601 | 1 | Vending Misers (cooled machines only)
602 | 2 | Vending Misers (cooled machines only)
603 | 5 | Vending Misers (cooled machines only)
604 | 10 | Vending Misers (cooled machines only)
605 | 1 | VSD for Chiller Pumps and Towers
606 | 2 | VSD for Chiller Pumps and Towers
607 | 3 | VSD for Chiller Pumps and Towers
608 | 4 | VSD for Chiller Pumps and Towers
609 | 5 | VSD for Chiller Pumps and Towers
610 | 6 | VSD for Chiller Pumps and Towers
611 | 7 | VSD for Chiller Pumps and Towers
612 | 8 | VSD for Chiller Pumps and Towers
613 | 10 | VSD for Chiller Pumps and Towers
614 | 11 | VSD for Chiller Pumps and Towers
615 | 1 | Window Film (Standard)
616 | 1 | Window Film (Standard)
617 | 1 | Window Film (Standard)
618 | 2 | Window Film (Standard)
619 | 2 | Window Film (Standard)
620 | 2 | Window Film (Standard)
621 | 3 | Window Film (Standard)
622 | 3 | Window Film (Standard)
623 | 3 | Window Film (Standard)
624 | 4 | Window Film (Standard)
625 | 4 | Window Film (Standard)
626 | 4 | Window Film (Standard)
627 | 5 | Window Film (Standard)
628 | 5 | Window Film (Standard)
629 | 5 | Window Film (Standard)
630 | 6 | Window Film (Standard)
631 | 6 | Window Film (Standard)
632 | 7 | Window Film (Standard)
633 | 7 | Window Film (Standard)
634 | 7 | Window Film (Standard)
635 | 8 | Window Film (Standard)
636 | 8 | Window Film (Standard)
637 | 8 | Window Film (Standard)
638 | 10 | Window Film (Standard)
639 | 10 | Window Film (Standard)
640 | 10 | Window Film (Standard)
Remaining Measures Passing
Industrial
# | Building Segment | Measure Name
1 | 2 | Aerosole Duct Sealing
2 | 2 | Aerosole Duct Sealing - Chiller
3 | 12 | Aerosole Duct Sealing - Chiller
4 | 3 | Air conveying systems
5 | 1 | Bakery - Process
6 | 1 | Bakery - Process (Mixing) - O&M
7 | 5 | CFL Hardwired, Modular 18W
8 | 1 | CFL Screw-in 18W
9 | 2 | CFL Screw-in 18W
10 | 3 | CFL Screw-in 18W
11 | 4 | CFL Screw-in 18W
12 | 5 | CFL Screw-in 18W
13 | 6 | CFL Screw-in 18W
14 | 7 | CFL Screw-in 18W
15 | 8 | CFL Screw-in 18W
16 | 9 | CFL Screw-in 18W
17 | 10 | CFL Screw-in 18W
18 | 11 | CFL Screw-in 18W
19 | 12 | CFL Screw-in 18W
20 | 13 | CFL Screw-in 18W
21 | 14 | CFL Screw-in 18W
22 | 15 | CFL Screw-in 18W
23 | 16 | CFL Screw-in 18W
24 | 6 | Clean Room - Controls
25 | 13 | Clean Room - Controls
26 | 6 | Clean Room - New Designs
27 | 2 | Comp Air - ASD (6-100 hp)
28 | 1 | Compressed Air - Controls
29 | 2 | Compressed Air - Controls
30 | 3 | Compressed Air - Controls
31 | 4 | Compressed Air - Controls
32 | 5 | Compressed Air - Controls
33 | 6 | Compressed Air - Controls
34 | 7 | Compressed Air - Controls
35 | 8 | Compressed Air - Controls
36 | 9 | Compressed Air - Controls
37 | 10 | Compressed Air - Controls
38 | 11 | Compressed Air - Controls
39 | 12 | Compressed Air - Controls
40 | 13 | Compressed Air - Controls
41 | 14 | Compressed Air - Controls
42 | 15 | Compressed Air - Controls
43 | 16 | Compressed Air - Controls
44 | 1 | Compressed Air - System Optimization
45 | 2 | Compressed Air - System Optimization
46 | 3 | Compressed Air - System Optimization
47 | 4 | Compressed Air - System Optimization
48 | 5 | Compressed Air - System Optimization
49 | 6 | Compressed Air - System Optimization
50 | 7 | Compressed Air - System Optimization
51 | 8 | Compressed Air - System Optimization
52 | 9 | Compressed Air - System Optimization
53 | 10 | Compressed Air - System Optimization
54 | 11 | Compressed Air - System Optimization
55 | 12 | Compressed Air - System Optimization
56 | 13 | Compressed Air - System Optimization
57 | 14 | Compressed Air - System Optimization
58 | 15 | Compressed Air - System Optimization
59 | 16 | Compressed Air - System Optimization
60 | 1 | Compressed Air- Sizing
61 | 2 | Compressed Air- Sizing
62 | 3 | Compressed Air- Sizing
63 | 4 | Compressed Air- Sizing
64 | 5 | Compressed Air- Sizing
65 | 6 | Compressed Air- Sizing
66 | 7 | Compressed Air- Sizing
67 | 8 | Compressed Air- Sizing
68 | 9 | Compressed Air- Sizing
69 | 10 | Compressed Air- Sizing
70 | 11 | Compressed Air- Sizing
71 | 12 | Compressed Air- Sizing
72 | 13 | Compressed Air- Sizing
73 | 14 | Compressed Air- Sizing
74 | 15 | Compressed Air- Sizing
75 | 16 | Compressed Air- Sizing
76 | 1 | Compressed Air-O&M
77 | 2 | Compressed Air-O&M
78 | 3 | Compressed Air-O&M
79 | 4 | Compressed Air-O&M
80 | 5 | Compressed Air-O&M
81 | 6 | Compressed Air-O&M
82 | 7 | Compressed Air-O&M
83 | 8 | Compressed Air-O&M
84 | 9 | Compressed Air-O&M
85 | 10 | Compressed Air-O&M
86 | 11 | Compressed Air-O&M
87 | 12 | Compressed Air-O&M
88 | 13 | Compressed Air-O&M
89 | 14 | Compressed Air-O&M
90 | 15 | Compressed Air-O&M
91 | 16 | Compressed Air-O&M
92 | 1 | Dehumidification Hybrid Desiccant Heat Pump
93 | 2 | Dehumidification Hybrid Desiccant Heat Pump
94 | 3 | Dehumidification Hybrid Desiccant Heat Pump
95 | 4 | Dehumidification Hybrid Desiccant Heat Pump
96 | 5 | Dehumidification Hybrid Desiccant Heat Pump
97 | 6 | Dehumidification Hybrid Desiccant Heat Pump
98 | 7 | Dehumidification Hybrid Desiccant Heat Pump
99 | 8 | Dehumidification Hybrid Desiccant Heat Pump
100 | 9 | Dehumidification Hybrid Desiccant Heat Pump
101 | 10 | Dehumidification Hybrid Desiccant Heat Pump
102 | 11 | Dehumidification Hybrid Desiccant Heat Pump
103 | 12 | Dehumidification Hybrid Desiccant Heat Pump
104 | 13 | Dehumidification Hybrid Desiccant Heat Pump
105 | 14 | Dehumidification Hybrid Desiccant Heat Pump
106 | 15 | Dehumidification Hybrid Desiccant Heat Pump
107 | 16 | Dehumidification Hybrid Desiccant Heat Pump
108 | 8 | Direct drive Extruders
109 | 11 | Drives - Optimization process (M&T)
110 | 12 | Drives - Optimization process (M&T)
111 | 14 | Drives - Optimization process (M&T)
112 | 15 | Drives - Optimization process (M&T)
113 | 2 | Drying (UV/IR)
114 | 11 | Efficient Curing ovens
115 | 12 | Efficient Curing ovens
116 | 13 | Efficient Curing ovens
117 | 14 | Efficient Curing ovens
118 | 15 | Efficient Curing ovens
119 | 16 | Efficient Curing ovens
120 | 7 | Efficient desalter
121 | 10 | Efficient electric melting
122 | 5 | Efficient practices printing press
123 | 5 | Efficient Printing press (fewer cylinders)
124 | 13 | Efficient processes (welding, etc.)
125 | 1 | Efficient Refrigeration - Operations
126 | 8 | Extruders/injection Moulding-multipump
127 | 2 | Fans - ASD (6-100 hp)
128 | 1 | Fans - Controls
129 | 2 | Fans - Controls
130 | 3 | Fans - Controls
131 | 4 | Fans - Controls
132 | 5 | Fans - Controls
133 | 6 | Fans - Controls
134 | 7 | Fans - Controls
135 | 8 | Fans - Controls
136 | 9 | Fans - Controls
137 | 10 | Fans - Controls
138 | 11 | Fans - Controls
139 | 12 | Fans - Controls
140 | 13 | Fans - Controls
141 | 14 | Fans - Controls
142 | 15 | Fans - Controls
143 | 16 | Fans - Controls
144 | 1 | Fans - System Optimization
145 | 2 | Fans - System Optimization
146 | 3 | Fans - System Optimization
147 | 4 | Fans - System Optimization
148 | 5 | Fans - System Optimization
149 | 6 | Fans - System Optimization
150 | 7 | Fans - System Optimization
151 | 8 | Fans - System Optimization
152 | 9 | Fans - System Optimization
153 | 10 | Fans - System Optimization
154 | 11 | Fans - System Optimization
155 | 12 | Fans - System Optimization
156 | 13 | Fans - System Optimization
157 | 14 | Fans - System Optimization
158 | 15 | Fans - System Optimization
159 | 16 | Fans - System Optimization
160 | 2 | Fans- Improve components
161 | 4 | Gap Forming papermachine
162 | 3 | Heat Pumps - Drying
163 | 11 | Heating - Optimization process (M&T)
164 | 12 | Heating - Optimization process (M&T)
165 | 14 | Heating - Optimization process (M&T)
166 | 1 | High Bay T5
167 | 2 | High Bay T5
168 | 3 | High Bay T5
169 | 4 | High Bay T5
170 | 5 | High Bay T5
171 | 6 | High Bay T5
172 | 7 | High Bay T5
173 | 8 | High Bay T5
174 | 9 | High Bay T5
175 | 10 | High Bay T5
176 | 11 | High Bay T5
177 | 12 | High Bay T5
178 | 13 | High Bay T5
179 | 14 | High Bay T5
180 | 15 | High Bay T5
181 | 16 | High Bay T5
182 | 4 | High Consistency forming
183 | 8 | Injection Moulding - Direct drive
184 | 8 | Injection Moulding - Impulse Cooling
185 | 4 | LED High Bay 83 W
186 | 6 | LED High Bay 83 W
187 | 7 | LED High Bay 83 W
188 | 9 | LED High Bay 83 W
189 | 16 | LED High Bay 83 W
190 | 11 | Machinery
191 | 12 | Machinery
192 | 14 | Machinery
193 | 2 | Membranes for wastewater
194 | 10 | Near Net Shape Casting
195 | 11 | New transformers welding
196 | 12 | New transformers welding
197 | 14 | New transformers welding
198 | 15 | New transformers welding
199 | 8 | O&M - Extruders/Injection Moulding
200 | 2 | O&M/drives spinning machines
201 | 5 | Occupancy Sensor
202 | 1 | Optimization Refrigeration
203 | 3 | Optimize drying process
204 | 5 | Premium T8, Elecctronic Ballast
205 | 9 | Process optimization
206 | 2 | Pumps - ASD (6-100 hp)
207 | 1 | Pumps - Controls
208 | 2 | Pumps - Controls
209 | 3 | Pumps - Controls
210 | 4 | Pumps - Controls
211 | 5 | Pumps - Controls
212 | 6 | Pumps - Controls
213 | 7 | Pumps - Controls
214 | 8 | Pumps - Controls
215 | 9 | Pumps - Controls
216 | 10 | Pumps - Controls
217 | 11 | Pumps - Controls
218 | 12 | Pumps - Controls
219 | 13 | Pumps - Controls
220 | 14 | Pumps - Controls
221 | 15 | Pumps - Controls
222 | 16 | Pumps - Controls
223 | 1 | Pumps - O&M
224 | 2 | Pumps - O&M
225 | 3 | Pumps - O&M
226 | 4 | Pumps - O&M
227 | 5 | Pumps - O&M
228 | 6 | Pumps - O&M
229 | 7 | Pumps - O&M
230 | 8 | Pumps - O&M
231 | 9 | Pumps - O&M
232 | 10 | Pumps - O&M
233 | 11 | Pumps - O&M
234 | 12 | Pumps - O&M
235 | 13 | Pumps - O&M
236 | 14 | Pumps - O&M
237 | 15 | Pumps - O&M
238 | 16 | Pumps - O&M
239 | 1 | Pumps - Sizing
240 | 2 | Pumps - Sizing
241 | 3 | Pumps - Sizing
242 | 4 | Pumps - Sizing
243 | 5 | Pumps - Sizing
244 | 6 | Pumps - Sizing
245 | 7 | Pumps - Sizing
246 | 8 | Pumps - Sizing
247 | 9 | Pumps - Sizing
248 | 10 | Pumps - Sizing
249 | 11 | Pumps - Sizing
250 | 12 | Pumps - Sizing
251 | 13 | Pumps - Sizing
252 | 14 | Pumps - Sizing
253 | 15 | Pumps - Sizing
254 | 16 | Pumps - Sizing
255 | 1 | Pumps - System Optimization
256 | 2 | Pumps - System Optimization
257 | 3 | Pumps - System Optimization
258 | 4 | Pumps - System Optimization
259 | 5 | Pumps - System Optimization
260 | 6 | Pumps - System Optimization
261 | 7 | Pumps - System Optimization
262 | 8 | Pumps - System Optimization
263 | 9 | Pumps - System Optimization
264 | 10 | Pumps - System Optimization
265 | 11 | Pumps - System Optimization
266 | 12 | Pumps - System Optimization
267 | 13 | Pumps - System Optimization
268 | 14 | Pumps - System Optimization
269 | 15 | Pumps - System Optimization
270 | 16 | Pumps - System Optimization
271 | 1 | Run Time Optimizer
272 | 2 | Run Time Optimizer
273 | 3 | Run Time Optimizer
274 | 4 | Run Time Optimizer
275 | 5 | Run Time Optimizer
276 | 6 | Run Time Optimizer
277 | 7 | Run Time Optimizer
278 | 8 | Run Time Optimizer
279 | 9 | Run Time Optimizer
280 | 10 | Run Time Optimizer
281 | 11 | Run Time Optimizer
282 | 12 | Run Time Optimizer
283 | 13 | Run Time Optimizer
284 | 14 | Run Time Optimizer
285 | 15 | Run Time Optimizer
286 | 16 | Run Time Optimizer

## 8 Eco Pot TRC Meas Cost Ad Fail
Economic Potential Measure Cost, Admin. Cost (TRC)
Remaining Measures Failing
Residential
# | Building Segment | Measure Name
All Measures Evaluated for Measure Cost and Admin. Costs Passed
Remaining Measures Failing
Commercial
# | Building Segment | Measure Name
All Measures Evaluated for Measure Cost and Admin. Costs Passed
Remaining Measures Failing
Industrial
# | Building Segment | Measure Name
All Measures Evaluated for Measure Cost and Admin. Costs Passed

## 9 Eco Pot RIM 2 yr payback Pass
Two-Year Payback Screen (RIM)
Remaining Measures Passing
Residential
# | Building Segment | Measure Name
1 | 1 | 14 SEER Split-System Heat Pump
2 | 3 | 14 SEER Split-System Heat Pump
3 | 1 | 15 SEER Split-System Heat Pump
4 | 2 | 15 SEER Split-System Heat Pump
5 | 3 | 15 SEER Split-System Heat Pump
6 | 1 | 17 SEER Split-System Air Conditioner
7 | 1 | 17 SEER Split-System Heat Pump
8 | 1 | 17 SEER Split-System Heat Pump
9 | 2 | 17 SEER Split-System Heat Pump
10 | 3 | 17 SEER Split-System Heat Pump
11 | 1 | 19 SEER Split-System Air Conditioner
12 | 3 | 19 SEER Split-System Air Conditioner
13 | 1 | Ceiling R-0 to R-19 Insulation
14 | 1 | Ceiling R-0 to R-19 Insulation
15 | 3 | Ceiling R-0 to R-19 Insulation
16 | 1 | Electronically Commutated Motors (ECM) on an Air Handler Unit
17 | 1 | Radient Barrier
18 | 1 | Radient Barrier
19 | 1 | Sealed Attic w/Sprayed Foam Insulated Roof Deck
20 | 3 | Sealed Attic w/Sprayed Foam Insulated Roof Deck
21 | 1 | Sealed Attics
22 | 2 | Sealed Attics
23 | 3 | Sealed Attics
24 | 1 | Single Pane Clear Windows to Double Pane Low-E Windows
Remaining Measures Passing
Commercial
# | Building Segment | Measure Name
1 | 1 | Ceiling Insulation
2 | 1 | Ceiling Insulation
3 | 1 | Ceiling Insulation
4 | 3 | Ceiling Insulation
5 | 3 | Ceiling Insulation
6 | 3 | Ceiling Insulation
7 | 5 | Ceiling Insulation
8 | 5 | Ceiling Insulation
9 | 5 | Ceiling Insulation
10 | 6 | Ceiling Insulation
11 | 6 | Ceiling Insulation
12 | 6 | Ceiling Insulation
13 | 8 | Ceiling Insulation
14 | 9 | Ceiling Insulation
15 | 9 | Ceiling Insulation
16 | 9 | Ceiling Insulation
17 | 10 | Ceiling Insulation
18 | 11 | Ceiling Insulation
19 | 11 | Ceiling Insulation
20 | 11 | Ceiling Insulation
21 | 1 | Centrifugal Chiller, 0.51 kW/ton, 500 tons
22 | 2 | Centrifugal Chiller, 0.51 kW/ton, 500 tons
23 | 3 | Centrifugal Chiller, 0.51 kW/ton, 500 tons
24 | 4 | Centrifugal Chiller, 0.51 kW/ton, 500 tons
25 | 5 | Centrifugal Chiller, 0.51 kW/ton, 500 tons
26 | 6 | Centrifugal Chiller, 0.51 kW/ton, 500 tons
27 | 7 | Centrifugal Chiller, 0.51 kW/ton, 500 tons
28 | 8 | Centrifugal Chiller, 0.51 kW/ton, 500 tons
29 | 10 | Centrifugal Chiller, 0.51 kW/ton, 500 tons
30 | 11 | Centrifugal Chiller, 0.51 kW/ton, 500 tons
31 | 1 | CFL Hardwired, Modular 18W
32 | 2 | CFL Hardwired, Modular 18W
33 | 3 | CFL Hardwired, Modular 18W
34 | 5 | CFL Hardwired, Modular 18W
35 | 6 | CFL Hardwired, Modular 18W
36 | 8 | CFL Hardwired, Modular 18W
37 | 9 | CFL Hardwired, Modular 18W
38 | 10 | CFL Hardwired, Modular 18W
39 | 11 | CFL Hardwired, Modular 18W
40 | 6 | Chiller Tune Up/Diagnostics
41 | 4 | Compressor VSD retrofit
42 | 1 | Continuous Dimming
43 | 2 | Continuous Dimming
44 | 3 | Continuous Dimming
45 | 4 | Continuous Dimming
46 | 5 | Continuous Dimming
47 | 6 | Continuous Dimming
48 | 7 | Continuous Dimming
49 | 8 | Continuous Dimming
50 | 9 | Continuous Dimming
51 | 10 | Continuous Dimming
52 | 11 | Continuous Dimming
53 | 1 | Cool Roof - Chiller
54 | 2 | Cool Roof - Chiller
55 | 3 | Cool Roof - Chiller
56 | 4 | Cool Roof - Chiller
57 | 5 | Cool Roof - Chiller
58 | 6 | Cool Roof - Chiller
59 | 7 | Cool Roof - Chiller
60 | 8 | Cool Roof - Chiller
61 | 9 | Cool Roof - Chiller
62 | 10 | Cool Roof - Chiller
63 | 11 | Cool Roof - Chiller
64 | 1 | Cool Roof - DX
65 | 1 | Cool Roof - DX
66 | 2 | Cool Roof - DX
67 | 2 | Cool Roof - DX
68 | 3 | Cool Roof - DX
69 | 3 | Cool Roof - DX
70 | 4 | Cool Roof - DX
71 | 4 | Cool Roof - DX
72 | 5 | Cool Roof - DX
73 | 5 | Cool Roof - DX
74 | 6 | Cool Roof - DX
75 | 6 | Cool Roof - DX
76 | 7 | Cool Roof - DX
77 | 7 | Cool Roof - DX
78 | 8 | Cool Roof - DX
79 | 8 | Cool Roof - DX
80 | 9 | Cool Roof - DX
81 | 9 | Cool Roof - DX
82 | 10 | Cool Roof - DX
83 | 10 | Cool Roof - DX
84 | 11 | Cool Roof - DX
85 | 11 | Cool Roof - DX
86 | 1 | Dehumidification hybrid desiccant heat pump
87 | 3 | Dehumidification hybrid desiccant heat pump
88 | 5 | Dehumidification hybrid desiccant heat pump
89 | 6 | Dehumidification hybrid desiccant heat pump
90 | 7 | Dehumidification hybrid desiccant heat pump
91 | 8 | Dehumidification hybrid desiccant heat pump
92 | 10 | Dehumidification hybrid desiccant heat pump
93 | 11 | Dehumidification hybrid desiccant heat pump
94 | 1 | Demand Control Ventilation (DCV)
95 | 2 | Demand Control Ventilation (DCV)
96 | 3 | Demand Control Ventilation (DCV)
97 | 4 | Demand Control Ventilation (DCV)
98 | 5 | Demand Control Ventilation (DCV)
99 | 6 | Demand Control Ventilation (DCV)
100 | 7 | Demand Control Ventilation (DCV)
101 | 8 | Demand Control Ventilation (DCV)
102 | 9 | Demand Control Ventilation (DCV)
103 | 10 | Demand Control Ventilation (DCV)
104 | 11 | Demand Control Ventilation (DCV)
105 | 2 | Duct/Pipe Insulation
106 | 7 | Duct/Pipe Insulation
107 | 7 | Duct/Pipe Insulation
108 | 1 | DX Coil Cleaning
109 | 5 | DX Coil Cleaning
110 | 6 | DX Coil Cleaning
111 | 8 | DX Coil Cleaning
112 | 2 | DX Packaged System, EER=10.9, 10 tons
113 | 4 | DX Packaged System, EER=10.9, 10 tons
114 | 7 | DX Packaged System, EER=10.9, 10 tons
115 | 8 | DX Packaged System, EER=10.9, 10 tons
116 | 1 | DX Tune Up/ Advanced Diagnostics
117 | 3 | DX Tune Up/ Advanced Diagnostics
118 | 5 | DX Tune Up/ Advanced Diagnostics
119 | 6 | DX Tune Up/ Advanced Diagnostics
120 | 8 | DX Tune Up/ Advanced Diagnostics
121 | 10 | DX Tune Up/ Advanced Diagnostics
122 | 2 | Efficient Fryer
123 | 7 | Electronically Commutated Motors (ECM) on an Air Handler Unit
124 | 8 | Electronically Commutated Motors (ECM) on an Air Handler Unit
125 | 1 | EMS - Chiller
126 | 2 | EMS - Chiller
127 | 3 | EMS - Chiller
128 | 4 | EMS - Chiller
129 | 5 | EMS - Chiller
130 | 6 | EMS - Chiller
131 | 7 | EMS - Chiller
132 | 8 | EMS - Chiller
133 | 10 | EMS - Chiller
134 | 1 | Energy Recovery Ventilation (ERV)
135 | 2 | Energy Recovery Ventilation (ERV)
136 | 3 | Energy Recovery Ventilation (ERV)
137 | 4 | Energy Recovery Ventilation (ERV)
138 | 5 | Energy Recovery Ventilation (ERV)
139 | 6 | Energy Recovery Ventilation (ERV)
140 | 7 | Energy Recovery Ventilation (ERV)
141 | 8 | Energy Recovery Ventilation (ERV)
142 | 9 | Energy Recovery Ventilation (ERV)
143 | 10 | Energy Recovery Ventilation (ERV)
144 | 11 | Energy Recovery Ventilation (ERV)
145 | 1 | Geothermal Heat Pump, EER=13, 10 tons
146 | 1 | Geothermal Heat Pump, EER=13, 10 tons
147 | 2 | Geothermal Heat Pump, EER=13, 10 tons
148 | 2 | Geothermal Heat Pump, EER=13, 10 tons
149 | 3 | Geothermal Heat Pump, EER=13, 10 tons
150 | 3 | Geothermal Heat Pump, EER=13, 10 tons
151 | 4 | Geothermal Heat Pump, EER=13, 10 tons
152 | 4 | Geothermal Heat Pump, EER=13, 10 tons
153 | 5 | Geothermal Heat Pump, EER=13, 10 tons
154 | 5 | Geothermal Heat Pump, EER=13, 10 tons
155 | 6 | Geothermal Heat Pump, EER=13, 10 tons
156 | 6 | Geothermal Heat Pump, EER=13, 10 tons
157 | 7 | Geothermal Heat Pump, EER=13, 10 tons
158 | 7 | Geothermal Heat Pump, EER=13, 10 tons
159 | 8 | Geothermal Heat Pump, EER=13, 10 tons
160 | 8 | Geothermal Heat Pump, EER=13, 10 tons
161 | 9 | Geothermal Heat Pump, EER=13, 10 tons
162 | 10 | Geothermal Heat Pump, EER=13, 10 tons
163 | 10 | Geothermal Heat Pump, EER=13, 10 tons
164 | 11 | Geothermal Heat Pump, EER=13, 10 tons
165 | 4 | Griddle
166 | 5 | Griddle
167 | 6 | Griddle
168 | 7 | Griddle
169 | 10 | Griddle
170 | 1 | HE PTAC, EER=9.6, 1 ton
171 | 2 | HE PTAC, EER=9.6, 1 ton
172 | 3 | HE PTAC, EER=9.6, 1 ton
173 | 4 | HE PTAC, EER=9.6, 1 ton
174 | 5 | HE PTAC, EER=9.6, 1 ton
175 | 6 | HE PTAC, EER=9.6, 1 ton
176 | 7 | HE PTAC, EER=9.6, 1 ton
177 | 8 | HE PTAC, EER=9.6, 1 ton
178 | 10 | HE PTAC, EER=9.6, 1 ton
179 | 11 | HE PTAC, EER=9.6, 1 ton
180 | 2 | Heat Pump Water Heater (air source)
181 | 10 | Heat Pump Water Heater (air source)
182 | 1 | High Bay T5
183 | 5 | High Bay T5
184 | 6 | High Bay T5
185 | 9 | High Bay T5
186 | 10 | High Bay T5
187 | 11 | High Bay T5
188 | 2 | High Efficiency Chiller Motors
189 | 7 | High Efficiency Chiller Motors
190 | 4 | High R-Value Glass Doors
191 | 4 | High-efficiency fan motors
192 | 4 | Holding Cabinet
193 | 5 | Holding Cabinet
194 | 6 | Holding Cabinet
195 | 7 | Holding Cabinet
196 | 10 | Holding Cabinet
197 | 1 | Hybrid Dessicant-DX System (Trane CDQ)
198 | 2 | Hybrid Dessicant-DX System (Trane CDQ)
199 | 3 | Hybrid Dessicant-DX System (Trane CDQ)
200 | 4 | Hybrid Dessicant-DX System (Trane CDQ)
201 | 5 | Hybrid Dessicant-DX System (Trane CDQ)
202 | 6 | Hybrid Dessicant-DX System (Trane CDQ)
203 | 7 | Hybrid Dessicant-DX System (Trane CDQ)
204 | 8 | Hybrid Dessicant-DX System (Trane CDQ)
205 | 10 | Hybrid Dessicant-DX System (Trane CDQ)
206 | 11 | Hybrid Dessicant-DX System (Trane CDQ)
207 | 4 | Multiplex Compressor System
208 | 1 | Occupancy Sensor
209 | 1 | Occupancy Sensor
210 | 2 | Occupancy Sensor
211 | 2 | Occupancy Sensor
212 | 3 | Occupancy Sensor
213 | 3 | Occupancy Sensor
214 | 4 | Occupancy Sensor
215 | 4 | Occupancy Sensor
216 | 5 | Occupancy Sensor
217 | 5 | Occupancy Sensor
218 | 6 | Occupancy Sensor
219 | 6 | Occupancy Sensor
220 | 7 | Occupancy Sensor
221 | 7 | Occupancy Sensor
222 | 8 | Occupancy Sensor
223 | 8 | Occupancy Sensor
224 | 11 | Occupancy Sensor
225 | 11 | Occupancy Sensor
226 | 4 | Oversized Air Cooled Condenser
227 | 1 | Packaged HP System, EER=10.9, 10 tons
228 | 2 | Packaged HP System, EER=10.9, 10 tons
229 | 3 | Packaged HP System, EER=10.9, 10 tons
230 | 4 | Packaged HP System, EER=10.9, 10 tons
231 | 5 | Packaged HP System, EER=10.9, 10 tons
232 | 6 | Packaged HP System, EER=10.9, 10 tons
233 | 7 | Packaged HP System, EER=10.9, 10 tons
234 | 8 | Packaged HP System, EER=10.9, 10 tons
235 | 10 | Packaged HP System, EER=10.9, 10 tons
236 | 1 | Premium T8, EB, Reflector
237 | 2 | Premium T8, EB, Reflector
238 | 3 | Premium T8, EB, Reflector
239 | 4 | Premium T8, EB, Reflector
240 | 5 | Premium T8, EB, Reflector
241 | 6 | Premium T8, EB, Reflector
242 | 7 | Premium T8, EB, Reflector
243 | 8 | Premium T8, EB, Reflector
244 | 9 | Premium T8, EB, Reflector
245 | 10 | Premium T8, EB, Reflector
246 | 11 | Premium T8, EB, Reflector
247 | 1 | Premium T8, Elecctronic Ballast
248 | 2 | Premium T8, Elecctronic Ballast
249 | 3 | Premium T8, Elecctronic Ballast
250 | 4 | Premium T8, Elecctronic Ballast
251 | 5 | Premium T8, Elecctronic Ballast
252 | 6 | Premium T8, Elecctronic Ballast
253 | 7 | Premium T8, Elecctronic Ballast
254 | 8 | Premium T8, Elecctronic Ballast
255 | 10 | Premium T8, Elecctronic Ballast
256 | 11 | Premium T8, Elecctronic Ballast
257 | 1 | ROB Premium T8, 1EB
258 | 2 | ROB Premium T8, 1EB
259 | 3 | ROB Premium T8, 1EB
260 | 4 | ROB Premium T8, 1EB
261 | 5 | ROB Premium T8, 1EB
262 | 6 | ROB Premium T8, 1EB
263 | 7 | ROB Premium T8, 1EB
264 | 8 | ROB Premium T8, 1EB
265 | 5 | ROB Premium T8, EB, Reflector
266 | 6 | ROB Premium T8, EB, Reflector
267 | 1 | Roof Insulation
268 | 1 | Roof Insulation
269 | 1 | Roof Insulation
270 | 2 | Roof Insulation
271 | 2 | Roof Insulation
272 | 2 | Roof Insulation
273 | 3 | Roof Insulation
274 | 3 | Roof Insulation
275 | 3 | Roof Insulation
276 | 4 | Roof Insulation
277 | 4 | Roof Insulation
278 | 4 | Roof Insulation
279 | 5 | Roof Insulation
280 | 5 | Roof Insulation
281 | 5 | Roof Insulation
282 | 6 | Roof Insulation
283 | 6 | Roof Insulation
284 | 6 | Roof Insulation
285 | 7 | Roof Insulation
286 | 7 | Roof Insulation
287 | 7 | Roof Insulation
288 | 8 | Roof Insulation
289 | 8 | Roof Insulation
290 | 8 | Roof Insulation
291 | 9 | Roof Insulation
292 | 10 | Roof Insulation
293 | 10 | Roof Insulation
294 | 10 | Roof Insulation
295 | 11 | Roof Insulation
296 | 11 | Roof Insulation
297 | 11 | Roof Insulation
298 | 1 | Run Time Optimizer
299 | 2 | Run Time Optimizer
300 | 3 | Run Time Optimizer
301 | 4 | Run Time Optimizer
302 | 5 | Run Time Optimizer
303 | 6 | Run Time Optimizer
304 | 7 | Run Time Optimizer
305 | 8 | Run Time Optimizer
306 | 9 | Run Time Optimizer
307 | 10 | Run Time Optimizer
308 | 11 | Run Time Optimizer
309 | 2 | Server Virtualization
310 | 6 | Server Virtualization
311 | 11 | Server Virtualization
312 | 1 | Thermal Energy Storage (TES)
313 | 2 | Thermal Energy Storage (TES)
314 | 3 | Thermal Energy Storage (TES)
315 | 4 | Thermal Energy Storage (TES)
316 | 5 | Thermal Energy Storage (TES)
317 | 6 | Thermal Energy Storage (TES)
318 | 7 | Thermal Energy Storage (TES)
319 | 8 | Thermal Energy Storage (TES)
320 | 9 | Thermal Energy Storage (TES)
321 | 10 | Thermal Energy Storage (TES)
322 | 11 | Thermal Energy Storage (TES)
323 | 8 | Variable Speed Drive Control
324 | 1 | VSD for Chiller Pumps and Towers
325 | 2 | VSD for Chiller Pumps and Towers
326 | 3 | VSD for Chiller Pumps and Towers
327 | 4 | VSD for Chiller Pumps and Towers
328 | 5 | VSD for Chiller Pumps and Towers
329 | 7 | VSD for Chiller Pumps and Towers
330 | 8 | VSD for Chiller Pumps and Towers
331 | 10 | VSD for Chiller Pumps and Towers
332 | 1 | Window Film (Standard)
333 | 2 | Window Film (Standard)
334 | 2 | Window Film (Standard)
335 | 2 | Window Film (Standard)
336 | 3 | Window Film (Standard)
337 | 3 | Window Film (Standard)
338 | 4 | Window Film (Standard)
339 | 4 | Window Film (Standard)
340 | 4 | Window Film (Standard)
341 | 5 | Window Film (Standard)
342 | 7 | Window Film (Standard)
343 | 7 | Window Film (Standard)
344 | 7 | Window Film (Standard)
345 | 8 | Window Film (Standard)
346 | 8 | Window Film (Standard)
347 | 8 | Window Film (Standard)
348 | 10 | Window Film (Standard)
Remaining Measures Passing
Industrial
# | Building Segment | Measure Name
1 | 1 | CFL Hardwired, Modular 18W
2 | 2 | CFL Hardwired, Modular 18W
3 | 3 | CFL Hardwired, Modular 18W
4 | 4 | CFL Hardwired, Modular 18W
5 | 5 | CFL Hardwired, Modular 18W
6 | 8 | CFL Hardwired, Modular 18W
7 | 9 | CFL Hardwired, Modular 18W
8 | 10 | CFL Hardwired, Modular 18W
9 | 11 | CFL Hardwired, Modular 18W
10 | 12 | CFL Hardwired, Modular 18W
11 | 13 | CFL Hardwired, Modular 18W
12 | 14 | CFL Hardwired, Modular 18W
13 | 15 | CFL Hardwired, Modular 18W
14 | 16 | CFL Hardwired, Modular 18W
15 | 1 | CFL Screw-in 18W
16 | 2 | CFL Screw-in 18W
17 | 3 | CFL Screw-in 18W
18 | 4 | CFL Screw-in 18W
19 | 6 | CFL Screw-in 18W
20 | 7 | CFL Screw-in 18W
21 | 8 | CFL Screw-in 18W
22 | 9 | CFL Screw-in 18W
23 | 10 | CFL Screw-in 18W
24 | 11 | CFL Screw-in 18W
25 | 12 | CFL Screw-in 18W
26 | 13 | CFL Screw-in 18W
27 | 14 | CFL Screw-in 18W
28 | 15 | CFL Screw-in 18W
29 | 16 | CFL Screw-in 18W
30 | 2 | Cool Roof - Chiller
31 | 1 | Dehumidification Hybrid Desiccant Heat Pump
32 | 2 | Dehumidification Hybrid Desiccant Heat Pump
33 | 3 | Dehumidification Hybrid Desiccant Heat Pump
34 | 4 | Dehumidification Hybrid Desiccant Heat Pump
35 | 5 | Dehumidification Hybrid Desiccant Heat Pump
36 | 6 | Dehumidification Hybrid Desiccant Heat Pump
37 | 7 | Dehumidification Hybrid Desiccant Heat Pump
38 | 8 | Dehumidification Hybrid Desiccant Heat Pump
39 | 9 | Dehumidification Hybrid Desiccant Heat Pump
40 | 10 | Dehumidification Hybrid Desiccant Heat Pump
41 | 11 | Dehumidification Hybrid Desiccant Heat Pump
42 | 12 | Dehumidification Hybrid Desiccant Heat Pump
43 | 13 | Dehumidification Hybrid Desiccant Heat Pump
44 | 14 | Dehumidification Hybrid Desiccant Heat Pump
45 | 15 | Dehumidification Hybrid Desiccant Heat Pump
46 | 16 | Dehumidification Hybrid Desiccant Heat Pump
47 | 8 | Direct drive Extruders
48 | 2 | Drying (UV/IR)
49 | 12 | Efficient Curing ovens
50 | 8 | Extruders/injection Moulding-multipump
51 | 2 | Fans - Controls
52 | 3 | Fans - Controls
53 | 8 | Fans - Controls
54 | 10 | Fans - Controls
55 | 11 | Fans - Controls
56 | 12 | Fans - Controls
57 | 14 | Fans - Controls
58 | 2 | Fans - System Optimization
59 | 3 | Heat Pumps - Drying
60 | 1 | High Bay T5
61 | 2 | High Bay T5
62 | 3 | High Bay T5
63 | 8 | High Bay T5
64 | 10 | High Bay T5
65 | 11 | High Bay T5
66 | 12 | High Bay T5
67 | 13 | High Bay T5
68 | 14 | High Bay T5
69 | 15 | High Bay T5
70 | 2 | Hybrid Dessicant-DX System (Trane CDQ)
71 | 12 | Hybrid Dessicant-DX System (Trane CDQ)
72 | 12 | New transformers welding
73 | 14 | New transformers welding
74 | 2 | O&M/drives spinning machines
75 | 1 | Optimization Refrigeration
76 | 2 | Premium T8, Elecctronic Ballast
77 | 12 | Premium T8, Elecctronic Ballast
78 | 2 | Pumps - System Optimization
79 | 3 | Pumps - System Optimization
80 | 10 | Pumps - System Optimization
81 | 11 | Pumps - System Optimization
82 | 12 | Pumps - System Optimization
83 | 14 | Pumps - System Optimization
84 | 1 | Run Time Optimizer
85 | 2 | Run Time Optimizer
86 | 3 | Run Time Optimizer
87 | 4 | Run Time Optimizer
88 | 5 | Run Time Optimizer
89 | 6 | Run Time Optimizer
90 | 7 | Run Time Optimizer
91 | 8 | Run Time Optimizer
92 | 9 | Run Time Optimizer
93 | 10 | Run Time Optimizer
94 | 11 | Run Time Optimizer
95 | 12 | Run Time Optimizer
96 | 13 | Run Time Optimizer
97 | 14 | Run Time Optimizer
98 | 15 | Run Time Optimizer
99 | 16 | Run Time Optimizer

## 10Eco Pot RIM 2 yr payback Fail
Two-Year Payback Screen (RIM)
Remaining Measures Failing
Residential
# | Building Segment | Measure Name
All Measures Evaluated for Measure Cost and Admin. Costs Passed
Remaining Measures Failing
Commercial
# | Building Segment | Measure Name
1 | 1 | Aerosole Duct Sealing
2 | 1 | Aerosole Duct Sealing
3 | 1 | Aerosole Duct Sealing
4 | 2 | Aerosole Duct Sealing
5 | 2 | Aerosole Duct Sealing
6 | 2 | Aerosole Duct Sealing
7 | 3 | Aerosole Duct Sealing
8 | 3 | Aerosole Duct Sealing
9 | 3 | Aerosole Duct Sealing
10 | 4 | Aerosole Duct Sealing
11 | 4 | Aerosole Duct Sealing
12 | 4 | Aerosole Duct Sealing
13 | 5 | Aerosole Duct Sealing
14 | 5 | Aerosole Duct Sealing
15 | 5 | Aerosole Duct Sealing
16 | 6 | Aerosole Duct Sealing
17 | 6 | Aerosole Duct Sealing
18 | 7 | Aerosole Duct Sealing
19 | 7 | Aerosole Duct Sealing
20 | 7 | Aerosole Duct Sealing
21 | 8 | Aerosole Duct Sealing
22 | 8 | Aerosole Duct Sealing
23 | 8 | Aerosole Duct Sealing
24 | 10 | Aerosole Duct Sealing
25 | 10 | Aerosole Duct Sealing
26 | 10 | Aerosole Duct Sealing
27 | 11 | Aerosole Duct Sealing
28 | 11 | Aerosole Duct Sealing
29 | 4 | Anti-sweat (humidistat) controls
30 | 2 | Ceiling Insulation
31 | 2 | Ceiling Insulation
32 | 2 | Ceiling Insulation
33 | 4 | Ceiling Insulation
34 | 4 | Ceiling Insulation
35 | 4 | Ceiling Insulation
36 | 7 | Ceiling Insulation
37 | 7 | Ceiling Insulation
38 | 7 | Ceiling Insulation
39 | 8 | Ceiling Insulation
40 | 8 | Ceiling Insulation
41 | 10 | Ceiling Insulation
42 | 10 | Ceiling Insulation
43 | 4 | CFL Hardwired, Modular 18W
44 | 7 | CFL Hardwired, Modular 18W
45 | 1 | CFL Screw-in 18W
46 | 2 | CFL Screw-in 18W
47 | 3 | CFL Screw-in 18W
48 | 4 | CFL Screw-in 18W
49 | 5 | CFL Screw-in 18W
50 | 6 | CFL Screw-in 18W
51 | 7 | CFL Screw-in 18W
52 | 8 | CFL Screw-in 18W
53 | 9 | CFL Screw-in 18W
54 | 10 | CFL Screw-in 18W
55 | 11 | CFL Screw-in 18W
56 | 1 | Chiller Tune Up/Diagnostics
57 | 2 | Chiller Tune Up/Diagnostics
58 | 3 | Chiller Tune Up/Diagnostics
59 | 4 | Chiller Tune Up/Diagnostics
60 | 5 | Chiller Tune Up/Diagnostics
61 | 7 | Chiller Tune Up/Diagnostics
62 | 8 | Chiller Tune Up/Diagnostics
63 | 10 | Chiller Tune Up/Diagnostics
64 | 4 | Demand Defrost Electric
65 | 4 | Demand Hot Gas Defrost
66 | 2 | DX Coil Cleaning
67 | 3 | DX Coil Cleaning
68 | 4 | DX Coil Cleaning
69 | 7 | DX Coil Cleaning
70 | 10 | DX Coil Cleaning
71 | 2 | DX Tune Up/ Advanced Diagnostics
72 | 4 | DX Tune Up/ Advanced Diagnostics
73 | 7 | DX Tune Up/ Advanced Diagnostics
74 | 4 | Efficient compressor motor
75 | 1 | Energy Star or Better Monitor
76 | 6 | Energy Star or Better Monitor
77 | 8 | Energy Star or Better Monitor
78 | 11 | Energy Star or Better Monitor
79 | 4 | Floating head pressure controls
80 | 4 | Freezer-Cooler Replacement Gaskets
81 | 5 | Heat Pump Water Heater (air source)
82 | 7 | Heat Pump Water Heater (air source)
83 | 2 | Heat Recovery Unit
84 | 5 | Heat Recovery Unit
85 | 7 | Heat Recovery Unit
86 | 10 | Heat Recovery Unit
87 | 2 | High Bay T5
88 | 3 | High Bay T5
89 | 4 | High Bay T5
90 | 7 | High Bay T5
91 | 8 | High Bay T5
92 | 3 | Lighting Control Tuneup
93 | 4 | Lighting Control Tuneup
94 | 4 | Lighting Control Tuneup
95 | 8 | Lighting Control Tuneup
96 | 8 | Lighting Control Tuneup
97 | 6 | PC Manual Power Management Enabling
98 | 6 | PC Network Power Management Enabling
99 | 1 | PSMH, 250W, magnetic ballast
100 | 2 | PSMH, 250W, magnetic ballast
101 | 3 | PSMH, 250W, magnetic ballast
102 | 4 | PSMH, 250W, magnetic ballast
103 | 5 | PSMH, 250W, magnetic ballast
104 | 6 | PSMH, 250W, magnetic ballast
105 | 7 | PSMH, 250W, magnetic ballast
106 | 8 | PSMH, 250W, magnetic ballast
107 | 9 | PSMH, 250W, magnetic ballast
108 | 10 | PSMH, 250W, magnetic ballast
109 | 11 | PSMH, 250W, magnetic ballast
110 | 4 | Refrigeration Commissioning
111 | 1 | ROB Premium T8, EB, Reflector
112 | 2 | ROB Premium T8, EB, Reflector
113 | 3 | ROB Premium T8, EB, Reflector
114 | 4 | ROB Premium T8, EB, Reflector
115 | 7 | ROB Premium T8, EB, Reflector
116 | 8 | ROB Premium T8, EB, Reflector
117 | 9 | ROB Premium T8, EB, Reflector
118 | 10 | ROB Premium T8, EB, Reflector
119 | 11 | ROB Premium T8, EB, Reflector
120 | 2 | Separate Makeup Air / Exhaust Hoods AC
121 | 4 | Separate Makeup Air / Exhaust Hoods AC
122 | 4 | Steamer
123 | 5 | Steamer
124 | 6 | Steamer
125 | 7 | Steamer
126 | 10 | Steamer
127 | 4 | Strip curtains for walk-ins
Remaining Measures Failing
Industrial
# | Building Segment | Measure Name
1 | 3 | Air conveying systems
2 | 1 | Bakery - Process
3 | 5 | CFL Screw-in 18W
4 | 2 | Compressed Air - System Optimization
5 | 2 | Compressed Air-O&M
6 | 5 | High Bay T5
7 | 1 | Pumps - Controls
8 | 2 | Pumps - Controls
9 | 3 | Pumps - Controls
10 | 8 | Pumps - Controls
11 | 10 | Pumps - Controls
12 | 11 | Pumps - Controls
13 | 12 | Pumps - Controls
14 | 14 | Pumps - Controls
15 | 2 | Pumps - Sizing

## 11Eco Pot TRC 2 yr payback Pass
Two-Year Payback Screen (TRC)
Remaining Measures Passing
Residential
# | Building Segment | Measure Name
1 | 1 | 14 SEER Split-System Heat Pump
2 | 2 | 14 SEER Split-System Heat Pump
3 | 3 | 14 SEER Split-System Heat Pump
4 | 1 | 15 SEER Split-System Heat Pump
5 | 2 | 15 SEER Split-System Heat Pump
6 | 3 | 15 SEER Split-System Heat Pump
7 | 1 | 17 SEER Split-System Heat Pump
8 | 3 | 17 SEER Split-System Heat Pump
9 | 1 | Ceiling R-0 to R-19 Insulation
10 | 1 | Ceiling R-0 to R-19 Insulation
11 | 3 | Ceiling R-0 to R-19 Insulation
12 | 1 | Duct Repair
13 | 1 | Electronically Commutated Motors (ECM) on an Air Handler Unit
14 | 3 | Electronically Commutated Motors (ECM) on an Air Handler Unit
15 | 1 | Heat Pump Water Heater (EF=2.9)
16 | 1 | Proper Refrigerant Charging and Air Flow
17 | 1 | PV-Powered Pool Pumps
18 | 2 | PV-Powered Pool Pumps
19 | 3 | PV-Powered Pool Pumps
20 | 1 | Sealed Attics
21 | 3 | Sealed Attics
22 | 1 | Variable-Speed Pool Pump (<1 hp)
23 | 2 | Variable-Speed Pool Pump (<1 hp)
24 | 3 | Variable-Speed Pool Pump (<1 hp)
Remaining Measures Passing
Commercial
# | Building Segment | Measure Name
1 | 1 | Air Handler Optimization
2 | 3 | Air Handler Optimization
3 | 5 | Air Handler Optimization
4 | 6 | Air Handler Optimization
5 | 8 | Air Handler Optimization
6 | 10 | Air Handler Optimization
7 | 1 | Ceiling Insulation
8 | 1 | Ceiling Insulation
9 | 1 | Ceiling Insulation
10 | 3 | Ceiling Insulation
11 | 3 | Ceiling Insulation
12 | 3 | Ceiling Insulation
13 | 5 | Ceiling Insulation
14 | 5 | Ceiling Insulation
15 | 5 | Ceiling Insulation
16 | 6 | Ceiling Insulation
17 | 6 | Ceiling Insulation
18 | 6 | Ceiling Insulation
19 | 8 | Ceiling Insulation
20 | 9 | Ceiling Insulation
21 | 9 | Ceiling Insulation
22 | 10 | Ceiling Insulation
23 | 11 | Ceiling Insulation
24 | 11 | Ceiling Insulation
25 | 11 | Ceiling Insulation
26 | 1 | Centrifugal Chiller, 0.51 kW/ton, 500 tons
27 | 2 | Centrifugal Chiller, 0.51 kW/ton, 500 tons
28 | 3 | Centrifugal Chiller, 0.51 kW/ton, 500 tons
29 | 4 | Centrifugal Chiller, 0.51 kW/ton, 500 tons
30 | 5 | Centrifugal Chiller, 0.51 kW/ton, 500 tons
31 | 6 | Centrifugal Chiller, 0.51 kW/ton, 500 tons
32 | 7 | Centrifugal Chiller, 0.51 kW/ton, 500 tons
33 | 8 | Centrifugal Chiller, 0.51 kW/ton, 500 tons
34 | 9 | Centrifugal Chiller, 0.51 kW/ton, 500 tons
35 | 10 | Centrifugal Chiller, 0.51 kW/ton, 500 tons
36 | 11 | Centrifugal Chiller, 0.51 kW/ton, 500 tons
37 | 1 | CFL Hardwired, Modular 18W
38 | 2 | CFL Hardwired, Modular 18W
39 | 3 | CFL Hardwired, Modular 18W
40 | 5 | CFL Hardwired, Modular 18W
41 | 6 | CFL Hardwired, Modular 18W
42 | 8 | CFL Hardwired, Modular 18W
43 | 9 | CFL Hardwired, Modular 18W
44 | 10 | CFL Hardwired, Modular 18W
45 | 11 | CFL Hardwired, Modular 18W
46 | 6 | Chiller Tune Up/Diagnostics
47 | 11 | Chiller Tune Up/Diagnostics
48 | 4 | Compressor VSD retrofit
49 | 1 | Continuous Dimming
50 | 2 | Continuous Dimming
51 | 3 | Continuous Dimming
52 | 4 | Continuous Dimming
53 | 7 | Continuous Dimming
54 | 8 | Continuous Dimming
55 | 11 | Continuous Dimming
56 | 2 | Convection Oven
57 | 4 | Convection Oven
58 | 1 | Cool Roof - Chiller
59 | 2 | Cool Roof - Chiller
60 | 3 | Cool Roof - Chiller
61 | 4 | Cool Roof - Chiller
62 | 5 | Cool Roof - Chiller
63 | 6 | Cool Roof - Chiller
64 | 7 | Cool Roof - Chiller
65 | 8 | Cool Roof - Chiller
66 | 10 | Cool Roof - Chiller
67 | 11 | Cool Roof - Chiller
68 | 1 | Cool Roof - DX
69 | 1 | Cool Roof - DX
70 | 2 | Cool Roof - DX
71 | 2 | Cool Roof - DX
72 | 3 | Cool Roof - DX
73 | 3 | Cool Roof - DX
74 | 4 | Cool Roof - DX
75 | 4 | Cool Roof - DX
76 | 5 | Cool Roof - DX
77 | 5 | Cool Roof - DX
78 | 6 | Cool Roof - DX
79 | 6 | Cool Roof - DX
80 | 7 | Cool Roof - DX
81 | 7 | Cool Roof - DX
82 | 8 | Cool Roof - DX
83 | 8 | Cool Roof - DX
84 | 10 | Cool Roof - DX
85 | 10 | Cool Roof - DX
86 | 11 | Cool Roof - DX
87 | 11 | Cool Roof - DX
88 | 1 | Dehumidification hybrid desiccant heat pump
89 | 3 | Dehumidification hybrid desiccant heat pump
90 | 5 | Dehumidification hybrid desiccant heat pump
91 | 6 | Dehumidification hybrid desiccant heat pump
92 | 7 | Dehumidification hybrid desiccant heat pump
93 | 8 | Dehumidification hybrid desiccant heat pump
94 | 10 | Dehumidification hybrid desiccant heat pump
95 | 11 | Dehumidification hybrid desiccant heat pump
96 | 1 | Demand Control Ventilation (DCV)
97 | 2 | Demand Control Ventilation (DCV)
98 | 4 | Demand Control Ventilation (DCV)
99 | 5 | Demand Control Ventilation (DCV)
100 | 7 | Demand Control Ventilation (DCV)
101 | 8 | Demand Control Ventilation (DCV)
102 | 11 | Demand Control Ventilation (DCV)
103 | 8 | Demand controlled circulating systems
104 | 1 | DX Coil Cleaning
105 | 5 | DX Coil Cleaning
106 | 6 | DX Coil Cleaning
107 | 8 | DX Coil Cleaning
108 | 11 | DX Coil Cleaning
109 | 1 | DX Packaged System, EER=10.9, 10 tons
110 | 2 | DX Packaged System, EER=10.9, 10 tons
111 | 3 | DX Packaged System, EER=10.9, 10 tons
112 | 4 | DX Packaged System, EER=10.9, 10 tons
113 | 5 | DX Packaged System, EER=10.9, 10 tons
114 | 6 | DX Packaged System, EER=10.9, 10 tons
115 | 7 | DX Packaged System, EER=10.9, 10 tons
116 | 8 | DX Packaged System, EER=10.9, 10 tons
117 | 10 | DX Packaged System, EER=10.9, 10 tons
118 | 11 | DX Packaged System, EER=10.9, 10 tons
119 | 1 | DX Tune Up/ Advanced Diagnostics
120 | 3 | DX Tune Up/ Advanced Diagnostics
121 | 5 | DX Tune Up/ Advanced Diagnostics
122 | 6 | DX Tune Up/ Advanced Diagnostics
123 | 8 | DX Tune Up/ Advanced Diagnostics
124 | 10 | DX Tune Up/ Advanced Diagnostics
125 | 11 | DX Tune Up/ Advanced Diagnostics
126 | 1 | Electronically Commutated Motors (ECM) on an Air Handler Unit
127 | 2 | Electronically Commutated Motors (ECM) on an Air Handler Unit
128 | 3 | Electronically Commutated Motors (ECM) on an Air Handler Unit
129 | 4 | Electronically Commutated Motors (ECM) on an Air Handler Unit
130 | 5 | Electronically Commutated Motors (ECM) on an Air Handler Unit
131 | 6 | Electronically Commutated Motors (ECM) on an Air Handler Unit
132 | 7 | Electronically Commutated Motors (ECM) on an Air Handler Unit
133 | 8 | Electronically Commutated Motors (ECM) on an Air Handler Unit
134 | 10 | Electronically Commutated Motors (ECM) on an Air Handler Unit
135 | 11 | Electronically Commutated Motors (ECM) on an Air Handler Unit
136 | 1 | EMS - Chiller
137 | 2 | EMS - Chiller
138 | 3 | EMS - Chiller
139 | 4 | EMS - Chiller
140 | 5 | EMS - Chiller
141 | 6 | EMS - Chiller
142 | 7 | EMS - Chiller
143 | 8 | EMS - Chiller
144 | 10 | EMS - Chiller
145 | 11 | EMS - Chiller
146 | 1 | EMS Optimization
147 | 3 | EMS Optimization
148 | 5 | EMS Optimization
149 | 6 | EMS Optimization
150 | 11 | EMS Optimization
151 | 1 | Energy Recovery Ventilation (ERV)
152 | 2 | Energy Recovery Ventilation (ERV)
153 | 3 | Energy Recovery Ventilation (ERV)
154 | 4 | Energy Recovery Ventilation (ERV)
155 | 5 | Energy Recovery Ventilation (ERV)
156 | 6 | Energy Recovery Ventilation (ERV)
157 | 7 | Energy Recovery Ventilation (ERV)
158 | 8 | Energy Recovery Ventilation (ERV)
159 | 9 | Energy Recovery Ventilation (ERV)
160 | 10 | Energy Recovery Ventilation (ERV)
161 | 11 | Energy Recovery Ventilation (ERV)
162 | 4 | Evaporator fan controller for MT walk-ins
163 | 1 | Geothermal Heat Pump, EER=13, 10 tons
164 | 2 | Geothermal Heat Pump, EER=13, 10 tons
165 | 2 | Geothermal Heat Pump, EER=13, 10 tons
166 | 3 | Geothermal Heat Pump, EER=13, 10 tons
167 | 4 | Geothermal Heat Pump, EER=13, 10 tons
168 | 5 | Geothermal Heat Pump, EER=13, 10 tons
169 | 6 | Geothermal Heat Pump, EER=13, 10 tons
170 | 7 | Geothermal Heat Pump, EER=13, 10 tons
171 | 7 | Geothermal Heat Pump, EER=13, 10 tons
172 | 8 | Geothermal Heat Pump, EER=13, 10 tons
173 | 10 | Geothermal Heat Pump, EER=13, 10 tons
174 | 11 | Geothermal Heat Pump, EER=13, 10 tons
175 | 4 | Griddle
176 | 5 | Griddle
177 | 6 | Griddle
178 | 7 | Griddle
179 | 10 | Griddle
180 | 1 | HE PTAC, EER=9.6, 1 ton
181 | 2 | HE PTAC, EER=9.6, 1 ton
182 | 3 | HE PTAC, EER=9.6, 1 ton
183 | 4 | HE PTAC, EER=9.6, 1 ton
184 | 5 | HE PTAC, EER=9.6, 1 ton
185 | 6 | HE PTAC, EER=9.6, 1 ton
186 | 7 | HE PTAC, EER=9.6, 1 ton
187 | 8 | HE PTAC, EER=9.6, 1 ton
188 | 9 | HE PTAC, EER=9.6, 1 ton
189 | 10 | HE PTAC, EER=9.6, 1 ton
190 | 11 | HE PTAC, EER=9.6, 1 ton
191 | 1 | Heat Pump Water Heater (air source)
192 | 2 | Heat Pump Water Heater (air source)
193 | 4 | Heat Pump Water Heater (air source)
194 | 6 | Heat Pump Water Heater (air source)
195 | 8 | Heat Pump Water Heater (air source)
196 | 10 | Heat Pump Water Heater (air source)
197 | 11 | Heat Pump Water Heater (air source)
198 | 1 | Heat Recovery Unit
199 | 4 | Heat Recovery Unit
200 | 6 | Heat Recovery Unit
201 | 11 | Heat Recovery Unit
202 | 1 | High Bay T5
203 | 5 | High Bay T5
204 | 6 | High Bay T5
205 | 9 | High Bay T5
206 | 10 | High Bay T5
207 | 11 | High Bay T5
208 | 1 | High Efficiency Chiller Motors
209 | 2 | High Efficiency Chiller Motors
210 | 3 | High Efficiency Chiller Motors
211 | 4 | High Efficiency Chiller Motors
212 | 5 | High Efficiency Chiller Motors
213 | 6 | High Efficiency Chiller Motors
214 | 7 | High Efficiency Chiller Motors
215 | 8 | High Efficiency Chiller Motors
216 | 10 | High Efficiency Chiller Motors
217 | 4 | High Pressure Sodium 250W Lamp
218 | 6 | High Pressure Sodium 250W Lamp
219 | 4 | High R-Value Glass Doors
220 | 4 | High-efficiency fan motors
221 | 4 | Holding Cabinet
222 | 5 | Holding Cabinet
223 | 6 | Holding Cabinet
224 | 7 | Holding Cabinet
225 | 10 | Holding Cabinet
226 | 1 | Hybrid Dessicant-DX System (Trane CDQ)
227 | 2 | Hybrid Dessicant-DX System (Trane CDQ)
228 | 3 | Hybrid Dessicant-DX System (Trane CDQ)
229 | 4 | Hybrid Dessicant-DX System (Trane CDQ)
230 | 5 | Hybrid Dessicant-DX System (Trane CDQ)
231 | 6 | Hybrid Dessicant-DX System (Trane CDQ)
232 | 7 | Hybrid Dessicant-DX System (Trane CDQ)
233 | 8 | Hybrid Dessicant-DX System (Trane CDQ)
234 | 9 | Hybrid Dessicant-DX System (Trane CDQ)
235 | 10 | Hybrid Dessicant-DX System (Trane CDQ)
236 | 11 | Hybrid Dessicant-DX System (Trane CDQ)
237 | 2 | Ice Machine
238 | 4 | Ice Machine
239 | 7 | Ice Machine
240 | 10 | Ice Machine
241 | 4 | LED Display Lighting
242 | 4 | LED High Bay 83W (400W equivalent)
243 | 9 | LED High Bay 83W (400W equivalent)
244 | 11 | LED High Bay 83W (400W equivalent)
245 | 4 | Multiplex Compressor System
246 | 1 | Occupancy Sensor
247 | 1 | Occupancy Sensor
248 | 2 | Occupancy Sensor
249 | 2 | Occupancy Sensor
250 | 3 | Occupancy Sensor
251 | 3 | Occupancy Sensor
252 | 4 | Occupancy Sensor
253 | 4 | Occupancy Sensor
254 | 7 | Occupancy Sensor
255 | 7 | Occupancy Sensor
256 | 8 | Occupancy Sensor
257 | 8 | Occupancy Sensor
258 | 1 | Occupancy Sensor (hotels)
259 | 2 | Occupancy Sensor (hotels)
260 | 3 | Occupancy Sensor (hotels)
261 | 4 | Occupancy Sensor (hotels)
262 | 5 | Occupancy Sensor (hotels)
263 | 6 | Occupancy Sensor (hotels)
264 | 7 | Occupancy Sensor (hotels)
265 | 8 | Occupancy Sensor (hotels)
266 | 9 | Occupancy Sensor (hotels)
267 | 10 | Occupancy Sensor (hotels)
268 | 11 | Occupancy Sensor (hotels)
269 | 1 | Optimize Controls
270 | 3 | Optimize Controls
271 | 6 | Optimize Controls
272 | 11 | Optimize Controls
273 | 1 | Outdoor LED 104W
274 | 2 | Outdoor LED 104W
275 | 3 | Outdoor LED 104W
276 | 4 | Outdoor LED 104W
277 | 5 | Outdoor LED 104W
278 | 6 | Outdoor LED 104W
279 | 7 | Outdoor LED 104W
280 | 8 | Outdoor LED 104W
281 | 9 | Outdoor LED 104W
282 | 10 | Outdoor LED 104W
283 | 11 | Outdoor LED 104W
284 | 2 | Outdoor Lighting Controls (Photocell/Timeclock)
285 | 3 | Outdoor Lighting Controls (Photocell/Timeclock)
286 | 4 | Outdoor Lighting Controls (Photocell/Timeclock)
287 | 4 | Outdoor Lighting Controls (Photocell/Timeclock)
288 | 6 | Outdoor Lighting Controls (Photocell/Timeclock)
289 | 10 | Outdoor Lighting Controls (Photocell/Timeclock)
290 | 11 | Outdoor Lighting Controls (Photocell/Timeclock)
291 | 4 | Oversized Air Cooled Condenser
292 | 1 | Packaged HP System, EER=10.9, 10 tons
293 | 2 | Packaged HP System, EER=10.9, 10 tons
294 | 3 | Packaged HP System, EER=10.9, 10 tons
295 | 4 | Packaged HP System, EER=10.9, 10 tons
296 | 5 | Packaged HP System, EER=10.9, 10 tons
297 | 6 | Packaged HP System, EER=10.9, 10 tons
298 | 7 | Packaged HP System, EER=10.9, 10 tons
299 | 8 | Packaged HP System, EER=10.9, 10 tons
300 | 10 | Packaged HP System, EER=10.9, 10 tons
301 | 11 | Packaged HP System, EER=10.9, 10 tons
302 | 1 | Premium T8, EB, Reflector
303 | 2 | Premium T8, EB, Reflector
304 | 3 | Premium T8, EB, Reflector
305 | 4 | Premium T8, EB, Reflector
306 | 5 | Premium T8, EB, Reflector
307 | 6 | Premium T8, EB, Reflector
308 | 7 | Premium T8, EB, Reflector
309 | 8 | Premium T8, EB, Reflector
310 | 9 | Premium T8, EB, Reflector
311 | 10 | Premium T8, EB, Reflector
312 | 11 | Premium T8, EB, Reflector
313 | 1 | Premium T8, Elecctronic Ballast
314 | 2 | Premium T8, Elecctronic Ballast
315 | 3 | Premium T8, Elecctronic Ballast
316 | 4 | Premium T8, Elecctronic Ballast
317 | 7 | Premium T8, Elecctronic Ballast
318 | 8 | Premium T8, Elecctronic Ballast
319 | 1 | ROB Premium T8, 1EB
320 | 2 | ROB Premium T8, 1EB
321 | 3 | ROB Premium T8, 1EB
322 | 4 | ROB Premium T8, 1EB
323 | 5 | ROB Premium T8, 1EB
324 | 6 | ROB Premium T8, 1EB
325 | 7 | ROB Premium T8, 1EB
326 | 8 | ROB Premium T8, 1EB
327 | 9 | ROB Premium T8, 1EB
328 | 10 | ROB Premium T8, 1EB
329 | 11 | ROB Premium T8, 1EB
330 | 5 | ROB Premium T8, EB, Reflector
331 | 6 | ROB Premium T8, EB, Reflector
332 | 1 | Roof Insulation
333 | 1 | Roof Insulation
334 | 1 | Roof Insulation
335 | 2 | Roof Insulation
336 | 2 | Roof Insulation
337 | 2 | Roof Insulation
338 | 3 | Roof Insulation
339 | 3 | Roof Insulation
340 | 3 | Roof Insulation
341 | 4 | Roof Insulation
342 | 4 | Roof Insulation
343 | 4 | Roof Insulation
344 | 5 | Roof Insulation
345 | 5 | Roof Insulation
346 | 5 | Roof Insulation
347 | 6 | Roof Insulation
348 | 6 | Roof Insulation
349 | 7 | Roof Insulation
350 | 7 | Roof Insulation
351 | 7 | Roof Insulation
352 | 8 | Roof Insulation
353 | 8 | Roof Insulation
354 | 8 | Roof Insulation
355 | 10 | Roof Insulation
356 | 10 | Roof Insulation
357 | 10 | Roof Insulation
358 | 11 | Roof Insulation
359 | 1 | Run Time Optimizer
360 | 2 | Run Time Optimizer
361 | 3 | Run Time Optimizer
362 | 4 | Run Time Optimizer
363 | 5 | Run Time Optimizer
364 | 6 | Run Time Optimizer
365 | 7 | Run Time Optimizer
366 | 8 | Run Time Optimizer
367 | 9 | Run Time Optimizer
368 | 10 | Run Time Optimizer
369 | 11 | Run Time Optimizer
370 | 2 | Server Virtualization
371 | 6 | Server Virtualization
372 | 11 | Server Virtualization
373 | 1 | Thermal Energy Storage (TES)
374 | 2 | Thermal Energy Storage (TES)
375 | 3 | Thermal Energy Storage (TES)
376 | 4 | Thermal Energy Storage (TES)
377 | 5 | Thermal Energy Storage (TES)
378 | 6 | Thermal Energy Storage (TES)
379 | 7 | Thermal Energy Storage (TES)
380 | 8 | Thermal Energy Storage (TES)
381 | 9 | Thermal Energy Storage (TES)
382 | 10 | Thermal Energy Storage (TES)
383 | 11 | Thermal Energy Storage (TES)
384 | 1 | Variable Speed Drive Control
385 | 2 | Variable Speed Drive Control
386 | 3 | Variable Speed Drive Control
387 | 4 | Variable Speed Drive Control
388 | 5 | Variable Speed Drive Control
389 | 6 | Variable Speed Drive Control
390 | 8 | Variable Speed Drive Control
391 | 10 | Variable Speed Drive Control
392 | 11 | Variable Speed Drive Control
393 | 1 | VSD for Chiller Pumps and Towers
394 | 2 | VSD for Chiller Pumps and Towers
395 | 3 | VSD for Chiller Pumps and Towers
396 | 4 | VSD for Chiller Pumps and Towers
397 | 5 | VSD for Chiller Pumps and Towers
398 | 6 | VSD for Chiller Pumps and Towers
399 | 7 | VSD for Chiller Pumps and Towers
400 | 8 | VSD for Chiller Pumps and Towers
401 | 10 | VSD for Chiller Pumps and Towers
402 | 11 | VSD for Chiller Pumps and Towers
403 | 1 | Window Film (Standard)
404 | 1 | Window Film (Standard)
405 | 1 | Window Film (Standard)
406 | 2 | Window Film (Standard)
407 | 2 | Window Film (Standard)
408 | 2 | Window Film (Standard)
409 | 3 | Window Film (Standard)
410 | 3 | Window Film (Standard)
411 | 3 | Window Film (Standard)
412 | 4 | Window Film (Standard)
413 | 4 | Window Film (Standard)
414 | 4 | Window Film (Standard)
415 | 5 | Window Film (Standard)
416 | 5 | Window Film (Standard)
417 | 5 | Window Film (Standard)
418 | 6 | Window Film (Standard)
419 | 6 | Window Film (Standard)
420 | 7 | Window Film (Standard)
421 | 7 | Window Film (Standard)
422 | 7 | Window Film (Standard)
423 | 8 | Window Film (Standard)
424 | 8 | Window Film (Standard)
425 | 8 | Window Film (Standard)
426 | 10 | Window Film (Standard)
427 | 10 | Window Film (Standard)
428 | 10 | Window Film (Standard)
Remaining Measures Passing
Industrial
# | Building Segment | Measure Name
1 | 2 | Aerosole Duct Sealing
2 | 2 | Aerosole Duct Sealing - Chiller
3 | 12 | Aerosole Duct Sealing - Chiller
4 | 5 | CFL Hardwired, Modular 18W
5 | 1 | CFL Screw-in 18W
6 | 2 | CFL Screw-in 18W
7 | 3 | CFL Screw-in 18W
8 | 4 | CFL Screw-in 18W
9 | 6 | CFL Screw-in 18W
10 | 7 | CFL Screw-in 18W
11 | 8 | CFL Screw-in 18W
12 | 9 | CFL Screw-in 18W
13 | 10 | CFL Screw-in 18W
14 | 11 | CFL Screw-in 18W
15 | 12 | CFL Screw-in 18W
16 | 13 | CFL Screw-in 18W
17 | 14 | CFL Screw-in 18W
18 | 15 | CFL Screw-in 18W
19 | 16 | CFL Screw-in 18W
20 | 6 | Clean Room - Controls
21 | 13 | Clean Room - Controls
22 | 6 | Clean Room - New Designs
23 | 1 | Compressed Air - Controls
24 | 2 | Compressed Air - Controls
25 | 3 | Compressed Air - Controls
26 | 4 | Compressed Air - Controls
27 | 5 | Compressed Air - Controls
28 | 6 | Compressed Air - Controls
29 | 7 | Compressed Air - Controls
30 | 8 | Compressed Air - Controls
31 | 9 | Compressed Air - Controls
32 | 10 | Compressed Air - Controls
33 | 11 | Compressed Air - Controls
34 | 12 | Compressed Air - Controls
35 | 13 | Compressed Air - Controls
36 | 14 | Compressed Air - Controls
37 | 15 | Compressed Air - Controls
38 | 16 | Compressed Air - Controls
39 | 1 | Dehumidification Hybrid Desiccant Heat Pump
40 | 2 | Dehumidification Hybrid Desiccant Heat Pump
41 | 3 | Dehumidification Hybrid Desiccant Heat Pump
42 | 4 | Dehumidification Hybrid Desiccant Heat Pump
43 | 5 | Dehumidification Hybrid Desiccant Heat Pump
44 | 6 | Dehumidification Hybrid Desiccant Heat Pump
45 | 7 | Dehumidification Hybrid Desiccant Heat Pump
46 | 8 | Dehumidification Hybrid Desiccant Heat Pump
47 | 9 | Dehumidification Hybrid Desiccant Heat Pump
48 | 10 | Dehumidification Hybrid Desiccant Heat Pump
49 | 11 | Dehumidification Hybrid Desiccant Heat Pump
50 | 12 | Dehumidification Hybrid Desiccant Heat Pump
51 | 13 | Dehumidification Hybrid Desiccant Heat Pump
52 | 14 | Dehumidification Hybrid Desiccant Heat Pump
53 | 15 | Dehumidification Hybrid Desiccant Heat Pump
54 | 16 | Dehumidification Hybrid Desiccant Heat Pump
55 | 8 | Direct drive Extruders
56 | 2 | Drying (UV/IR)
57 | 11 | Efficient Curing ovens
58 | 12 | Efficient Curing ovens
59 | 13 | Efficient Curing ovens
60 | 14 | Efficient Curing ovens
61 | 15 | Efficient Curing ovens
62 | 16 | Efficient Curing ovens
63 | 7 | Efficient desalter
64 | 10 | Efficient electric melting
65 | 5 | Efficient Printing press (fewer cylinders)
66 | 13 | Efficient processes (welding, etc.)
67 | 8 | Extruders/injection Moulding-multipump
68 | 1 | Fans - Controls
69 | 2 | Fans - Controls
70 | 3 | Fans - Controls
71 | 4 | Fans - Controls
72 | 5 | Fans - Controls
73 | 6 | Fans - Controls
74 | 7 | Fans - Controls
75 | 8 | Fans - Controls
76 | 9 | Fans - Controls
77 | 10 | Fans - Controls
78 | 11 | Fans - Controls
79 | 12 | Fans - Controls
80 | 13 | Fans - Controls
81 | 14 | Fans - Controls
82 | 15 | Fans - Controls
83 | 16 | Fans - Controls
84 | 1 | Fans - System Optimization
85 | 2 | Fans - System Optimization
86 | 3 | Fans - System Optimization
87 | 4 | Fans - System Optimization
88 | 5 | Fans - System Optimization
89 | 6 | Fans - System Optimization
90 | 7 | Fans - System Optimization
91 | 8 | Fans - System Optimization
92 | 9 | Fans - System Optimization
93 | 10 | Fans - System Optimization
94 | 11 | Fans - System Optimization
95 | 12 | Fans - System Optimization
96 | 13 | Fans - System Optimization
97 | 14 | Fans - System Optimization
98 | 15 | Fans - System Optimization
99 | 16 | Fans - System Optimization
100 | 3 | Heat Pumps - Drying
101 | 1 | High Bay T5
102 | 2 | High Bay T5
103 | 3 | High Bay T5
104 | 4 | High Bay T5
105 | 6 | High Bay T5
106 | 7 | High Bay T5
107 | 8 | High Bay T5
108 | 9 | High Bay T5
109 | 10 | High Bay T5
110 | 11 | High Bay T5
111 | 12 | High Bay T5
112 | 13 | High Bay T5
113 | 14 | High Bay T5
114 | 15 | High Bay T5
115 | 16 | High Bay T5
116 | 8 | Injection Moulding - Direct drive
117 | 8 | Injection Moulding - Impulse Cooling
118 | 4 | LED High Bay 83 W
119 | 6 | LED High Bay 83 W
120 | 7 | LED High Bay 83 W
121 | 9 | LED High Bay 83 W
122 | 16 | LED High Bay 83 W
123 | 11 | Machinery
124 | 12 | Machinery
125 | 14 | Machinery
126 | 2 | Membranes for wastewater
127 | 11 | New transformers welding
128 | 12 | New transformers welding
129 | 14 | New transformers welding
130 | 15 | New transformers welding
131 | 2 | O&M/drives spinning machines
132 | 5 | Occupancy Sensor
133 | 1 | Optimization Refrigeration
134 | 3 | Optimize drying process
135 | 9 | Process optimization
136 | 1 | Pumps - System Optimization
137 | 2 | Pumps - System Optimization
138 | 3 | Pumps - System Optimization
139 | 4 | Pumps - System Optimization
140 | 5 | Pumps - System Optimization
141 | 6 | Pumps - System Optimization
142 | 7 | Pumps - System Optimization
143 | 8 | Pumps - System Optimization
144 | 9 | Pumps - System Optimization
145 | 10 | Pumps - System Optimization
146 | 11 | Pumps - System Optimization
147 | 12 | Pumps - System Optimization
148 | 13 | Pumps - System Optimization
149 | 14 | Pumps - System Optimization
150 | 15 | Pumps - System Optimization
151 | 16 | Pumps - System Optimization
152 | 1 | Run Time Optimizer
153 | 2 | Run Time Optimizer
154 | 3 | Run Time Optimizer
155 | 4 | Run Time Optimizer
156 | 5 | Run Time Optimizer
157 | 6 | Run Time Optimizer
158 | 7 | Run Time Optimizer
159 | 8 | Run Time Optimizer
160 | 9 | Run Time Optimizer
161 | 10 | Run Time Optimizer
162 | 11 | Run Time Optimizer
163 | 12 | Run Time Optimizer
164 | 13 | Run Time Optimizer
165 | 14 | Run Time Optimizer
166 | 15 | Run Time Optimizer
167 | 16 | Run Time Optimizer

## 12Eco Pot TRC 2 yr payback Fail
Two-Year Payback Screen (TRC)
Remaining Measures Failing
Residential
# | Building Segment | Measure Name
1 | 1 | Freezer recycling
2 | 2 | Freezer recycling
3 | 3 | Freezer recycling
4 | 1 | High Efficiency One Speed Pool Pump (1.5 hp)
5 | 2 | High Efficiency One Speed Pool Pump (1.5 hp)
6 | 3 | High Efficiency One Speed Pool Pump (1.5 hp)
7 | 1 | Refrigerator recycling
8 | 2 | Refrigerator recycling
9 | 3 | Refrigerator recycling
10 | 1 | Two Speed Pool Pump (1.5 hp)
11 | 2 | Two Speed Pool Pump (1.5 hp)
12 | 3 | Two Speed Pool Pump (1.5 hp)
Remaining Measures Failing
Commercial
# | Building Segment | Measure Name
1 | 1 | 0.5 Faucet Aerator (DI) - Commercial Public Use
2 | 2 | 0.5 Faucet Aerator (DI) - Commercial Public Use
3 | 3 | 0.5 Faucet Aerator (DI) - Commercial Public Use
4 | 4 | 0.5 Faucet Aerator (DI) - Commercial Public Use
5 | 6 | 0.5 Faucet Aerator (DI) - Commercial Public Use
6 | 7 | 0.5 Faucet Aerator (DI) - Commercial Public Use
7 | 8 | 0.5 Faucet Aerator (DI) - Commercial Public Use
8 | 9 | 0.5 Faucet Aerator (DI) - Commercial Public Use
9 | 10 | 0.5 Faucet Aerator (DI) - Commercial Public Use
10 | 11 | 0.5 Faucet Aerator (DI) - Commercial Public Use
11 | 5 | 0.5 Faucet Aerator (DI) - Commercial School Use
12 | 1 | Aerosole Duct Sealing
13 | 1 | Aerosole Duct Sealing
14 | 1 | Aerosole Duct Sealing
15 | 2 | Aerosole Duct Sealing
16 | 2 | Aerosole Duct Sealing
17 | 2 | Aerosole Duct Sealing
18 | 3 | Aerosole Duct Sealing
19 | 3 | Aerosole Duct Sealing
20 | 3 | Aerosole Duct Sealing
21 | 4 | Aerosole Duct Sealing
22 | 4 | Aerosole Duct Sealing
23 | 4 | Aerosole Duct Sealing
24 | 5 | Aerosole Duct Sealing
25 | 5 | Aerosole Duct Sealing
26 | 5 | Aerosole Duct Sealing
27 | 6 | Aerosole Duct Sealing
28 | 6 | Aerosole Duct Sealing
29 | 6 | Aerosole Duct Sealing
30 | 7 | Aerosole Duct Sealing
31 | 7 | Aerosole Duct Sealing
32 | 7 | Aerosole Duct Sealing
33 | 8 | Aerosole Duct Sealing
34 | 8 | Aerosole Duct Sealing
35 | 8 | Aerosole Duct Sealing
36 | 9 | Aerosole Duct Sealing
37 | 9 | Aerosole Duct Sealing
38 | 10 | Aerosole Duct Sealing
39 | 10 | Aerosole Duct Sealing
40 | 10 | Aerosole Duct Sealing
41 | 11 | Aerosole Duct Sealing
42 | 11 | Aerosole Duct Sealing
43 | 11 | Aerosole Duct Sealing
44 | 2 | Air Handler Optimization
45 | 4 | Air Handler Optimization
46 | 7 | Air Handler Optimization
47 | 4 | Anti-sweat (humidistat) controls
48 | 2 | Ceiling Insulation
49 | 2 | Ceiling Insulation
50 | 2 | Ceiling Insulation
51 | 4 | Ceiling Insulation
52 | 4 | Ceiling Insulation
53 | 4 | Ceiling Insulation
54 | 7 | Ceiling Insulation
55 | 7 | Ceiling Insulation
56 | 7 | Ceiling Insulation
57 | 8 | Ceiling Insulation
58 | 8 | Ceiling Insulation
59 | 10 | Ceiling Insulation
60 | 10 | Ceiling Insulation
61 | 4 | CFL Hardwired, Modular 18W
62 | 7 | CFL Hardwired, Modular 18W
63 | 1 | CFL Screw-in 18W
64 | 2 | CFL Screw-in 18W
65 | 3 | CFL Screw-in 18W
66 | 4 | CFL Screw-in 18W
67 | 5 | CFL Screw-in 18W
68 | 6 | CFL Screw-in 18W
69 | 7 | CFL Screw-in 18W
70 | 8 | CFL Screw-in 18W
71 | 9 | CFL Screw-in 18W
72 | 10 | CFL Screw-in 18W
73 | 11 | CFL Screw-in 18W
74 | 1 | Chiller Tune Up/Diagnostics
75 | 2 | Chiller Tune Up/Diagnostics
76 | 3 | Chiller Tune Up/Diagnostics
77 | 4 | Chiller Tune Up/Diagnostics
78 | 5 | Chiller Tune Up/Diagnostics
79 | 7 | Chiller Tune Up/Diagnostics
80 | 8 | Chiller Tune Up/Diagnostics
81 | 10 | Chiller Tune Up/Diagnostics
82 | 7 | Demand controlled circulating systems
83 | 4 | Demand Defrost Electric
84 | 4 | Demand Hot Gas Defrost
85 | 2 | DX Coil Cleaning
86 | 3 | DX Coil Cleaning
87 | 4 | DX Coil Cleaning
88 | 7 | DX Coil Cleaning
89 | 10 | DX Coil Cleaning
90 | 2 | DX Tune Up/ Advanced Diagnostics
91 | 4 | DX Tune Up/ Advanced Diagnostics
92 | 7 | DX Tune Up/ Advanced Diagnostics
93 | 4 | Efficient compressor motor
94 | 2 | EMS Optimization
95 | 4 | EMS Optimization
96 | 7 | EMS Optimization
97 | 8 | EMS Optimization
98 | 10 | EMS Optimization
99 | 1 | Energy Star or Better Copier
100 | 1 | Energy Star or Better Monitor
101 | 2 | Energy Star or Better Monitor
102 | 3 | Energy Star or Better Monitor
103 | 5 | Energy Star or Better Monitor
104 | 6 | Energy Star or Better Monitor
105 | 7 | Energy Star or Better Monitor
106 | 8 | Energy Star or Better Monitor
107 | 9 | Energy Star or Better Monitor
108 | 11 | Energy Star or Better Monitor
109 | 4 | Floating head pressure controls
110 | 4 | Freezer-Cooler Replacement Gaskets
111 | 5 | Heat Pump Water Heater (air source)
112 | 7 | Heat Pump Water Heater (air source)
113 | 2 | Heat Recovery Unit
114 | 5 | Heat Recovery Unit
115 | 7 | Heat Recovery Unit
116 | 8 | Heat Recovery Unit
117 | 10 | Heat Recovery Unit
118 | 2 | Heat Trap
119 | 5 | Heat Trap
120 | 7 | Heat Trap
121 | 8 | Heat Trap
122 | 10 | Heat Trap
123 | 2 | High Bay T5
124 | 3 | High Bay T5
125 | 4 | High Bay T5
126 | 7 | High Bay T5
127 | 8 | High Bay T5
128 | 1 | Lighting Control Tuneup
129 | 1 | Lighting Control Tuneup
130 | 2 | Lighting Control Tuneup
131 | 2 | Lighting Control Tuneup
132 | 3 | Lighting Control Tuneup
133 | 3 | Lighting Control Tuneup
134 | 4 | Lighting Control Tuneup
135 | 4 | Lighting Control Tuneup
136 | 5 | Lighting Control Tuneup
137 | 5 | Lighting Control Tuneup
138 | 6 | Lighting Control Tuneup
139 | 6 | Lighting Control Tuneup
140 | 7 | Lighting Control Tuneup
141 | 7 | Lighting Control Tuneup
142 | 8 | Lighting Control Tuneup
143 | 8 | Lighting Control Tuneup
144 | 10 | Lighting Control Tuneup
145 | 11 | Lighting Control Tuneup
146 | 11 | Lighting Control Tuneup
147 | 1 | Monitor Power Management Enabling
148 | 5 | Monitor Power Management Enabling
149 | 6 | Monitor Power Management Enabling
150 | 7 | Monitor Power Management Enabling
151 | 8 | Monitor Power Management Enabling
152 | 11 | Monitor Power Management Enabling
153 | 4 | Night covers for display cases
154 | 2 | Optimize Controls
155 | 4 | Optimize Controls
156 | 5 | Optimize Controls
157 | 7 | Optimize Controls
158 | 8 | Optimize Controls
159 | 10 | Optimize Controls
160 | 6 | Outdoor Lighting Controls (Photocell/Timeclock)
161 | 1 | PC Manual Power Management Enabling
162 | 5 | PC Manual Power Management Enabling
163 | 6 | PC Manual Power Management Enabling
164 | 7 | PC Manual Power Management Enabling
165 | 8 | PC Manual Power Management Enabling
166 | 11 | PC Manual Power Management Enabling
167 | 1 | PC Network Power Management Enabling
168 | 5 | PC Network Power Management Enabling
169 | 6 | PC Network Power Management Enabling
170 | 7 | PC Network Power Management Enabling
171 | 8 | PC Network Power Management Enabling
172 | 11 | PC Network Power Management Enabling
173 | 1 | Printer Power Management Enabling
174 | 5 | Printer Power Management Enabling
175 | 6 | Printer Power Management Enabling
176 | 7 | Printer Power Management Enabling
177 | 8 | Printer Power Management Enabling
178 | 11 | Printer Power Management Enabling
179 | 1 | PSMH, 250W, magnetic ballast
180 | 2 | PSMH, 250W, magnetic ballast
181 | 3 | PSMH, 250W, magnetic ballast
182 | 4 | PSMH, 250W, magnetic ballast
183 | 5 | PSMH, 250W, magnetic ballast
184 | 6 | PSMH, 250W, magnetic ballast
185 | 7 | PSMH, 250W, magnetic ballast
186 | 8 | PSMH, 250W, magnetic ballast
187 | 9 | PSMH, 250W, magnetic ballast
188 | 10 | PSMH, 250W, magnetic ballast
189 | 11 | PSMH, 250W, magnetic ballast
190 | 4 | Refrigeration Commissioning
191 | 1 | ROB Premium T8, EB, Reflector
192 | 2 | ROB Premium T8, EB, Reflector
193 | 3 | ROB Premium T8, EB, Reflector
194 | 4 | ROB Premium T8, EB, Reflector
195 | 7 | ROB Premium T8, EB, Reflector
196 | 8 | ROB Premium T8, EB, Reflector
197 | 9 | ROB Premium T8, EB, Reflector
198 | 10 | ROB Premium T8, EB, Reflector
199 | 11 | ROB Premium T8, EB, Reflector
200 | 2 | Separate Makeup Air / Exhaust Hoods AC
201 | 4 | Separate Makeup Air / Exhaust Hoods AC
202 | 4 | Steamer
203 | 5 | Steamer
204 | 6 | Steamer
205 | 7 | Steamer
206 | 10 | Steamer
207 | 4 | Strip curtains for walk-ins
208 | 7 | Variable Speed Drive Control
209 | 1 | Vending Misers (cooled machines only)
210 | 2 | Vending Misers (cooled machines only)
211 | 5 | Vending Misers (cooled machines only)
212 | 10 | Vending Misers (cooled machines only)
Remaining Measures Failing
Industrial
# | Building Segment | Measure Name
1 | 3 | Air conveying systems
2 | 1 | Bakery - Process
3 | 1 | Bakery - Process (Mixing) - O&M
4 | 5 | CFL Screw-in 18W
5 | 2 | Comp Air - ASD (6-100 hp)
6 | 1 | Compressed Air - System Optimization
7 | 2 | Compressed Air - System Optimization
8 | 3 | Compressed Air - System Optimization
9 | 4 | Compressed Air - System Optimization
10 | 5 | Compressed Air - System Optimization
11 | 6 | Compressed Air - System Optimization
12 | 7 | Compressed Air - System Optimization
13 | 8 | Compressed Air - System Optimization
14 | 9 | Compressed Air - System Optimization
15 | 10 | Compressed Air - System Optimization
16 | 11 | Compressed Air - System Optimization
17 | 12 | Compressed Air - System Optimization
18 | 13 | Compressed Air - System Optimization
19 | 14 | Compressed Air - System Optimization
20 | 15 | Compressed Air - System Optimization
21 | 16 | Compressed Air - System Optimization
22 | 1 | Compressed Air- Sizing
23 | 2 | Compressed Air- Sizing
24 | 3 | Compressed Air- Sizing
25 | 4 | Compressed Air- Sizing
26 | 5 | Compressed Air- Sizing
27 | 6 | Compressed Air- Sizing
28 | 7 | Compressed Air- Sizing
29 | 8 | Compressed Air- Sizing
30 | 9 | Compressed Air- Sizing
31 | 10 | Compressed Air- Sizing
32 | 11 | Compressed Air- Sizing
33 | 12 | Compressed Air- Sizing
34 | 13 | Compressed Air- Sizing
35 | 14 | Compressed Air- Sizing
36 | 15 | Compressed Air- Sizing
37 | 16 | Compressed Air- Sizing
38 | 1 | Compressed Air-O&M
39 | 2 | Compressed Air-O&M
40 | 3 | Compressed Air-O&M
41 | 4 | Compressed Air-O&M
42 | 5 | Compressed Air-O&M
43 | 6 | Compressed Air-O&M
44 | 7 | Compressed Air-O&M
45 | 8 | Compressed Air-O&M
46 | 9 | Compressed Air-O&M
47 | 10 | Compressed Air-O&M
48 | 11 | Compressed Air-O&M
49 | 12 | Compressed Air-O&M
50 | 13 | Compressed Air-O&M
51 | 14 | Compressed Air-O&M
52 | 15 | Compressed Air-O&M
53 | 16 | Compressed Air-O&M
54 | 11 | Drives - Optimization process (M&T)
55 | 12 | Drives - Optimization process (M&T)
56 | 14 | Drives - Optimization process (M&T)
57 | 15 | Drives - Optimization process (M&T)
58 | 5 | Efficient practices printing press
59 | 1 | Efficient Refrigeration - Operations
60 | 2 | Fans - ASD (6-100 hp)
61 | 2 | Fans- Improve components
62 | 4 | Gap Forming papermachine
63 | 11 | Heating - Optimization process (M&T)
64 | 12 | Heating - Optimization process (M&T)
65 | 14 | Heating - Optimization process (M&T)
66 | 5 | High Bay T5
67 | 4 | High Consistency forming
68 | 10 | Near Net Shape Casting
69 | 8 | O&M - Extruders/Injection Moulding
70 | 5 | Premium T8, Elecctronic Ballast
71 | 2 | Pumps - ASD (6-100 hp)
72 | 1 | Pumps - Controls
73 | 2 | Pumps - Controls
74 | 3 | Pumps - Controls
75 | 4 | Pumps - Controls
76 | 5 | Pumps - Controls
77 | 6 | Pumps - Controls
78 | 7 | Pumps - Controls
79 | 8 | Pumps - Controls
80 | 9 | Pumps - Controls
81 | 10 | Pumps - Controls
82 | 11 | Pumps - Controls
83 | 12 | Pumps - Controls
84 | 13 | Pumps - Controls
85 | 14 | Pumps - Controls
86 | 15 | Pumps - Controls
87 | 16 | Pumps - Controls
88 | 1 | Pumps - O&M
89 | 2 | Pumps - O&M
90 | 3 | Pumps - O&M
91 | 4 | Pumps - O&M
92 | 5 | Pumps - O&M
93 | 6 | Pumps - O&M
94 | 7 | Pumps - O&M
95 | 8 | Pumps - O&M
96 | 9 | Pumps - O&M
97 | 10 | Pumps - O&M
98 | 11 | Pumps - O&M
99 | 12 | Pumps - O&M
100 | 13 | Pumps - O&M
101 | 14 | Pumps - O&M
102 | 15 | Pumps - O&M
103 | 16 | Pumps - O&M
104 | 1 | Pumps - Sizing
105 | 2 | Pumps - Sizing
106 | 3 | Pumps - Sizing
107 | 4 | Pumps - Sizing
108 | 5 | Pumps - Sizing
109 | 6 | Pumps - Sizing
110 | 7 | Pumps - Sizing
111 | 8 | Pumps - Sizing
112 | 9 | Pumps - Sizing
113 | 10 | Pumps - Sizing
114 | 11 | Pumps - Sizing
115 | 12 | Pumps - Sizing
116 | 13 | Pumps - Sizing
117 | 14 | Pumps - Sizing
118 | 15 | Pumps - Sizing
119 | 16 | Pumps - Sizing

## 13 Achievable RIM Pass
Achievable (RIM)
Remaining Measures Passing
Residential
# | Building Segment | Measure Name
1 | 1 | 14 SEER Split-System Heat Pump
2 | 3 | 14 SEER Split-System Heat Pump
3 | 1 | 15 SEER Split-System Heat Pump
4 | 2 | 15 SEER Split-System Heat Pump
5 | 3 | 15 SEER Split-System Heat Pump
6 | 1 | 17 SEER Split-System Heat Pump
7 | 3 | 17 SEER Split-System Heat Pump
8 | 1 | Ceiling R-0 to R-19 Insulation
9 | 1 | Ceiling R-0 to R-19 Insulation
10 | 3 | Ceiling R-0 to R-19 Insulation
11 | 1 | Electronically Commutated Motors (ECM) on an Air Handler Unit
12 | 1 | Sealed Attics
13 | 3 | Sealed Attics
Remaining Measures Passing
Commercial
# | Building Segment | Measure Name
1 | 1 | Ceiling Insulation
2 | 1 | Ceiling Insulation
3 | 1 | Ceiling Insulation
4 | 3 | Ceiling Insulation
5 | 3 | Ceiling Insulation
6 | 3 | Ceiling Insulation
7 | 5 | Ceiling Insulation
8 | 5 | Ceiling Insulation
9 | 5 | Ceiling Insulation
10 | 6 | Ceiling Insulation
11 | 6 | Ceiling Insulation
12 | 6 | Ceiling Insulation
13 | 8 | Ceiling Insulation
14 | 9 | Ceiling Insulation
15 | 9 | Ceiling Insulation
16 | 10 | Ceiling Insulation
17 | 11 | Ceiling Insulation
18 | 11 | Ceiling Insulation
19 | 11 | Ceiling Insulation
20 | 1 | Centrifugal Chiller, 0.51 kW/ton, 500 tons
21 | 2 | Centrifugal Chiller, 0.51 kW/ton, 500 tons
22 | 3 | Centrifugal Chiller, 0.51 kW/ton, 500 tons
23 | 4 | Centrifugal Chiller, 0.51 kW/ton, 500 tons
24 | 5 | Centrifugal Chiller, 0.51 kW/ton, 500 tons
25 | 6 | Centrifugal Chiller, 0.51 kW/ton, 500 tons
26 | 7 | Centrifugal Chiller, 0.51 kW/ton, 500 tons
27 | 8 | Centrifugal Chiller, 0.51 kW/ton, 500 tons
28 | 10 | Centrifugal Chiller, 0.51 kW/ton, 500 tons
29 | 11 | Centrifugal Chiller, 0.51 kW/ton, 500 tons
30 | 1 | CFL Hardwired, Modular 18W
31 | 2 | CFL Hardwired, Modular 18W
32 | 3 | CFL Hardwired, Modular 18W
33 | 5 | CFL Hardwired, Modular 18W
34 | 6 | CFL Hardwired, Modular 18W
35 | 8 | CFL Hardwired, Modular 18W
36 | 9 | CFL Hardwired, Modular 18W
37 | 10 | CFL Hardwired, Modular 18W
38 | 11 | CFL Hardwired, Modular 18W
39 | 6 | Chiller Tune Up/Diagnostics
40 | 4 | Compressor VSD retrofit
41 | 1 | Continuous Dimming
42 | 2 | Continuous Dimming
43 | 3 | Continuous Dimming
44 | 4 | Continuous Dimming
45 | 7 | Continuous Dimming
46 | 8 | Continuous Dimming
47 | 11 | Continuous Dimming
48 | 1 | Cool Roof - Chiller
49 | 2 | Cool Roof - Chiller
50 | 3 | Cool Roof - Chiller
51 | 4 | Cool Roof - Chiller
52 | 5 | Cool Roof - Chiller
53 | 6 | Cool Roof - Chiller
54 | 7 | Cool Roof - Chiller
55 | 8 | Cool Roof - Chiller
56 | 10 | Cool Roof - Chiller
57 | 11 | Cool Roof - Chiller
58 | 1 | Cool Roof - DX
59 | 1 | Cool Roof - DX
60 | 2 | Cool Roof - DX
61 | 2 | Cool Roof - DX
62 | 3 | Cool Roof - DX
63 | 3 | Cool Roof - DX
64 | 4 | Cool Roof - DX
65 | 4 | Cool Roof - DX
66 | 5 | Cool Roof - DX
67 | 5 | Cool Roof - DX
68 | 6 | Cool Roof - DX
69 | 6 | Cool Roof - DX
70 | 7 | Cool Roof - DX
71 | 7 | Cool Roof - DX
72 | 8 | Cool Roof - DX
73 | 8 | Cool Roof - DX
74 | 10 | Cool Roof - DX
75 | 10 | Cool Roof - DX
76 | 11 | Cool Roof - DX
77 | 11 | Cool Roof - DX
78 | 1 | Dehumidification hybrid desiccant heat pump
79 | 3 | Dehumidification hybrid desiccant heat pump
80 | 5 | Dehumidification hybrid desiccant heat pump
81 | 6 | Dehumidification hybrid desiccant heat pump
82 | 7 | Dehumidification hybrid desiccant heat pump
83 | 8 | Dehumidification hybrid desiccant heat pump
84 | 10 | Dehumidification hybrid desiccant heat pump
85 | 11 | Dehumidification hybrid desiccant heat pump
86 | 1 | Demand Control Ventilation (DCV)
87 | 2 | Demand Control Ventilation (DCV)
88 | 4 | Demand Control Ventilation (DCV)
89 | 5 | Demand Control Ventilation (DCV)
90 | 7 | Demand Control Ventilation (DCV)
91 | 8 | Demand Control Ventilation (DCV)
92 | 11 | Demand Control Ventilation (DCV)
93 | 1 | DX Coil Cleaning
94 | 5 | DX Coil Cleaning
95 | 6 | DX Coil Cleaning
96 | 8 | DX Coil Cleaning
97 | 2 | DX Packaged System, EER=10.9, 10 tons
98 | 4 | DX Packaged System, EER=10.9, 10 tons
99 | 7 | DX Packaged System, EER=10.9, 10 tons
100 | 8 | DX Packaged System, EER=10.9, 10 tons
101 | 1 | DX Tune Up/ Advanced Diagnostics
102 | 3 | DX Tune Up/ Advanced Diagnostics
103 | 5 | DX Tune Up/ Advanced Diagnostics
104 | 6 | DX Tune Up/ Advanced Diagnostics
105 | 8 | DX Tune Up/ Advanced Diagnostics
106 | 10 | DX Tune Up/ Advanced Diagnostics
107 | 7 | Electronically Commutated Motors (ECM) on an Air Handler Unit
108 | 8 | Electronically Commutated Motors (ECM) on an Air Handler Unit
109 | 1 | EMS - Chiller
110 | 2 | EMS - Chiller
111 | 3 | EMS - Chiller
112 | 4 | EMS - Chiller
113 | 5 | EMS - Chiller
114 | 6 | EMS - Chiller
115 | 7 | EMS - Chiller
116 | 8 | EMS - Chiller
117 | 10 | EMS - Chiller
118 | 1 | Energy Recovery Ventilation (ERV)
119 | 2 | Energy Recovery Ventilation (ERV)
120 | 3 | Energy Recovery Ventilation (ERV)
121 | 4 | Energy Recovery Ventilation (ERV)
122 | 5 | Energy Recovery Ventilation (ERV)
123 | 6 | Energy Recovery Ventilation (ERV)
124 | 7 | Energy Recovery Ventilation (ERV)
125 | 8 | Energy Recovery Ventilation (ERV)
126 | 9 | Energy Recovery Ventilation (ERV)
127 | 10 | Energy Recovery Ventilation (ERV)
128 | 11 | Energy Recovery Ventilation (ERV)
129 | 1 | Geothermal Heat Pump, EER=13, 10 tons
130 | 2 | Geothermal Heat Pump, EER=13, 10 tons
131 | 2 | Geothermal Heat Pump, EER=13, 10 tons
132 | 3 | Geothermal Heat Pump, EER=13, 10 tons
133 | 4 | Geothermal Heat Pump, EER=13, 10 tons
134 | 5 | Geothermal Heat Pump, EER=13, 10 tons
135 | 6 | Geothermal Heat Pump, EER=13, 10 tons
136 | 7 | Geothermal Heat Pump, EER=13, 10 tons
137 | 7 | Geothermal Heat Pump, EER=13, 10 tons
138 | 8 | Geothermal Heat Pump, EER=13, 10 tons
139 | 10 | Geothermal Heat Pump, EER=13, 10 tons
140 | 11 | Geothermal Heat Pump, EER=13, 10 tons
141 | 4 | Griddle
142 | 5 | Griddle
143 | 6 | Griddle
144 | 7 | Griddle
145 | 10 | Griddle
146 | 1 | HE PTAC, EER=9.6, 1 ton
147 | 2 | HE PTAC, EER=9.6, 1 ton
148 | 3 | HE PTAC, EER=9.6, 1 ton
149 | 4 | HE PTAC, EER=9.6, 1 ton
150 | 5 | HE PTAC, EER=9.6, 1 ton
151 | 6 | HE PTAC, EER=9.6, 1 ton
152 | 7 | HE PTAC, EER=9.6, 1 ton
153 | 8 | HE PTAC, EER=9.6, 1 ton
154 | 10 | HE PTAC, EER=9.6, 1 ton
155 | 11 | HE PTAC, EER=9.6, 1 ton
156 | 2 | Heat Pump Water Heater (air source)
157 | 10 | Heat Pump Water Heater (air source)
158 | 1 | High Bay T5
159 | 5 | High Bay T5
160 | 6 | High Bay T5
161 | 9 | High Bay T5
162 | 10 | High Bay T5
163 | 11 | High Bay T5
164 | 2 | High Efficiency Chiller Motors
165 | 7 | High Efficiency Chiller Motors
166 | 4 | High R-Value Glass Doors
167 | 4 | High-efficiency fan motors
168 | 4 | Holding Cabinet
169 | 5 | Holding Cabinet
170 | 6 | Holding Cabinet
171 | 7 | Holding Cabinet
172 | 10 | Holding Cabinet
173 | 1 | Hybrid Dessicant-DX System (Trane CDQ)
174 | 2 | Hybrid Dessicant-DX System (Trane CDQ)
175 | 3 | Hybrid Dessicant-DX System (Trane CDQ)
176 | 4 | Hybrid Dessicant-DX System (Trane CDQ)
177 | 5 | Hybrid Dessicant-DX System (Trane CDQ)
178 | 6 | Hybrid Dessicant-DX System (Trane CDQ)
179 | 7 | Hybrid Dessicant-DX System (Trane CDQ)
180 | 8 | Hybrid Dessicant-DX System (Trane CDQ)
181 | 10 | Hybrid Dessicant-DX System (Trane CDQ)
182 | 11 | Hybrid Dessicant-DX System (Trane CDQ)
183 | 4 | Multiplex Compressor System
184 | 1 | Occupancy Sensor
185 | 1 | Occupancy Sensor
186 | 2 | Occupancy Sensor
187 | 2 | Occupancy Sensor
188 | 3 | Occupancy Sensor
189 | 3 | Occupancy Sensor
190 | 4 | Occupancy Sensor
191 | 4 | Occupancy Sensor
192 | 7 | Occupancy Sensor
193 | 7 | Occupancy Sensor
194 | 8 | Occupancy Sensor
195 | 8 | Occupancy Sensor
196 | 4 | Oversized Air Cooled Condenser
197 | 1 | Packaged HP System, EER=10.9, 10 tons
198 | 2 | Packaged HP System, EER=10.9, 10 tons
199 | 3 | Packaged HP System, EER=10.9, 10 tons
200 | 4 | Packaged HP System, EER=10.9, 10 tons
201 | 5 | Packaged HP System, EER=10.9, 10 tons
202 | 6 | Packaged HP System, EER=10.9, 10 tons
203 | 7 | Packaged HP System, EER=10.9, 10 tons
204 | 8 | Packaged HP System, EER=10.9, 10 tons
205 | 10 | Packaged HP System, EER=10.9, 10 tons
206 | 1 | Premium T8, EB, Reflector
207 | 2 | Premium T8, EB, Reflector
208 | 3 | Premium T8, EB, Reflector
209 | 4 | Premium T8, EB, Reflector
210 | 5 | Premium T8, EB, Reflector
211 | 6 | Premium T8, EB, Reflector
212 | 7 | Premium T8, EB, Reflector
213 | 8 | Premium T8, EB, Reflector
214 | 9 | Premium T8, EB, Reflector
215 | 10 | Premium T8, EB, Reflector
216 | 11 | Premium T8, EB, Reflector
217 | 1 | Premium T8, Elecctronic Ballast
218 | 2 | Premium T8, Elecctronic Ballast
219 | 3 | Premium T8, Elecctronic Ballast
220 | 4 | Premium T8, Elecctronic Ballast
221 | 7 | Premium T8, Elecctronic Ballast
222 | 8 | Premium T8, Elecctronic Ballast
223 | 1 | ROB Premium T8, 1EB
224 | 2 | ROB Premium T8, 1EB
225 | 3 | ROB Premium T8, 1EB
226 | 4 | ROB Premium T8, 1EB
227 | 5 | ROB Premium T8, 1EB
228 | 6 | ROB Premium T8, 1EB
229 | 7 | ROB Premium T8, 1EB
230 | 8 | ROB Premium T8, 1EB
231 | 5 | ROB Premium T8, EB, Reflector
232 | 6 | ROB Premium T8, EB, Reflector
233 | 1 | Roof Insulation
234 | 1 | Roof Insulation
235 | 1 | Roof Insulation
236 | 2 | Roof Insulation
237 | 2 | Roof Insulation
238 | 2 | Roof Insulation
239 | 3 | Roof Insulation
240 | 3 | Roof Insulation
241 | 3 | Roof Insulation
242 | 4 | Roof Insulation
243 | 4 | Roof Insulation
244 | 4 | Roof Insulation
245 | 5 | Roof Insulation
246 | 5 | Roof Insulation
247 | 5 | Roof Insulation
248 | 6 | Roof Insulation
249 | 6 | Roof Insulation
250 | 7 | Roof Insulation
251 | 7 | Roof Insulation
252 | 7 | Roof Insulation
253 | 8 | Roof Insulation
254 | 8 | Roof Insulation
255 | 8 | Roof Insulation
256 | 10 | Roof Insulation
257 | 10 | Roof Insulation
258 | 10 | Roof Insulation
259 | 11 | Roof Insulation
260 | 1 | Run Time Optimizer
261 | 2 | Run Time Optimizer
262 | 3 | Run Time Optimizer
263 | 4 | Run Time Optimizer
264 | 5 | Run Time Optimizer
265 | 6 | Run Time Optimizer
266 | 7 | Run Time Optimizer
267 | 8 | Run Time Optimizer
268 | 9 | Run Time Optimizer
269 | 10 | Run Time Optimizer
270 | 11 | Run Time Optimizer
271 | 2 | Server Virtualization
272 | 6 | Server Virtualization
273 | 11 | Server Virtualization
274 | 1 | Thermal Energy Storage (TES)
275 | 2 | Thermal Energy Storage (TES)
276 | 3 | Thermal Energy Storage (TES)
277 | 4 | Thermal Energy Storage (TES)
278 | 5 | Thermal Energy Storage (TES)
279 | 6 | Thermal Energy Storage (TES)
280 | 7 | Thermal Energy Storage (TES)
281 | 8 | Thermal Energy Storage (TES)
282 | 9 | Thermal Energy Storage (TES)
283 | 10 | Thermal Energy Storage (TES)
284 | 11 | Thermal Energy Storage (TES)
285 | 8 | Variable Speed Drive Control
286 | 1 | VSD for Chiller Pumps and Towers
287 | 2 | VSD for Chiller Pumps and Towers
288 | 3 | VSD for Chiller Pumps and Towers
289 | 4 | VSD for Chiller Pumps and Towers
290 | 5 | VSD for Chiller Pumps and Towers
291 | 7 | VSD for Chiller Pumps and Towers
292 | 8 | VSD for Chiller Pumps and Towers
293 | 10 | VSD for Chiller Pumps and Towers
294 | 1 | Window Film (Standard)
295 | 2 | Window Film (Standard)
296 | 2 | Window Film (Standard)
297 | 2 | Window Film (Standard)
298 | 3 | Window Film (Standard)
299 | 3 | Window Film (Standard)
300 | 4 | Window Film (Standard)
301 | 4 | Window Film (Standard)
302 | 4 | Window Film (Standard)
303 | 5 | Window Film (Standard)
304 | 7 | Window Film (Standard)
305 | 7 | Window Film (Standard)
306 | 7 | Window Film (Standard)
307 | 8 | Window Film (Standard)
308 | 8 | Window Film (Standard)
309 | 8 | Window Film (Standard)
310 | 10 | Window Film (Standard)
Remaining Measures Passing
Industrial
# | Building Segment | Measure Name
1 | 5 | CFL Hardwired, Modular 18W
2 | 1 | CFL Screw-in 18W
3 | 3 | CFL Screw-in 18W
4 | 4 | CFL Screw-in 18W
5 | 6 | CFL Screw-in 18W
6 | 7 | CFL Screw-in 18W
7 | 8 | CFL Screw-in 18W
8 | 9 | CFL Screw-in 18W
9 | 10 | CFL Screw-in 18W
10 | 11 | CFL Screw-in 18W
11 | 12 | CFL Screw-in 18W
12 | 13 | CFL Screw-in 18W
13 | 14 | CFL Screw-in 18W
14 | 15 | CFL Screw-in 18W
15 | 16 | CFL Screw-in 18W
16 | 1 | Dehumidification Hybrid Desiccant Heat Pump
17 | 2 | Dehumidification Hybrid Desiccant Heat Pump
18 | 3 | Dehumidification Hybrid Desiccant Heat Pump
19 | 4 | Dehumidification Hybrid Desiccant Heat Pump
20 | 5 | Dehumidification Hybrid Desiccant Heat Pump
21 | 6 | Dehumidification Hybrid Desiccant Heat Pump
22 | 7 | Dehumidification Hybrid Desiccant Heat Pump
23 | 8 | Dehumidification Hybrid Desiccant Heat Pump
24 | 9 | Dehumidification Hybrid Desiccant Heat Pump
25 | 10 | Dehumidification Hybrid Desiccant Heat Pump
26 | 11 | Dehumidification Hybrid Desiccant Heat Pump
27 | 12 | Dehumidification Hybrid Desiccant Heat Pump
28 | 13 | Dehumidification Hybrid Desiccant Heat Pump
29 | 14 | Dehumidification Hybrid Desiccant Heat Pump
30 | 15 | Dehumidification Hybrid Desiccant Heat Pump
31 | 16 | Dehumidification Hybrid Desiccant Heat Pump
32 | 8 | Direct drive Extruders
33 | 2 | Drying (UV/IR)
34 | 12 | Efficient Curing ovens
35 | 8 | Extruders/injection Moulding-multipump
36 | 2 | Fans - Controls
37 | 3 | Fans - Controls
38 | 8 | Fans - Controls
39 | 10 | Fans - Controls
40 | 11 | Fans - Controls
41 | 12 | Fans - Controls
42 | 14 | Fans - Controls
43 | 2 | Fans - System Optimization
44 | 3 | Heat Pumps - Drying
45 | 1 | High Bay T5
46 | 2 | High Bay T5
47 | 3 | High Bay T5
48 | 8 | High Bay T5
49 | 10 | High Bay T5
50 | 11 | High Bay T5
51 | 12 | High Bay T5
52 | 13 | High Bay T5
53 | 14 | High Bay T5
54 | 15 | High Bay T5
55 | 12 | New transformers welding
56 | 14 | New transformers welding
57 | 2 | O&M/drives spinning machines
58 | 1 | Optimization Refrigeration
59 | 2 | Pumps - System Optimization
60 | 3 | Pumps - System Optimization
61 | 10 | Pumps - System Optimization
62 | 11 | Pumps - System Optimization
63 | 12 | Pumps - System Optimization
64 | 14 | Pumps - System Optimization
65 | 1 | Run Time Optimizer
66 | 2 | Run Time Optimizer
67 | 3 | Run Time Optimizer
68 | 4 | Run Time Optimizer
69 | 5 | Run Time Optimizer
70 | 6 | Run Time Optimizer
71 | 7 | Run Time Optimizer
72 | 8 | Run Time Optimizer
73 | 9 | Run Time Optimizer
74 | 10 | Run Time Optimizer
75 | 11 | Run Time Optimizer
76 | 12 | Run Time Optimizer
77 | 13 | Run Time Optimizer
78 | 14 | Run Time Optimizer
79 | 15 | Run Time Optimizer
80 | 16 | Run Time Optimizer

## 14 Achievable RIM Fail
Achievable (RIM)
Remaining Measures Failing
Residential
# | Building Segment | Measure Name
1 | 1 | 17 SEER Split-System Air Conditioner
2 | 1 | 17 SEER Split-System Heat Pump
3 | 2 | 17 SEER Split-System Heat Pump
4 | 1 | 19 SEER Split-System Air Conditioner
5 | 3 | 19 SEER Split-System Air Conditioner
6 | 1 | Radient Barrier
7 | 1 | Radient Barrier
8 | 1 | Sealed Attic w/Sprayed Foam Insulated Roof Deck
9 | 3 | Sealed Attic w/Sprayed Foam Insulated Roof Deck
10 | 2 | Sealed Attics
11 | 1 | Single Pane Clear Windows to Double Pane Low-E Windows
Remaining Measures Failing
Commercial
# | Building Segment | Measure Name
1 | 9 | Ceiling Insulation
2 | 5 | Continuous Dimming
3 | 6 | Continuous Dimming
4 | 9 | Continuous Dimming
5 | 10 | Continuous Dimming
6 | 9 | Cool Roof - Chiller
7 | 9 | Cool Roof - DX
8 | 9 | Cool Roof - DX
9 | 3 | Demand Control Ventilation (DCV)
10 | 6 | Demand Control Ventilation (DCV)
11 | 9 | Demand Control Ventilation (DCV)
12 | 10 | Demand Control Ventilation (DCV)
13 | 2 | Duct/Pipe Insulation
14 | 7 | Duct/Pipe Insulation
15 | 7 | Duct/Pipe Insulation
16 | 2 | Efficient Fryer
17 | 1 | Geothermal Heat Pump, EER=13, 10 tons
18 | 3 | Geothermal Heat Pump, EER=13, 10 tons
19 | 4 | Geothermal Heat Pump, EER=13, 10 tons
20 | 5 | Geothermal Heat Pump, EER=13, 10 tons
21 | 6 | Geothermal Heat Pump, EER=13, 10 tons
22 | 8 | Geothermal Heat Pump, EER=13, 10 tons
23 | 9 | Geothermal Heat Pump, EER=13, 10 tons
24 | 10 | Geothermal Heat Pump, EER=13, 10 tons
25 | 5 | Occupancy Sensor
26 | 5 | Occupancy Sensor
27 | 6 | Occupancy Sensor
28 | 6 | Occupancy Sensor
29 | 11 | Occupancy Sensor
30 | 11 | Occupancy Sensor
31 | 5 | Premium T8, Elecctronic Ballast
32 | 6 | Premium T8, Elecctronic Ballast
33 | 10 | Premium T8, Elecctronic Ballast
34 | 11 | Premium T8, Elecctronic Ballast
35 | 6 | Roof Insulation
36 | 9 | Roof Insulation
37 | 11 | Roof Insulation
38 | 11 | Roof Insulation
Remaining Measures Failing
Industrial
# | Building Segment | Measure Name
1 | 1 | CFL Hardwired, Modular 18W
2 | 2 | CFL Hardwired, Modular 18W
3 | 3 | CFL Hardwired, Modular 18W
4 | 4 | CFL Hardwired, Modular 18W
5 | 8 | CFL Hardwired, Modular 18W
6 | 9 | CFL Hardwired, Modular 18W
7 | 10 | CFL Hardwired, Modular 18W
8 | 11 | CFL Hardwired, Modular 18W
9 | 12 | CFL Hardwired, Modular 18W
10 | 13 | CFL Hardwired, Modular 18W
11 | 14 | CFL Hardwired, Modular 18W
12 | 15 | CFL Hardwired, Modular 18W
13 | 16 | CFL Hardwired, Modular 18W
14 | 2 | CFL Screw-in 18W
15 | 2 | Cool Roof - Chiller
16 | 2 | Hybrid Dessicant-DX System (Trane CDQ)
17 | 12 | Hybrid Dessicant-DX System (Trane CDQ)
18 | 2 | Premium T8, Elecctronic Ballast
19 | 12 | Premium T8, Elecctronic Ballast

## 13 Achievable TRC Pass
Achievable (TRC)
Remaining Measures Passing
Residential
# | Building Segment | Measure Name
1 | 1 | 14 SEER Split-System Heat Pump
2 | 2 | 14 SEER Split-System Heat Pump
3 | 3 | 14 SEER Split-System Heat Pump
4 | 1 | 15 SEER Split-System Heat Pump
5 | 2 | 15 SEER Split-System Heat Pump
6 | 3 | 15 SEER Split-System Heat Pump
7 | 1 | 17 SEER Split-System Heat Pump
8 | 3 | 17 SEER Split-System Heat Pump
9 | 1 | Ceiling R-0 to R-19 Insulation
10 | 1 | Ceiling R-0 to R-19 Insulation
11 | 3 | Ceiling R-0 to R-19 Insulation
12 | 1 | Duct Repair
13 | 1 | Electronically Commutated Motors (ECM) on an Air Handler Unit
14 | 3 | Electronically Commutated Motors (ECM) on an Air Handler Unit
15 | 1 | Heat Pump Water Heater (EF=2.9)
16 | 1 | Proper Refrigerant Charging and Air Flow
17 | 1 | PV-Powered Pool Pumps
18 | 2 | PV-Powered Pool Pumps
19 | 3 | PV-Powered Pool Pumps
20 | 1 | Sealed Attics
21 | 3 | Sealed Attics
22 | 1 | Variable-Speed Pool Pump (<1 hp)
23 | 2 | Variable-Speed Pool Pump (<1 hp)
24 | 3 | Variable-Speed Pool Pump (<1 hp)
Remaining Measures Passing
Commercial
# | Building Segment | Measure Name
1 | 1 | Air Handler Optimization
2 | 3 | Air Handler Optimization
3 | 5 | Air Handler Optimization
4 | 6 | Air Handler Optimization
5 | 8 | Air Handler Optimization
6 | 10 | Air Handler Optimization
7 | 1 | Ceiling Insulation
8 | 1 | Ceiling Insulation
9 | 1 | Ceiling Insulation
10 | 3 | Ceiling Insulation
11 | 3 | Ceiling Insulation
12 | 3 | Ceiling Insulation
13 | 5 | Ceiling Insulation
14 | 5 | Ceiling Insulation
15 | 5 | Ceiling Insulation
16 | 6 | Ceiling Insulation
17 | 6 | Ceiling Insulation
18 | 6 | Ceiling Insulation
19 | 8 | Ceiling Insulation
20 | 9 | Ceiling Insulation
21 | 9 | Ceiling Insulation
22 | 10 | Ceiling Insulation
23 | 11 | Ceiling Insulation
24 | 11 | Ceiling Insulation
25 | 11 | Ceiling Insulation
26 | 1 | Centrifugal Chiller, 0.51 kW/ton, 500 tons
27 | 2 | Centrifugal Chiller, 0.51 kW/ton, 500 tons
28 | 3 | Centrifugal Chiller, 0.51 kW/ton, 500 tons
29 | 4 | Centrifugal Chiller, 0.51 kW/ton, 500 tons
30 | 5 | Centrifugal Chiller, 0.51 kW/ton, 500 tons
31 | 6 | Centrifugal Chiller, 0.51 kW/ton, 500 tons
32 | 7 | Centrifugal Chiller, 0.51 kW/ton, 500 tons
33 | 8 | Centrifugal Chiller, 0.51 kW/ton, 500 tons
34 | 9 | Centrifugal Chiller, 0.51 kW/ton, 500 tons
35 | 10 | Centrifugal Chiller, 0.51 kW/ton, 500 tons
36 | 11 | Centrifugal Chiller, 0.51 kW/ton, 500 tons
37 | 1 | CFL Hardwired, Modular 18W
38 | 2 | CFL Hardwired, Modular 18W
39 | 3 | CFL Hardwired, Modular 18W
40 | 5 | CFL Hardwired, Modular 18W
41 | 6 | CFL Hardwired, Modular 18W
42 | 8 | CFL Hardwired, Modular 18W
43 | 9 | CFL Hardwired, Modular 18W
44 | 10 | CFL Hardwired, Modular 18W
45 | 11 | CFL Hardwired, Modular 18W
46 | 6 | Chiller Tune Up/Diagnostics
47 | 11 | Chiller Tune Up/Diagnostics
48 | 4 | Compressor VSD retrofit
49 | 1 | Continuous Dimming
50 | 2 | Continuous Dimming
51 | 3 | Continuous Dimming
52 | 4 | Continuous Dimming
53 | 7 | Continuous Dimming
54 | 8 | Continuous Dimming
55 | 11 | Continuous Dimming
56 | 2 | Convection Oven
57 | 4 | Convection Oven
58 | 1 | Cool Roof - Chiller
59 | 2 | Cool Roof - Chiller
60 | 3 | Cool Roof - Chiller
61 | 4 | Cool Roof - Chiller
62 | 5 | Cool Roof - Chiller
63 | 6 | Cool Roof - Chiller
64 | 7 | Cool Roof - Chiller
65 | 8 | Cool Roof - Chiller
66 | 10 | Cool Roof - Chiller
67 | 11 | Cool Roof - Chiller
68 | 1 | Cool Roof - DX
69 | 1 | Cool Roof - DX
70 | 2 | Cool Roof - DX
71 | 2 | Cool Roof - DX
72 | 3 | Cool Roof - DX
73 | 3 | Cool Roof - DX
74 | 4 | Cool Roof - DX
75 | 4 | Cool Roof - DX
76 | 5 | Cool Roof - DX
77 | 5 | Cool Roof - DX
78 | 6 | Cool Roof - DX
79 | 6 | Cool Roof - DX
80 | 7 | Cool Roof - DX
81 | 7 | Cool Roof - DX
82 | 8 | Cool Roof - DX
83 | 8 | Cool Roof - DX
84 | 10 | Cool Roof - DX
85 | 10 | Cool Roof - DX
86 | 11 | Cool Roof - DX
87 | 11 | Cool Roof - DX
88 | 1 | Dehumidification hybrid desiccant heat pump
89 | 3 | Dehumidification hybrid desiccant heat pump
90 | 5 | Dehumidification hybrid desiccant heat pump
91 | 6 | Dehumidification hybrid desiccant heat pump
92 | 7 | Dehumidification hybrid desiccant heat pump
93 | 8 | Dehumidification hybrid desiccant heat pump
94 | 10 | Dehumidification hybrid desiccant heat pump
95 | 11 | Dehumidification hybrid desiccant heat pump
96 | 1 | Demand Control Ventilation (DCV)
97 | 2 | Demand Control Ventilation (DCV)
98 | 4 | Demand Control Ventilation (DCV)
99 | 5 | Demand Control Ventilation (DCV)
100 | 7 | Demand Control Ventilation (DCV)
101 | 8 | Demand Control Ventilation (DCV)
102 | 11 | Demand Control Ventilation (DCV)
103 | 8 | Demand controlled circulating systems
104 | 1 | DX Coil Cleaning
105 | 5 | DX Coil Cleaning
106 | 6 | DX Coil Cleaning
107 | 8 | DX Coil Cleaning
108 | 11 | DX Coil Cleaning
109 | 1 | DX Packaged System, EER=10.9, 10 tons
110 | 2 | DX Packaged System, EER=10.9, 10 tons
111 | 3 | DX Packaged System, EER=10.9, 10 tons
112 | 4 | DX Packaged System, EER=10.9, 10 tons
113 | 5 | DX Packaged System, EER=10.9, 10 tons
114 | 6 | DX Packaged System, EER=10.9, 10 tons
115 | 7 | DX Packaged System, EER=10.9, 10 tons
116 | 8 | DX Packaged System, EER=10.9, 10 tons
117 | 10 | DX Packaged System, EER=10.9, 10 tons
118 | 11 | DX Packaged System, EER=10.9, 10 tons
119 | 1 | DX Tune Up/ Advanced Diagnostics
120 | 3 | DX Tune Up/ Advanced Diagnostics
121 | 5 | DX Tune Up/ Advanced Diagnostics
122 | 6 | DX Tune Up/ Advanced Diagnostics
123 | 8 | DX Tune Up/ Advanced Diagnostics
124 | 10 | DX Tune Up/ Advanced Diagnostics
125 | 11 | DX Tune Up/ Advanced Diagnostics
126 | 1 | Electronically Commutated Motors (ECM) on an Air Handler Unit
127 | 2 | Electronically Commutated Motors (ECM) on an Air Handler Unit
128 | 3 | Electronically Commutated Motors (ECM) on an Air Handler Unit
129 | 4 | Electronically Commutated Motors (ECM) on an Air Handler Unit
130 | 5 | Electronically Commutated Motors (ECM) on an Air Handler Unit
131 | 6 | Electronically Commutated Motors (ECM) on an Air Handler Unit
132 | 7 | Electronically Commutated Motors (ECM) on an Air Handler Unit
133 | 8 | Electronically Commutated Motors (ECM) on an Air Handler Unit
134 | 10 | Electronically Commutated Motors (ECM) on an Air Handler Unit
135 | 11 | Electronically Commutated Motors (ECM) on an Air Handler Unit
136 | 1 | EMS - Chiller
137 | 2 | EMS - Chiller
138 | 3 | EMS - Chiller
139 | 4 | EMS - Chiller
140 | 5 | EMS - Chiller
141 | 6 | EMS - Chiller
142 | 7 | EMS - Chiller
143 | 8 | EMS - Chiller
144 | 10 | EMS - Chiller
145 | 11 | EMS - Chiller
146 | 1 | EMS Optimization
147 | 3 | EMS Optimization
148 | 5 | EMS Optimization
149 | 6 | EMS Optimization
150 | 11 | EMS Optimization
151 | 1 | Energy Recovery Ventilation (ERV)
152 | 2 | Energy Recovery Ventilation (ERV)
153 | 3 | Energy Recovery Ventilation (ERV)
154 | 4 | Energy Recovery Ventilation (ERV)
155 | 5 | Energy Recovery Ventilation (ERV)
156 | 6 | Energy Recovery Ventilation (ERV)
157 | 7 | Energy Recovery Ventilation (ERV)
158 | 8 | Energy Recovery Ventilation (ERV)
159 | 9 | Energy Recovery Ventilation (ERV)
160 | 10 | Energy Recovery Ventilation (ERV)
161 | 11 | Energy Recovery Ventilation (ERV)
162 | 4 | Evaporator fan controller for MT walk-ins
163 | 1 | Geothermal Heat Pump, EER=13, 10 tons
164 | 2 | Geothermal Heat Pump, EER=13, 10 tons
165 | 2 | Geothermal Heat Pump, EER=13, 10 tons
166 | 3 | Geothermal Heat Pump, EER=13, 10 tons
167 | 4 | Geothermal Heat Pump, EER=13, 10 tons
168 | 5 | Geothermal Heat Pump, EER=13, 10 tons
169 | 6 | Geothermal Heat Pump, EER=13, 10 tons
170 | 7 | Geothermal Heat Pump, EER=13, 10 tons
171 | 7 | Geothermal Heat Pump, EER=13, 10 tons
172 | 8 | Geothermal Heat Pump, EER=13, 10 tons
173 | 10 | Geothermal Heat Pump, EER=13, 10 tons
174 | 11 | Geothermal Heat Pump, EER=13, 10 tons
175 | 4 | Griddle
176 | 5 | Griddle
177 | 6 | Griddle
178 | 7 | Griddle
179 | 10 | Griddle
180 | 1 | HE PTAC, EER=9.6, 1 ton
181 | 2 | HE PTAC, EER=9.6, 1 ton
182 | 3 | HE PTAC, EER=9.6, 1 ton
183 | 4 | HE PTAC, EER=9.6, 1 ton
184 | 5 | HE PTAC, EER=9.6, 1 ton
185 | 6 | HE PTAC, EER=9.6, 1 ton
186 | 7 | HE PTAC, EER=9.6, 1 ton
187 | 8 | HE PTAC, EER=9.6, 1 ton
188 | 9 | HE PTAC, EER=9.6, 1 ton
189 | 10 | HE PTAC, EER=9.6, 1 ton
190 | 11 | HE PTAC, EER=9.6, 1 ton
191 | 1 | Heat Pump Water Heater (air source)
192 | 2 | Heat Pump Water Heater (air source)
193 | 4 | Heat Pump Water Heater (air source)
194 | 6 | Heat Pump Water Heater (air source)
195 | 8 | Heat Pump Water Heater (air source)
196 | 10 | Heat Pump Water Heater (air source)
197 | 11 | Heat Pump Water Heater (air source)
198 | 1 | Heat Recovery Unit
199 | 4 | Heat Recovery Unit
200 | 6 | Heat Recovery Unit
201 | 11 | Heat Recovery Unit
202 | 1 | High Bay T5
203 | 5 | High Bay T5
204 | 6 | High Bay T5
205 | 9 | High Bay T5
206 | 10 | High Bay T5
207 | 11 | High Bay T5
208 | 1 | High Efficiency Chiller Motors
209 | 2 | High Efficiency Chiller Motors
210 | 3 | High Efficiency Chiller Motors
211 | 4 | High Efficiency Chiller Motors
212 | 5 | High Efficiency Chiller Motors
213 | 6 | High Efficiency Chiller Motors
214 | 7 | High Efficiency Chiller Motors
215 | 8 | High Efficiency Chiller Motors
216 | 10 | High Efficiency Chiller Motors
217 | 4 | High Pressure Sodium 250W Lamp
218 | 6 | High Pressure Sodium 250W Lamp
219 | 4 | High R-Value Glass Doors
220 | 4 | High-efficiency fan motors
221 | 4 | Holding Cabinet
222 | 5 | Holding Cabinet
223 | 6 | Holding Cabinet
224 | 7 | Holding Cabinet
225 | 10 | Holding Cabinet
226 | 1 | Hybrid Dessicant-DX System (Trane CDQ)
227 | 2 | Hybrid Dessicant-DX System (Trane CDQ)
228 | 3 | Hybrid Dessicant-DX System (Trane CDQ)
229 | 4 | Hybrid Dessicant-DX System (Trane CDQ)
230 | 5 | Hybrid Dessicant-DX System (Trane CDQ)
231 | 6 | Hybrid Dessicant-DX System (Trane CDQ)
232 | 7 | Hybrid Dessicant-DX System (Trane CDQ)
233 | 8 | Hybrid Dessicant-DX System (Trane CDQ)
234 | 9 | Hybrid Dessicant-DX System (Trane CDQ)
235 | 10 | Hybrid Dessicant-DX System (Trane CDQ)
236 | 11 | Hybrid Dessicant-DX System (Trane CDQ)
237 | 2 | Ice Machine
238 | 4 | Ice Machine
239 | 7 | Ice Machine
240 | 10 | Ice Machine
241 | 4 | LED Display Lighting
242 | 4 | LED High Bay 83W (400W equivalent)
243 | 9 | LED High Bay 83W (400W equivalent)
244 | 11 | LED High Bay 83W (400W equivalent)
245 | 4 | Multiplex Compressor System
246 | 1 | Occupancy Sensor
247 | 1 | Occupancy Sensor
248 | 2 | Occupancy Sensor
249 | 2 | Occupancy Sensor
250 | 3 | Occupancy Sensor
251 | 3 | Occupancy Sensor
252 | 4 | Occupancy Sensor
253 | 4 | Occupancy Sensor
254 | 7 | Occupancy Sensor
255 | 7 | Occupancy Sensor
256 | 8 | Occupancy Sensor
257 | 8 | Occupancy Sensor
258 | 1 | Occupancy Sensor (hotels)
259 | 2 | Occupancy Sensor (hotels)
260 | 3 | Occupancy Sensor (hotels)
261 | 4 | Occupancy Sensor (hotels)
262 | 5 | Occupancy Sensor (hotels)
263 | 6 | Occupancy Sensor (hotels)
264 | 7 | Occupancy Sensor (hotels)
265 | 8 | Occupancy Sensor (hotels)
266 | 9 | Occupancy Sensor (hotels)
267 | 10 | Occupancy Sensor (hotels)
268 | 11 | Occupancy Sensor (hotels)
269 | 1 | Optimize Controls
270 | 3 | Optimize Controls
271 | 6 | Optimize Controls
272 | 11 | Optimize Controls
273 | 1 | Outdoor LED 104W
274 | 2 | Outdoor LED 104W
275 | 3 | Outdoor LED 104W
276 | 4 | Outdoor LED 104W
277 | 5 | Outdoor LED 104W
278 | 6 | Outdoor LED 104W
279 | 7 | Outdoor LED 104W
280 | 8 | Outdoor LED 104W
281 | 9 | Outdoor LED 104W
282 | 10 | Outdoor LED 104W
283 | 11 | Outdoor LED 104W
284 | 2 | Outdoor Lighting Controls (Photocell/Timeclock)
285 | 3 | Outdoor Lighting Controls (Photocell/Timeclock)
286 | 4 | Outdoor Lighting Controls (Photocell/Timeclock)
287 | 4 | Outdoor Lighting Controls (Photocell/Timeclock)
288 | 6 | Outdoor Lighting Controls (Photocell/Timeclock)
289 | 10 | Outdoor Lighting Controls (Photocell/Timeclock)
290 | 11 | Outdoor Lighting Controls (Photocell/Timeclock)
291 | 4 | Oversized Air Cooled Condenser
292 | 1 | Packaged HP System, EER=10.9, 10 tons
293 | 2 | Packaged HP System, EER=10.9, 10 tons
294 | 3 | Packaged HP System, EER=10.9, 10 tons
295 | 4 | Packaged HP System, EER=10.9, 10 tons
296 | 5 | Packaged HP System, EER=10.9, 10 tons
297 | 6 | Packaged HP System, EER=10.9, 10 tons
298 | 7 | Packaged HP System, EER=10.9, 10 tons
299 | 8 | Packaged HP System, EER=10.9, 10 tons
300 | 10 | Packaged HP System, EER=10.9, 10 tons
301 | 11 | Packaged HP System, EER=10.9, 10 tons
302 | 1 | Premium T8, EB, Reflector
303 | 2 | Premium T8, EB, Reflector
304 | 3 | Premium T8, EB, Reflector
305 | 4 | Premium T8, EB, Reflector
306 | 5 | Premium T8, EB, Reflector
307 | 6 | Premium T8, EB, Reflector
308 | 7 | Premium T8, EB, Reflector
309 | 8 | Premium T8, EB, Reflector
310 | 9 | Premium T8, EB, Reflector
311 | 10 | Premium T8, EB, Reflector
312 | 11 | Premium T8, EB, Reflector
313 | 1 | Premium T8, Elecctronic Ballast
314 | 2 | Premium T8, Elecctronic Ballast
315 | 3 | Premium T8, Elecctronic Ballast
316 | 4 | Premium T8, Elecctronic Ballast
317 | 7 | Premium T8, Elecctronic Ballast
318 | 8 | Premium T8, Elecctronic Ballast
319 | 1 | ROB Premium T8, 1EB
320 | 2 | ROB Premium T8, 1EB
321 | 3 | ROB Premium T8, 1EB
322 | 4 | ROB Premium T8, 1EB
323 | 5 | ROB Premium T8, 1EB
324 | 6 | ROB Premium T8, 1EB
325 | 7 | ROB Premium T8, 1EB
326 | 8 | ROB Premium T8, 1EB
327 | 9 | ROB Premium T8, 1EB
328 | 10 | ROB Premium T8, 1EB
329 | 11 | ROB Premium T8, 1EB
330 | 5 | ROB Premium T8, EB, Reflector
331 | 6 | ROB Premium T8, EB, Reflector
332 | 1 | Roof Insulation
333 | 1 | Roof Insulation
334 | 1 | Roof Insulation
335 | 2 | Roof Insulation
336 | 2 | Roof Insulation
337 | 2 | Roof Insulation
338 | 3 | Roof Insulation
339 | 3 | Roof Insulation
340 | 3 | Roof Insulation
341 | 4 | Roof Insulation
342 | 4 | Roof Insulation
343 | 4 | Roof Insulation
344 | 5 | Roof Insulation
345 | 5 | Roof Insulation
346 | 5 | Roof Insulation
347 | 6 | Roof Insulation
348 | 6 | Roof Insulation
349 | 7 | Roof Insulation
350 | 7 | Roof Insulation
351 | 7 | Roof Insulation
352 | 8 | Roof Insulation
353 | 8 | Roof Insulation
354 | 8 | Roof Insulation
355 | 10 | Roof Insulation
356 | 10 | Roof Insulation
357 | 10 | Roof Insulation
358 | 11 | Roof Insulation
359 | 1 | Run Time Optimizer
360 | 2 | Run Time Optimizer
361 | 3 | Run Time Optimizer
362 | 4 | Run Time Optimizer
363 | 5 | Run Time Optimizer
364 | 6 | Run Time Optimizer
365 | 7 | Run Time Optimizer
366 | 8 | Run Time Optimizer
367 | 9 | Run Time Optimizer
368 | 10 | Run Time Optimizer
369 | 11 | Run Time Optimizer
370 | 2 | Server Virtualization
371 | 6 | Server Virtualization
372 | 11 | Server Virtualization
373 | 1 | Thermal Energy Storage (TES)
374 | 2 | Thermal Energy Storage (TES)
375 | 3 | Thermal Energy Storage (TES)
376 | 4 | Thermal Energy Storage (TES)
377 | 5 | Thermal Energy Storage (TES)
378 | 6 | Thermal Energy Storage (TES)
379 | 7 | Thermal Energy Storage (TES)
380 | 8 | Thermal Energy Storage (TES)
381 | 9 | Thermal Energy Storage (TES)
382 | 10 | Thermal Energy Storage (TES)
383 | 11 | Thermal Energy Storage (TES)
384 | 1 | Variable Speed Drive Control
385 | 2 | Variable Speed Drive Control
386 | 3 | Variable Speed Drive Control
387 | 4 | Variable Speed Drive Control
388 | 5 | Variable Speed Drive Control
389 | 6 | Variable Speed Drive Control
390 | 8 | Variable Speed Drive Control
391 | 10 | Variable Speed Drive Control
392 | 11 | Variable Speed Drive Control
393 | 1 | VSD for Chiller Pumps and Towers
394 | 2 | VSD for Chiller Pumps and Towers
395 | 3 | VSD for Chiller Pumps and Towers
396 | 4 | VSD for Chiller Pumps and Towers
397 | 5 | VSD for Chiller Pumps and Towers
398 | 6 | VSD for Chiller Pumps and Towers
399 | 7 | VSD for Chiller Pumps and Towers
400 | 8 | VSD for Chiller Pumps and Towers
401 | 10 | VSD for Chiller Pumps and Towers
402 | 11 | VSD for Chiller Pumps and Towers
403 | 1 | Window Film (Standard)
404 | 1 | Window Film (Standard)
405 | 1 | Window Film (Standard)
406 | 2 | Window Film (Standard)
407 | 2 | Window Film (Standard)
408 | 2 | Window Film (Standard)
409 | 3 | Window Film (Standard)
410 | 3 | Window Film (Standard)
411 | 3 | Window Film (Standard)
412 | 4 | Window Film (Standard)
413 | 4 | Window Film (Standard)
414 | 4 | Window Film (Standard)
415 | 5 | Window Film (Standard)
416 | 5 | Window Film (Standard)
417 | 5 | Window Film (Standard)
418 | 6 | Window Film (Standard)
419 | 6 | Window Film (Standard)
420 | 7 | Window Film (Standard)
421 | 7 | Window Film (Standard)
422 | 7 | Window Film (Standard)
423 | 8 | Window Film (Standard)
424 | 8 | Window Film (Standard)
425 | 8 | Window Film (Standard)
426 | 10 | Window Film (Standard)
427 | 10 | Window Film (Standard)
428 | 10 | Window Film (Standard)
Remaining Measures Passing
Industrial
# | Building Segment | Measure Name
1 | 2 | Aerosole Duct Sealing
2 | 2 | Aerosole Duct Sealing - Chiller
3 | 12 | Aerosole Duct Sealing - Chiller
4 | 5 | CFL Hardwired, Modular 18W
5 | 1 | CFL Screw-in 18W
6 | 2 | CFL Screw-in 18W
7 | 3 | CFL Screw-in 18W
8 | 4 | CFL Screw-in 18W
9 | 6 | CFL Screw-in 18W
10 | 7 | CFL Screw-in 18W
11 | 8 | CFL Screw-in 18W
12 | 9 | CFL Screw-in 18W
13 | 10 | CFL Screw-in 18W
14 | 11 | CFL Screw-in 18W
15 | 12 | CFL Screw-in 18W
16 | 13 | CFL Screw-in 18W
17 | 14 | CFL Screw-in 18W
18 | 15 | CFL Screw-in 18W
19 | 16 | CFL Screw-in 18W
20 | 6 | Clean Room - Controls
21 | 13 | Clean Room - Controls
22 | 6 | Clean Room - New Designs
23 | 1 | Compressed Air - Controls
24 | 2 | Compressed Air - Controls
25 | 3 | Compressed Air - Controls
26 | 4 | Compressed Air - Controls
27 | 5 | Compressed Air - Controls
28 | 6 | Compressed Air - Controls
29 | 7 | Compressed Air - Controls
30 | 8 | Compressed Air - Controls
31 | 9 | Compressed Air - Controls
32 | 10 | Compressed Air - Controls
33 | 11 | Compressed Air - Controls
34 | 12 | Compressed Air - Controls
35 | 13 | Compressed Air - Controls
36 | 14 | Compressed Air - Controls
37 | 15 | Compressed Air - Controls
38 | 16 | Compressed Air - Controls
39 | 1 | Dehumidification Hybrid Desiccant Heat Pump
40 | 2 | Dehumidification Hybrid Desiccant Heat Pump
41 | 3 | Dehumidification Hybrid Desiccant Heat Pump
42 | 4 | Dehumidification Hybrid Desiccant Heat Pump
43 | 5 | Dehumidification Hybrid Desiccant Heat Pump
44 | 6 | Dehumidification Hybrid Desiccant Heat Pump
45 | 7 | Dehumidification Hybrid Desiccant Heat Pump
46 | 8 | Dehumidification Hybrid Desiccant Heat Pump
47 | 9 | Dehumidification Hybrid Desiccant Heat Pump
48 | 10 | Dehumidification Hybrid Desiccant Heat Pump
49 | 11 | Dehumidification Hybrid Desiccant Heat Pump
50 | 12 | Dehumidification Hybrid Desiccant Heat Pump
51 | 13 | Dehumidification Hybrid Desiccant Heat Pump
52 | 14 | Dehumidification Hybrid Desiccant Heat Pump
53 | 15 | Dehumidification Hybrid Desiccant Heat Pump
54 | 16 | Dehumidification Hybrid Desiccant Heat Pump
55 | 8 | Direct drive Extruders
56 | 2 | Drying (UV/IR)
57 | 11 | Efficient Curing ovens
58 | 12 | Efficient Curing ovens
59 | 13 | Efficient Curing ovens
60 | 14 | Efficient Curing ovens
61 | 15 | Efficient Curing ovens
62 | 16 | Efficient Curing ovens
63 | 7 | Efficient desalter
64 | 10 | Efficient electric melting
65 | 5 | Efficient Printing press (fewer cylinders)
66 | 13 | Efficient processes (welding, etc.)
67 | 8 | Extruders/injection Moulding-multipump
68 | 1 | Fans - Controls
69 | 2 | Fans - Controls
70 | 3 | Fans - Controls
71 | 4 | Fans - Controls
72 | 5 | Fans - Controls
73 | 6 | Fans - Controls
74 | 7 | Fans - Controls
75 | 8 | Fans - Controls
76 | 9 | Fans - Controls
77 | 10 | Fans - Controls
78 | 11 | Fans - Controls
79 | 12 | Fans - Controls
80 | 13 | Fans - Controls
81 | 14 | Fans - Controls
82 | 15 | Fans - Controls
83 | 16 | Fans - Controls
84 | 1 | Fans - System Optimization
85 | 2 | Fans - System Optimization
86 | 3 | Fans - System Optimization
87 | 4 | Fans - System Optimization
88 | 5 | Fans - System Optimization
89 | 6 | Fans - System Optimization
90 | 7 | Fans - System Optimization
91 | 8 | Fans - System Optimization
92 | 9 | Fans - System Optimization
93 | 10 | Fans - System Optimization
94 | 11 | Fans - System Optimization
95 | 12 | Fans - System Optimization
96 | 13 | Fans - System Optimization
97 | 14 | Fans - System Optimization
98 | 15 | Fans - System Optimization
99 | 16 | Fans - System Optimization
100 | 3 | Heat Pumps - Drying
101 | 1 | High Bay T5
102 | 2 | High Bay T5
103 | 3 | High Bay T5
104 | 4 | High Bay T5
105 | 6 | High Bay T5
106 | 7 | High Bay T5
107 | 8 | High Bay T5
108 | 9 | High Bay T5
109 | 10 | High Bay T5
110 | 11 | High Bay T5
111 | 12 | High Bay T5
112 | 13 | High Bay T5
113 | 14 | High Bay T5
114 | 15 | High Bay T5
115 | 16 | High Bay T5
116 | 8 | Injection Moulding - Direct drive
117 | 8 | Injection Moulding - Impulse Cooling
118 | 4 | LED High Bay 83 W
119 | 6 | LED High Bay 83 W
120 | 7 | LED High Bay 83 W
121 | 9 | LED High Bay 83 W
122 | 16 | LED High Bay 83 W
123 | 11 | Machinery
124 | 12 | Machinery
125 | 14 | Machinery
126 | 2 | Membranes for wastewater
127 | 11 | New transformers welding
128 | 12 | New transformers welding
129 | 14 | New transformers welding
130 | 15 | New transformers welding
131 | 2 | O&M/drives spinning machines
132 | 5 | Occupancy Sensor
133 | 1 | Optimization Refrigeration
134 | 3 | Optimize drying process
135 | 9 | Process optimization
136 | 1 | Pumps - System Optimization
137 | 2 | Pumps - System Optimization
138 | 3 | Pumps - System Optimization
139 | 4 | Pumps - System Optimization
140 | 5 | Pumps - System Optimization
141 | 6 | Pumps - System Optimization
142 | 7 | Pumps - System Optimization
143 | 8 | Pumps - System Optimization
144 | 9 | Pumps - System Optimization
145 | 10 | Pumps - System Optimization
146 | 11 | Pumps - System Optimization
147 | 12 | Pumps - System Optimization
148 | 13 | Pumps - System Optimization
149 | 14 | Pumps - System Optimization
150 | 15 | Pumps - System Optimization
151 | 16 | Pumps - System Optimization
152 | 1 | Run Time Optimizer
153 | 2 | Run Time Optimizer
154 | 3 | Run Time Optimizer
155 | 4 | Run Time Optimizer
156 | 5 | Run Time Optimizer
157 | 6 | Run Time Optimizer
158 | 7 | Run Time Optimizer
159 | 8 | Run Time Optimizer
160 | 9 | Run Time Optimizer
161 | 10 | Run Time Optimizer
162 | 11 | Run Time Optimizer
163 | 12 | Run Time Optimizer
164 | 13 | Run Time Optimizer
165 | 14 | Run Time Optimizer
166 | 15 | Run Time Optimizer
167 | 16 | Run Time Optimizer

## 14 Achievable TRC Fail
Achievable (TRC)
Remaining Measures Failing
Residential
# | Building Segment | Measure Name
All Measures Evaluated Passed
Remaining Measures Failing
Commercial
# | Building Segment | Measure Name
All Measures Evaluated Passed
Remaining Measures Failing
Industrial
# | Building Segment | Measure Name
All Measures Evaluated Passed