## Interrog 7 Fuel
List of Unique Measures Impacted by Sensitivity
Fuel
Residential
[6 empty] | RIM | [5 empty] | TRC
Building Segment Legends | [5 empty] | Base Fuel |  | Passing | Failing |  |  | Base Fuel |  | Passing | Failing
Residential |  | Commercial |  | Industrial |  | # | Building Segment | Measure Name | # | Building Segment | Measure Name | # | Building Segment | Measure Name | # | Building Segment | Measure Name
1 | Single Family | 1 | Office | 1 | Food | 1 | 1 | 14 SEER Split-System Heat Pump | 1 | 1 | 13 EER Geothermal Heat Pump | 1 | 1 | 14 SEER Split-System Heat Pump | 1 | 1 | 13 EER Geothermal Heat Pump
2 | Multi-family | 2 | Restaurant | 2 | Textiles | 2 | 3 | 14 SEER Split-System Heat Pump | 2 | 1 | 13 EER Geothermal Heat Pump | 2 | 2 | 14 SEER Split-System Heat Pump | 2 | 1 | 13 EER Geothermal Heat Pump
3 | Manufactured Home | 3 | Retail | 3 | Lumber | 3 | 1 | 15 SEER Split-System Heat Pump | 3 | 2 | 13 EER Geothermal Heat Pump | 3 | 3 | 14 SEER Split-System Heat Pump | 3 | 2 | 13 EER Geothermal Heat Pump
|  | 4 | FoodStore | 4 | Paper | 4 | 2 | 15 SEER Split-System Heat Pump | 4 | 2 | 13 EER Geothermal Heat Pump | 4 | 1 | 15 SEER Split-System Heat Pump | 4 | 2 | 13 EER Geothermal Heat Pump
|  | 5 | School | 5 | Printing | 5 | 3 | 15 SEER Split-System Heat Pump | 5 | 3 | 13 EER Geothermal Heat Pump | 5 | 2 | 15 SEER Split-System Heat Pump | 5 | 3 | 13 EER Geothermal Heat Pump
|  | 6 | College | 6 | Chemicals | 6 | 1 | 17 SEER Split-System Air Conditioner | 6 | 3 | 13 EER Geothermal Heat Pump | 6 | 3 | 15 SEER Split-System Heat Pump | 6 | 3 | 13 EER Geothermal Heat Pump
|  | 7 | Hospital | 7 | Petroleum | 7 | 1 | 17 SEER Split-System Heat Pump | 7 | 1 | 14 SEER Split-System Air Conditioner | 7 | 1 | 17 SEER Split-System Heat Pump | 7 | 1 | 14 SEER Split-System Air Conditioner
|  | 8 | Other Health Care | 8 | Rubber-Plastics | 8 | 1 | 17 SEER Split-System Heat Pump | 8 | 1 | 14 SEER Split-System Air Conditioner | 8 | 3 | 17 SEER Split-System Heat Pump | 8 | 1 | 14 SEER Split-System Air Conditioner
|  | 9 | Warehouse | 9 | Stone-Clay-Glass | 9 | 2 | 17 SEER Split-System Heat Pump | 9 | 2 | 14 SEER Split-System Air Conditioner | 9 | 1 | Ceiling R-0 to R-19 Insulation | 9 | 2 | 14 SEER Split-System Air Conditioner
|  | 10 | Hotel/Motel | 10 | Primary Metals | 10 | 3 | 17 SEER Split-System Heat Pump | 10 | 2 | 14 SEER Split-System Air Conditioner | 10 | 1 | Ceiling R-0 to R-19 Insulation | 10 | 2 | 14 SEER Split-System Air Conditioner
|  | 11 | Other | 11 | Fab Metals | 11 | 1 | 19 SEER Split-System Air Conditioner | 11 | 3 | 14 SEER Split-System Air Conditioner | 11 | 3 | Ceiling R-0 to R-19 Insulation | 11 | 3 | 14 SEER Split-System Air Conditioner
|  |  |  | 12 | Ind Machinery | 12 | 3 | 19 SEER Split-System Air Conditioner | 12 | 3 | 14 SEER Split-System Air Conditioner | 12 | 1 | Duct Repair | 12 | 3 | 14 SEER Split-System Air Conditioner
|  |  |  | 13 | Electronics | 13 | 1 | Ceiling R-0 to R-19 Insulation | 13 | 1 | 14 SEER Split-System Heat Pump | 13 | 1 | Electronically Commutated Motors (ECM) on an Air Handler Unit | 13 | 1 | 14 SEER Split-System Heat Pump
|  |  |  | 14 | Transp Eqp | 14 | 1 | Ceiling R-0 to R-19 Insulation | 14 | 2 | 14 SEER Split-System Heat Pump | 14 | 3 | Electronically Commutated Motors (ECM) on an Air Handler Unit | 14 | 2 | 14 SEER Split-System Heat Pump
|  |  |  | 15 | Instruments | 15 | 3 | Ceiling R-0 to R-19 Insulation | 15 | 2 | 14 SEER Split-System Heat Pump | 15 | single segment | Freezer recycling | 15 | 3 | 14 SEER Split-System Heat Pump
|  |  |  | 16 | Misc | 16 | 1 | Electronically Commutated Motors (ECM) on an Air Handler Unit | 16 | 3 | 14 SEER Split-System Heat Pump | 16 | 1 | Heat Pump Water Heater (EF=2.9) | 16 | 1 | 15 SEER Split-System Air Conditioner
[6 empty] | 17 | 1 | Radient Barrier | 17 | 1 | 15 SEER Split-System Air Conditioner | 17 | 1 | High Efficiency One Speed Pool Pump (1.5 hp) | 17 | 1 | 15 SEER Split-System Air Conditioner
[6 empty] | 18 | 1 | Radient Barrier | 18 | 1 | 15 SEER Split-System Air Conditioner | 18 | 2 | High Efficiency One Speed Pool Pump (1.5 hp) | 18 | 2 | 15 SEER Split-System Air Conditioner
[6 empty] | 19 | 1 | Sealed Attic w/Sprayed Foam Insulated Roof Deck | 19 | 2 | 15 SEER Split-System Air Conditioner | 19 | 3 | High Efficiency One Speed Pool Pump (1.5 hp) | 19 | 2 | 15 SEER Split-System Air Conditioner
[6 empty] | 20 | 3 | Sealed Attic w/Sprayed Foam Insulated Roof Deck | 20 | 2 | 15 SEER Split-System Air Conditioner | 20 | 1 | Proper Refrigerant Charging and Air Flow | 20 | 3 | 15 SEER Split-System Air Conditioner
[6 empty] | 21 | 1 | Sealed Attics | 21 | 3 | 15 SEER Split-System Air Conditioner | 21 | 1 | PV-Powered Pool Pumps | 21 | 3 | 15 SEER Split-System Air Conditioner
[6 empty] | 22 | 2 | Sealed Attics | 22 | 3 | 15 SEER Split-System Air Conditioner | 22 | 2 | PV-Powered Pool Pumps | 22 | 1 | 15 SEER Split-System Heat Pump
[6 empty] | 23 | 3 | Sealed Attics | 23 | 1 | 15 SEER Split-System Heat Pump | 23 | 3 | PV-Powered Pool Pumps | 23 | 2 | 15 SEER Split-System Heat Pump
[6 empty] | 24 | 1 | Single Pane Clear Windows to Double Pane Low-E Windows | 24 | 2 | 15 SEER Split-System Heat Pump | 24 | single segment | Refrigerator recycling | 24 | 3 | 15 SEER Split-System Heat Pump
[9 empty] | 25 | 3 | 15 SEER Split-System Heat Pump | 25 | 1 | Sealed Attics | 25 | 1 | 17 SEER Split-System Air Conditioner
[9 empty] | 26 | 1 | 17 SEER Split-System Air Conditioner | 26 | 3 | Sealed Attics | 26 | 1 | 17 SEER Split-System Air Conditioner
[9 empty] | 27 | 2 | 17 SEER Split-System Air Conditioner | 27 | 1 | Two Speed Pool Pump (1.5 hp) | 27 | 2 | 17 SEER Split-System Air Conditioner
[9 empty] | 28 | 2 | 17 SEER Split-System Air Conditioner | 28 | 2 | Two Speed Pool Pump (1.5 hp) | 28 | 2 | 17 SEER Split-System Air Conditioner
[9 empty] | 29 | 3 | 17 SEER Split-System Air Conditioner | 29 | 3 | Two Speed Pool Pump (1.5 hp) | 29 | 3 | 17 SEER Split-System Air Conditioner
[9 empty] | 30 | 3 | 17 SEER Split-System Air Conditioner | 30 | 1 | Variable-Speed Pool Pump (<1 hp) | 30 | 3 | 17 SEER Split-System Air Conditioner
[9 empty] | 31 | 2 | 17 SEER Split-System Heat Pump | 31 | 2 | Variable-Speed Pool Pump (<1 hp) | 31 | 1 | 17 SEER Split-System Heat Pump
[9 empty] | 32 | 3 | 17 SEER Split-System Heat Pump | 32 | 3 | Variable-Speed Pool Pump (<1 hp) | 32 | 2 | 17 SEER Split-System Heat Pump
[9 empty] | 33 | 1 | 19 SEER Split-System Air Conditioner |  |  |  | 33 | 2 | 17 SEER Split-System Heat Pump
[9 empty] | 34 | 2 | 19 SEER Split-System Air Conditioner |  |  |  | 34 | 3 | 17 SEER Split-System Heat Pump
[9 empty] | 35 | 2 | 19 SEER Split-System Air Conditioner |  |  |  | 35 | 1 | 19 SEER Split-System Air Conditioner
[9 empty] | 36 | 3 | 19 SEER Split-System Air Conditioner |  |  |  | 36 | 1 | 19 SEER Split-System Air Conditioner
[9 empty] | 37 | 1 | AC Heat Recovery Units |  |  |  | 37 | 2 | 19 SEER Split-System Air Conditioner
[9 empty] | 38 | 2 | AC Heat Recovery Units |  |  |  | 38 | 2 | 19 SEER Split-System Air Conditioner
[9 empty] | 39 | 3 | AC Heat Recovery Units |  |  |  | 39 | 3 | 19 SEER Split-System Air Conditioner
[9 empty] | 40 | 1 | AC Maintenance (Indoor Coil Cleaning) |  |  |  | 40 | 3 | 19 SEER Split-System Air Conditioner
[9 empty] | 41 | 1 | AC Maintenance (Indoor Coil Cleaning) |  |  |  | 41 | 1 | AC Heat Recovery Units
[9 empty] | 42 | 1 | AC Maintenance (Indoor Coil Cleaning) |  |  |  | 42 | 2 | AC Heat Recovery Units
[9 empty] | 43 | 2 | AC Maintenance (Indoor Coil Cleaning) |  |  |  | 43 | 3 | AC Heat Recovery Units
[9 empty] | 44 | 2 | AC Maintenance (Indoor Coil Cleaning) |  |  |  | 44 | 1 | AC Maintenance (Indoor Coil Cleaning)
[9 empty] | 45 | 2 | AC Maintenance (Indoor Coil Cleaning) |  |  |  | 45 | 1 | AC Maintenance (Indoor Coil Cleaning)
[9 empty] | 46 | 3 | AC Maintenance (Indoor Coil Cleaning) |  |  |  | 46 | 1 | AC Maintenance (Indoor Coil Cleaning)
[9 empty] | 47 | 3 | AC Maintenance (Indoor Coil Cleaning) |  |  |  | 47 | 2 | AC Maintenance (Indoor Coil Cleaning)
[9 empty] | 48 | 3 | AC Maintenance (Indoor Coil Cleaning) |  |  |  | 48 | 2 | AC Maintenance (Indoor Coil Cleaning)
[9 empty] | 49 | 1 | AC Maintenance (Outdoor Coil Cleaning) |  |  |  | 49 | 2 | AC Maintenance (Indoor Coil Cleaning)
[9 empty] | 50 | 1 | AC Maintenance (Outdoor Coil Cleaning) |  |  |  | 50 | 3 | AC Maintenance (Indoor Coil Cleaning)
[9 empty] | 51 | 1 | AC Maintenance (Outdoor Coil Cleaning) |  |  |  | 51 | 3 | AC Maintenance (Indoor Coil Cleaning)
[9 empty] | 52 | 2 | AC Maintenance (Outdoor Coil Cleaning) |  |  |  | 52 | 3 | AC Maintenance (Indoor Coil Cleaning)
[9 empty] | 53 | 2 | AC Maintenance (Outdoor Coil Cleaning) |  |  |  | 53 | 1 | AC Maintenance (Outdoor Coil Cleaning)
[9 empty] | 54 | 2 | AC Maintenance (Outdoor Coil Cleaning) |  |  |  | 54 | 1 | AC Maintenance (Outdoor Coil Cleaning)
[9 empty] | 55 | 3 | AC Maintenance (Outdoor Coil Cleaning) |  |  |  | 55 | 1 | AC Maintenance (Outdoor Coil Cleaning)
[9 empty] | 56 | 3 | AC Maintenance (Outdoor Coil Cleaning) |  |  |  | 56 | 2 | AC Maintenance (Outdoor Coil Cleaning)
[9 empty] | 57 | 3 | AC Maintenance (Outdoor Coil Cleaning) |  |  |  | 57 | 2 | AC Maintenance (Outdoor Coil Cleaning)
[9 empty] | 58 | 1 | Attic Venting |  |  |  | 58 | 2 | AC Maintenance (Outdoor Coil Cleaning)
[9 empty] | 59 | 1 | Attic Venting |  |  |  | 59 | 3 | AC Maintenance (Outdoor Coil Cleaning)
[9 empty] | 60 | 1 | Attic Venting |  |  |  | 60 | 3 | AC Maintenance (Outdoor Coil Cleaning)
[9 empty] | 61 | 2 | Attic Venting |  |  |  | 61 | 3 | AC Maintenance (Outdoor Coil Cleaning)
[9 empty] | 62 | 2 | Attic Venting |  |  |  | 62 | 1 | Attic Venting
[9 empty] | 63 | 2 | Attic Venting |  |  |  | 63 | 1 | Attic Venting
[9 empty] | 64 | 3 | Attic Venting |  |  |  | 64 | 1 | Attic Venting
[9 empty] | 65 | 3 | Attic Venting |  |  |  | 65 | 2 | Attic Venting
[9 empty] | 66 | 3 | Attic Venting |  |  |  | 66 | 2 | Attic Venting
[9 empty] | 67 | 1 | Base 13 SEER Split-System Air Conditioner & Gas Heat |  |  |  | 67 | 2 | Attic Venting
[9 empty] | 68 | 2 | Base 13 SEER Split-System Air Conditioner & Gas Heat |  |  |  | 68 | 3 | Attic Venting
[9 empty] | 69 | 3 | Base 13 SEER Split-System Air Conditioner & Gas Heat |  |  |  | 69 | 3 | Attic Venting
[9 empty] | 70 | 1 | Base 13 SEER Split-System Air Conditioner & Strip Heater |  |  |  | 70 | 3 | Attic Venting
[9 empty] | 71 | 2 | Base 13 SEER Split-System Air Conditioner & Strip Heater |  |  |  | 71 | 1 | Base 13 SEER Split-System Air Conditioner & Gas Heat
[9 empty] | 72 | 3 | Base 13 SEER Split-System Air Conditioner & Strip Heater |  |  |  | 72 | 2 | Base 13 SEER Split-System Air Conditioner & Gas Heat
[9 empty] | 73 | 1 | Base 13 SEER Split-System Heat Pump |  |  |  | 73 | 3 | Base 13 SEER Split-System Air Conditioner & Gas Heat
[9 empty] | 74 | 2 | Base 13 SEER Split-System Heat Pump |  |  |  | 74 | 1 | Base 13 SEER Split-System Air Conditioner & Strip Heater
[9 empty] | 75 | 3 | Base 13 SEER Split-System Heat Pump |  |  |  | 75 | 2 | Base 13 SEER Split-System Air Conditioner & Strip Heater
[9 empty] | 76 | 1 | Base 40 gal. Water Heating (EF=0.92) |  |  |  | 76 | 3 | Base 13 SEER Split-System Air Conditioner & Strip Heater
[9 empty] | 77 | 2 | Base 40 gal. Water Heating (EF=0.92) |  |  |  | 77 | 1 | Base 13 SEER Split-System Heat Pump
[9 empty] | 78 | 3 | Base 40 gal. Water Heating (EF=0.92) |  |  |  | 78 | 2 | Base 13 SEER Split-System Heat Pump
[9 empty] | 79 | 1 | Base 9 EER Room Air Conditioner & Strip Heater |  |  |  | 79 | 3 | Base 13 SEER Split-System Heat Pump
[9 empty] | 80 | 2 | Base 9 EER Room Air Conditioner & Strip Heater |  |  |  | 80 | 1 | Base 40 gal. Water Heating (EF=0.92)
[9 empty] | 81 | 3 | Base 9 EER Room Air Conditioner & Strip Heater |  |  |  | 81 | 2 | Base 40 gal. Water Heating (EF=0.92)
[9 empty] | 82 | 1 | Base Clothes Dryer (EF=3.01) |  |  |  | 82 | 3 | Base 40 gal. Water Heating (EF=0.92)
[9 empty] | 83 | 2 | Base Clothes Dryer (EF=3.01) |  |  |  | 83 | 1 | Base 9 EER Room Air Conditioner & Strip Heater
[9 empty] | 84 | 3 | Base Clothes Dryer (EF=3.01) |  |  |  | 84 | 2 | Base 9 EER Room Air Conditioner & Strip Heater
[9 empty] | 85 | 1 | Base Clotheswasher (MEF=1.6) |  |  |  | 85 | 3 | Base 9 EER Room Air Conditioner & Strip Heater
[9 empty] | 86 | 2 | Base Clotheswasher (MEF=1.6) |  |  |  | 86 | 1 | Base Clothes Dryer (EF=3.01)
[9 empty] | 87 | 3 | Base Clotheswasher (MEF=1.6) |  |  |  | 87 | 2 | Base Clothes Dryer (EF=3.01)
[9 empty] | 88 | 1 | Base CRT TV |  |  |  | 88 | 3 | Base Clothes Dryer (EF=3.01)
[9 empty] | 89 | 2 | Base CRT TV |  |  |  | 89 | 1 | Base Clotheswasher (MEF=1.6)
[9 empty] | 90 | 3 | Base CRT TV |  |  |  | 90 | 2 | Base Clotheswasher (MEF=1.6)
[9 empty] | 91 | 1 | Base Desktop PC |  |  |  | 91 | 3 | Base Clotheswasher (MEF=1.6)
[9 empty] | 92 | 2 | Base Desktop PC |  |  |  | 92 | 1 | Base CRT TV
[9 empty] | 93 | 3 | Base Desktop PC |  |  |  | 93 | 2 | Base CRT TV
[9 empty] | 94 | 1 | Base Dishwasher (EF=0.46) |  |  |  | 94 | 3 | Base CRT TV
[9 empty] | 95 | 2 | Base Dishwasher (EF=0.46) |  |  |  | 95 | 1 | Base Desktop PC
[9 empty] | 96 | 3 | Base Dishwasher (EF=0.46) |  |  |  | 96 | 2 | Base Desktop PC
[9 empty] | 97 | 1 | Base DVD Player |  |  |  | 97 | 3 | Base Desktop PC
[9 empty] | 98 | 2 | Base DVD Player |  |  |  | 98 | 1 | Base Dishwasher (EF=0.46)
[9 empty] | 99 | 3 | Base DVD Player |  |  |  | 99 | 2 | Base Dishwasher (EF=0.46)
[9 empty] | 100 | 1 | Base Fluorescent Fixture, 2L4'T12, 40W, 1EEMAG |  |  |  | 100 | 3 | Base Dishwasher (EF=0.46)
[9 empty] | 101 | 2 | Base Fluorescent Fixture, 2L4'T12, 40W, 1EEMAG |  |  |  | 101 | 1 | Base DVD Player
[9 empty] | 102 | 3 | Base Fluorescent Fixture, 2L4'T12, 40W, 1EEMAG |  |  |  | 102 | 2 | Base DVD Player
[9 empty] | 103 | 1 | Base Freezer |  |  |  | 103 | 3 | Base DVD Player
[9 empty] | 104 | 2 | Base Freezer |  |  |  | 104 | 1 | Base Fluorescent Fixture, 2L4'T12, 40W, 1EEMAG
[9 empty] | 105 | 3 | Base Freezer |  |  |  | 105 | 2 | Base Fluorescent Fixture, 2L4'T12, 40W, 1EEMAG
[9 empty] | 106 | 1 | Base Laptop PC |  |  |  | 106 | 3 | Base Fluorescent Fixture, 2L4'T12, 40W, 1EEMAG
[9 empty] | 107 | 2 | Base Laptop PC |  |  |  | 107 | 1 | Base Freezer
[9 empty] | 108 | 3 | Base Laptop PC |  |  |  | 108 | 2 | Base Freezer
[9 empty] | 109 | 1 | Base Large-screen TV |  |  |  | 109 | 3 | Base Freezer
[9 empty] | 110 | 2 | Base Large-screen TV |  |  |  | 110 | 1 | Base Laptop PC
[9 empty] | 111 | 3 | Base Large-screen TV |  |  |  | 111 | 2 | Base Laptop PC
[9 empty] | 112 | 1 | Base Lighting (60-Watt incandescent), 0.5 hr/hday |  |  |  | 112 | 3 | Base Laptop PC
[9 empty] | 113 | 2 | Base Lighting (60-Watt incandescent), 0.5 hr/hday |  |  |  | 113 | 1 | Base Large-screen TV
[9 empty] | 114 | 3 | Base Lighting (60-Watt incandescent), 0.5 hr/hday |  |  |  | 114 | 2 | Base Large-screen TV
[9 empty] | 115 | 1 | Base Lighting (60-Watt incandescent), 2.5 hr/hday |  |  |  | 115 | 3 | Base Large-screen TV
[9 empty] | 116 | 2 | Base Lighting (60-Watt incandescent), 2.5 hr/hday |  |  |  | 116 | 1 | Base Lighting (60-Watt incandescent), 0.5 hr/hday
[9 empty] | 117 | 3 | Base Lighting (60-Watt incandescent), 2.5 hr/hday |  |  |  | 117 | 2 | Base Lighting (60-Watt incandescent), 0.5 hr/hday
[9 empty] | 118 | 1 | Base Lighting (60-Watt incandescent), 6.0 hr/hday |  |  |  | 118 | 3 | Base Lighting (60-Watt incandescent), 0.5 hr/hday
[9 empty] | 119 | 2 | Base Lighting (60-Watt incandescent), 6.0 hr/hday |  |  |  | 119 | 1 | Base Lighting (60-Watt incandescent), 2.5 hr/hday
[9 empty] | 120 | 3 | Base Lighting (60-Watt incandescent), 6.0 hr/hday |  |  |  | 120 | 2 | Base Lighting (60-Watt incandescent), 2.5 hr/hday
[9 empty] | 121 | 1 | Base Outdoor Lighting |  |  |  | 121 | 3 | Base Lighting (60-Watt incandescent), 2.5 hr/hday
[9 empty] | 122 | 2 | Base Outdoor Lighting |  |  |  | 122 | 1 | Base Lighting (60-Watt incandescent), 6.0 hr/hday
[9 empty] | 123 | 3 | Base Outdoor Lighting |  |  |  | 123 | 2 | Base Lighting (60-Watt incandescent), 6.0 hr/hday
[9 empty] | 124 | 1 | Base Pool Pump and Motor (1.5 hp) |  |  |  | 124 | 3 | Base Lighting (60-Watt incandescent), 6.0 hr/hday
[9 empty] | 125 | 2 | Base Pool Pump and Motor (1.5 hp) |  |  |  | 125 | 1 | Base Outdoor Lighting
[9 empty] | 126 | 3 | Base Pool Pump and Motor (1.5 hp) |  |  |  | 126 | 2 | Base Outdoor Lighting
[9 empty] | 127 | 1 | Base Refrigerator (18 cf w/top-mount freezer, no through-door ice) |  |  |  | 127 | 3 | Base Outdoor Lighting
[9 empty] | 128 | 2 | Base Refrigerator (18 cf w/top-mount freezer, no through-door ice) |  |  |  | 128 | 1 | Base Pool Pump and Motor (1.5 hp)
[9 empty] | 129 | 3 | Base Refrigerator (18 cf w/top-mount freezer, no through-door ice) |  |  |  | 129 | 2 | Base Pool Pump and Motor (1.5 hp)
[9 empty] | 130 | 1 | Base Set-Top Box |  |  |  | 130 | 3 | Base Pool Pump and Motor (1.5 hp)
[9 empty] | 131 | 2 | Base Set-Top Box |  |  |  | 131 | 1 | Base Refrigerator (18 cf w/top-mount freezer, no through-door ice)
[9 empty] | 132 | 3 | Base Set-Top Box |  |  |  | 132 | 2 | Base Refrigerator (18 cf w/top-mount freezer, no through-door ice)
[9 empty] | 133 | 1 | Base VCR |  |  |  | 133 | 3 | Base Refrigerator (18 cf w/top-mount freezer, no through-door ice)
[9 empty] | 134 | 2 | Base VCR |  |  |  | 134 | 1 | Base Set-Top Box
[9 empty] | 135 | 3 | Base VCR |  |  |  | 135 | 2 | Base Set-Top Box
[9 empty] | 136 | 1 | Ceiling R-0 to R-19 Insulation |  |  |  | 136 | 3 | Base Set-Top Box
[9 empty] | 137 | 1 | Ceiling R-0 to R-19 Insulation |  |  |  | 137 | 1 | Base VCR
[9 empty] | 138 | 2 | Ceiling R-0 to R-19 Insulation |  |  |  | 138 | 2 | Base VCR
[9 empty] | 139 | 2 | Ceiling R-0 to R-19 Insulation |  |  |  | 139 | 3 | Base VCR
[9 empty] | 140 | 2 | Ceiling R-0 to R-19 Insulation |  |  |  | 140 | 1 | Ceiling R-0 to R-19 Insulation
[9 empty] | 141 | 2 | Ceiling R-0 to R-19 Insulation |  |  |  | 141 | 1 | Ceiling R-0 to R-19 Insulation
[9 empty] | 142 | 3 | Ceiling R-0 to R-19 Insulation |  |  |  | 142 | 2 | Ceiling R-0 to R-19 Insulation
[9 empty] | 143 | 3 | Ceiling R-0 to R-19 Insulation |  |  |  | 143 | 2 | Ceiling R-0 to R-19 Insulation
[9 empty] | 144 | 3 | Ceiling R-0 to R-19 Insulation |  |  |  | 144 | 2 | Ceiling R-0 to R-19 Insulation
[9 empty] | 145 | 1 | Ceiling R-19 to R-38 Insulation |  |  |  | 145 | 2 | Ceiling R-0 to R-19 Insulation
[9 empty] | 146 | 1 | Ceiling R-19 to R-38 Insulation |  |  |  | 146 | 3 | Ceiling R-0 to R-19 Insulation
[9 empty] | 147 | 1 | Ceiling R-19 to R-38 Insulation |  |  |  | 147 | 3 | Ceiling R-0 to R-19 Insulation
[9 empty] | 148 | 1 | Ceiling R-19 to R-38 Insulation |  |  |  | 148 | 3 | Ceiling R-0 to R-19 Insulation
[9 empty] | 149 | 2 | Ceiling R-19 to R-38 Insulation |  |  |  | 149 | 1 | Ceiling R-19 to R-38 Insulation
[9 empty] | 150 | 2 | Ceiling R-19 to R-38 Insulation |  |  |  | 150 | 1 | Ceiling R-19 to R-38 Insulation
[9 empty] | 151 | 2 | Ceiling R-19 to R-38 Insulation |  |  |  | 151 | 1 | Ceiling R-19 to R-38 Insulation
[9 empty] | 152 | 2 | Ceiling R-19 to R-38 Insulation |  |  |  | 152 | 1 | Ceiling R-19 to R-38 Insulation
[9 empty] | 153 | 3 | Ceiling R-19 to R-38 Insulation |  |  |  | 153 | 2 | Ceiling R-19 to R-38 Insulation
[9 empty] | 154 | 3 | Ceiling R-19 to R-38 Insulation |  |  |  | 154 | 2 | Ceiling R-19 to R-38 Insulation
[9 empty] | 155 | 3 | Ceiling R-19 to R-38 Insulation |  |  |  | 155 | 2 | Ceiling R-19 to R-38 Insulation
[9 empty] | 156 | 3 | Ceiling R-19 to R-38 Insulation |  |  |  | 156 | 2 | Ceiling R-19 to R-38 Insulation
[9 empty] | 157 | 1 | CFL - medium screw based <30 Watts |  |  |  | 157 | 3 | Ceiling R-19 to R-38 Insulation
[9 empty] | 158 | 2 | CFL - medium screw based <30 Watts |  |  |  | 158 | 3 | Ceiling R-19 to R-38 Insulation
[9 empty] | 159 | 3 | CFL - medium screw based <30 Watts |  |  |  | 159 | 3 | Ceiling R-19 to R-38 Insulation
[9 empty] | 160 | 1 | CFL (18-Watt integral ballast), 0.5 hr/day |  |  |  | 160 | 3 | Ceiling R-19 to R-38 Insulation
[9 empty] | 161 | 2 | CFL (18-Watt integral ballast), 0.5 hr/day |  |  |  | 161 | 1 | CFL - medium screw based <30 Watts
[9 empty] | 162 | 3 | CFL (18-Watt integral ballast), 0.5 hr/day |  |  |  | 162 | 2 | CFL - medium screw based <30 Watts
[9 empty] | 163 | 1 | CFL (18-Watt integral ballast), 2.5 hr/day |  |  |  | 163 | 3 | CFL - medium screw based <30 Watts
[9 empty] | 164 | 2 | CFL (18-Watt integral ballast), 2.5 hr/day |  |  |  | 164 | 1 | CFL (18-Watt integral ballast), 0.5 hr/day
[9 empty] | 165 | 3 | CFL (18-Watt integral ballast), 2.5 hr/day |  |  |  | 165 | 2 | CFL (18-Watt integral ballast), 0.5 hr/day
[9 empty] | 166 | 1 | CFL (18-Watt integral ballast), 6.0 hr/day |  |  |  | 166 | 3 | CFL (18-Watt integral ballast), 0.5 hr/day
[9 empty] | 167 | 2 | CFL (18-Watt integral ballast), 6.0 hr/day |  |  |  | 167 | 1 | CFL (18-Watt integral ballast), 2.5 hr/day
[9 empty] | 168 | 3 | CFL (18-Watt integral ballast), 6.0 hr/day |  |  |  | 168 | 2 | CFL (18-Watt integral ballast), 2.5 hr/day
[9 empty] | 169 | 1 | Default Window With Sunscreen |  |  |  | 169 | 3 | CFL (18-Watt integral ballast), 2.5 hr/day
[9 empty] | 170 | 1 | Default Window With Sunscreen |  |  |  | 170 | 1 | CFL (18-Watt integral ballast), 6.0 hr/day
[9 empty] | 171 | 1 | Default Window With Sunscreen |  |  |  | 171 | 2 | CFL (18-Watt integral ballast), 6.0 hr/day
[9 empty] | 172 | 1 | Default Window With Sunscreen |  |  |  | 172 | 3 | CFL (18-Watt integral ballast), 6.0 hr/day
[9 empty] | 173 | 2 | Default Window With Sunscreen |  |  |  | 173 | 1 | Default Window With Sunscreen
[9 empty] | 174 | 2 | Default Window With Sunscreen |  |  |  | 174 | 1 | Default Window With Sunscreen
[9 empty] | 175 | 2 | Default Window With Sunscreen |  |  |  | 175 | 1 | Default Window With Sunscreen
[9 empty] | 176 | 2 | Default Window With Sunscreen |  |  |  | 176 | 1 | Default Window With Sunscreen
[9 empty] | 177 | 3 | Default Window With Sunscreen |  |  |  | 177 | 2 | Default Window With Sunscreen
[9 empty] | 178 | 3 | Default Window With Sunscreen |  |  |  | 178 | 2 | Default Window With Sunscreen
[9 empty] | 179 | 3 | Default Window With Sunscreen |  |  |  | 179 | 2 | Default Window With Sunscreen
[9 empty] | 180 | 3 | Default Window With Sunscreen |  |  |  | 180 | 2 | Default Window With Sunscreen
[9 empty] | 181 | 1 | Duct Repair |  |  |  | 181 | 3 | Default Window With Sunscreen
[9 empty] | 182 | 1 | Duct Repair |  |  |  | 182 | 3 | Default Window With Sunscreen
[9 empty] | 183 | 1 | Duct Repair |  |  |  | 183 | 3 | Default Window With Sunscreen
[9 empty] | 184 | 2 | Duct Repair |  |  |  | 184 | 3 | Default Window With Sunscreen
[9 empty] | 185 | 2 | Duct Repair |  |  |  | 185 | 1 | Duct Repair
[9 empty] | 186 | 2 | Duct Repair |  |  |  | 186 | 1 | Duct Repair
[9 empty] | 187 | 3 | Duct Repair |  |  |  | 187 | 2 | Duct Repair
[9 empty] | 188 | 3 | Duct Repair |  |  |  | 188 | 2 | Duct Repair
[9 empty] | 189 | 3 | Duct Repair |  |  |  | 189 | 2 | Duct Repair
[9 empty] | 190 | 1 | Electronically Commutated Motors (ECM) on an Air Handler Unit |  |  |  | 190 | 3 | Duct Repair
[9 empty] | 191 | 1 | Electronically Commutated Motors (ECM) on an Air Handler Unit |  |  |  | 191 | 3 | Duct Repair
[9 empty] | 192 | 2 | Electronically Commutated Motors (ECM) on an Air Handler Unit |  |  |  | 192 | 3 | Duct Repair
[9 empty] | 193 | 2 | Electronically Commutated Motors (ECM) on an Air Handler Unit |  |  |  | 193 | 1 | Electronically Commutated Motors (ECM) on an Air Handler Unit
[9 empty] | 194 | 2 | Electronically Commutated Motors (ECM) on an Air Handler Unit |  |  |  | 194 | 1 | Electronically Commutated Motors (ECM) on an Air Handler Unit
[9 empty] | 195 | 3 | Electronically Commutated Motors (ECM) on an Air Handler Unit |  |  |  | 195 | 2 | Electronically Commutated Motors (ECM) on an Air Handler Unit
[9 empty] | 196 | 3 | Electronically Commutated Motors (ECM) on an Air Handler Unit |  |  |  | 196 | 2 | Electronically Commutated Motors (ECM) on an Air Handler Unit
[9 empty] | 197 | 3 | Electronically Commutated Motors (ECM) on an Air Handler Unit |  |  |  | 197 | 2 | Electronically Commutated Motors (ECM) on an Air Handler Unit
[9 empty] | 198 | 1 | Energy Star CW CEE Tier 1 (MEF=1.8) |  |  |  | 198 | 3 | Electronically Commutated Motors (ECM) on an Air Handler Unit
[9 empty] | 199 | 2 | Energy Star CW CEE Tier 1 (MEF=1.8) |  |  |  | 199 | 3 | Electronically Commutated Motors (ECM) on an Air Handler Unit
[9 empty] | 200 | 3 | Energy Star CW CEE Tier 1 (MEF=1.8) |  |  |  | 200 | 1 | Energy Star CW CEE Tier 1 (MEF=1.8)
[9 empty] | 201 | 1 | Energy Star CW CEE Tier 2 (MEF=2.0) |  |  |  | 201 | 2 | Energy Star CW CEE Tier 1 (MEF=1.8)
[9 empty] | 202 | 2 | Energy Star CW CEE Tier 2 (MEF=2.0) |  |  |  | 202 | 3 | Energy Star CW CEE Tier 1 (MEF=1.8)
[9 empty] | 203 | 3 | Energy Star CW CEE Tier 2 (MEF=2.0) |  |  |  | 203 | 1 | Energy Star CW CEE Tier 2 (MEF=2.0)
[9 empty] | 204 | 1 | Energy Star CW CEE Tier 3 (MEF=2.2) |  |  |  | 204 | 2 | Energy Star CW CEE Tier 2 (MEF=2.0)
[9 empty] | 205 | 2 | Energy Star CW CEE Tier 3 (MEF=2.2) |  |  |  | 205 | 3 | Energy Star CW CEE Tier 2 (MEF=2.0)
[9 empty] | 206 | 3 | Energy Star CW CEE Tier 3 (MEF=2.2) |  |  |  | 206 | 1 | Energy Star CW CEE Tier 3 (MEF=2.2)
[9 empty] | 207 | 1 | Energy Star Desktop PC |  |  |  | 207 | 2 | Energy Star CW CEE Tier 3 (MEF=2.2)
[9 empty] | 208 | 2 | Energy Star Desktop PC |  |  |  | 208 | 3 | Energy Star CW CEE Tier 3 (MEF=2.2)
[9 empty] | 209 | 3 | Energy Star Desktop PC |  |  |  | 209 | 1 | Energy Star Desktop PC
[9 empty] | 210 | 1 | Energy Star DVD Player |  |  |  | 210 | 2 | Energy Star Desktop PC
[9 empty] | 211 | 2 | Energy Star DVD Player |  |  |  | 211 | 3 | Energy Star Desktop PC
[9 empty] | 212 | 3 | Energy Star DVD Player |  |  |  | 212 | 1 | Energy Star DVD Player
[9 empty] | 213 | 1 | Energy Star DW (EF=0.68) |  |  |  | 213 | 2 | Energy Star DVD Player
[9 empty] | 214 | 2 | Energy Star DW (EF=0.68) |  |  |  | 214 | 3 | Energy Star DVD Player
[9 empty] | 215 | 3 | Energy Star DW (EF=0.68) |  |  |  | 215 | 1 | Energy Star DW (EF=0.68)
[9 empty] | 216 | 1 | Energy Star Laptop PC |  |  |  | 216 | 2 | Energy Star DW (EF=0.68)
[9 empty] | 217 | 2 | Energy Star Laptop PC |  |  |  | 217 | 3 | Energy Star DW (EF=0.68)
[9 empty] | 218 | 3 | Energy Star Laptop PC |  |  |  | 218 | 1 | Energy Star Laptop PC
[9 empty] | 219 | 1 | Energy Star Set-Top Box |  |  |  | 219 | 2 | Energy Star Laptop PC
[9 empty] | 220 | 2 | Energy Star Set-Top Box |  |  |  | 220 | 3 | Energy Star Laptop PC
[9 empty] | 221 | 3 | Energy Star Set-Top Box |  |  |  | 221 | 1 | Energy Star Set-Top Box
[9 empty] | 222 | 1 | Energy Star TV |  |  |  | 222 | 2 | Energy Star Set-Top Box
[9 empty] | 223 | 1 | Energy Star TV |  |  |  | 223 | 3 | Energy Star Set-Top Box
[9 empty] | 224 | 2 | Energy Star TV |  |  |  | 224 | 1 | Energy Star TV
[9 empty] | 225 | 2 | Energy Star TV |  |  |  | 225 | 1 | Energy Star TV
[9 empty] | 226 | 3 | Energy Star TV |  |  |  | 226 | 2 | Energy Star TV
[9 empty] | 227 | 3 | Energy Star TV |  |  |  | 227 | 2 | Energy Star TV
[9 empty] | 228 | 1 | Energy Star VCR |  |  |  | 228 | 3 | Energy Star TV
[9 empty] | 229 | 2 | Energy Star VCR |  |  |  | 229 | 3 | Energy Star TV
[9 empty] | 230 | 3 | Energy Star VCR |  |  |  | 230 | 1 | Energy Star VCR
[9 empty] | 231 | 1 | Faucet Aerators |  |  |  | 231 | 2 | Energy Star VCR
[9 empty] | 232 | 2 | Faucet Aerators |  |  |  | 232 | 3 | Energy Star VCR
[9 empty] | 233 | 3 | Faucet Aerators |  |  |  | 233 | 1 | Faucet Aerators
[9 empty] | 234 | single segment | Freezer recycling |  |  |  | 234 | 2 | Faucet Aerators
[9 empty] | 235 | 1 | HE Freezer |  |  |  | 235 | 3 | Faucet Aerators
[9 empty] | 236 | 2 | HE Freezer |  |  |  | 236 | 1 | HE Freezer
[9 empty] | 237 | 3 | HE Freezer |  |  |  | 237 | 2 | HE Freezer
[9 empty] | 238 | 1 | HE Refrigerator - Energy Star version of above |  |  |  | 238 | 3 | HE Freezer
[9 empty] | 239 | 2 | HE Refrigerator - Energy Star version of above |  |  |  | 239 | 1 | HE Refrigerator - Energy Star version of above
[9 empty] | 240 | 3 | HE Refrigerator - Energy Star version of above |  |  |  | 240 | 2 | HE Refrigerator - Energy Star version of above
[9 empty] | 241 | 1 | HE Room Air Conditioner - EER 11 |  |  |  | 241 | 3 | HE Refrigerator - Energy Star version of above
[9 empty] | 242 | 2 | HE Room Air Conditioner - EER 11 |  |  |  | 242 | 1 | HE Room Air Conditioner - EER 11
[9 empty] | 243 | 3 | HE Room Air Conditioner - EER 11 |  |  |  | 243 | 2 | HE Room Air Conditioner - EER 11
[9 empty] | 244 | 1 | HE Room Air Conditioner - EER 12 |  |  |  | 244 | 3 | HE Room Air Conditioner - EER 11
[9 empty] | 245 | 2 | HE Room Air Conditioner - EER 12 |  |  |  | 245 | 1 | HE Room Air Conditioner - EER 12
[9 empty] | 246 | 3 | HE Room Air Conditioner - EER 12 |  |  |  | 246 | 2 | HE Room Air Conditioner - EER 12
[9 empty] | 247 | 1 | HE Water Heater (EF=0.93) |  |  |  | 247 | 3 | HE Room Air Conditioner - EER 12
[9 empty] | 248 | 2 | HE Water Heater (EF=0.93) |  |  |  | 248 | 1 | HE Water Heater (EF=0.93)
[9 empty] | 249 | 3 | HE Water Heater (EF=0.93) |  |  |  | 249 | 2 | HE Water Heater (EF=0.93)
[9 empty] | 250 | 1 | Heat Pump Water Heater (EF=2.9) |  |  |  | 250 | 3 | HE Water Heater (EF=0.93)
[9 empty] | 251 | 2 | Heat Pump Water Heater (EF=2.9) |  |  |  | 251 | 2 | Heat Pump Water Heater (EF=2.9)
[9 empty] | 252 | 3 | Heat Pump Water Heater (EF=2.9) |  |  |  | 252 | 3 | Heat Pump Water Heater (EF=2.9)
[9 empty] | 253 | 1 | Heat Trap |  |  |  | 253 | 1 | Heat Trap
[9 empty] | 254 | 2 | Heat Trap |  |  |  | 254 | 2 | Heat Trap
[9 empty] | 255 | 3 | Heat Trap |  |  |  | 255 | 3 | Heat Trap
[9 empty] | 256 | 1 | High Efficiency CD (EF=3.01 w/moisture sensor) |  |  |  | 256 | 1 | High Efficiency CD (EF=3.01 w/moisture sensor)
[9 empty] | 257 | 2 | High Efficiency CD (EF=3.01 w/moisture sensor) |  |  |  | 257 | 2 | High Efficiency CD (EF=3.01 w/moisture sensor)
[9 empty] | 258 | 3 | High Efficiency CD (EF=3.01 w/moisture sensor) |  |  |  | 258 | 3 | High Efficiency CD (EF=3.01 w/moisture sensor)
[9 empty] | 259 | 1 | High Efficiency One Speed Pool Pump (1.5 hp) |  |  |  | 259 | 1 | HVAC Proper Sizing
[9 empty] | 260 | 2 | High Efficiency One Speed Pool Pump (1.5 hp) |  |  |  | 260 | 1 | HVAC Proper Sizing
[9 empty] | 261 | 3 | High Efficiency One Speed Pool Pump (1.5 hp) |  |  |  | 261 | 1 | HVAC Proper Sizing
[9 empty] | 262 | 1 | HVAC Proper Sizing |  |  |  | 262 | 2 | HVAC Proper Sizing
[9 empty] | 263 | 1 | HVAC Proper Sizing |  |  |  | 263 | 2 | HVAC Proper Sizing
[9 empty] | 264 | 1 | HVAC Proper Sizing |  |  |  | 264 | 2 | HVAC Proper Sizing
[9 empty] | 265 | 2 | HVAC Proper Sizing |  |  |  | 265 | 3 | HVAC Proper Sizing
[9 empty] | 266 | 2 | HVAC Proper Sizing |  |  |  | 266 | 3 | HVAC Proper Sizing
[9 empty] | 267 | 2 | HVAC Proper Sizing |  |  |  | 267 | 3 | HVAC Proper Sizing
[9 empty] | 268 | 3 | HVAC Proper Sizing |  |  |  | 268 | single segment | LED (12-Watt integral ballast), 0.5 hr/day
[9 empty] | 269 | 3 | HVAC Proper Sizing |  |  |  | 269 | single segment | LED (12-Watt integral ballast), 2.5 hr/day
[9 empty] | 270 | 3 | HVAC Proper Sizing |  |  |  | 270 | single segment | LED (12-Watt integral ballast), 6.0 hr/day
[9 empty] | 271 | single segment | LED (12-Watt integral ballast), 0.5 hr/day |  |  |  | 271 | single segment | LED 13W Outdoor
[9 empty] | 272 | single segment | LED (12-Watt integral ballast), 2.5 hr/day |  |  |  | 272 | 1 | Low Flow Showerhead
[9 empty] | 273 | single segment | LED (12-Watt integral ballast), 6.0 hr/day |  |  |  | 273 | 2 | Low Flow Showerhead
[9 empty] | 274 | single segment | LED 13W Outdoor |  |  |  | 274 | 3 | Low Flow Showerhead
[9 empty] | 275 | 1 | Low Flow Showerhead |  |  |  | 275 | 1 | Photocell/timeclock
[9 empty] | 276 | 2 | Low Flow Showerhead |  |  |  | 276 | 2 | Photocell/timeclock
[9 empty] | 277 | 3 | Low Flow Showerhead |  |  |  | 277 | 3 | Photocell/timeclock
[9 empty] | 278 | 1 | Photocell/timeclock |  |  |  | 278 | 1 | Pipe Wrap
[9 empty] | 279 | 2 | Photocell/timeclock |  |  |  | 279 | 2 | Pipe Wrap
[9 empty] | 280 | 3 | Photocell/timeclock |  |  |  | 280 | 3 | Pipe Wrap
[9 empty] | 281 | 1 | Pipe Wrap |  |  |  | 281 | 1 | Proper Refrigerant Charging and Air Flow
[9 empty] | 282 | 2 | Pipe Wrap |  |  |  | 282 | 1 | Proper Refrigerant Charging and Air Flow
[9 empty] | 283 | 3 | Pipe Wrap |  |  |  | 283 | 2 | Proper Refrigerant Charging and Air Flow
[9 empty] | 284 | 1 | Proper Refrigerant Charging and Air Flow |  |  |  | 284 | 2 | Proper Refrigerant Charging and Air Flow
[9 empty] | 285 | 1 | Proper Refrigerant Charging and Air Flow |  |  |  | 285 | 2 | Proper Refrigerant Charging and Air Flow
[9 empty] | 286 | 1 | Proper Refrigerant Charging and Air Flow |  |  |  | 286 | 3 | Proper Refrigerant Charging and Air Flow
[9 empty] | 287 | 2 | Proper Refrigerant Charging and Air Flow |  |  |  | 287 | 3 | Proper Refrigerant Charging and Air Flow
[9 empty] | 288 | 2 | Proper Refrigerant Charging and Air Flow |  |  |  | 288 | 3 | Proper Refrigerant Charging and Air Flow
[9 empty] | 289 | 2 | Proper Refrigerant Charging and Air Flow |  |  |  | 289 | 1 | Radient Barrier
[9 empty] | 290 | 3 | Proper Refrigerant Charging and Air Flow |  |  |  | 290 | 1 | Radient Barrier
[9 empty] | 291 | 3 | Proper Refrigerant Charging and Air Flow |  |  |  | 291 | 1 | Radient Barrier
[9 empty] | 292 | 3 | Proper Refrigerant Charging and Air Flow |  |  |  | 292 | 2 | Radient Barrier
[9 empty] | 293 | 1 | PV-Powered Pool Pumps |  |  |  | 293 | 2 | Radient Barrier
[9 empty] | 294 | 2 | PV-Powered Pool Pumps |  |  |  | 294 | 2 | Radient Barrier
[9 empty] | 295 | 3 | PV-Powered Pool Pumps |  |  |  | 295 | 3 | Radient Barrier
[9 empty] | 296 | 1 | Radient Barrier |  |  |  | 296 | 3 | Radient Barrier
[9 empty] | 297 | 2 | Radient Barrier |  |  |  | 297 | 3 | Radient Barrier
[9 empty] | 298 | 2 | Radient Barrier |  |  |  | 298 | 1 | Reflective Roof
[9 empty] | 299 | 2 | Radient Barrier |  |  |  | 299 | 1 | Reflective Roof
[9 empty] | 300 | 3 | Radient Barrier |  |  |  | 300 | 1 | Reflective Roof
[9 empty] | 301 | 3 | Radient Barrier |  |  |  | 301 | 1 | Reflective Roof
[9 empty] | 302 | 3 | Radient Barrier |  |  |  | 302 | 2 | Reflective Roof
[9 empty] | 303 | 1 | Reflective Roof |  |  |  | 303 | 2 | Reflective Roof
[9 empty] | 304 | 1 | Reflective Roof |  |  |  | 304 | 2 | Reflective Roof
[9 empty] | 305 | 1 | Reflective Roof |  |  |  | 305 | 2 | Reflective Roof
[9 empty] | 306 | 1 | Reflective Roof |  |  |  | 306 | 3 | Reflective Roof
[9 empty] | 307 | 2 | Reflective Roof |  |  |  | 307 | 3 | Reflective Roof
[9 empty] | 308 | 2 | Reflective Roof |  |  |  | 308 | 3 | Reflective Roof
[9 empty] | 309 | 2 | Reflective Roof |  |  |  | 309 | 3 | Reflective Roof
[9 empty] | 310 | 2 | Reflective Roof |  |  |  | 310 | 1 | RET 2L4'T8, 1EB
[9 empty] | 311 | 3 | Reflective Roof |  |  |  | 311 | 2 | RET 2L4'T8, 1EB
[9 empty] | 312 | 3 | Reflective Roof |  |  |  | 312 | 3 | RET 2L4'T8, 1EB
[9 empty] | 313 | 3 | Reflective Roof |  |  |  | 313 | 1 | ROB 2L4'T8, 1EB
[9 empty] | 314 | 3 | Reflective Roof |  |  |  | 314 | 2 | ROB 2L4'T8, 1EB
[9 empty] | 315 | single segment | Refrigerator recycling |  |  |  | 315 | 3 | ROB 2L4'T8, 1EB
[9 empty] | 316 | 1 | RET 2L4'T8, 1EB |  |  |  | 316 | 1 | Sealed Attic w/Sprayed Foam Insulated Roof Deck
[9 empty] | 317 | 2 | RET 2L4'T8, 1EB |  |  |  | 317 | 1 | Sealed Attic w/Sprayed Foam Insulated Roof Deck
[9 empty] | 318 | 3 | RET 2L4'T8, 1EB |  |  |  | 318 | 2 | Sealed Attic w/Sprayed Foam Insulated Roof Deck
[9 empty] | 319 | 1 | ROB 2L4'T8, 1EB |  |  |  | 319 | 2 | Sealed Attic w/Sprayed Foam Insulated Roof Deck
[9 empty] | 320 | 2 | ROB 2L4'T8, 1EB |  |  |  | 320 | 3 | Sealed Attic w/Sprayed Foam Insulated Roof Deck
[9 empty] | 321 | 3 | ROB 2L4'T8, 1EB |  |  |  | 321 | 3 | Sealed Attic w/Sprayed Foam Insulated Roof Deck
[9 empty] | 322 | 1 | Sealed Attic w/Sprayed Foam Insulated Roof Deck |  |  |  | 322 | 2 | Sealed Attics
[9 empty] | 323 | 2 | Sealed Attic w/Sprayed Foam Insulated Roof Deck |  |  |  | 323 | 1 | Single Pane Clear Windows to Double Pane Low-E Windows
[9 empty] | 324 | 2 | Sealed Attic w/Sprayed Foam Insulated Roof Deck |  |  |  | 324 | 1 | Single Pane Clear Windows to Double Pane Low-E Windows
[9 empty] | 325 | 3 | Sealed Attic w/Sprayed Foam Insulated Roof Deck |  |  |  | 325 | 1 | Single Pane Clear Windows to Double Pane Low-E Windows
[9 empty] | 326 | 1 | Single Pane Clear Windows to Double Pane Low-E Windows |  |  |  | 326 | 1 | Single Pane Clear Windows to Double Pane Low-E Windows
[9 empty] | 327 | 1 | Single Pane Clear Windows to Double Pane Low-E Windows |  |  |  | 327 | 2 | Single Pane Clear Windows to Double Pane Low-E Windows
[9 empty] | 328 | 1 | Single Pane Clear Windows to Double Pane Low-E Windows |  |  |  | 328 | 2 | Single Pane Clear Windows to Double Pane Low-E Windows
[9 empty] | 329 | 2 | Single Pane Clear Windows to Double Pane Low-E Windows |  |  |  | 329 | 2 | Single Pane Clear Windows to Double Pane Low-E Windows
[9 empty] | 330 | 2 | Single Pane Clear Windows to Double Pane Low-E Windows |  |  |  | 330 | 2 | Single Pane Clear Windows to Double Pane Low-E Windows
[9 empty] | 331 | 2 | Single Pane Clear Windows to Double Pane Low-E Windows |  |  |  | 331 | 3 | Single Pane Clear Windows to Double Pane Low-E Windows
[9 empty] | 332 | 2 | Single Pane Clear Windows to Double Pane Low-E Windows |  |  |  | 332 | 3 | Single Pane Clear Windows to Double Pane Low-E Windows
[9 empty] | 333 | 3 | Single Pane Clear Windows to Double Pane Low-E Windows |  |  |  | 333 | 3 | Single Pane Clear Windows to Double Pane Low-E Windows
[9 empty] | 334 | 3 | Single Pane Clear Windows to Double Pane Low-E Windows |  |  |  | 334 | 3 | Single Pane Clear Windows to Double Pane Low-E Windows
[9 empty] | 335 | 3 | Single Pane Clear Windows to Double Pane Low-E Windows |  |  |  | 335 | single segment | Smart Plug
[9 empty] | 336 | 3 | Single Pane Clear Windows to Double Pane Low-E Windows |  |  |  | 336 | 1 | Wall 2x4 R-0 to Blow-In R-13 Insulation
[9 empty] | 337 | single segment | Smart Plug |  |  |  | 337 | 1 | Wall 2x4 R-0 to Blow-In R-13 Insulation
[9 empty] | 338 | 1 | Two Speed Pool Pump (1.5 hp) |  |  |  | 338 | 1 | Wall 2x4 R-0 to Blow-In R-13 Insulation
[9 empty] | 339 | 2 | Two Speed Pool Pump (1.5 hp) |  |  |  | 339 | 1 | Wall 2x4 R-0 to Blow-In R-13 Insulation
[9 empty] | 340 | 3 | Two Speed Pool Pump (1.5 hp) |  |  |  | 340 | 2 | Wall 2x4 R-0 to Blow-In R-13 Insulation
[9 empty] | 341 | 1 | Variable-Speed Pool Pump (<1 hp) |  |  |  | 341 | 2 | Wall 2x4 R-0 to Blow-In R-13 Insulation
[9 empty] | 342 | 2 | Variable-Speed Pool Pump (<1 hp) |  |  |  | 342 | 2 | Wall 2x4 R-0 to Blow-In R-13 Insulation
[9 empty] | 343 | 3 | Variable-Speed Pool Pump (<1 hp) |  |  |  | 343 | 2 | Wall 2x4 R-0 to Blow-In R-13 Insulation
[9 empty] | 344 | 1 | Wall 2x4 R-0 to Blow-In R-13 Insulation |  |  |  | 344 | 3 | Wall 2x4 R-0 to Blow-In R-13 Insulation
[9 empty] | 345 | 1 | Wall 2x4 R-0 to Blow-In R-13 Insulation |  |  |  | 345 | 3 | Wall 2x4 R-0 to Blow-In R-13 Insulation
[9 empty] | 346 | 1 | Wall 2x4 R-0 to Blow-In R-13 Insulation |  |  |  | 346 | 3 | Wall 2x4 R-0 to Blow-In R-13 Insulation
[9 empty] | 347 | 1 | Wall 2x4 R-0 to Blow-In R-13 Insulation |  |  |  | 347 | 3 | Wall 2x4 R-0 to Blow-In R-13 Insulation
[9 empty] | 348 | 2 | Wall 2x4 R-0 to Blow-In R-13 Insulation |  |  |  | 348 | 1 | Water Heater Blanket
[9 empty] | 349 | 2 | Wall 2x4 R-0 to Blow-In R-13 Insulation |  |  |  | 349 | 2 | Water Heater Blanket
[9 empty] | 350 | 2 | Wall 2x4 R-0 to Blow-In R-13 Insulation |  |  |  | 350 | 3 | Water Heater Blanket
[9 empty] | 351 | 2 | Wall 2x4 R-0 to Blow-In R-13 Insulation |  |  |  | 351 | 1 | Water Heater Temperature Check and Adjustment
[9 empty] | 352 | 3 | Wall 2x4 R-0 to Blow-In R-13 Insulation |  |  |  | 352 | 2 | Water Heater Temperature Check and Adjustment
[9 empty] | 353 | 3 | Wall 2x4 R-0 to Blow-In R-13 Insulation |  |  |  | 353 | 3 | Water Heater Temperature Check and Adjustment
[9 empty] | 354 | 3 | Wall 2x4 R-0 to Blow-In R-13 Insulation |  |  |  | 354 | 1 | Water Heater Timeclock
[9 empty] | 355 | 3 | Wall 2x4 R-0 to Blow-In R-13 Insulation |  |  |  | 355 | 2 | Water Heater Timeclock
[9 empty] | 356 | 1 | Water Heater Blanket |  |  |  | 356 | 3 | Water Heater Timeclock
[9 empty] | 357 | 2 | Water Heater Blanket |  |  |  | 357 | 1 | Weather Strip/Caulk w/Blower Door
[9 empty] | 358 | 3 | Water Heater Blanket |  |  |  | 358 | 1 | Weather Strip/Caulk w/Blower Door
[9 empty] | 359 | 1 | Water Heater Temperature Check and Adjustment |  |  |  | 359 | 1 | Weather Strip/Caulk w/Blower Door
[9 empty] | 360 | 2 | Water Heater Temperature Check and Adjustment |  |  |  | 360 | 1 | Weather Strip/Caulk w/Blower Door
[9 empty] | 361 | 3 | Water Heater Temperature Check and Adjustment |  |  |  | 361 | 2 | Weather Strip/Caulk w/Blower Door
[9 empty] | 362 | 1 | Water Heater Timeclock |  |  |  | 362 | 2 | Weather Strip/Caulk w/Blower Door
[9 empty] | 363 | 2 | Water Heater Timeclock |  |  |  | 363 | 2 | Weather Strip/Caulk w/Blower Door
[9 empty] | 364 | 3 | Water Heater Timeclock |  |  |  | 364 | 2 | Weather Strip/Caulk w/Blower Door
[9 empty] | 365 | 1 | Weather Strip/Caulk w/Blower Door |  |  |  | 365 | 3 | Weather Strip/Caulk w/Blower Door
[9 empty] | 366 | 1 | Weather Strip/Caulk w/Blower Door |  |  |  | 366 | 3 | Weather Strip/Caulk w/Blower Door
[9 empty] | 367 | 1 | Weather Strip/Caulk w/Blower Door |  |  |  | 367 | 3 | Weather Strip/Caulk w/Blower Door
[9 empty] | 368 | 1 | Weather Strip/Caulk w/Blower Door |  |  |  | 368 | 3 | Weather Strip/Caulk w/Blower Door
[9 empty] | 369 | 2 | Weather Strip/Caulk w/Blower Door |  |  |  | 369 | 1 | Window Film
[9 empty] | 370 | 2 | Weather Strip/Caulk w/Blower Door |  |  |  | 370 | 1 | Window Film
[9 empty] | 371 | 2 | Weather Strip/Caulk w/Blower Door |  |  |  | 371 | 1 | Window Film
[9 empty] | 372 | 2 | Weather Strip/Caulk w/Blower Door |  |  |  | 372 | 1 | Window Film
[9 empty] | 373 | 3 | Weather Strip/Caulk w/Blower Door |  |  |  | 373 | 2 | Window Film
[9 empty] | 374 | 3 | Weather Strip/Caulk w/Blower Door |  |  |  | 374 | 2 | Window Film
[9 empty] | 375 | 3 | Weather Strip/Caulk w/Blower Door |  |  |  | 375 | 2 | Window Film
[9 empty] | 376 | 3 | Weather Strip/Caulk w/Blower Door |  |  |  | 376 | 2 | Window Film
[9 empty] | 377 | 1 | Window Film |  |  |  | 377 | 3 | Window Film
[9 empty] | 378 | 1 | Window Film |  |  |  | 378 | 3 | Window Film
[9 empty] | 379 | 1 | Window Film |  |  |  | 379 | 3 | Window Film
[9 empty] | 380 | 1 | Window Film |  |  |  | 380 | 3 | Window Film
[9 empty] | 381 | 2 | Window Film |  |  |  | 381 | 1 | Window Tinting
[9 empty] | 382 | 2 | Window Film |  |  |  | 382 | 1 | Window Tinting
[9 empty] | 383 | 2 | Window Film |  |  |  | 383 | 1 | Window Tinting
[9 empty] | 384 | 2 | Window Film |  |  |  | 384 | 1 | Window Tinting
[9 empty] | 385 | 3 | Window Film |  |  |  | 385 | 2 | Window Tinting
[9 empty] | 386 | 3 | Window Film |  |  |  | 386 | 2 | Window Tinting
[9 empty] | 387 | 3 | Window Film |  |  |  | 387 | 2 | Window Tinting
[9 empty] | 388 | 3 | Window Film |  |  |  | 388 | 2 | Window Tinting
[9 empty] | 389 | 1 | Window Tinting |  |  |  | 389 | 3 | Window Tinting
[9 empty] | 390 | 1 | Window Tinting |  |  |  | 390 | 3 | Window Tinting
[9 empty] | 391 | 1 | Window Tinting |  |  |  | 391 | 3 | Window Tinting
[9 empty] | 392 | 1 | Window Tinting |  |  |  | 392 | 3 | Window Tinting
[9 empty] | 393 | 2 | Window Tinting
[9 empty] | 394 | 2 | Window Tinting
[9 empty] | 395 | 2 | Window Tinting
[9 empty] | 396 | 2 | Window Tinting
[9 empty] | 397 | 3 | Window Tinting
[9 empty] | 398 | 3 | Window Tinting
[9 empty] | 399 | 3 | Window Tinting
[9 empty] | 400 | 3 | Window Tinting
[6 empty] | RIM | [5 empty] | TRC
[6 empty] | High Fuel |  | Passing | Failing |  |  | High Fuel |  | Passing | Failing
[6 empty] | # | Building Segment | Measure Name | # | Building Segment | Measure Name | # | Building Segment | Measure Name | # | Building Segment | Measure Name
[6 empty] | 1 | 1 | 14 SEER Split-System Heat Pump | 1 | 1 | 13 EER Geothermal Heat Pump | 1 | 1 | 14 SEER Split-System Heat Pump | 1 | 1 | 13 EER Geothermal Heat Pump
[6 empty] | 2 | 3 | 14 SEER Split-System Heat Pump | 2 | 1 | 13 EER Geothermal Heat Pump | 2 | 2 | 14 SEER Split-System Heat Pump | 2 | 1 | 13 EER Geothermal Heat Pump
[6 empty] | 3 | 1 | 15 SEER Split-System Heat Pump | 3 | 2 | 13 EER Geothermal Heat Pump | 3 | 3 | 14 SEER Split-System Heat Pump | 3 | 2 | 13 EER Geothermal Heat Pump
[6 empty] | 4 | 2 | 15 SEER Split-System Heat Pump | 4 | 2 | 13 EER Geothermal Heat Pump | 4 | 1 | 15 SEER Split-System Heat Pump | 4 | 2 | 13 EER Geothermal Heat Pump
[6 empty] | 5 | 3 | 15 SEER Split-System Heat Pump | 5 | 3 | 13 EER Geothermal Heat Pump | 5 | 2 | 15 SEER Split-System Heat Pump | 5 | 3 | 13 EER Geothermal Heat Pump
[6 empty] | 6 | 1 | 17 SEER Split-System Air Conditioner | 6 | 3 | 13 EER Geothermal Heat Pump | 6 | 3 | 15 SEER Split-System Heat Pump | 6 | 3 | 13 EER Geothermal Heat Pump
[6 empty] | 7 | 1 | 17 SEER Split-System Heat Pump | 7 | 1 | 14 SEER Split-System Air Conditioner | 7 | 1 | 17 SEER Split-System Heat Pump | 7 | 1 | 14 SEER Split-System Air Conditioner
[6 empty] | 8 | 1 | 17 SEER Split-System Heat Pump | 8 | 1 | 14 SEER Split-System Air Conditioner | 8 | 3 | 17 SEER Split-System Heat Pump | 8 | 1 | 14 SEER Split-System Air Conditioner
[6 empty] | 9 | 2 | 17 SEER Split-System Heat Pump | 9 | 2 | 14 SEER Split-System Air Conditioner | 9 | 1 | Ceiling R-0 to R-19 Insulation | 9 | 2 | 14 SEER Split-System Air Conditioner
[6 empty] | 10 | 3 | 17 SEER Split-System Heat Pump | 10 | 2 | 14 SEER Split-System Air Conditioner | 10 | 1 | Ceiling R-0 to R-19 Insulation | 10 | 2 | 14 SEER Split-System Air Conditioner
[6 empty] | 11 | 1 | 19 SEER Split-System Air Conditioner | 11 | 3 | 14 SEER Split-System Air Conditioner | 11 | 3 | Ceiling R-0 to R-19 Insulation | 11 | 3 | 14 SEER Split-System Air Conditioner
[6 empty] | 12 | 3 | 19 SEER Split-System Air Conditioner | 12 | 3 | 14 SEER Split-System Air Conditioner | 12 | 1 | Duct Repair | 12 | 3 | 14 SEER Split-System Air Conditioner
[6 empty] | 13 | 1 | Ceiling R-0 to R-19 Insulation | 13 | 1 | 14 SEER Split-System Heat Pump | 13 | 1 | Duct Repair | 13 | 1 | 14 SEER Split-System Heat Pump
[6 empty] | 14 | 1 | Ceiling R-0 to R-19 Insulation | 14 | 2 | 14 SEER Split-System Heat Pump | 14 | 1 | Electronically Commutated Motors (ECM) on an Air Handler Unit | 14 | 2 | 14 SEER Split-System Heat Pump
[6 empty] | 15 | 3 | Ceiling R-0 to R-19 Insulation | 15 | 2 | 14 SEER Split-System Heat Pump | 15 | 3 | Electronically Commutated Motors (ECM) on an Air Handler Unit | 15 | 3 | 14 SEER Split-System Heat Pump
[6 empty] | 16 | 1 | Electronically Commutated Motors (ECM) on an Air Handler Unit | 16 | 3 | 14 SEER Split-System Heat Pump | 16 | single segment | Freezer recycling | 16 | 1 | 15 SEER Split-System Air Conditioner
[6 empty] | 17 | 1 | PV-Powered Pool Pumps | 17 | 1 | 15 SEER Split-System Air Conditioner | 17 | 1 | Heat Pump Water Heater (EF=2.9) | 17 | 1 | 15 SEER Split-System Air Conditioner
[6 empty] | 18 | 2 | PV-Powered Pool Pumps | 18 | 1 | 15 SEER Split-System Air Conditioner | 18 | 1 | High Efficiency One Speed Pool Pump (1.5 hp) | 18 | 2 | 15 SEER Split-System Air Conditioner
[6 empty] | 19 | 3 | PV-Powered Pool Pumps | 19 | 2 | 15 SEER Split-System Air Conditioner | 19 | 2 | High Efficiency One Speed Pool Pump (1.5 hp) | 19 | 2 | 15 SEER Split-System Air Conditioner
[6 empty] | 20 | 1 | Radient Barrier | 20 | 2 | 15 SEER Split-System Air Conditioner | 20 | 3 | High Efficiency One Speed Pool Pump (1.5 hp) | 20 | 3 | 15 SEER Split-System Air Conditioner
[6 empty] | 21 | 1 | Radient Barrier | 21 | 3 | 15 SEER Split-System Air Conditioner | 21 | 1 | Proper Refrigerant Charging and Air Flow | 21 | 3 | 15 SEER Split-System Air Conditioner
[6 empty] | 22 | 1 | Sealed Attic w/Sprayed Foam Insulated Roof Deck | 22 | 3 | 15 SEER Split-System Air Conditioner | 22 | 1 | Proper Refrigerant Charging and Air Flow | 22 | 1 | 15 SEER Split-System Heat Pump
[6 empty] | 23 | 3 | Sealed Attic w/Sprayed Foam Insulated Roof Deck | 23 | 1 | 15 SEER Split-System Heat Pump | 23 | 1 | PV-Powered Pool Pumps | 23 | 2 | 15 SEER Split-System Heat Pump
[6 empty] | 24 | 1 | Sealed Attics | 24 | 2 | 15 SEER Split-System Heat Pump | 24 | 2 | PV-Powered Pool Pumps | 24 | 3 | 15 SEER Split-System Heat Pump
[6 empty] | 25 | 2 | Sealed Attics | 25 | 3 | 15 SEER Split-System Heat Pump | 25 | 3 | PV-Powered Pool Pumps | 25 | 1 | 17 SEER Split-System Air Conditioner
[6 empty] | 26 | 3 | Sealed Attics | 26 | 1 | 17 SEER Split-System Air Conditioner | 26 | 1 | Reflective Roof | 26 | 1 | 17 SEER Split-System Air Conditioner
[6 empty] | 27 | 1 | Single Pane Clear Windows to Double Pane Low-E Windows | 27 | 2 | 17 SEER Split-System Air Conditioner | 27 | 3 | Reflective Roof | 27 | 2 | 17 SEER Split-System Air Conditioner
[6 empty] | 28 | 1 | Single Pane Clear Windows to Double Pane Low-E Windows | 28 | 2 | 17 SEER Split-System Air Conditioner | 28 | single segment | Refrigerator recycling | 28 | 2 | 17 SEER Split-System Air Conditioner
[6 empty] | 29 | 3 | Single Pane Clear Windows to Double Pane Low-E Windows | 29 | 3 | 17 SEER Split-System Air Conditioner | 29 | 3 | Sealed Attic w/Sprayed Foam Insulated Roof Deck | 29 | 3 | 17 SEER Split-System Air Conditioner
[9 empty] | 30 | 3 | 17 SEER Split-System Air Conditioner | 30 | 1 | Sealed Attics | 30 | 3 | 17 SEER Split-System Air Conditioner
[9 empty] | 31 | 2 | 17 SEER Split-System Heat Pump | 31 | 3 | Sealed Attics | 31 | 1 | 17 SEER Split-System Heat Pump
[9 empty] | 32 | 3 | 17 SEER Split-System Heat Pump | 32 | 2 | Single Pane Clear Windows to Double Pane Low-E Windows | 32 | 2 | 17 SEER Split-System Heat Pump
[9 empty] | 33 | 1 | 19 SEER Split-System Air Conditioner | 33 | 1 | Two Speed Pool Pump (1.5 hp) | 33 | 2 | 17 SEER Split-System Heat Pump
[9 empty] | 34 | 2 | 19 SEER Split-System Air Conditioner | 34 | 2 | Two Speed Pool Pump (1.5 hp) | 34 | 3 | 17 SEER Split-System Heat Pump
[9 empty] | 35 | 2 | 19 SEER Split-System Air Conditioner | 35 | 3 | Two Speed Pool Pump (1.5 hp) | 35 | 1 | 19 SEER Split-System Air Conditioner
[9 empty] | 36 | 3 | 19 SEER Split-System Air Conditioner | 36 | 1 | Variable-Speed Pool Pump (<1 hp) | 36 | 1 | 19 SEER Split-System Air Conditioner
[9 empty] | 37 | 1 | AC Heat Recovery Units | 37 | 2 | Variable-Speed Pool Pump (<1 hp) | 37 | 2 | 19 SEER Split-System Air Conditioner
[9 empty] | 38 | 2 | AC Heat Recovery Units | 38 | 3 | Variable-Speed Pool Pump (<1 hp) | 38 | 2 | 19 SEER Split-System Air Conditioner
[9 empty] | 39 | 3 | AC Heat Recovery Units |  |  |  | 39 | 3 | 19 SEER Split-System Air Conditioner
[9 empty] | 40 | 1 | AC Maintenance (Indoor Coil Cleaning) |  |  |  | 40 | 3 | 19 SEER Split-System Air Conditioner
[9 empty] | 41 | 1 | AC Maintenance (Indoor Coil Cleaning) |  |  |  | 41 | 1 | AC Heat Recovery Units
[9 empty] | 42 | 1 | AC Maintenance (Indoor Coil Cleaning) |  |  |  | 42 | 2 | AC Heat Recovery Units
[9 empty] | 43 | 2 | AC Maintenance (Indoor Coil Cleaning) |  |  |  | 43 | 3 | AC Heat Recovery Units
[9 empty] | 44 | 2 | AC Maintenance (Indoor Coil Cleaning) |  |  |  | 44 | 1 | AC Maintenance (Indoor Coil Cleaning)
[9 empty] | 45 | 2 | AC Maintenance (Indoor Coil Cleaning) |  |  |  | 45 | 1 | AC Maintenance (Indoor Coil Cleaning)
[9 empty] | 46 | 3 | AC Maintenance (Indoor Coil Cleaning) |  |  |  | 46 | 1 | AC Maintenance (Indoor Coil Cleaning)
[9 empty] | 47 | 3 | AC Maintenance (Indoor Coil Cleaning) |  |  |  | 47 | 2 | AC Maintenance (Indoor Coil Cleaning)
[9 empty] | 48 | 3 | AC Maintenance (Indoor Coil Cleaning) |  |  |  | 48 | 2 | AC Maintenance (Indoor Coil Cleaning)
[9 empty] | 49 | 1 | AC Maintenance (Outdoor Coil Cleaning) |  |  |  | 49 | 2 | AC Maintenance (Indoor Coil Cleaning)
[9 empty] | 50 | 1 | AC Maintenance (Outdoor Coil Cleaning) |  |  |  | 50 | 3 | AC Maintenance (Indoor Coil Cleaning)
[9 empty] | 51 | 1 | AC Maintenance (Outdoor Coil Cleaning) |  |  |  | 51 | 3 | AC Maintenance (Indoor Coil Cleaning)
[9 empty] | 52 | 2 | AC Maintenance (Outdoor Coil Cleaning) |  |  |  | 52 | 3 | AC Maintenance (Indoor Coil Cleaning)
[9 empty] | 53 | 2 | AC Maintenance (Outdoor Coil Cleaning) |  |  |  | 53 | 1 | AC Maintenance (Outdoor Coil Cleaning)
[9 empty] | 54 | 2 | AC Maintenance (Outdoor Coil Cleaning) |  |  |  | 54 | 1 | AC Maintenance (Outdoor Coil Cleaning)
[9 empty] | 55 | 3 | AC Maintenance (Outdoor Coil Cleaning) |  |  |  | 55 | 1 | AC Maintenance (Outdoor Coil Cleaning)
[9 empty] | 56 | 3 | AC Maintenance (Outdoor Coil Cleaning) |  |  |  | 56 | 2 | AC Maintenance (Outdoor Coil Cleaning)
[9 empty] | 57 | 3 | AC Maintenance (Outdoor Coil Cleaning) |  |  |  | 57 | 2 | AC Maintenance (Outdoor Coil Cleaning)
[9 empty] | 58 | 1 | Attic Venting |  |  |  | 58 | 2 | AC Maintenance (Outdoor Coil Cleaning)
[9 empty] | 59 | 1 | Attic Venting |  |  |  | 59 | 3 | AC Maintenance (Outdoor Coil Cleaning)
[9 empty] | 60 | 1 | Attic Venting |  |  |  | 60 | 3 | AC Maintenance (Outdoor Coil Cleaning)
[9 empty] | 61 | 2 | Attic Venting |  |  |  | 61 | 3 | AC Maintenance (Outdoor Coil Cleaning)
[9 empty] | 62 | 2 | Attic Venting |  |  |  | 62 | 1 | Attic Venting
[9 empty] | 63 | 2 | Attic Venting |  |  |  | 63 | 1 | Attic Venting
[9 empty] | 64 | 3 | Attic Venting |  |  |  | 64 | 1 | Attic Venting
[9 empty] | 65 | 3 | Attic Venting |  |  |  | 65 | 2 | Attic Venting
[9 empty] | 66 | 3 | Attic Venting |  |  |  | 66 | 2 | Attic Venting
[9 empty] | 67 | 1 | Base 13 SEER Split-System Air Conditioner & Gas Heat |  |  |  | 67 | 2 | Attic Venting
[9 empty] | 68 | 2 | Base 13 SEER Split-System Air Conditioner & Gas Heat |  |  |  | 68 | 3 | Attic Venting
[9 empty] | 69 | 3 | Base 13 SEER Split-System Air Conditioner & Gas Heat |  |  |  | 69 | 3 | Attic Venting
[9 empty] | 70 | 1 | Base 13 SEER Split-System Air Conditioner & Strip Heater |  |  |  | 70 | 3 | Attic Venting
[9 empty] | 71 | 2 | Base 13 SEER Split-System Air Conditioner & Strip Heater |  |  |  | 71 | 1 | Base 13 SEER Split-System Air Conditioner & Gas Heat
[9 empty] | 72 | 3 | Base 13 SEER Split-System Air Conditioner & Strip Heater |  |  |  | 72 | 2 | Base 13 SEER Split-System Air Conditioner & Gas Heat
[9 empty] | 73 | 1 | Base 13 SEER Split-System Heat Pump |  |  |  | 73 | 3 | Base 13 SEER Split-System Air Conditioner & Gas Heat
[9 empty] | 74 | 2 | Base 13 SEER Split-System Heat Pump |  |  |  | 74 | 1 | Base 13 SEER Split-System Air Conditioner & Strip Heater
[9 empty] | 75 | 3 | Base 13 SEER Split-System Heat Pump |  |  |  | 75 | 2 | Base 13 SEER Split-System Air Conditioner & Strip Heater
[9 empty] | 76 | 1 | Base 40 gal. Water Heating (EF=0.92) |  |  |  | 76 | 3 | Base 13 SEER Split-System Air Conditioner & Strip Heater
[9 empty] | 77 | 2 | Base 40 gal. Water Heating (EF=0.92) |  |  |  | 77 | 1 | Base 13 SEER Split-System Heat Pump
[9 empty] | 78 | 3 | Base 40 gal. Water Heating (EF=0.92) |  |  |  | 78 | 2 | Base 13 SEER Split-System Heat Pump
[9 empty] | 79 | 1 | Base 9 EER Room Air Conditioner & Strip Heater |  |  |  | 79 | 3 | Base 13 SEER Split-System Heat Pump
[9 empty] | 80 | 2 | Base 9 EER Room Air Conditioner & Strip Heater |  |  |  | 80 | 1 | Base 40 gal. Water Heating (EF=0.92)
[9 empty] | 81 | 3 | Base 9 EER Room Air Conditioner & Strip Heater |  |  |  | 81 | 2 | Base 40 gal. Water Heating (EF=0.92)
[9 empty] | 82 | 1 | Base Clothes Dryer (EF=3.01) |  |  |  | 82 | 3 | Base 40 gal. Water Heating (EF=0.92)
[9 empty] | 83 | 2 | Base Clothes Dryer (EF=3.01) |  |  |  | 83 | 1 | Base 9 EER Room Air Conditioner & Strip Heater
[9 empty] | 84 | 3 | Base Clothes Dryer (EF=3.01) |  |  |  | 84 | 2 | Base 9 EER Room Air Conditioner & Strip Heater
[9 empty] | 85 | 1 | Base Clotheswasher (MEF=1.6) |  |  |  | 85 | 3 | Base 9 EER Room Air Conditioner & Strip Heater
[9 empty] | 86 | 2 | Base Clotheswasher (MEF=1.6) |  |  |  | 86 | 1 | Base Clothes Dryer (EF=3.01)
[9 empty] | 87 | 3 | Base Clotheswasher (MEF=1.6) |  |  |  | 87 | 2 | Base Clothes Dryer (EF=3.01)
[9 empty] | 88 | 1 | Base CRT TV |  |  |  | 88 | 3 | Base Clothes Dryer (EF=3.01)
[9 empty] | 89 | 2 | Base CRT TV |  |  |  | 89 | 1 | Base Clotheswasher (MEF=1.6)
[9 empty] | 90 | 3 | Base CRT TV |  |  |  | 90 | 2 | Base Clotheswasher (MEF=1.6)
[9 empty] | 91 | 1 | Base Desktop PC |  |  |  | 91 | 3 | Base Clotheswasher (MEF=1.6)
[9 empty] | 92 | 2 | Base Desktop PC |  |  |  | 92 | 1 | Base CRT TV
[9 empty] | 93 | 3 | Base Desktop PC |  |  |  | 93 | 2 | Base CRT TV
[9 empty] | 94 | 1 | Base Dishwasher (EF=0.46) |  |  |  | 94 | 3 | Base CRT TV
[9 empty] | 95 | 2 | Base Dishwasher (EF=0.46) |  |  |  | 95 | 1 | Base Desktop PC
[9 empty] | 96 | 3 | Base Dishwasher (EF=0.46) |  |  |  | 96 | 2 | Base Desktop PC
[9 empty] | 97 | 1 | Base DVD Player |  |  |  | 97 | 3 | Base Desktop PC
[9 empty] | 98 | 2 | Base DVD Player |  |  |  | 98 | 1 | Base Dishwasher (EF=0.46)
[9 empty] | 99 | 3 | Base DVD Player |  |  |  | 99 | 2 | Base Dishwasher (EF=0.46)
[9 empty] | 100 | 1 | Base Fluorescent Fixture, 2L4'T12, 40W, 1EEMAG |  |  |  | 100 | 3 | Base Dishwasher (EF=0.46)
[9 empty] | 101 | 2 | Base Fluorescent Fixture, 2L4'T12, 40W, 1EEMAG |  |  |  | 101 | 1 | Base DVD Player
[9 empty] | 102 | 3 | Base Fluorescent Fixture, 2L4'T12, 40W, 1EEMAG |  |  |  | 102 | 2 | Base DVD Player
[9 empty] | 103 | 1 | Base Freezer |  |  |  | 103 | 3 | Base DVD Player
[9 empty] | 104 | 2 | Base Freezer |  |  |  | 104 | 1 | Base Fluorescent Fixture, 2L4'T12, 40W, 1EEMAG
[9 empty] | 105 | 3 | Base Freezer |  |  |  | 105 | 2 | Base Fluorescent Fixture, 2L4'T12, 40W, 1EEMAG
[9 empty] | 106 | 1 | Base Laptop PC |  |  |  | 106 | 3 | Base Fluorescent Fixture, 2L4'T12, 40W, 1EEMAG
[9 empty] | 107 | 2 | Base Laptop PC |  |  |  | 107 | 1 | Base Freezer
[9 empty] | 108 | 3 | Base Laptop PC |  |  |  | 108 | 2 | Base Freezer
[9 empty] | 109 | 1 | Base Large-screen TV |  |  |  | 109 | 3 | Base Freezer
[9 empty] | 110 | 2 | Base Large-screen TV |  |  |  | 110 | 1 | Base Laptop PC
[9 empty] | 111 | 3 | Base Large-screen TV |  |  |  | 111 | 2 | Base Laptop PC
[9 empty] | 112 | 1 | Base Lighting (60-Watt incandescent), 0.5 hr/hday |  |  |  | 112 | 3 | Base Laptop PC
[9 empty] | 113 | 2 | Base Lighting (60-Watt incandescent), 0.5 hr/hday |  |  |  | 113 | 1 | Base Large-screen TV
[9 empty] | 114 | 3 | Base Lighting (60-Watt incandescent), 0.5 hr/hday |  |  |  | 114 | 2 | Base Large-screen TV
[9 empty] | 115 | 1 | Base Lighting (60-Watt incandescent), 2.5 hr/hday |  |  |  | 115 | 3 | Base Large-screen TV
[9 empty] | 116 | 2 | Base Lighting (60-Watt incandescent), 2.5 hr/hday |  |  |  | 116 | 1 | Base Lighting (60-Watt incandescent), 0.5 hr/hday
[9 empty] | 117 | 3 | Base Lighting (60-Watt incandescent), 2.5 hr/hday |  |  |  | 117 | 2 | Base Lighting (60-Watt incandescent), 0.5 hr/hday
[9 empty] | 118 | 1 | Base Lighting (60-Watt incandescent), 6.0 hr/hday |  |  |  | 118 | 3 | Base Lighting (60-Watt incandescent), 0.5 hr/hday
[9 empty] | 119 | 2 | Base Lighting (60-Watt incandescent), 6.0 hr/hday |  |  |  | 119 | 1 | Base Lighting (60-Watt incandescent), 2.5 hr/hday
[9 empty] | 120 | 3 | Base Lighting (60-Watt incandescent), 6.0 hr/hday |  |  |  | 120 | 2 | Base Lighting (60-Watt incandescent), 2.5 hr/hday
[9 empty] | 121 | 1 | Base Outdoor Lighting |  |  |  | 121 | 3 | Base Lighting (60-Watt incandescent), 2.5 hr/hday
[9 empty] | 122 | 2 | Base Outdoor Lighting |  |  |  | 122 | 1 | Base Lighting (60-Watt incandescent), 6.0 hr/hday
[9 empty] | 123 | 3 | Base Outdoor Lighting |  |  |  | 123 | 2 | Base Lighting (60-Watt incandescent), 6.0 hr/hday
[9 empty] | 124 | 1 | Base Pool Pump and Motor (1.5 hp) |  |  |  | 124 | 3 | Base Lighting (60-Watt incandescent), 6.0 hr/hday
[9 empty] | 125 | 2 | Base Pool Pump and Motor (1.5 hp) |  |  |  | 125 | 1 | Base Outdoor Lighting
[9 empty] | 126 | 3 | Base Pool Pump and Motor (1.5 hp) |  |  |  | 126 | 2 | Base Outdoor Lighting
[9 empty] | 127 | 1 | Base Refrigerator (18 cf w/top-mount freezer, no through-door ice) |  |  |  | 127 | 3 | Base Outdoor Lighting
[9 empty] | 128 | 2 | Base Refrigerator (18 cf w/top-mount freezer, no through-door ice) |  |  |  | 128 | 1 | Base Pool Pump and Motor (1.5 hp)
[9 empty] | 129 | 3 | Base Refrigerator (18 cf w/top-mount freezer, no through-door ice) |  |  |  | 129 | 2 | Base Pool Pump and Motor (1.5 hp)
[9 empty] | 130 | 1 | Base Set-Top Box |  |  |  | 130 | 3 | Base Pool Pump and Motor (1.5 hp)
[9 empty] | 131 | 2 | Base Set-Top Box |  |  |  | 131 | 1 | Base Refrigerator (18 cf w/top-mount freezer, no through-door ice)
[9 empty] | 132 | 3 | Base Set-Top Box |  |  |  | 132 | 2 | Base Refrigerator (18 cf w/top-mount freezer, no through-door ice)
[9 empty] | 133 | 1 | Base VCR |  |  |  | 133 | 3 | Base Refrigerator (18 cf w/top-mount freezer, no through-door ice)
[9 empty] | 134 | 2 | Base VCR |  |  |  | 134 | 1 | Base Set-Top Box
[9 empty] | 135 | 3 | Base VCR |  |  |  | 135 | 2 | Base Set-Top Box
[9 empty] | 136 | 1 | Ceiling R-0 to R-19 Insulation |  |  |  | 136 | 3 | Base Set-Top Box
[9 empty] | 137 | 1 | Ceiling R-0 to R-19 Insulation |  |  |  | 137 | 1 | Base VCR
[9 empty] | 138 | 2 | Ceiling R-0 to R-19 Insulation |  |  |  | 138 | 2 | Base VCR
[9 empty] | 139 | 2 | Ceiling R-0 to R-19 Insulation |  |  |  | 139 | 3 | Base VCR
[9 empty] | 140 | 2 | Ceiling R-0 to R-19 Insulation |  |  |  | 140 | 1 | Ceiling R-0 to R-19 Insulation
[9 empty] | 141 | 2 | Ceiling R-0 to R-19 Insulation |  |  |  | 141 | 1 | Ceiling R-0 to R-19 Insulation
[9 empty] | 142 | 3 | Ceiling R-0 to R-19 Insulation |  |  |  | 142 | 2 | Ceiling R-0 to R-19 Insulation
[9 empty] | 143 | 3 | Ceiling R-0 to R-19 Insulation |  |  |  | 143 | 2 | Ceiling R-0 to R-19 Insulation
[9 empty] | 144 | 3 | Ceiling R-0 to R-19 Insulation |  |  |  | 144 | 2 | Ceiling R-0 to R-19 Insulation
[9 empty] | 145 | 1 | Ceiling R-19 to R-38 Insulation |  |  |  | 145 | 2 | Ceiling R-0 to R-19 Insulation
[9 empty] | 146 | 1 | Ceiling R-19 to R-38 Insulation |  |  |  | 146 | 3 | Ceiling R-0 to R-19 Insulation
[9 empty] | 147 | 1 | Ceiling R-19 to R-38 Insulation |  |  |  | 147 | 3 | Ceiling R-0 to R-19 Insulation
[9 empty] | 148 | 1 | Ceiling R-19 to R-38 Insulation |  |  |  | 148 | 3 | Ceiling R-0 to R-19 Insulation
[9 empty] | 149 | 2 | Ceiling R-19 to R-38 Insulation |  |  |  | 149 | 1 | Ceiling R-19 to R-38 Insulation
[9 empty] | 150 | 2 | Ceiling R-19 to R-38 Insulation |  |  |  | 150 | 1 | Ceiling R-19 to R-38 Insulation
[9 empty] | 151 | 2 | Ceiling R-19 to R-38 Insulation |  |  |  | 151 | 1 | Ceiling R-19 to R-38 Insulation
[9 empty] | 152 | 2 | Ceiling R-19 to R-38 Insulation |  |  |  | 152 | 1 | Ceiling R-19 to R-38 Insulation
[9 empty] | 153 | 3 | Ceiling R-19 to R-38 Insulation |  |  |  | 153 | 2 | Ceiling R-19 to R-38 Insulation
[9 empty] | 154 | 3 | Ceiling R-19 to R-38 Insulation |  |  |  | 154 | 2 | Ceiling R-19 to R-38 Insulation
[9 empty] | 155 | 3 | Ceiling R-19 to R-38 Insulation |  |  |  | 155 | 2 | Ceiling R-19 to R-38 Insulation
[9 empty] | 156 | 3 | Ceiling R-19 to R-38 Insulation |  |  |  | 156 | 2 | Ceiling R-19 to R-38 Insulation
[9 empty] | 157 | 1 | CFL - medium screw based <30 Watts |  |  |  | 157 | 3 | Ceiling R-19 to R-38 Insulation
[9 empty] | 158 | 2 | CFL - medium screw based <30 Watts |  |  |  | 158 | 3 | Ceiling R-19 to R-38 Insulation
[9 empty] | 159 | 3 | CFL - medium screw based <30 Watts |  |  |  | 159 | 3 | Ceiling R-19 to R-38 Insulation
[9 empty] | 160 | 1 | CFL (18-Watt integral ballast), 0.5 hr/day |  |  |  | 160 | 3 | Ceiling R-19 to R-38 Insulation
[9 empty] | 161 | 2 | CFL (18-Watt integral ballast), 0.5 hr/day |  |  |  | 161 | 1 | CFL - medium screw based <30 Watts
[9 empty] | 162 | 3 | CFL (18-Watt integral ballast), 0.5 hr/day |  |  |  | 162 | 2 | CFL - medium screw based <30 Watts
[9 empty] | 163 | 1 | CFL (18-Watt integral ballast), 2.5 hr/day |  |  |  | 163 | 3 | CFL - medium screw based <30 Watts
[9 empty] | 164 | 2 | CFL (18-Watt integral ballast), 2.5 hr/day |  |  |  | 164 | 1 | CFL (18-Watt integral ballast), 0.5 hr/day
[9 empty] | 165 | 3 | CFL (18-Watt integral ballast), 2.5 hr/day |  |  |  | 165 | 2 | CFL (18-Watt integral ballast), 0.5 hr/day
[9 empty] | 166 | 1 | CFL (18-Watt integral ballast), 6.0 hr/day |  |  |  | 166 | 3 | CFL (18-Watt integral ballast), 0.5 hr/day
[9 empty] | 167 | 2 | CFL (18-Watt integral ballast), 6.0 hr/day |  |  |  | 167 | 1 | CFL (18-Watt integral ballast), 2.5 hr/day
[9 empty] | 168 | 3 | CFL (18-Watt integral ballast), 6.0 hr/day |  |  |  | 168 | 2 | CFL (18-Watt integral ballast), 2.5 hr/day
[9 empty] | 169 | 1 | Default Window With Sunscreen |  |  |  | 169 | 3 | CFL (18-Watt integral ballast), 2.5 hr/day
[9 empty] | 170 | 1 | Default Window With Sunscreen |  |  |  | 170 | 1 | CFL (18-Watt integral ballast), 6.0 hr/day
[9 empty] | 171 | 1 | Default Window With Sunscreen |  |  |  | 171 | 2 | CFL (18-Watt integral ballast), 6.0 hr/day
[9 empty] | 172 | 1 | Default Window With Sunscreen |  |  |  | 172 | 3 | CFL (18-Watt integral ballast), 6.0 hr/day
[9 empty] | 173 | 2 | Default Window With Sunscreen |  |  |  | 173 | 1 | Default Window With Sunscreen
[9 empty] | 174 | 2 | Default Window With Sunscreen |  |  |  | 174 | 1 | Default Window With Sunscreen
[9 empty] | 175 | 2 | Default Window With Sunscreen |  |  |  | 175 | 1 | Default Window With Sunscreen
[9 empty] | 176 | 2 | Default Window With Sunscreen |  |  |  | 176 | 1 | Default Window With Sunscreen
[9 empty] | 177 | 3 | Default Window With Sunscreen |  |  |  | 177 | 2 | Default Window With Sunscreen
[9 empty] | 178 | 3 | Default Window With Sunscreen |  |  |  | 178 | 2 | Default Window With Sunscreen
[9 empty] | 179 | 3 | Default Window With Sunscreen |  |  |  | 179 | 2 | Default Window With Sunscreen
[9 empty] | 180 | 3 | Default Window With Sunscreen |  |  |  | 180 | 2 | Default Window With Sunscreen
[9 empty] | 181 | 1 | Duct Repair |  |  |  | 181 | 3 | Default Window With Sunscreen
[9 empty] | 182 | 1 | Duct Repair |  |  |  | 182 | 3 | Default Window With Sunscreen
[9 empty] | 183 | 1 | Duct Repair |  |  |  | 183 | 3 | Default Window With Sunscreen
[9 empty] | 184 | 2 | Duct Repair |  |  |  | 184 | 3 | Default Window With Sunscreen
[9 empty] | 185 | 2 | Duct Repair |  |  |  | 185 | 1 | Duct Repair
[9 empty] | 186 | 2 | Duct Repair |  |  |  | 186 | 2 | Duct Repair
[9 empty] | 187 | 3 | Duct Repair |  |  |  | 187 | 2 | Duct Repair
[9 empty] | 188 | 3 | Duct Repair |  |  |  | 188 | 2 | Duct Repair
[9 empty] | 189 | 3 | Duct Repair |  |  |  | 189 | 3 | Duct Repair
[9 empty] | 190 | 1 | Electronically Commutated Motors (ECM) on an Air Handler Unit |  |  |  | 190 | 3 | Duct Repair
[9 empty] | 191 | 1 | Electronically Commutated Motors (ECM) on an Air Handler Unit |  |  |  | 191 | 3 | Duct Repair
[9 empty] | 192 | 2 | Electronically Commutated Motors (ECM) on an Air Handler Unit |  |  |  | 192 | 1 | Electronically Commutated Motors (ECM) on an Air Handler Unit
[9 empty] | 193 | 2 | Electronically Commutated Motors (ECM) on an Air Handler Unit |  |  |  | 193 | 1 | Electronically Commutated Motors (ECM) on an Air Handler Unit
[9 empty] | 194 | 2 | Electronically Commutated Motors (ECM) on an Air Handler Unit |  |  |  | 194 | 2 | Electronically Commutated Motors (ECM) on an Air Handler Unit
[9 empty] | 195 | 3 | Electronically Commutated Motors (ECM) on an Air Handler Unit |  |  |  | 195 | 2 | Electronically Commutated Motors (ECM) on an Air Handler Unit
[9 empty] | 196 | 3 | Electronically Commutated Motors (ECM) on an Air Handler Unit |  |  |  | 196 | 2 | Electronically Commutated Motors (ECM) on an Air Handler Unit
[9 empty] | 197 | 3 | Electronically Commutated Motors (ECM) on an Air Handler Unit |  |  |  | 197 | 3 | Electronically Commutated Motors (ECM) on an Air Handler Unit
[9 empty] | 198 | 1 | Energy Star CW CEE Tier 1 (MEF=1.8) |  |  |  | 198 | 3 | Electronically Commutated Motors (ECM) on an Air Handler Unit
[9 empty] | 199 | 2 | Energy Star CW CEE Tier 1 (MEF=1.8) |  |  |  | 199 | 1 | Energy Star CW CEE Tier 1 (MEF=1.8)
[9 empty] | 200 | 3 | Energy Star CW CEE Tier 1 (MEF=1.8) |  |  |  | 200 | 2 | Energy Star CW CEE Tier 1 (MEF=1.8)
[9 empty] | 201 | 1 | Energy Star CW CEE Tier 2 (MEF=2.0) |  |  |  | 201 | 3 | Energy Star CW CEE Tier 1 (MEF=1.8)
[9 empty] | 202 | 2 | Energy Star CW CEE Tier 2 (MEF=2.0) |  |  |  | 202 | 1 | Energy Star CW CEE Tier 2 (MEF=2.0)
[9 empty] | 203 | 3 | Energy Star CW CEE Tier 2 (MEF=2.0) |  |  |  | 203 | 2 | Energy Star CW CEE Tier 2 (MEF=2.0)
[9 empty] | 204 | 1 | Energy Star CW CEE Tier 3 (MEF=2.2) |  |  |  | 204 | 3 | Energy Star CW CEE Tier 2 (MEF=2.0)
[9 empty] | 205 | 2 | Energy Star CW CEE Tier 3 (MEF=2.2) |  |  |  | 205 | 1 | Energy Star CW CEE Tier 3 (MEF=2.2)
[9 empty] | 206 | 3 | Energy Star CW CEE Tier 3 (MEF=2.2) |  |  |  | 206 | 2 | Energy Star CW CEE Tier 3 (MEF=2.2)
[9 empty] | 207 | 1 | Energy Star Desktop PC |  |  |  | 207 | 3 | Energy Star CW CEE Tier 3 (MEF=2.2)
[9 empty] | 208 | 2 | Energy Star Desktop PC |  |  |  | 208 | 1 | Energy Star Desktop PC
[9 empty] | 209 | 3 | Energy Star Desktop PC |  |  |  | 209 | 2 | Energy Star Desktop PC
[9 empty] | 210 | 1 | Energy Star DVD Player |  |  |  | 210 | 3 | Energy Star Desktop PC
[9 empty] | 211 | 2 | Energy Star DVD Player |  |  |  | 211 | 1 | Energy Star DVD Player
[9 empty] | 212 | 3 | Energy Star DVD Player |  |  |  | 212 | 2 | Energy Star DVD Player
[9 empty] | 213 | 1 | Energy Star DW (EF=0.68) |  |  |  | 213 | 3 | Energy Star DVD Player
[9 empty] | 214 | 2 | Energy Star DW (EF=0.68) |  |  |  | 214 | 1 | Energy Star DW (EF=0.68)
[9 empty] | 215 | 3 | Energy Star DW (EF=0.68) |  |  |  | 215 | 2 | Energy Star DW (EF=0.68)
[9 empty] | 216 | 1 | Energy Star Laptop PC |  |  |  | 216 | 3 | Energy Star DW (EF=0.68)
[9 empty] | 217 | 2 | Energy Star Laptop PC |  |  |  | 217 | 1 | Energy Star Laptop PC
[9 empty] | 218 | 3 | Energy Star Laptop PC |  |  |  | 218 | 2 | Energy Star Laptop PC
[9 empty] | 219 | 1 | Energy Star Set-Top Box |  |  |  | 219 | 3 | Energy Star Laptop PC
[9 empty] | 220 | 2 | Energy Star Set-Top Box |  |  |  | 220 | 1 | Energy Star Set-Top Box
[9 empty] | 221 | 3 | Energy Star Set-Top Box |  |  |  | 221 | 2 | Energy Star Set-Top Box
[9 empty] | 222 | 1 | Energy Star TV |  |  |  | 222 | 3 | Energy Star Set-Top Box
[9 empty] | 223 | 1 | Energy Star TV |  |  |  | 223 | 1 | Energy Star TV
[9 empty] | 224 | 2 | Energy Star TV |  |  |  | 224 | 1 | Energy Star TV
[9 empty] | 225 | 2 | Energy Star TV |  |  |  | 225 | 2 | Energy Star TV
[9 empty] | 226 | 3 | Energy Star TV |  |  |  | 226 | 2 | Energy Star TV
[9 empty] | 227 | 3 | Energy Star TV |  |  |  | 227 | 3 | Energy Star TV
[9 empty] | 228 | 1 | Energy Star VCR |  |  |  | 228 | 3 | Energy Star TV
[9 empty] | 229 | 2 | Energy Star VCR |  |  |  | 229 | 1 | Energy Star VCR
[9 empty] | 230 | 3 | Energy Star VCR |  |  |  | 230 | 2 | Energy Star VCR
[9 empty] | 231 | 1 | Faucet Aerators |  |  |  | 231 | 3 | Energy Star VCR
[9 empty] | 232 | 2 | Faucet Aerators |  |  |  | 232 | 1 | Faucet Aerators
[9 empty] | 233 | 3 | Faucet Aerators |  |  |  | 233 | 2 | Faucet Aerators
[9 empty] | 234 | single segment | Freezer recycling |  |  |  | 234 | 3 | Faucet Aerators
[9 empty] | 235 | 1 | HE Freezer |  |  |  | 235 | 1 | HE Freezer
[9 empty] | 236 | 2 | HE Freezer |  |  |  | 236 | 2 | HE Freezer
[9 empty] | 237 | 3 | HE Freezer |  |  |  | 237 | 3 | HE Freezer
[9 empty] | 238 | 1 | HE Refrigerator - Energy Star version of above |  |  |  | 238 | 1 | HE Refrigerator - Energy Star version of above
[9 empty] | 239 | 2 | HE Refrigerator - Energy Star version of above |  |  |  | 239 | 2 | HE Refrigerator - Energy Star version of above
[9 empty] | 240 | 3 | HE Refrigerator - Energy Star version of above |  |  |  | 240 | 3 | HE Refrigerator - Energy Star version of above
[9 empty] | 241 | 1 | HE Room Air Conditioner - EER 11 |  |  |  | 241 | 1 | HE Room Air Conditioner - EER 11
[9 empty] | 242 | 2 | HE Room Air Conditioner - EER 11 |  |  |  | 242 | 2 | HE Room Air Conditioner - EER 11
[9 empty] | 243 | 3 | HE Room Air Conditioner - EER 11 |  |  |  | 243 | 3 | HE Room Air Conditioner - EER 11
[9 empty] | 244 | 1 | HE Room Air Conditioner - EER 12 |  |  |  | 244 | 1 | HE Room Air Conditioner - EER 12
[9 empty] | 245 | 2 | HE Room Air Conditioner - EER 12 |  |  |  | 245 | 2 | HE Room Air Conditioner - EER 12
[9 empty] | 246 | 3 | HE Room Air Conditioner - EER 12 |  |  |  | 246 | 3 | HE Room Air Conditioner - EER 12
[9 empty] | 247 | 1 | HE Water Heater (EF=0.93) |  |  |  | 247 | 1 | HE Water Heater (EF=0.93)
[9 empty] | 248 | 2 | HE Water Heater (EF=0.93) |  |  |  | 248 | 2 | HE Water Heater (EF=0.93)
[9 empty] | 249 | 3 | HE Water Heater (EF=0.93) |  |  |  | 249 | 3 | HE Water Heater (EF=0.93)
[9 empty] | 250 | 1 | Heat Pump Water Heater (EF=2.9) |  |  |  | 250 | 2 | Heat Pump Water Heater (EF=2.9)
[9 empty] | 251 | 2 | Heat Pump Water Heater (EF=2.9) |  |  |  | 251 | 3 | Heat Pump Water Heater (EF=2.9)
[9 empty] | 252 | 3 | Heat Pump Water Heater (EF=2.9) |  |  |  | 252 | 1 | Heat Trap
[9 empty] | 253 | 1 | Heat Trap |  |  |  | 253 | 2 | Heat Trap
[9 empty] | 254 | 2 | Heat Trap |  |  |  | 254 | 3 | Heat Trap
[9 empty] | 255 | 3 | Heat Trap |  |  |  | 255 | 1 | High Efficiency CD (EF=3.01 w/moisture sensor)
[9 empty] | 256 | 1 | High Efficiency CD (EF=3.01 w/moisture sensor) |  |  |  | 256 | 2 | High Efficiency CD (EF=3.01 w/moisture sensor)
[9 empty] | 257 | 2 | High Efficiency CD (EF=3.01 w/moisture sensor) |  |  |  | 257 | 3 | High Efficiency CD (EF=3.01 w/moisture sensor)
[9 empty] | 258 | 3 | High Efficiency CD (EF=3.01 w/moisture sensor) |  |  |  | 258 | 1 | HVAC Proper Sizing
[9 empty] | 259 | 1 | High Efficiency One Speed Pool Pump (1.5 hp) |  |  |  | 259 | 1 | HVAC Proper Sizing
[9 empty] | 260 | 2 | High Efficiency One Speed Pool Pump (1.5 hp) |  |  |  | 260 | 1 | HVAC Proper Sizing
[9 empty] | 261 | 3 | High Efficiency One Speed Pool Pump (1.5 hp) |  |  |  | 261 | 2 | HVAC Proper Sizing
[9 empty] | 262 | 1 | HVAC Proper Sizing |  |  |  | 262 | 2 | HVAC Proper Sizing
[9 empty] | 263 | 1 | HVAC Proper Sizing |  |  |  | 263 | 2 | HVAC Proper Sizing
[9 empty] | 264 | 1 | HVAC Proper Sizing |  |  |  | 264 | 3 | HVAC Proper Sizing
[9 empty] | 265 | 2 | HVAC Proper Sizing |  |  |  | 265 | 3 | HVAC Proper Sizing
[9 empty] | 266 | 2 | HVAC Proper Sizing |  |  |  | 266 | 3 | HVAC Proper Sizing
[9 empty] | 267 | 2 | HVAC Proper Sizing |  |  |  | 267 | single segment | LED (12-Watt integral ballast), 0.5 hr/day
[9 empty] | 268 | 3 | HVAC Proper Sizing |  |  |  | 268 | single segment | LED (12-Watt integral ballast), 2.5 hr/day
[9 empty] | 269 | 3 | HVAC Proper Sizing |  |  |  | 269 | single segment | LED (12-Watt integral ballast), 6.0 hr/day
[9 empty] | 270 | 3 | HVAC Proper Sizing |  |  |  | 270 | single segment | LED 13W Outdoor
[9 empty] | 271 | single segment | LED (12-Watt integral ballast), 0.5 hr/day |  |  |  | 271 | 1 | Low Flow Showerhead
[9 empty] | 272 | single segment | LED (12-Watt integral ballast), 2.5 hr/day |  |  |  | 272 | 2 | Low Flow Showerhead
[9 empty] | 273 | single segment | LED (12-Watt integral ballast), 6.0 hr/day |  |  |  | 273 | 3 | Low Flow Showerhead
[9 empty] | 274 | single segment | LED 13W Outdoor |  |  |  | 274 | 1 | Photocell/timeclock
[9 empty] | 275 | 1 | Low Flow Showerhead |  |  |  | 275 | 2 | Photocell/timeclock
[9 empty] | 276 | 2 | Low Flow Showerhead |  |  |  | 276 | 3 | Photocell/timeclock
[9 empty] | 277 | 3 | Low Flow Showerhead |  |  |  | 277 | 1 | Pipe Wrap
[9 empty] | 278 | 1 | Photocell/timeclock |  |  |  | 278 | 2 | Pipe Wrap
[9 empty] | 279 | 2 | Photocell/timeclock |  |  |  | 279 | 3 | Pipe Wrap
[9 empty] | 280 | 3 | Photocell/timeclock |  |  |  | 280 | 1 | Proper Refrigerant Charging and Air Flow
[9 empty] | 281 | 1 | Pipe Wrap |  |  |  | 281 | 2 | Proper Refrigerant Charging and Air Flow
[9 empty] | 282 | 2 | Pipe Wrap |  |  |  | 282 | 2 | Proper Refrigerant Charging and Air Flow
[9 empty] | 283 | 3 | Pipe Wrap |  |  |  | 283 | 2 | Proper Refrigerant Charging and Air Flow
[9 empty] | 284 | 1 | Proper Refrigerant Charging and Air Flow |  |  |  | 284 | 3 | Proper Refrigerant Charging and Air Flow
[9 empty] | 285 | 1 | Proper Refrigerant Charging and Air Flow |  |  |  | 285 | 3 | Proper Refrigerant Charging and Air Flow
[9 empty] | 286 | 1 | Proper Refrigerant Charging and Air Flow |  |  |  | 286 | 3 | Proper Refrigerant Charging and Air Flow
[9 empty] | 287 | 2 | Proper Refrigerant Charging and Air Flow |  |  |  | 287 | 1 | Radient Barrier
[9 empty] | 288 | 2 | Proper Refrigerant Charging and Air Flow |  |  |  | 288 | 1 | Radient Barrier
[9 empty] | 289 | 2 | Proper Refrigerant Charging and Air Flow |  |  |  | 289 | 1 | Radient Barrier
[9 empty] | 290 | 3 | Proper Refrigerant Charging and Air Flow |  |  |  | 290 | 2 | Radient Barrier
[9 empty] | 291 | 3 | Proper Refrigerant Charging and Air Flow |  |  |  | 291 | 2 | Radient Barrier
[9 empty] | 292 | 3 | Proper Refrigerant Charging and Air Flow |  |  |  | 292 | 2 | Radient Barrier
[9 empty] | 293 | 1 | Radient Barrier |  |  |  | 293 | 3 | Radient Barrier
[9 empty] | 294 | 2 | Radient Barrier |  |  |  | 294 | 3 | Radient Barrier
[9 empty] | 295 | 2 | Radient Barrier |  |  |  | 295 | 3 | Radient Barrier
[9 empty] | 296 | 2 | Radient Barrier |  |  |  | 296 | 1 | Reflective Roof
[9 empty] | 297 | 3 | Radient Barrier |  |  |  | 297 | 1 | Reflective Roof
[9 empty] | 298 | 3 | Radient Barrier |  |  |  | 298 | 1 | Reflective Roof
[9 empty] | 299 | 3 | Radient Barrier |  |  |  | 299 | 2 | Reflective Roof
[9 empty] | 300 | 1 | Reflective Roof |  |  |  | 300 | 2 | Reflective Roof
[9 empty] | 301 | 1 | Reflective Roof |  |  |  | 301 | 2 | Reflective Roof
[9 empty] | 302 | 1 | Reflective Roof |  |  |  | 302 | 2 | Reflective Roof
[9 empty] | 303 | 1 | Reflective Roof |  |  |  | 303 | 3 | Reflective Roof
[9 empty] | 304 | 2 | Reflective Roof |  |  |  | 304 | 3 | Reflective Roof
[9 empty] | 305 | 2 | Reflective Roof |  |  |  | 305 | 3 | Reflective Roof
[9 empty] | 306 | 2 | Reflective Roof |  |  |  | 306 | 1 | RET 2L4'T8, 1EB
[9 empty] | 307 | 2 | Reflective Roof |  |  |  | 307 | 2 | RET 2L4'T8, 1EB
[9 empty] | 308 | 3 | Reflective Roof |  |  |  | 308 | 3 | RET 2L4'T8, 1EB
[9 empty] | 309 | 3 | Reflective Roof |  |  |  | 309 | 1 | ROB 2L4'T8, 1EB
[9 empty] | 310 | 3 | Reflective Roof |  |  |  | 310 | 2 | ROB 2L4'T8, 1EB
[9 empty] | 311 | 3 | Reflective Roof |  |  |  | 311 | 3 | ROB 2L4'T8, 1EB
[9 empty] | 312 | single segment | Refrigerator recycling |  |  |  | 312 | 1 | Sealed Attic w/Sprayed Foam Insulated Roof Deck
[9 empty] | 313 | 1 | RET 2L4'T8, 1EB |  |  |  | 313 | 1 | Sealed Attic w/Sprayed Foam Insulated Roof Deck
[9 empty] | 314 | 2 | RET 2L4'T8, 1EB |  |  |  | 314 | 2 | Sealed Attic w/Sprayed Foam Insulated Roof Deck
[9 empty] | 315 | 3 | RET 2L4'T8, 1EB |  |  |  | 315 | 2 | Sealed Attic w/Sprayed Foam Insulated Roof Deck
[9 empty] | 316 | 1 | ROB 2L4'T8, 1EB |  |  |  | 316 | 3 | Sealed Attic w/Sprayed Foam Insulated Roof Deck
[9 empty] | 317 | 2 | ROB 2L4'T8, 1EB |  |  |  | 317 | 2 | Sealed Attics
[9 empty] | 318 | 3 | ROB 2L4'T8, 1EB |  |  |  | 318 | 1 | Single Pane Clear Windows to Double Pane Low-E Windows
[9 empty] | 319 | 1 | Sealed Attic w/Sprayed Foam Insulated Roof Deck |  |  |  | 319 | 1 | Single Pane Clear Windows to Double Pane Low-E Windows
[9 empty] | 320 | 2 | Sealed Attic w/Sprayed Foam Insulated Roof Deck |  |  |  | 320 | 1 | Single Pane Clear Windows to Double Pane Low-E Windows
[9 empty] | 321 | 2 | Sealed Attic w/Sprayed Foam Insulated Roof Deck |  |  |  | 321 | 1 | Single Pane Clear Windows to Double Pane Low-E Windows
[9 empty] | 322 | 3 | Sealed Attic w/Sprayed Foam Insulated Roof Deck |  |  |  | 322 | 2 | Single Pane Clear Windows to Double Pane Low-E Windows
[9 empty] | 323 | 1 | Single Pane Clear Windows to Double Pane Low-E Windows |  |  |  | 323 | 2 | Single Pane Clear Windows to Double Pane Low-E Windows
[9 empty] | 324 | 1 | Single Pane Clear Windows to Double Pane Low-E Windows |  |  |  | 324 | 2 | Single Pane Clear Windows to Double Pane Low-E Windows
[9 empty] | 325 | 2 | Single Pane Clear Windows to Double Pane Low-E Windows |  |  |  | 325 | 3 | Single Pane Clear Windows to Double Pane Low-E Windows
[9 empty] | 326 | 2 | Single Pane Clear Windows to Double Pane Low-E Windows |  |  |  | 326 | 3 | Single Pane Clear Windows to Double Pane Low-E Windows
[9 empty] | 327 | 2 | Single Pane Clear Windows to Double Pane Low-E Windows |  |  |  | 327 | 3 | Single Pane Clear Windows to Double Pane Low-E Windows
[9 empty] | 328 | 2 | Single Pane Clear Windows to Double Pane Low-E Windows |  |  |  | 328 | 3 | Single Pane Clear Windows to Double Pane Low-E Windows
[9 empty] | 329 | 3 | Single Pane Clear Windows to Double Pane Low-E Windows |  |  |  | 329 | single segment | Smart Plug
[9 empty] | 330 | 3 | Single Pane Clear Windows to Double Pane Low-E Windows |  |  |  | 330 | 1 | Wall 2x4 R-0 to Blow-In R-13 Insulation
[9 empty] | 331 | 3 | Single Pane Clear Windows to Double Pane Low-E Windows |  |  |  | 331 | 1 | Wall 2x4 R-0 to Blow-In R-13 Insulation
[9 empty] | 332 | single segment | Smart Plug |  |  |  | 332 | 1 | Wall 2x4 R-0 to Blow-In R-13 Insulation
[9 empty] | 333 | 1 | Two Speed Pool Pump (1.5 hp) |  |  |  | 333 | 1 | Wall 2x4 R-0 to Blow-In R-13 Insulation
[9 empty] | 334 | 2 | Two Speed Pool Pump (1.5 hp) |  |  |  | 334 | 2 | Wall 2x4 R-0 to Blow-In R-13 Insulation
[9 empty] | 335 | 3 | Two Speed Pool Pump (1.5 hp) |  |  |  | 335 | 2 | Wall 2x4 R-0 to Blow-In R-13 Insulation
[9 empty] | 336 | 1 | Variable-Speed Pool Pump (<1 hp) |  |  |  | 336 | 2 | Wall 2x4 R-0 to Blow-In R-13 Insulation
[9 empty] | 337 | 2 | Variable-Speed Pool Pump (<1 hp) |  |  |  | 337 | 2 | Wall 2x4 R-0 to Blow-In R-13 Insulation
[9 empty] | 338 | 3 | Variable-Speed Pool Pump (<1 hp) |  |  |  | 338 | 3 | Wall 2x4 R-0 to Blow-In R-13 Insulation
[9 empty] | 339 | 1 | Wall 2x4 R-0 to Blow-In R-13 Insulation |  |  |  | 339 | 3 | Wall 2x4 R-0 to Blow-In R-13 Insulation
[9 empty] | 340 | 1 | Wall 2x4 R-0 to Blow-In R-13 Insulation |  |  |  | 340 | 3 | Wall 2x4 R-0 to Blow-In R-13 Insulation
[9 empty] | 341 | 1 | Wall 2x4 R-0 to Blow-In R-13 Insulation |  |  |  | 341 | 3 | Wall 2x4 R-0 to Blow-In R-13 Insulation
[9 empty] | 342 | 1 | Wall 2x4 R-0 to Blow-In R-13 Insulation |  |  |  | 342 | 1 | Water Heater Blanket
[9 empty] | 343 | 2 | Wall 2x4 R-0 to Blow-In R-13 Insulation |  |  |  | 343 | 2 | Water Heater Blanket
[9 empty] | 344 | 2 | Wall 2x4 R-0 to Blow-In R-13 Insulation |  |  |  | 344 | 3 | Water Heater Blanket
[9 empty] | 345 | 2 | Wall 2x4 R-0 to Blow-In R-13 Insulation |  |  |  | 345 | 1 | Water Heater Temperature Check and Adjustment
[9 empty] | 346 | 2 | Wall 2x4 R-0 to Blow-In R-13 Insulation |  |  |  | 346 | 2 | Water Heater Temperature Check and Adjustment
[9 empty] | 347 | 3 | Wall 2x4 R-0 to Blow-In R-13 Insulation |  |  |  | 347 | 3 | Water Heater Temperature Check and Adjustment
[9 empty] | 348 | 3 | Wall 2x4 R-0 to Blow-In R-13 Insulation |  |  |  | 348 | 1 | Water Heater Timeclock
[9 empty] | 349 | 3 | Wall 2x4 R-0 to Blow-In R-13 Insulation |  |  |  | 349 | 2 | Water Heater Timeclock
[9 empty] | 350 | 3 | Wall 2x4 R-0 to Blow-In R-13 Insulation |  |  |  | 350 | 3 | Water Heater Timeclock
[9 empty] | 351 | 1 | Water Heater Blanket |  |  |  | 351 | 1 | Weather Strip/Caulk w/Blower Door
[9 empty] | 352 | 2 | Water Heater Blanket |  |  |  | 352 | 1 | Weather Strip/Caulk w/Blower Door
[9 empty] | 353 | 3 | Water Heater Blanket |  |  |  | 353 | 1 | Weather Strip/Caulk w/Blower Door
[9 empty] | 354 | 1 | Water Heater Temperature Check and Adjustment |  |  |  | 354 | 1 | Weather Strip/Caulk w/Blower Door
[9 empty] | 355 | 2 | Water Heater Temperature Check and Adjustment |  |  |  | 355 | 2 | Weather Strip/Caulk w/Blower Door
[9 empty] | 356 | 3 | Water Heater Temperature Check and Adjustment |  |  |  | 356 | 2 | Weather Strip/Caulk w/Blower Door
[9 empty] | 357 | 1 | Water Heater Timeclock |  |  |  | 357 | 2 | Weather Strip/Caulk w/Blower Door
[9 empty] | 358 | 2 | Water Heater Timeclock |  |  |  | 358 | 2 | Weather Strip/Caulk w/Blower Door
[9 empty] | 359 | 3 | Water Heater Timeclock |  |  |  | 359 | 3 | Weather Strip/Caulk w/Blower Door
[9 empty] | 360 | 1 | Weather Strip/Caulk w/Blower Door |  |  |  | 360 | 3 | Weather Strip/Caulk w/Blower Door
[9 empty] | 361 | 1 | Weather Strip/Caulk w/Blower Door |  |  |  | 361 | 3 | Weather Strip/Caulk w/Blower Door
[9 empty] | 362 | 1 | Weather Strip/Caulk w/Blower Door |  |  |  | 362 | 3 | Weather Strip/Caulk w/Blower Door
[9 empty] | 363 | 1 | Weather Strip/Caulk w/Blower Door |  |  |  | 363 | 1 | Window Film
[9 empty] | 364 | 2 | Weather Strip/Caulk w/Blower Door |  |  |  | 364 | 1 | Window Film
[9 empty] | 365 | 2 | Weather Strip/Caulk w/Blower Door |  |  |  | 365 | 1 | Window Film
[9 empty] | 366 | 2 | Weather Strip/Caulk w/Blower Door |  |  |  | 366 | 1 | Window Film
[9 empty] | 367 | 2 | Weather Strip/Caulk w/Blower Door |  |  |  | 367 | 2 | Window Film
[9 empty] | 368 | 3 | Weather Strip/Caulk w/Blower Door |  |  |  | 368 | 2 | Window Film
[9 empty] | 369 | 3 | Weather Strip/Caulk w/Blower Door |  |  |  | 369 | 2 | Window Film
[9 empty] | 370 | 3 | Weather Strip/Caulk w/Blower Door |  |  |  | 370 | 2 | Window Film
[9 empty] | 371 | 3 | Weather Strip/Caulk w/Blower Door |  |  |  | 371 | 3 | Window Film
[9 empty] | 372 | 1 | Window Film |  |  |  | 372 | 3 | Window Film
[9 empty] | 373 | 1 | Window Film |  |  |  | 373 | 3 | Window Film
[9 empty] | 374 | 1 | Window Film |  |  |  | 374 | 3 | Window Film
[9 empty] | 375 | 1 | Window Film |  |  |  | 375 | 1 | Window Tinting
[9 empty] | 376 | 2 | Window Film |  |  |  | 376 | 1 | Window Tinting
[9 empty] | 377 | 2 | Window Film |  |  |  | 377 | 1 | Window Tinting
[9 empty] | 378 | 2 | Window Film |  |  |  | 378 | 1 | Window Tinting
[9 empty] | 379 | 2 | Window Film |  |  |  | 379 | 2 | Window Tinting
[9 empty] | 380 | 3 | Window Film |  |  |  | 380 | 2 | Window Tinting
[9 empty] | 381 | 3 | Window Film |  |  |  | 381 | 2 | Window Tinting
[9 empty] | 382 | 3 | Window Film |  |  |  | 382 | 2 | Window Tinting
[9 empty] | 383 | 3 | Window Film |  |  |  | 383 | 3 | Window Tinting
[9 empty] | 384 | 1 | Window Tinting |  |  |  | 384 | 3 | Window Tinting
[9 empty] | 385 | 1 | Window Tinting |  |  |  | 385 | 3 | Window Tinting
[9 empty] | 386 | 1 | Window Tinting |  |  |  | 386 | 3 | Window Tinting
[9 empty] | 387 | 1 | Window Tinting
[9 empty] | 388 | 2 | Window Tinting
[9 empty] | 389 | 2 | Window Tinting
[9 empty] | 390 | 2 | Window Tinting
[9 empty] | 391 | 2 | Window Tinting
[9 empty] | 392 | 3 | Window Tinting
[9 empty] | 393 | 3 | Window Tinting
[9 empty] | 394 | 3 | Window Tinting
[9 empty] | 395 | 3 | Window Tinting
[6 empty] | Low Fuel |  | Passing | Failing |  |  | Low Fuel |  | Passing | Failing
[6 empty] | # | Building Segment | Measure Name | # | Building Segment | Measure Name | # | Building Segment | Measure Name | # | Building Segment | Measure Name
[6 empty] | 1 | 1 | 14 SEER Split-System Heat Pump | 1 | 1 | 13 EER Geothermal Heat Pump | 1 | 1 | 14 SEER Split-System Heat Pump | 1 | 1 | 13 EER Geothermal Heat Pump
[6 empty] | 2 | 3 | 14 SEER Split-System Heat Pump | 2 | 1 | 13 EER Geothermal Heat Pump | 2 | 3 | 14 SEER Split-System Heat Pump | 2 | 1 | 13 EER Geothermal Heat Pump
[6 empty] | 3 | 1 | 15 SEER Split-System Heat Pump | 3 | 2 | 13 EER Geothermal Heat Pump | 3 | 1 | 15 SEER Split-System Heat Pump | 3 | 2 | 13 EER Geothermal Heat Pump
[6 empty] | 4 | 3 | 15 SEER Split-System Heat Pump | 4 | 2 | 13 EER Geothermal Heat Pump | 4 | 2 | 15 SEER Split-System Heat Pump | 4 | 2 | 13 EER Geothermal Heat Pump
[6 empty] | 5 | 1 | 17 SEER Split-System Heat Pump | 5 | 3 | 13 EER Geothermal Heat Pump | 5 | 3 | 15 SEER Split-System Heat Pump | 5 | 3 | 13 EER Geothermal Heat Pump
[6 empty] | 6 | 2 | 17 SEER Split-System Heat Pump | 6 | 3 | 13 EER Geothermal Heat Pump | 6 | 1 | 17 SEER Split-System Heat Pump | 6 | 3 | 13 EER Geothermal Heat Pump
[6 empty] | 7 | 3 | 17 SEER Split-System Heat Pump | 7 | 1 | 14 SEER Split-System Air Conditioner | 7 | 1 | Ceiling R-0 to R-19 Insulation | 7 | 1 | 14 SEER Split-System Air Conditioner
[6 empty] | 8 | 1 | 19 SEER Split-System Air Conditioner | 8 | 1 | 14 SEER Split-System Air Conditioner | 8 | 1 | Ceiling R-0 to R-19 Insulation | 8 | 1 | 14 SEER Split-System Air Conditioner
[6 empty] | 9 | 3 | 19 SEER Split-System Air Conditioner | 9 | 2 | 14 SEER Split-System Air Conditioner | 9 | 3 | Ceiling R-0 to R-19 Insulation | 9 | 2 | 14 SEER Split-System Air Conditioner
[6 empty] | 10 | 1 | Ceiling R-0 to R-19 Insulation | 10 | 2 | 14 SEER Split-System Air Conditioner | 10 | 1 | Electronically Commutated Motors (ECM) on an Air Handler Unit | 10 | 2 | 14 SEER Split-System Air Conditioner
[6 empty] | 11 | 1 | Ceiling R-0 to R-19 Insulation | 11 | 3 | 14 SEER Split-System Air Conditioner | 11 | 1 | High Efficiency One Speed Pool Pump (1.5 hp) | 11 | 3 | 14 SEER Split-System Air Conditioner
[6 empty] | 12 | 3 | Ceiling R-0 to R-19 Insulation | 12 | 3 | 14 SEER Split-System Air Conditioner | 12 | 2 | High Efficiency One Speed Pool Pump (1.5 hp) | 12 | 3 | 14 SEER Split-System Air Conditioner
[6 empty] | 13 | 1 | Electronically Commutated Motors (ECM) on an Air Handler Unit | 13 | 1 | 14 SEER Split-System Heat Pump | 13 | 3 | High Efficiency One Speed Pool Pump (1.5 hp) | 13 | 1 | 14 SEER Split-System Heat Pump
[6 empty] | 14 | 1 | Radient Barrier | 14 | 2 | 14 SEER Split-System Heat Pump | 14 | 1 | Sealed Attics | 14 | 2 | 14 SEER Split-System Heat Pump
[6 empty] | 15 | 1 | Radient Barrier | 15 | 2 | 14 SEER Split-System Heat Pump | 15 | 3 | Sealed Attics | 15 | 2 | 14 SEER Split-System Heat Pump
[6 empty] | 16 | 1 | Sealed Attic w/Sprayed Foam Insulated Roof Deck | 16 | 3 | 14 SEER Split-System Heat Pump | 16 | 1 | Two Speed Pool Pump (1.5 hp) | 16 | 3 | 14 SEER Split-System Heat Pump
[6 empty] | 17 | 3 | Sealed Attic w/Sprayed Foam Insulated Roof Deck | 17 | 1 | 15 SEER Split-System Air Conditioner | 17 | 2 | Two Speed Pool Pump (1.5 hp) | 17 | 1 | 15 SEER Split-System Air Conditioner
[6 empty] | 18 | 1 | Sealed Attics | 18 | 1 | 15 SEER Split-System Air Conditioner | 18 | 3 | Two Speed Pool Pump (1.5 hp) | 18 | 1 | 15 SEER Split-System Air Conditioner
[6 empty] | 19 | 3 | Sealed Attics | 19 | 2 | 15 SEER Split-System Air Conditioner | 19 | 1 | Variable-Speed Pool Pump (<1 hp) | 19 | 2 | 15 SEER Split-System Air Conditioner
[9 empty] | 20 | 2 | 15 SEER Split-System Air Conditioner | 20 | 2 | Variable-Speed Pool Pump (<1 hp) | 20 | 2 | 15 SEER Split-System Air Conditioner
[9 empty] | 21 | 3 | 15 SEER Split-System Air Conditioner | 21 | 3 | Variable-Speed Pool Pump (<1 hp) | 21 | 3 | 15 SEER Split-System Air Conditioner
[9 empty] | 22 | 3 | 15 SEER Split-System Air Conditioner |  |  |  | 22 | 3 | 15 SEER Split-System Air Conditioner
[9 empty] | 23 | 1 | 15 SEER Split-System Heat Pump |  |  |  | 23 | 1 | 15 SEER Split-System Heat Pump
[9 empty] | 24 | 2 | 15 SEER Split-System Heat Pump |  |  |  | 24 | 2 | 15 SEER Split-System Heat Pump
[9 empty] | 25 | 2 | 15 SEER Split-System Heat Pump |  |  |  | 25 | 3 | 15 SEER Split-System Heat Pump
[9 empty] | 26 | 3 | 15 SEER Split-System Heat Pump |  |  |  | 26 | 1 | 17 SEER Split-System Air Conditioner
[9 empty] | 27 | 1 | 17 SEER Split-System Air Conditioner |  |  |  | 27 | 1 | 17 SEER Split-System Air Conditioner
[9 empty] | 28 | 1 | 17 SEER Split-System Air Conditioner |  |  |  | 28 | 2 | 17 SEER Split-System Air Conditioner
[9 empty] | 29 | 2 | 17 SEER Split-System Air Conditioner |  |  |  | 29 | 2 | 17 SEER Split-System Air Conditioner
[9 empty] | 30 | 2 | 17 SEER Split-System Air Conditioner |  |  |  | 30 | 3 | 17 SEER Split-System Air Conditioner
[9 empty] | 31 | 3 | 17 SEER Split-System Air Conditioner |  |  |  | 31 | 3 | 17 SEER Split-System Air Conditioner
[9 empty] | 32 | 3 | 17 SEER Split-System Air Conditioner |  |  |  | 32 | 1 | 17 SEER Split-System Heat Pump
[9 empty] | 33 | 1 | 17 SEER Split-System Heat Pump |  |  |  | 33 | 2 | 17 SEER Split-System Heat Pump
[9 empty] | 34 | 2 | 17 SEER Split-System Heat Pump |  |  |  | 34 | 2 | 17 SEER Split-System Heat Pump
[9 empty] | 35 | 3 | 17 SEER Split-System Heat Pump |  |  |  | 35 | 3 | 17 SEER Split-System Heat Pump
[9 empty] | 36 | 1 | 19 SEER Split-System Air Conditioner |  |  |  | 36 | 3 | 17 SEER Split-System Heat Pump
[9 empty] | 37 | 2 | 19 SEER Split-System Air Conditioner |  |  |  | 37 | 1 | 19 SEER Split-System Air Conditioner
[9 empty] | 38 | 2 | 19 SEER Split-System Air Conditioner |  |  |  | 38 | 1 | 19 SEER Split-System Air Conditioner
[9 empty] | 39 | 3 | 19 SEER Split-System Air Conditioner |  |  |  | 39 | 2 | 19 SEER Split-System Air Conditioner
[9 empty] | 40 | 1 | AC Heat Recovery Units |  |  |  | 40 | 2 | 19 SEER Split-System Air Conditioner
[9 empty] | 41 | 2 | AC Heat Recovery Units |  |  |  | 41 | 3 | 19 SEER Split-System Air Conditioner
[9 empty] | 42 | 3 | AC Heat Recovery Units |  |  |  | 42 | 3 | 19 SEER Split-System Air Conditioner
[9 empty] | 43 | 1 | AC Maintenance (Indoor Coil Cleaning) |  |  |  | 43 | 1 | AC Heat Recovery Units
[9 empty] | 44 | 1 | AC Maintenance (Indoor Coil Cleaning) |  |  |  | 44 | 2 | AC Heat Recovery Units
[9 empty] | 45 | 1 | AC Maintenance (Indoor Coil Cleaning) |  |  |  | 45 | 3 | AC Heat Recovery Units
[9 empty] | 46 | 2 | AC Maintenance (Indoor Coil Cleaning) |  |  |  | 46 | 1 | AC Maintenance (Indoor Coil Cleaning)
[9 empty] | 47 | 2 | AC Maintenance (Indoor Coil Cleaning) |  |  |  | 47 | 1 | AC Maintenance (Indoor Coil Cleaning)
[9 empty] | 48 | 2 | AC Maintenance (Indoor Coil Cleaning) |  |  |  | 48 | 1 | AC Maintenance (Indoor Coil Cleaning)
[9 empty] | 49 | 3 | AC Maintenance (Indoor Coil Cleaning) |  |  |  | 49 | 2 | AC Maintenance (Indoor Coil Cleaning)
[9 empty] | 50 | 3 | AC Maintenance (Indoor Coil Cleaning) |  |  |  | 50 | 2 | AC Maintenance (Indoor Coil Cleaning)
[9 empty] | 51 | 3 | AC Maintenance (Indoor Coil Cleaning) |  |  |  | 51 | 2 | AC Maintenance (Indoor Coil Cleaning)
[9 empty] | 52 | 1 | AC Maintenance (Outdoor Coil Cleaning) |  |  |  | 52 | 3 | AC Maintenance (Indoor Coil Cleaning)
[9 empty] | 53 | 1 | AC Maintenance (Outdoor Coil Cleaning) |  |  |  | 53 | 3 | AC Maintenance (Indoor Coil Cleaning)
[9 empty] | 54 | 1 | AC Maintenance (Outdoor Coil Cleaning) |  |  |  | 54 | 3 | AC Maintenance (Indoor Coil Cleaning)
[9 empty] | 55 | 2 | AC Maintenance (Outdoor Coil Cleaning) |  |  |  | 55 | 1 | AC Maintenance (Outdoor Coil Cleaning)
[9 empty] | 56 | 2 | AC Maintenance (Outdoor Coil Cleaning) |  |  |  | 56 | 1 | AC Maintenance (Outdoor Coil Cleaning)
[9 empty] | 57 | 2 | AC Maintenance (Outdoor Coil Cleaning) |  |  |  | 57 | 1 | AC Maintenance (Outdoor Coil Cleaning)
[9 empty] | 58 | 3 | AC Maintenance (Outdoor Coil Cleaning) |  |  |  | 58 | 2 | AC Maintenance (Outdoor Coil Cleaning)
[9 empty] | 59 | 3 | AC Maintenance (Outdoor Coil Cleaning) |  |  |  | 59 | 2 | AC Maintenance (Outdoor Coil Cleaning)
[9 empty] | 60 | 3 | AC Maintenance (Outdoor Coil Cleaning) |  |  |  | 60 | 2 | AC Maintenance (Outdoor Coil Cleaning)
[9 empty] | 61 | 1 | Attic Venting |  |  |  | 61 | 3 | AC Maintenance (Outdoor Coil Cleaning)
[9 empty] | 62 | 1 | Attic Venting |  |  |  | 62 | 3 | AC Maintenance (Outdoor Coil Cleaning)
[9 empty] | 63 | 1 | Attic Venting |  |  |  | 63 | 3 | AC Maintenance (Outdoor Coil Cleaning)
[9 empty] | 64 | 2 | Attic Venting |  |  |  | 64 | 1 | Attic Venting
[9 empty] | 65 | 2 | Attic Venting |  |  |  | 65 | 1 | Attic Venting
[9 empty] | 66 | 2 | Attic Venting |  |  |  | 66 | 1 | Attic Venting
[9 empty] | 67 | 3 | Attic Venting |  |  |  | 67 | 2 | Attic Venting
[9 empty] | 68 | 3 | Attic Venting |  |  |  | 68 | 2 | Attic Venting
[9 empty] | 69 | 3 | Attic Venting |  |  |  | 69 | 2 | Attic Venting
[9 empty] | 70 | 1 | Base 13 SEER Split-System Air Conditioner & Gas Heat |  |  |  | 70 | 3 | Attic Venting
[9 empty] | 71 | 2 | Base 13 SEER Split-System Air Conditioner & Gas Heat |  |  |  | 71 | 3 | Attic Venting
[9 empty] | 72 | 3 | Base 13 SEER Split-System Air Conditioner & Gas Heat |  |  |  | 72 | 3 | Attic Venting
[9 empty] | 73 | 1 | Base 13 SEER Split-System Air Conditioner & Strip Heater |  |  |  | 73 | 1 | Base 13 SEER Split-System Air Conditioner & Gas Heat
[9 empty] | 74 | 2 | Base 13 SEER Split-System Air Conditioner & Strip Heater |  |  |  | 74 | 2 | Base 13 SEER Split-System Air Conditioner & Gas Heat
[9 empty] | 75 | 3 | Base 13 SEER Split-System Air Conditioner & Strip Heater |  |  |  | 75 | 3 | Base 13 SEER Split-System Air Conditioner & Gas Heat
[9 empty] | 76 | 1 | Base 13 SEER Split-System Heat Pump |  |  |  | 76 | 1 | Base 13 SEER Split-System Air Conditioner & Strip Heater
[9 empty] | 77 | 2 | Base 13 SEER Split-System Heat Pump |  |  |  | 77 | 2 | Base 13 SEER Split-System Air Conditioner & Strip Heater
[9 empty] | 78 | 3 | Base 13 SEER Split-System Heat Pump |  |  |  | 78 | 3 | Base 13 SEER Split-System Air Conditioner & Strip Heater
[9 empty] | 79 | 1 | Base 40 gal. Water Heating (EF=0.92) |  |  |  | 79 | 1 | Base 13 SEER Split-System Heat Pump
[9 empty] | 80 | 2 | Base 40 gal. Water Heating (EF=0.92) |  |  |  | 80 | 2 | Base 13 SEER Split-System Heat Pump
[9 empty] | 81 | 3 | Base 40 gal. Water Heating (EF=0.92) |  |  |  | 81 | 3 | Base 13 SEER Split-System Heat Pump
[9 empty] | 82 | 1 | Base 9 EER Room Air Conditioner & Strip Heater |  |  |  | 82 | 1 | Base 40 gal. Water Heating (EF=0.92)
[9 empty] | 83 | 2 | Base 9 EER Room Air Conditioner & Strip Heater |  |  |  | 83 | 2 | Base 40 gal. Water Heating (EF=0.92)
[9 empty] | 84 | 3 | Base 9 EER Room Air Conditioner & Strip Heater |  |  |  | 84 | 3 | Base 40 gal. Water Heating (EF=0.92)
[9 empty] | 85 | 1 | Base Clothes Dryer (EF=3.01) |  |  |  | 85 | 1 | Base 9 EER Room Air Conditioner & Strip Heater
[9 empty] | 86 | 2 | Base Clothes Dryer (EF=3.01) |  |  |  | 86 | 2 | Base 9 EER Room Air Conditioner & Strip Heater
[9 empty] | 87 | 3 | Base Clothes Dryer (EF=3.01) |  |  |  | 87 | 3 | Base 9 EER Room Air Conditioner & Strip Heater
[9 empty] | 88 | 1 | Base Clotheswasher (MEF=1.6) |  |  |  | 88 | 1 | Base Clothes Dryer (EF=3.01)
[9 empty] | 89 | 2 | Base Clotheswasher (MEF=1.6) |  |  |  | 89 | 2 | Base Clothes Dryer (EF=3.01)
[9 empty] | 90 | 3 | Base Clotheswasher (MEF=1.6) |  |  |  | 90 | 3 | Base Clothes Dryer (EF=3.01)
[9 empty] | 91 | 1 | Base CRT TV |  |  |  | 91 | 1 | Base Clotheswasher (MEF=1.6)
[9 empty] | 92 | 2 | Base CRT TV |  |  |  | 92 | 2 | Base Clotheswasher (MEF=1.6)
[9 empty] | 93 | 3 | Base CRT TV |  |  |  | 93 | 3 | Base Clotheswasher (MEF=1.6)
[9 empty] | 94 | 1 | Base Desktop PC |  |  |  | 94 | 1 | Base CRT TV
[9 empty] | 95 | 2 | Base Desktop PC |  |  |  | 95 | 2 | Base CRT TV
[9 empty] | 96 | 3 | Base Desktop PC |  |  |  | 96 | 3 | Base CRT TV
[9 empty] | 97 | 1 | Base Dishwasher (EF=0.46) |  |  |  | 97 | 1 | Base Desktop PC
[9 empty] | 98 | 2 | Base Dishwasher (EF=0.46) |  |  |  | 98 | 2 | Base Desktop PC
[9 empty] | 99 | 3 | Base Dishwasher (EF=0.46) |  |  |  | 99 | 3 | Base Desktop PC
[9 empty] | 100 | 1 | Base DVD Player |  |  |  | 100 | 1 | Base Dishwasher (EF=0.46)
[9 empty] | 101 | 2 | Base DVD Player |  |  |  | 101 | 2 | Base Dishwasher (EF=0.46)
[9 empty] | 102 | 3 | Base DVD Player |  |  |  | 102 | 3 | Base Dishwasher (EF=0.46)
[9 empty] | 103 | 1 | Base Fluorescent Fixture, 2L4'T12, 40W, 1EEMAG |  |  |  | 103 | 1 | Base DVD Player
[9 empty] | 104 | 2 | Base Fluorescent Fixture, 2L4'T12, 40W, 1EEMAG |  |  |  | 104 | 2 | Base DVD Player
[9 empty] | 105 | 3 | Base Fluorescent Fixture, 2L4'T12, 40W, 1EEMAG |  |  |  | 105 | 3 | Base DVD Player
[9 empty] | 106 | 1 | Base Freezer |  |  |  | 106 | 1 | Base Fluorescent Fixture, 2L4'T12, 40W, 1EEMAG
[9 empty] | 107 | 2 | Base Freezer |  |  |  | 107 | 2 | Base Fluorescent Fixture, 2L4'T12, 40W, 1EEMAG
[9 empty] | 108 | 3 | Base Freezer |  |  |  | 108 | 3 | Base Fluorescent Fixture, 2L4'T12, 40W, 1EEMAG
[9 empty] | 109 | 1 | Base Laptop PC |  |  |  | 109 | 1 | Base Freezer
[9 empty] | 110 | 2 | Base Laptop PC |  |  |  | 110 | 2 | Base Freezer
[9 empty] | 111 | 3 | Base Laptop PC |  |  |  | 111 | 3 | Base Freezer
[9 empty] | 112 | 1 | Base Large-screen TV |  |  |  | 112 | 1 | Base Laptop PC
[9 empty] | 113 | 2 | Base Large-screen TV |  |  |  | 113 | 2 | Base Laptop PC
[9 empty] | 114 | 3 | Base Large-screen TV |  |  |  | 114 | 3 | Base Laptop PC
[9 empty] | 115 | 1 | Base Lighting (60-Watt incandescent), 0.5 hr/hday |  |  |  | 115 | 1 | Base Large-screen TV
[9 empty] | 116 | 2 | Base Lighting (60-Watt incandescent), 0.5 hr/hday |  |  |  | 116 | 2 | Base Large-screen TV
[9 empty] | 117 | 3 | Base Lighting (60-Watt incandescent), 0.5 hr/hday |  |  |  | 117 | 3 | Base Large-screen TV
[9 empty] | 118 | 1 | Base Lighting (60-Watt incandescent), 2.5 hr/hday |  |  |  | 118 | 1 | Base Lighting (60-Watt incandescent), 0.5 hr/hday
[9 empty] | 119 | 2 | Base Lighting (60-Watt incandescent), 2.5 hr/hday |  |  |  | 119 | 2 | Base Lighting (60-Watt incandescent), 0.5 hr/hday
[9 empty] | 120 | 3 | Base Lighting (60-Watt incandescent), 2.5 hr/hday |  |  |  | 120 | 3 | Base Lighting (60-Watt incandescent), 0.5 hr/hday
[9 empty] | 121 | 1 | Base Lighting (60-Watt incandescent), 6.0 hr/hday |  |  |  | 121 | 1 | Base Lighting (60-Watt incandescent), 2.5 hr/hday
[9 empty] | 122 | 2 | Base Lighting (60-Watt incandescent), 6.0 hr/hday |  |  |  | 122 | 2 | Base Lighting (60-Watt incandescent), 2.5 hr/hday
[9 empty] | 123 | 3 | Base Lighting (60-Watt incandescent), 6.0 hr/hday |  |  |  | 123 | 3 | Base Lighting (60-Watt incandescent), 2.5 hr/hday
[9 empty] | 124 | 1 | Base Outdoor Lighting |  |  |  | 124 | 1 | Base Lighting (60-Watt incandescent), 6.0 hr/hday
[9 empty] | 125 | 2 | Base Outdoor Lighting |  |  |  | 125 | 2 | Base Lighting (60-Watt incandescent), 6.0 hr/hday
[9 empty] | 126 | 3 | Base Outdoor Lighting |  |  |  | 126 | 3 | Base Lighting (60-Watt incandescent), 6.0 hr/hday
[9 empty] | 127 | 1 | Base Pool Pump and Motor (1.5 hp) |  |  |  | 127 | 1 | Base Outdoor Lighting
[9 empty] | 128 | 2 | Base Pool Pump and Motor (1.5 hp) |  |  |  | 128 | 2 | Base Outdoor Lighting
[9 empty] | 129 | 3 | Base Pool Pump and Motor (1.5 hp) |  |  |  | 129 | 3 | Base Outdoor Lighting
[9 empty] | 130 | 1 | Base Refrigerator (18 cf w/top-mount freezer, no through-door ice) |  |  |  | 130 | 1 | Base Pool Pump and Motor (1.5 hp)
[9 empty] | 131 | 2 | Base Refrigerator (18 cf w/top-mount freezer, no through-door ice) |  |  |  | 131 | 2 | Base Pool Pump and Motor (1.5 hp)
[9 empty] | 132 | 3 | Base Refrigerator (18 cf w/top-mount freezer, no through-door ice) |  |  |  | 132 | 3 | Base Pool Pump and Motor (1.5 hp)
[9 empty] | 133 | 1 | Base Set-Top Box |  |  |  | 133 | 1 | Base Refrigerator (18 cf w/top-mount freezer, no through-door ice)
[9 empty] | 134 | 2 | Base Set-Top Box |  |  |  | 134 | 2 | Base Refrigerator (18 cf w/top-mount freezer, no through-door ice)
[9 empty] | 135 | 3 | Base Set-Top Box |  |  |  | 135 | 3 | Base Refrigerator (18 cf w/top-mount freezer, no through-door ice)
[9 empty] | 136 | 1 | Base VCR |  |  |  | 136 | 1 | Base Set-Top Box
[9 empty] | 137 | 2 | Base VCR |  |  |  | 137 | 2 | Base Set-Top Box
[9 empty] | 138 | 3 | Base VCR |  |  |  | 138 | 3 | Base Set-Top Box
[9 empty] | 139 | 1 | Ceiling R-0 to R-19 Insulation |  |  |  | 139 | 1 | Base VCR
[9 empty] | 140 | 1 | Ceiling R-0 to R-19 Insulation |  |  |  | 140 | 2 | Base VCR
[9 empty] | 141 | 2 | Ceiling R-0 to R-19 Insulation |  |  |  | 141 | 3 | Base VCR
[9 empty] | 142 | 2 | Ceiling R-0 to R-19 Insulation |  |  |  | 142 | 1 | Ceiling R-0 to R-19 Insulation
[9 empty] | 143 | 2 | Ceiling R-0 to R-19 Insulation |  |  |  | 143 | 1 | Ceiling R-0 to R-19 Insulation
[9 empty] | 144 | 2 | Ceiling R-0 to R-19 Insulation |  |  |  | 144 | 2 | Ceiling R-0 to R-19 Insulation
[9 empty] | 145 | 3 | Ceiling R-0 to R-19 Insulation |  |  |  | 145 | 2 | Ceiling R-0 to R-19 Insulation
[9 empty] | 146 | 3 | Ceiling R-0 to R-19 Insulation |  |  |  | 146 | 2 | Ceiling R-0 to R-19 Insulation
[9 empty] | 147 | 3 | Ceiling R-0 to R-19 Insulation |  |  |  | 147 | 2 | Ceiling R-0 to R-19 Insulation
[9 empty] | 148 | 1 | Ceiling R-19 to R-38 Insulation |  |  |  | 148 | 3 | Ceiling R-0 to R-19 Insulation
[9 empty] | 149 | 1 | Ceiling R-19 to R-38 Insulation |  |  |  | 149 | 3 | Ceiling R-0 to R-19 Insulation
[9 empty] | 150 | 1 | Ceiling R-19 to R-38 Insulation |  |  |  | 150 | 3 | Ceiling R-0 to R-19 Insulation
[9 empty] | 151 | 1 | Ceiling R-19 to R-38 Insulation |  |  |  | 151 | 1 | Ceiling R-19 to R-38 Insulation
[9 empty] | 152 | 2 | Ceiling R-19 to R-38 Insulation |  |  |  | 152 | 1 | Ceiling R-19 to R-38 Insulation
[9 empty] | 153 | 2 | Ceiling R-19 to R-38 Insulation |  |  |  | 153 | 1 | Ceiling R-19 to R-38 Insulation
[9 empty] | 154 | 2 | Ceiling R-19 to R-38 Insulation |  |  |  | 154 | 1 | Ceiling R-19 to R-38 Insulation
[9 empty] | 155 | 2 | Ceiling R-19 to R-38 Insulation |  |  |  | 155 | 2 | Ceiling R-19 to R-38 Insulation
[9 empty] | 156 | 3 | Ceiling R-19 to R-38 Insulation |  |  |  | 156 | 2 | Ceiling R-19 to R-38 Insulation
[9 empty] | 157 | 3 | Ceiling R-19 to R-38 Insulation |  |  |  | 157 | 2 | Ceiling R-19 to R-38 Insulation
[9 empty] | 158 | 3 | Ceiling R-19 to R-38 Insulation |  |  |  | 158 | 2 | Ceiling R-19 to R-38 Insulation
[9 empty] | 159 | 3 | Ceiling R-19 to R-38 Insulation |  |  |  | 159 | 3 | Ceiling R-19 to R-38 Insulation
[9 empty] | 160 | 1 | CFL - medium screw based <30 Watts |  |  |  | 160 | 3 | Ceiling R-19 to R-38 Insulation
[9 empty] | 161 | 2 | CFL - medium screw based <30 Watts |  |  |  | 161 | 3 | Ceiling R-19 to R-38 Insulation
[9 empty] | 162 | 3 | CFL - medium screw based <30 Watts |  |  |  | 162 | 3 | Ceiling R-19 to R-38 Insulation
[9 empty] | 163 | 1 | CFL (18-Watt integral ballast), 0.5 hr/day |  |  |  | 163 | 1 | CFL - medium screw based <30 Watts
[9 empty] | 164 | 2 | CFL (18-Watt integral ballast), 0.5 hr/day |  |  |  | 164 | 2 | CFL - medium screw based <30 Watts
[9 empty] | 165 | 3 | CFL (18-Watt integral ballast), 0.5 hr/day |  |  |  | 165 | 3 | CFL - medium screw based <30 Watts
[9 empty] | 166 | 1 | CFL (18-Watt integral ballast), 2.5 hr/day |  |  |  | 166 | 1 | CFL (18-Watt integral ballast), 0.5 hr/day
[9 empty] | 167 | 2 | CFL (18-Watt integral ballast), 2.5 hr/day |  |  |  | 167 | 2 | CFL (18-Watt integral ballast), 0.5 hr/day
[9 empty] | 168 | 3 | CFL (18-Watt integral ballast), 2.5 hr/day |  |  |  | 168 | 3 | CFL (18-Watt integral ballast), 0.5 hr/day
[9 empty] | 169 | 1 | CFL (18-Watt integral ballast), 6.0 hr/day |  |  |  | 169 | 1 | CFL (18-Watt integral ballast), 2.5 hr/day
[9 empty] | 170 | 2 | CFL (18-Watt integral ballast), 6.0 hr/day |  |  |  | 170 | 2 | CFL (18-Watt integral ballast), 2.5 hr/day
[9 empty] | 171 | 3 | CFL (18-Watt integral ballast), 6.0 hr/day |  |  |  | 171 | 3 | CFL (18-Watt integral ballast), 2.5 hr/day
[9 empty] | 172 | 1 | Default Window With Sunscreen |  |  |  | 172 | 1 | CFL (18-Watt integral ballast), 6.0 hr/day
[9 empty] | 173 | 1 | Default Window With Sunscreen |  |  |  | 173 | 2 | CFL (18-Watt integral ballast), 6.0 hr/day
[9 empty] | 174 | 1 | Default Window With Sunscreen |  |  |  | 174 | 3 | CFL (18-Watt integral ballast), 6.0 hr/day
[9 empty] | 175 | 1 | Default Window With Sunscreen |  |  |  | 175 | 1 | Default Window With Sunscreen
[9 empty] | 176 | 2 | Default Window With Sunscreen |  |  |  | 176 | 1 | Default Window With Sunscreen
[9 empty] | 177 | 2 | Default Window With Sunscreen |  |  |  | 177 | 1 | Default Window With Sunscreen
[9 empty] | 178 | 2 | Default Window With Sunscreen |  |  |  | 178 | 1 | Default Window With Sunscreen
[9 empty] | 179 | 2 | Default Window With Sunscreen |  |  |  | 179 | 2 | Default Window With Sunscreen
[9 empty] | 180 | 3 | Default Window With Sunscreen |  |  |  | 180 | 2 | Default Window With Sunscreen
[9 empty] | 181 | 3 | Default Window With Sunscreen |  |  |  | 181 | 2 | Default Window With Sunscreen
[9 empty] | 182 | 3 | Default Window With Sunscreen |  |  |  | 182 | 2 | Default Window With Sunscreen
[9 empty] | 183 | 3 | Default Window With Sunscreen |  |  |  | 183 | 3 | Default Window With Sunscreen
[9 empty] | 184 | 1 | Duct Repair |  |  |  | 184 | 3 | Default Window With Sunscreen
[9 empty] | 185 | 1 | Duct Repair |  |  |  | 185 | 3 | Default Window With Sunscreen
[9 empty] | 186 | 1 | Duct Repair |  |  |  | 186 | 3 | Default Window With Sunscreen
[9 empty] | 187 | 2 | Duct Repair |  |  |  | 187 | 1 | Duct Repair
[9 empty] | 188 | 2 | Duct Repair |  |  |  | 188 | 1 | Duct Repair
[9 empty] | 189 | 2 | Duct Repair |  |  |  | 189 | 1 | Duct Repair
[9 empty] | 190 | 3 | Duct Repair |  |  |  | 190 | 2 | Duct Repair
[9 empty] | 191 | 3 | Duct Repair |  |  |  | 191 | 2 | Duct Repair
[9 empty] | 192 | 3 | Duct Repair |  |  |  | 192 | 2 | Duct Repair
[9 empty] | 193 | 1 | Electronically Commutated Motors (ECM) on an Air Handler Unit |  |  |  | 193 | 3 | Duct Repair
[9 empty] | 194 | 1 | Electronically Commutated Motors (ECM) on an Air Handler Unit |  |  |  | 194 | 3 | Duct Repair
[9 empty] | 195 | 2 | Electronically Commutated Motors (ECM) on an Air Handler Unit |  |  |  | 195 | 3 | Duct Repair
[9 empty] | 196 | 2 | Electronically Commutated Motors (ECM) on an Air Handler Unit |  |  |  | 196 | 1 | Electronically Commutated Motors (ECM) on an Air Handler Unit
[9 empty] | 197 | 2 | Electronically Commutated Motors (ECM) on an Air Handler Unit |  |  |  | 197 | 1 | Electronically Commutated Motors (ECM) on an Air Handler Unit
[9 empty] | 198 | 3 | Electronically Commutated Motors (ECM) on an Air Handler Unit |  |  |  | 198 | 2 | Electronically Commutated Motors (ECM) on an Air Handler Unit
[9 empty] | 199 | 3 | Electronically Commutated Motors (ECM) on an Air Handler Unit |  |  |  | 199 | 2 | Electronically Commutated Motors (ECM) on an Air Handler Unit
[9 empty] | 200 | 3 | Electronically Commutated Motors (ECM) on an Air Handler Unit |  |  |  | 200 | 2 | Electronically Commutated Motors (ECM) on an Air Handler Unit
[9 empty] | 201 | 1 | Energy Star CW CEE Tier 1 (MEF=1.8) |  |  |  | 201 | 3 | Electronically Commutated Motors (ECM) on an Air Handler Unit
[9 empty] | 202 | 2 | Energy Star CW CEE Tier 1 (MEF=1.8) |  |  |  | 202 | 3 | Electronically Commutated Motors (ECM) on an Air Handler Unit
[9 empty] | 203 | 3 | Energy Star CW CEE Tier 1 (MEF=1.8) |  |  |  | 203 | 3 | Electronically Commutated Motors (ECM) on an Air Handler Unit
[9 empty] | 204 | 1 | Energy Star CW CEE Tier 2 (MEF=2.0) |  |  |  | 204 | 1 | Energy Star CW CEE Tier 1 (MEF=1.8)
[9 empty] | 205 | 2 | Energy Star CW CEE Tier 2 (MEF=2.0) |  |  |  | 205 | 2 | Energy Star CW CEE Tier 1 (MEF=1.8)
[9 empty] | 206 | 3 | Energy Star CW CEE Tier 2 (MEF=2.0) |  |  |  | 206 | 3 | Energy Star CW CEE Tier 1 (MEF=1.8)
[9 empty] | 207 | 1 | Energy Star CW CEE Tier 3 (MEF=2.2) |  |  |  | 207 | 1 | Energy Star CW CEE Tier 2 (MEF=2.0)
[9 empty] | 208 | 2 | Energy Star CW CEE Tier 3 (MEF=2.2) |  |  |  | 208 | 2 | Energy Star CW CEE Tier 2 (MEF=2.0)
[9 empty] | 209 | 3 | Energy Star CW CEE Tier 3 (MEF=2.2) |  |  |  | 209 | 3 | Energy Star CW CEE Tier 2 (MEF=2.0)
[9 empty] | 210 | 1 | Energy Star Desktop PC |  |  |  | 210 | 1 | Energy Star CW CEE Tier 3 (MEF=2.2)
[9 empty] | 211 | 2 | Energy Star Desktop PC |  |  |  | 211 | 2 | Energy Star CW CEE Tier 3 (MEF=2.2)
[9 empty] | 212 | 3 | Energy Star Desktop PC |  |  |  | 212 | 3 | Energy Star CW CEE Tier 3 (MEF=2.2)
[9 empty] | 213 | 1 | Energy Star DVD Player |  |  |  | 213 | 1 | Energy Star Desktop PC
[9 empty] | 214 | 2 | Energy Star DVD Player |  |  |  | 214 | 2 | Energy Star Desktop PC
[9 empty] | 215 | 3 | Energy Star DVD Player |  |  |  | 215 | 3 | Energy Star Desktop PC
[9 empty] | 216 | 1 | Energy Star DW (EF=0.68) |  |  |  | 216 | 1 | Energy Star DVD Player
[9 empty] | 217 | 2 | Energy Star DW (EF=0.68) |  |  |  | 217 | 2 | Energy Star DVD Player
[9 empty] | 218 | 3 | Energy Star DW (EF=0.68) |  |  |  | 218 | 3 | Energy Star DVD Player
[9 empty] | 219 | 1 | Energy Star Laptop PC |  |  |  | 219 | 1 | Energy Star DW (EF=0.68)
[9 empty] | 220 | 2 | Energy Star Laptop PC |  |  |  | 220 | 2 | Energy Star DW (EF=0.68)
[9 empty] | 221 | 3 | Energy Star Laptop PC |  |  |  | 221 | 3 | Energy Star DW (EF=0.68)
[9 empty] | 222 | 1 | Energy Star Set-Top Box |  |  |  | 222 | 1 | Energy Star Laptop PC
[9 empty] | 223 | 2 | Energy Star Set-Top Box |  |  |  | 223 | 2 | Energy Star Laptop PC
[9 empty] | 224 | 3 | Energy Star Set-Top Box |  |  |  | 224 | 3 | Energy Star Laptop PC
[9 empty] | 225 | 1 | Energy Star TV |  |  |  | 225 | 1 | Energy Star Set-Top Box
[9 empty] | 226 | 1 | Energy Star TV |  |  |  | 226 | 2 | Energy Star Set-Top Box
[9 empty] | 227 | 2 | Energy Star TV |  |  |  | 227 | 3 | Energy Star Set-Top Box
[9 empty] | 228 | 2 | Energy Star TV |  |  |  | 228 | 1 | Energy Star TV
[9 empty] | 229 | 3 | Energy Star TV |  |  |  | 229 | 1 | Energy Star TV
[9 empty] | 230 | 3 | Energy Star TV |  |  |  | 230 | 2 | Energy Star TV
[9 empty] | 231 | 1 | Energy Star VCR |  |  |  | 231 | 2 | Energy Star TV
[9 empty] | 232 | 2 | Energy Star VCR |  |  |  | 232 | 3 | Energy Star TV
[9 empty] | 233 | 3 | Energy Star VCR |  |  |  | 233 | 3 | Energy Star TV
[9 empty] | 234 | 1 | Faucet Aerators |  |  |  | 234 | 1 | Energy Star VCR
[9 empty] | 235 | 2 | Faucet Aerators |  |  |  | 235 | 2 | Energy Star VCR
[9 empty] | 236 | 3 | Faucet Aerators |  |  |  | 236 | 3 | Energy Star VCR
[9 empty] | 237 | single segment | Freezer recycling |  |  |  | 237 | 1 | Faucet Aerators
[9 empty] | 238 | 1 | HE Freezer |  |  |  | 238 | 2 | Faucet Aerators
[9 empty] | 239 | 2 | HE Freezer |  |  |  | 239 | 3 | Faucet Aerators
[9 empty] | 240 | 3 | HE Freezer |  |  |  | 240 | single segment | Freezer recycling
[9 empty] | 241 | 1 | HE Refrigerator - Energy Star version of above |  |  |  | 241 | 1 | HE Freezer
[9 empty] | 242 | 2 | HE Refrigerator - Energy Star version of above |  |  |  | 242 | 2 | HE Freezer
[9 empty] | 243 | 3 | HE Refrigerator - Energy Star version of above |  |  |  | 243 | 3 | HE Freezer
[9 empty] | 244 | 1 | HE Room Air Conditioner - EER 11 |  |  |  | 244 | 1 | HE Refrigerator - Energy Star version of above
[9 empty] | 245 | 2 | HE Room Air Conditioner - EER 11 |  |  |  | 245 | 2 | HE Refrigerator - Energy Star version of above
[9 empty] | 246 | 3 | HE Room Air Conditioner - EER 11 |  |  |  | 246 | 3 | HE Refrigerator - Energy Star version of above
[9 empty] | 247 | 1 | HE Room Air Conditioner - EER 12 |  |  |  | 247 | 1 | HE Room Air Conditioner - EER 11
[9 empty] | 248 | 2 | HE Room Air Conditioner - EER 12 |  |  |  | 248 | 2 | HE Room Air Conditioner - EER 11
[9 empty] | 249 | 3 | HE Room Air Conditioner - EER 12 |  |  |  | 249 | 3 | HE Room Air Conditioner - EER 11
[9 empty] | 250 | 1 | HE Water Heater (EF=0.93) |  |  |  | 250 | 1 | HE Room Air Conditioner - EER 12
[9 empty] | 251 | 2 | HE Water Heater (EF=0.93) |  |  |  | 251 | 2 | HE Room Air Conditioner - EER 12
[9 empty] | 252 | 3 | HE Water Heater (EF=0.93) |  |  |  | 252 | 3 | HE Room Air Conditioner - EER 12
[9 empty] | 253 | 1 | Heat Pump Water Heater (EF=2.9) |  |  |  | 253 | 1 | HE Water Heater (EF=0.93)
[9 empty] | 254 | 2 | Heat Pump Water Heater (EF=2.9) |  |  |  | 254 | 2 | HE Water Heater (EF=0.93)
[9 empty] | 255 | 3 | Heat Pump Water Heater (EF=2.9) |  |  |  | 255 | 3 | HE Water Heater (EF=0.93)
[9 empty] | 256 | 1 | Heat Trap |  |  |  | 256 | 1 | Heat Pump Water Heater (EF=2.9)
[9 empty] | 257 | 2 | Heat Trap |  |  |  | 257 | 2 | Heat Pump Water Heater (EF=2.9)
[9 empty] | 258 | 3 | Heat Trap |  |  |  | 258 | 3 | Heat Pump Water Heater (EF=2.9)
[9 empty] | 259 | 1 | High Efficiency CD (EF=3.01 w/moisture sensor) |  |  |  | 259 | 1 | Heat Trap
[9 empty] | 260 | 2 | High Efficiency CD (EF=3.01 w/moisture sensor) |  |  |  | 260 | 2 | Heat Trap
[9 empty] | 261 | 3 | High Efficiency CD (EF=3.01 w/moisture sensor) |  |  |  | 261 | 3 | Heat Trap
[9 empty] | 262 | 1 | High Efficiency One Speed Pool Pump (1.5 hp) |  |  |  | 262 | 1 | High Efficiency CD (EF=3.01 w/moisture sensor)
[9 empty] | 263 | 2 | High Efficiency One Speed Pool Pump (1.5 hp) |  |  |  | 263 | 2 | High Efficiency CD (EF=3.01 w/moisture sensor)
[9 empty] | 264 | 3 | High Efficiency One Speed Pool Pump (1.5 hp) |  |  |  | 264 | 3 | High Efficiency CD (EF=3.01 w/moisture sensor)
[9 empty] | 265 | 1 | HVAC Proper Sizing |  |  |  | 265 | 1 | HVAC Proper Sizing
[9 empty] | 266 | 1 | HVAC Proper Sizing |  |  |  | 266 | 1 | HVAC Proper Sizing
[9 empty] | 267 | 1 | HVAC Proper Sizing |  |  |  | 267 | 1 | HVAC Proper Sizing
[9 empty] | 268 | 2 | HVAC Proper Sizing |  |  |  | 268 | 2 | HVAC Proper Sizing
[9 empty] | 269 | 2 | HVAC Proper Sizing |  |  |  | 269 | 2 | HVAC Proper Sizing
[9 empty] | 270 | 2 | HVAC Proper Sizing |  |  |  | 270 | 2 | HVAC Proper Sizing
[9 empty] | 271 | 3 | HVAC Proper Sizing |  |  |  | 271 | 3 | HVAC Proper Sizing
[9 empty] | 272 | 3 | HVAC Proper Sizing |  |  |  | 272 | 3 | HVAC Proper Sizing
[9 empty] | 273 | 3 | HVAC Proper Sizing |  |  |  | 273 | 3 | HVAC Proper Sizing
[9 empty] | 274 | single segment | LED (12-Watt integral ballast), 0.5 hr/day |  |  |  | 274 | single segment | LED (12-Watt integral ballast), 0.5 hr/day
[9 empty] | 275 | single segment | LED (12-Watt integral ballast), 2.5 hr/day |  |  |  | 275 | single segment | LED (12-Watt integral ballast), 2.5 hr/day
[9 empty] | 276 | single segment | LED (12-Watt integral ballast), 6.0 hr/day |  |  |  | 276 | single segment | LED (12-Watt integral ballast), 6.0 hr/day
[9 empty] | 277 | single segment | LED 13W Outdoor |  |  |  | 277 | single segment | LED 13W Outdoor
[9 empty] | 278 | 1 | Low Flow Showerhead |  |  |  | 278 | 1 | Low Flow Showerhead
[9 empty] | 279 | 2 | Low Flow Showerhead |  |  |  | 279 | 2 | Low Flow Showerhead
[9 empty] | 280 | 3 | Low Flow Showerhead |  |  |  | 280 | 3 | Low Flow Showerhead
[9 empty] | 281 | 1 | Photocell/timeclock |  |  |  | 281 | 1 | Photocell/timeclock
[9 empty] | 282 | 2 | Photocell/timeclock |  |  |  | 282 | 2 | Photocell/timeclock
[9 empty] | 283 | 3 | Photocell/timeclock |  |  |  | 283 | 3 | Photocell/timeclock
[9 empty] | 284 | 1 | Pipe Wrap |  |  |  | 284 | 1 | Pipe Wrap
[9 empty] | 285 | 2 | Pipe Wrap |  |  |  | 285 | 2 | Pipe Wrap
[9 empty] | 286 | 3 | Pipe Wrap |  |  |  | 286 | 3 | Pipe Wrap
[9 empty] | 287 | 1 | Proper Refrigerant Charging and Air Flow |  |  |  | 287 | 1 | Proper Refrigerant Charging and Air Flow
[9 empty] | 288 | 1 | Proper Refrigerant Charging and Air Flow |  |  |  | 288 | 1 | Proper Refrigerant Charging and Air Flow
[9 empty] | 289 | 1 | Proper Refrigerant Charging and Air Flow |  |  |  | 289 | 1 | Proper Refrigerant Charging and Air Flow
[9 empty] | 290 | 2 | Proper Refrigerant Charging and Air Flow |  |  |  | 290 | 2 | Proper Refrigerant Charging and Air Flow
[9 empty] | 291 | 2 | Proper Refrigerant Charging and Air Flow |  |  |  | 291 | 2 | Proper Refrigerant Charging and Air Flow
[9 empty] | 292 | 2 | Proper Refrigerant Charging and Air Flow |  |  |  | 292 | 2 | Proper Refrigerant Charging and Air Flow
[9 empty] | 293 | 3 | Proper Refrigerant Charging and Air Flow |  |  |  | 293 | 3 | Proper Refrigerant Charging and Air Flow
[9 empty] | 294 | 3 | Proper Refrigerant Charging and Air Flow |  |  |  | 294 | 3 | Proper Refrigerant Charging and Air Flow
[9 empty] | 295 | 3 | Proper Refrigerant Charging and Air Flow |  |  |  | 295 | 3 | Proper Refrigerant Charging and Air Flow
[9 empty] | 296 | 1 | PV-Powered Pool Pumps |  |  |  | 296 | 1 | PV-Powered Pool Pumps
[9 empty] | 297 | 2 | PV-Powered Pool Pumps |  |  |  | 297 | 2 | PV-Powered Pool Pumps
[9 empty] | 298 | 3 | PV-Powered Pool Pumps |  |  |  | 298 | 3 | PV-Powered Pool Pumps
[9 empty] | 299 | 1 | Radient Barrier |  |  |  | 299 | 1 | Radient Barrier
[9 empty] | 300 | 2 | Radient Barrier |  |  |  | 300 | 1 | Radient Barrier
[9 empty] | 301 | 2 | Radient Barrier |  |  |  | 301 | 1 | Radient Barrier
[9 empty] | 302 | 2 | Radient Barrier |  |  |  | 302 | 2 | Radient Barrier
[9 empty] | 303 | 3 | Radient Barrier |  |  |  | 303 | 2 | Radient Barrier
[9 empty] | 304 | 3 | Radient Barrier |  |  |  | 304 | 2 | Radient Barrier
[9 empty] | 305 | 3 | Radient Barrier |  |  |  | 305 | 3 | Radient Barrier
[9 empty] | 306 | 1 | Reflective Roof |  |  |  | 306 | 3 | Radient Barrier
[9 empty] | 307 | 1 | Reflective Roof |  |  |  | 307 | 3 | Radient Barrier
[9 empty] | 308 | 1 | Reflective Roof |  |  |  | 308 | 1 | Reflective Roof
[9 empty] | 309 | 1 | Reflective Roof |  |  |  | 309 | 1 | Reflective Roof
[9 empty] | 310 | 2 | Reflective Roof |  |  |  | 310 | 1 | Reflective Roof
[9 empty] | 311 | 2 | Reflective Roof |  |  |  | 311 | 1 | Reflective Roof
[9 empty] | 312 | 2 | Reflective Roof |  |  |  | 312 | 2 | Reflective Roof
[9 empty] | 313 | 2 | Reflective Roof |  |  |  | 313 | 2 | Reflective Roof
[9 empty] | 314 | 3 | Reflective Roof |  |  |  | 314 | 2 | Reflective Roof
[9 empty] | 315 | 3 | Reflective Roof |  |  |  | 315 | 2 | Reflective Roof
[9 empty] | 316 | 3 | Reflective Roof |  |  |  | 316 | 3 | Reflective Roof
[9 empty] | 317 | 3 | Reflective Roof |  |  |  | 317 | 3 | Reflective Roof
[9 empty] | 318 | single segment | Refrigerator recycling |  |  |  | 318 | 3 | Reflective Roof
[9 empty] | 319 | 1 | RET 2L4'T8, 1EB |  |  |  | 319 | 3 | Reflective Roof
[9 empty] | 320 | 2 | RET 2L4'T8, 1EB |  |  |  | 320 | single segment | Refrigerator recycling
[9 empty] | 321 | 3 | RET 2L4'T8, 1EB |  |  |  | 321 | 1 | RET 2L4'T8, 1EB
[9 empty] | 322 | 1 | ROB 2L4'T8, 1EB |  |  |  | 322 | 2 | RET 2L4'T8, 1EB
[9 empty] | 323 | 2 | ROB 2L4'T8, 1EB |  |  |  | 323 | 3 | RET 2L4'T8, 1EB
[9 empty] | 324 | 3 | ROB 2L4'T8, 1EB |  |  |  | 324 | 1 | ROB 2L4'T8, 1EB
[9 empty] | 325 | 1 | Sealed Attic w/Sprayed Foam Insulated Roof Deck |  |  |  | 325 | 2 | ROB 2L4'T8, 1EB
[9 empty] | 326 | 2 | Sealed Attic w/Sprayed Foam Insulated Roof Deck |  |  |  | 326 | 3 | ROB 2L4'T8, 1EB
[9 empty] | 327 | 2 | Sealed Attic w/Sprayed Foam Insulated Roof Deck |  |  |  | 327 | 1 | Sealed Attic w/Sprayed Foam Insulated Roof Deck
[9 empty] | 328 | 3 | Sealed Attic w/Sprayed Foam Insulated Roof Deck |  |  |  | 328 | 1 | Sealed Attic w/Sprayed Foam Insulated Roof Deck
[9 empty] | 329 | 2 | Sealed Attics |  |  |  | 329 | 2 | Sealed Attic w/Sprayed Foam Insulated Roof Deck
[9 empty] | 330 | 1 | Single Pane Clear Windows to Double Pane Low-E Windows |  |  |  | 330 | 2 | Sealed Attic w/Sprayed Foam Insulated Roof Deck
[9 empty] | 331 | 1 | Single Pane Clear Windows to Double Pane Low-E Windows |  |  |  | 331 | 3 | Sealed Attic w/Sprayed Foam Insulated Roof Deck
[9 empty] | 332 | 1 | Single Pane Clear Windows to Double Pane Low-E Windows |  |  |  | 332 | 3 | Sealed Attic w/Sprayed Foam Insulated Roof Deck
[9 empty] | 333 | 1 | Single Pane Clear Windows to Double Pane Low-E Windows |  |  |  | 333 | 2 | Sealed Attics
[9 empty] | 334 | 2 | Single Pane Clear Windows to Double Pane Low-E Windows |  |  |  | 334 | 1 | Single Pane Clear Windows to Double Pane Low-E Windows
[9 empty] | 335 | 2 | Single Pane Clear Windows to Double Pane Low-E Windows |  |  |  | 335 | 1 | Single Pane Clear Windows to Double Pane Low-E Windows
[9 empty] | 336 | 2 | Single Pane Clear Windows to Double Pane Low-E Windows |  |  |  | 336 | 1 | Single Pane Clear Windows to Double Pane Low-E Windows
[9 empty] | 337 | 2 | Single Pane Clear Windows to Double Pane Low-E Windows |  |  |  | 337 | 1 | Single Pane Clear Windows to Double Pane Low-E Windows
[9 empty] | 338 | 3 | Single Pane Clear Windows to Double Pane Low-E Windows |  |  |  | 338 | 2 | Single Pane Clear Windows to Double Pane Low-E Windows
[9 empty] | 339 | 3 | Single Pane Clear Windows to Double Pane Low-E Windows |  |  |  | 339 | 2 | Single Pane Clear Windows to Double Pane Low-E Windows
[9 empty] | 340 | 3 | Single Pane Clear Windows to Double Pane Low-E Windows |  |  |  | 340 | 2 | Single Pane Clear Windows to Double Pane Low-E Windows
[9 empty] | 341 | 3 | Single Pane Clear Windows to Double Pane Low-E Windows |  |  |  | 341 | 2 | Single Pane Clear Windows to Double Pane Low-E Windows
[9 empty] | 342 | single segment | Smart Plug |  |  |  | 342 | 3 | Single Pane Clear Windows to Double Pane Low-E Windows
[9 empty] | 343 | 1 | Two Speed Pool Pump (1.5 hp) |  |  |  | 343 | 3 | Single Pane Clear Windows to Double Pane Low-E Windows
[9 empty] | 344 | 2 | Two Speed Pool Pump (1.5 hp) |  |  |  | 344 | 3 | Single Pane Clear Windows to Double Pane Low-E Windows
[9 empty] | 345 | 3 | Two Speed Pool Pump (1.5 hp) |  |  |  | 345 | 3 | Single Pane Clear Windows to Double Pane Low-E Windows
[9 empty] | 346 | 1 | Variable-Speed Pool Pump (<1 hp) |  |  |  | 346 | single segment | Smart Plug
[9 empty] | 347 | 2 | Variable-Speed Pool Pump (<1 hp) |  |  |  | 347 | 1 | Wall 2x4 R-0 to Blow-In R-13 Insulation
[9 empty] | 348 | 3 | Variable-Speed Pool Pump (<1 hp) |  |  |  | 348 | 1 | Wall 2x4 R-0 to Blow-In R-13 Insulation
[9 empty] | 349 | 1 | Wall 2x4 R-0 to Blow-In R-13 Insulation |  |  |  | 349 | 1 | Wall 2x4 R-0 to Blow-In R-13 Insulation
[9 empty] | 350 | 1 | Wall 2x4 R-0 to Blow-In R-13 Insulation |  |  |  | 350 | 1 | Wall 2x4 R-0 to Blow-In R-13 Insulation
[9 empty] | 351 | 1 | Wall 2x4 R-0 to Blow-In R-13 Insulation |  |  |  | 351 | 2 | Wall 2x4 R-0 to Blow-In R-13 Insulation
[9 empty] | 352 | 1 | Wall 2x4 R-0 to Blow-In R-13 Insulation |  |  |  | 352 | 2 | Wall 2x4 R-0 to Blow-In R-13 Insulation
[9 empty] | 353 | 2 | Wall 2x4 R-0 to Blow-In R-13 Insulation |  |  |  | 353 | 2 | Wall 2x4 R-0 to Blow-In R-13 Insulation
[9 empty] | 354 | 2 | Wall 2x4 R-0 to Blow-In R-13 Insulation |  |  |  | 354 | 2 | Wall 2x4 R-0 to Blow-In R-13 Insulation
[9 empty] | 355 | 2 | Wall 2x4 R-0 to Blow-In R-13 Insulation |  |  |  | 355 | 3 | Wall 2x4 R-0 to Blow-In R-13 Insulation
[9 empty] | 356 | 2 | Wall 2x4 R-0 to Blow-In R-13 Insulation |  |  |  | 356 | 3 | Wall 2x4 R-0 to Blow-In R-13 Insulation
[9 empty] | 357 | 3 | Wall 2x4 R-0 to Blow-In R-13 Insulation |  |  |  | 357 | 3 | Wall 2x4 R-0 to Blow-In R-13 Insulation
[9 empty] | 358 | 3 | Wall 2x4 R-0 to Blow-In R-13 Insulation |  |  |  | 358 | 3 | Wall 2x4 R-0 to Blow-In R-13 Insulation
[9 empty] | 359 | 3 | Wall 2x4 R-0 to Blow-In R-13 Insulation |  |  |  | 359 | 1 | Water Heater Blanket
[9 empty] | 360 | 3 | Wall 2x4 R-0 to Blow-In R-13 Insulation |  |  |  | 360 | 2 | Water Heater Blanket
[9 empty] | 361 | 1 | Water Heater Blanket |  |  |  | 361 | 3 | Water Heater Blanket
[9 empty] | 362 | 2 | Water Heater Blanket |  |  |  | 362 | 1 | Water Heater Temperature Check and Adjustment
[9 empty] | 363 | 3 | Water Heater Blanket |  |  |  | 363 | 2 | Water Heater Temperature Check and Adjustment
[9 empty] | 364 | 1 | Water Heater Temperature Check and Adjustment |  |  |  | 364 | 3 | Water Heater Temperature Check and Adjustment
[9 empty] | 365 | 2 | Water Heater Temperature Check and Adjustment |  |  |  | 365 | 1 | Water Heater Timeclock
[9 empty] | 366 | 3 | Water Heater Temperature Check and Adjustment |  |  |  | 366 | 2 | Water Heater Timeclock
[9 empty] | 367 | 1 | Water Heater Timeclock |  |  |  | 367 | 3 | Water Heater Timeclock
[9 empty] | 368 | 2 | Water Heater Timeclock |  |  |  | 368 | 1 | Weather Strip/Caulk w/Blower Door
[9 empty] | 369 | 3 | Water Heater Timeclock |  |  |  | 369 | 1 | Weather Strip/Caulk w/Blower Door
[9 empty] | 370 | 1 | Weather Strip/Caulk w/Blower Door |  |  |  | 370 | 1 | Weather Strip/Caulk w/Blower Door
[9 empty] | 371 | 1 | Weather Strip/Caulk w/Blower Door |  |  |  | 371 | 1 | Weather Strip/Caulk w/Blower Door
[9 empty] | 372 | 1 | Weather Strip/Caulk w/Blower Door |  |  |  | 372 | 2 | Weather Strip/Caulk w/Blower Door
[9 empty] | 373 | 1 | Weather Strip/Caulk w/Blower Door |  |  |  | 373 | 2 | Weather Strip/Caulk w/Blower Door
[9 empty] | 374 | 2 | Weather Strip/Caulk w/Blower Door |  |  |  | 374 | 2 | Weather Strip/Caulk w/Blower Door
[9 empty] | 375 | 2 | Weather Strip/Caulk w/Blower Door |  |  |  | 375 | 2 | Weather Strip/Caulk w/Blower Door
[9 empty] | 376 | 2 | Weather Strip/Caulk w/Blower Door |  |  |  | 376 | 3 | Weather Strip/Caulk w/Blower Door
[9 empty] | 377 | 2 | Weather Strip/Caulk w/Blower Door |  |  |  | 377 | 3 | Weather Strip/Caulk w/Blower Door
[9 empty] | 378 | 3 | Weather Strip/Caulk w/Blower Door |  |  |  | 378 | 3 | Weather Strip/Caulk w/Blower Door
[9 empty] | 379 | 3 | Weather Strip/Caulk w/Blower Door |  |  |  | 379 | 3 | Weather Strip/Caulk w/Blower Door
[9 empty] | 380 | 3 | Weather Strip/Caulk w/Blower Door |  |  |  | 380 | 1 | Window Film
[9 empty] | 381 | 3 | Weather Strip/Caulk w/Blower Door |  |  |  | 381 | 1 | Window Film
[9 empty] | 382 | 1 | Window Film |  |  |  | 382 | 1 | Window Film
[9 empty] | 383 | 1 | Window Film |  |  |  | 383 | 1 | Window Film
[9 empty] | 384 | 1 | Window Film |  |  |  | 384 | 2 | Window Film
[9 empty] | 385 | 1 | Window Film |  |  |  | 385 | 2 | Window Film
[9 empty] | 386 | 2 | Window Film |  |  |  | 386 | 2 | Window Film
[9 empty] | 387 | 2 | Window Film |  |  |  | 387 | 2 | Window Film
[9 empty] | 388 | 2 | Window Film |  |  |  | 388 | 3 | Window Film
[9 empty] | 389 | 2 | Window Film |  |  |  | 389 | 3 | Window Film
[9 empty] | 390 | 3 | Window Film |  |  |  | 390 | 3 | Window Film
[9 empty] | 391 | 3 | Window Film |  |  |  | 391 | 3 | Window Film
[9 empty] | 392 | 3 | Window Film |  |  |  | 392 | 1 | Window Tinting
[9 empty] | 393 | 3 | Window Film |  |  |  | 393 | 1 | Window Tinting
[9 empty] | 394 | 1 | Window Tinting |  |  |  | 394 | 1 | Window Tinting
[9 empty] | 395 | 1 | Window Tinting |  |  |  | 395 | 1 | Window Tinting
[9 empty] | 396 | 1 | Window Tinting |  |  |  | 396 | 2 | Window Tinting
[9 empty] | 397 | 1 | Window Tinting |  |  |  | 397 | 2 | Window Tinting
[9 empty] | 398 | 2 | Window Tinting |  |  |  | 398 | 2 | Window Tinting
[9 empty] | 399 | 2 | Window Tinting |  |  |  | 399 | 2 | Window Tinting
[9 empty] | 400 | 2 | Window Tinting |  |  |  | 400 | 3 | Window Tinting
[9 empty] | 401 | 2 | Window Tinting |  |  |  | 401 | 3 | Window Tinting
[9 empty] | 402 | 3 | Window Tinting |  |  |  | 402 | 3 | Window Tinting
[9 empty] | 403 | 3 | Window Tinting |  |  |  | 403 | 3 | Window Tinting
[9 empty] | 404 | 3 | Window Tinting
[9 empty] | 405 | 3 | Window Tinting
Commercial
[6 empty] | RIM | [5 empty] | TRC
[6 empty] | Base Fuel |  | Passing | Failing |  |  | Base Fuel |  | Passing | Failing
[6 empty] | # | Building Segment | Measure Name | # | Building Segment | Measure Name | # | Building Segment | Measure Name | # | Building Segment | Measure Name
[6 empty] | 1 | 1 | Aerosole Duct Sealing | 1 | single segment | 0.5 Faucet Aerator (DI) - Commercial Private Use | 1 | single segment | 0.5 Faucet Aerator (DI) - Commercial Public Use | 1 | single segment | 0.5 Faucet Aerator (DI) - Commercial Private Use
[6 empty] | 2 | 1 | Aerosole Duct Sealing | 2 | single segment | 0.5 Faucet Aerator (DI) - Commercial Public Use | 2 | single segment | 0.5 Faucet Aerator (DI) - Commercial School Use | 2 | single segment | 1.0 Faucet Aerator (DI) - Commercial Private Use
[6 empty] | 3 | 1 | Aerosole Duct Sealing | 3 | single segment | 0.5 Faucet Aerator (DI) - Commercial School Use | 3 | 1 | Aerosole Duct Sealing | 3 | single segment | 1.0 Faucet Aerator (DI) - Commercial Public Use
[6 empty] | 4 | 2 | Aerosole Duct Sealing | 4 | single segment | 1.0 Faucet Aerator (DI) - Commercial Private Use | 4 | 1 | Aerosole Duct Sealing | 4 | single segment | 1.0 Faucet Aerator (DI) - Commercial School Use
[6 empty] | 5 | 2 | Aerosole Duct Sealing | 5 | single segment | 1.0 Faucet Aerator (DI) - Commercial Public Use | 5 | 1 | Aerosole Duct Sealing | 5 | single segment | 1.5 Faucet Aerator (DI) - Commercial Private Use
[6 empty] | 6 | 2 | Aerosole Duct Sealing | 6 | single segment | 1.0 Faucet Aerator (DI) - Commercial School Use | 6 | 2 | Aerosole Duct Sealing | 6 | single segment | 1.5 Faucet Aerator (DI) - Commercial Public Use
[6 empty] | 7 | 3 | Aerosole Duct Sealing | 7 | single segment | 1.5 Faucet Aerator (DI) - Commercial Private Use | 7 | 2 | Aerosole Duct Sealing | 7 | 9 | Aerosole Duct Sealing
[6 empty] | 8 | 3 | Aerosole Duct Sealing | 8 | single segment | 1.5 Faucet Aerator (DI) - Commercial Public Use | 8 | 2 | Aerosole Duct Sealing | 8 | 9 | Air Handler Optimization
[6 empty] | 9 | 3 | Aerosole Duct Sealing | 9 | 6 | Aerosole Duct Sealing | 9 | 3 | Aerosole Duct Sealing | 9 | 11 | Air Handler Optimization
[6 empty] | 10 | 4 | Aerosole Duct Sealing | 10 | 9 | Aerosole Duct Sealing | 10 | 3 | Aerosole Duct Sealing | 10 | 1 | Anti-sweat (humidistat) controls
[6 empty] | 11 | 4 | Aerosole Duct Sealing | 11 | 9 | Aerosole Duct Sealing | 11 | 3 | Aerosole Duct Sealing | 11 | 2 | Anti-sweat (humidistat) controls
[6 empty] | 12 | 4 | Aerosole Duct Sealing | 12 | 9 | Aerosole Duct Sealing | 12 | 4 | Aerosole Duct Sealing | 12 | 3 | Anti-sweat (humidistat) controls
[6 empty] | 13 | 5 | Aerosole Duct Sealing | 13 | 11 | Aerosole Duct Sealing | 13 | 4 | Aerosole Duct Sealing | 13 | 5 | Anti-sweat (humidistat) controls
[6 empty] | 14 | 5 | Aerosole Duct Sealing | 14 | 1 | Air Handler Optimization | 14 | 4 | Aerosole Duct Sealing | 14 | 6 | Anti-sweat (humidistat) controls
[6 empty] | 15 | 5 | Aerosole Duct Sealing | 15 | 2 | Air Handler Optimization | 15 | 5 | Aerosole Duct Sealing | 15 | 7 | Anti-sweat (humidistat) controls
[6 empty] | 16 | 6 | Aerosole Duct Sealing | 16 | 3 | Air Handler Optimization | 16 | 5 | Aerosole Duct Sealing | 16 | 8 | Anti-sweat (humidistat) controls
[6 empty] | 17 | 6 | Aerosole Duct Sealing | 17 | 4 | Air Handler Optimization | 17 | 5 | Aerosole Duct Sealing | 17 | 9 | Anti-sweat (humidistat) controls
[6 empty] | 18 | 7 | Aerosole Duct Sealing | 18 | 5 | Air Handler Optimization | 18 | 6 | Aerosole Duct Sealing | 18 | 10 | Anti-sweat (humidistat) controls
[6 empty] | 19 | 7 | Aerosole Duct Sealing | 19 | 6 | Air Handler Optimization | 19 | 6 | Aerosole Duct Sealing | 19 | 11 | Anti-sweat (humidistat) controls
[6 empty] | 20 | 7 | Aerosole Duct Sealing | 20 | 7 | Air Handler Optimization | 20 | 6 | Aerosole Duct Sealing | 20 | 1 | Base Centrifugal Chiller, 0.58 kW/ton, 500 tons
[6 empty] | 21 | 8 | Aerosole Duct Sealing | 21 | 8 | Air Handler Optimization | 21 | 7 | Aerosole Duct Sealing | 21 | 2 | Base Centrifugal Chiller, 0.58 kW/ton, 500 tons
[6 empty] | 22 | 8 | Aerosole Duct Sealing | 22 | 9 | Air Handler Optimization | 22 | 7 | Aerosole Duct Sealing | 22 | 3 | Base Centrifugal Chiller, 0.58 kW/ton, 500 tons
[6 empty] | 23 | 8 | Aerosole Duct Sealing | 23 | 10 | Air Handler Optimization | 23 | 7 | Aerosole Duct Sealing | 23 | 4 | Base Centrifugal Chiller, 0.58 kW/ton, 500 tons
[6 empty] | 24 | 10 | Aerosole Duct Sealing | 24 | 11 | Air Handler Optimization | 24 | 8 | Aerosole Duct Sealing | 24 | 5 | Base Centrifugal Chiller, 0.58 kW/ton, 500 tons
[6 empty] | 25 | 10 | Aerosole Duct Sealing | 25 | 1 | Anti-sweat (humidistat) controls | 25 | 8 | Aerosole Duct Sealing | 25 | 6 | Base Centrifugal Chiller, 0.58 kW/ton, 500 tons
[6 empty] | 26 | 10 | Aerosole Duct Sealing | 26 | 2 | Anti-sweat (humidistat) controls | 26 | 8 | Aerosole Duct Sealing | 26 | 7 | Base Centrifugal Chiller, 0.58 kW/ton, 500 tons
[6 empty] | 27 | 11 | Aerosole Duct Sealing | 27 | 3 | Anti-sweat (humidistat) controls | 27 | 9 | Aerosole Duct Sealing | 27 | 8 | Base Centrifugal Chiller, 0.58 kW/ton, 500 tons
[6 empty] | 28 | 11 | Aerosole Duct Sealing | 28 | 5 | Anti-sweat (humidistat) controls | 28 | 9 | Aerosole Duct Sealing | 28 | 9 | Base Centrifugal Chiller, 0.58 kW/ton, 500 tons
[6 empty] | 29 | 4 | Anti-sweat (humidistat) controls | 29 | 6 | Anti-sweat (humidistat) controls | 29 | 10 | Aerosole Duct Sealing | 29 | 10 | Base Centrifugal Chiller, 0.58 kW/ton, 500 tons
[6 empty] | 30 | 1 | Ceiling Insulation | 30 | 7 | Anti-sweat (humidistat) controls | 30 | 10 | Aerosole Duct Sealing | 30 | 11 | Base Centrifugal Chiller, 0.58 kW/ton, 500 tons
[6 empty] | 31 | 1 | Ceiling Insulation | 31 | 8 | Anti-sweat (humidistat) controls | 31 | 10 | Aerosole Duct Sealing | 31 | 1 | Base CFL
[6 empty] | 32 | 1 | Ceiling Insulation | 32 | 9 | Anti-sweat (humidistat) controls | 32 | 11 | Aerosole Duct Sealing | 32 | 2 | Base CFL
[6 empty] | 33 | 2 | Ceiling Insulation | 33 | 10 | Anti-sweat (humidistat) controls | 33 | 11 | Aerosole Duct Sealing | 33 | 3 | Base CFL
[6 empty] | 34 | 2 | Ceiling Insulation | 34 | 11 | Anti-sweat (humidistat) controls | 34 | 11 | Aerosole Duct Sealing | 34 | 4 | Base CFL
[6 empty] | 35 | 2 | Ceiling Insulation | 35 | 1 | Base Centrifugal Chiller, 0.58 kW/ton, 500 tons | 35 | 1 | Air Handler Optimization | 35 | 5 | Base CFL
[6 empty] | 36 | 3 | Ceiling Insulation | 36 | 2 | Base Centrifugal Chiller, 0.58 kW/ton, 500 tons | 36 | 2 | Air Handler Optimization | 36 | 6 | Base CFL
[6 empty] | 37 | 3 | Ceiling Insulation | 37 | 3 | Base Centrifugal Chiller, 0.58 kW/ton, 500 tons | 37 | 3 | Air Handler Optimization | 37 | 7 | Base CFL
[6 empty] | 38 | 3 | Ceiling Insulation | 38 | 4 | Base Centrifugal Chiller, 0.58 kW/ton, 500 tons | 38 | 4 | Air Handler Optimization | 38 | 8 | Base CFL
[6 empty] | 39 | 4 | Ceiling Insulation | 39 | 5 | Base Centrifugal Chiller, 0.58 kW/ton, 500 tons | 39 | 5 | Air Handler Optimization | 39 | 9 | Base CFL
[6 empty] | 40 | 4 | Ceiling Insulation | 40 | 6 | Base Centrifugal Chiller, 0.58 kW/ton, 500 tons | 40 | 6 | Air Handler Optimization | 40 | 10 | Base CFL
[6 empty] | 41 | 4 | Ceiling Insulation | 41 | 7 | Base Centrifugal Chiller, 0.58 kW/ton, 500 tons | 41 | 7 | Air Handler Optimization | 41 | 11 | Base CFL
[6 empty] | 42 | 5 | Ceiling Insulation | 42 | 8 | Base Centrifugal Chiller, 0.58 kW/ton, 500 tons | 42 | 8 | Air Handler Optimization | 42 | 1 | Base Commercial Fryers
[6 empty] | 43 | 5 | Ceiling Insulation | 43 | 9 | Base Centrifugal Chiller, 0.58 kW/ton, 500 tons | 43 | 10 | Air Handler Optimization | 43 | 2 | Base Commercial Fryers
[6 empty] | 44 | 5 | Ceiling Insulation | 44 | 10 | Base Centrifugal Chiller, 0.58 kW/ton, 500 tons | 44 | 4 | Anti-sweat (humidistat) controls | 44 | 3 | Base Commercial Fryers
[6 empty] | 45 | 6 | Ceiling Insulation | 45 | 11 | Base Centrifugal Chiller, 0.58 kW/ton, 500 tons | 45 | 1 | Ceiling Insulation | 45 | 4 | Base Commercial Fryers
[6 empty] | 46 | 6 | Ceiling Insulation | 46 | 1 | Base CFL | 46 | 1 | Ceiling Insulation | 46 | 5 | Base Commercial Fryers
[6 empty] | 47 | 6 | Ceiling Insulation | 47 | 2 | Base CFL | 47 | 1 | Ceiling Insulation | 47 | 6 | Base Commercial Fryers
[6 empty] | 48 | 7 | Ceiling Insulation | 48 | 3 | Base CFL | 48 | 2 | Ceiling Insulation | 48 | 7 | Base Commercial Fryers
[6 empty] | 49 | 7 | Ceiling Insulation | 49 | 4 | Base CFL | 49 | 2 | Ceiling Insulation | 49 | 8 | Base Commercial Fryers
[6 empty] | 50 | 7 | Ceiling Insulation | 50 | 5 | Base CFL | 50 | 2 | Ceiling Insulation | 50 | 9 | Base Commercial Fryers
[6 empty] | 51 | 8 | Ceiling Insulation | 51 | 6 | Base CFL | 51 | 3 | Ceiling Insulation | 51 | 10 | Base Commercial Fryers
[6 empty] | 52 | 8 | Ceiling Insulation | 52 | 7 | Base CFL | 52 | 3 | Ceiling Insulation | 52 | 11 | Base Commercial Fryers
[6 empty] | 53 | 8 | Ceiling Insulation | 53 | 8 | Base CFL | 53 | 3 | Ceiling Insulation | 53 | 1 | Base Commercial Ovens
[6 empty] | 54 | 9 | Ceiling Insulation | 54 | 9 | Base CFL | 54 | 4 | Ceiling Insulation | 54 | 2 | Base Commercial Ovens
[6 empty] | 55 | 9 | Ceiling Insulation | 55 | 10 | Base CFL | 55 | 4 | Ceiling Insulation | 55 | 3 | Base Commercial Ovens
[6 empty] | 56 | 9 | Ceiling Insulation | 56 | 11 | Base CFL | 56 | 4 | Ceiling Insulation | 56 | 4 | Base Commercial Ovens
[6 empty] | 57 | 10 | Ceiling Insulation | 57 | 1 | Base Commercial Fryers | 57 | 5 | Ceiling Insulation | 57 | 5 | Base Commercial Ovens
[6 empty] | 58 | 10 | Ceiling Insulation | 58 | 2 | Base Commercial Fryers | 58 | 5 | Ceiling Insulation | 58 | 6 | Base Commercial Ovens
[6 empty] | 59 | 10 | Ceiling Insulation | 59 | 3 | Base Commercial Fryers | 59 | 5 | Ceiling Insulation | 59 | 7 | Base Commercial Ovens
[6 empty] | 60 | 11 | Ceiling Insulation | 60 | 4 | Base Commercial Fryers | 60 | 6 | Ceiling Insulation | 60 | 8 | Base Commercial Ovens
[6 empty] | 61 | 11 | Ceiling Insulation | 61 | 5 | Base Commercial Fryers | 61 | 6 | Ceiling Insulation | 61 | 9 | Base Commercial Ovens
[6 empty] | 62 | 11 | Ceiling Insulation | 62 | 6 | Base Commercial Fryers | 62 | 6 | Ceiling Insulation | 62 | 10 | Base Commercial Ovens
[6 empty] | 63 | 1 | Centrifugal Chiller, 0.51 kW/ton, 500 tons | 63 | 7 | Base Commercial Fryers | 63 | 7 | Ceiling Insulation | 63 | 11 | Base Commercial Ovens
[6 empty] | 64 | 2 | Centrifugal Chiller, 0.51 kW/ton, 500 tons | 64 | 8 | Base Commercial Fryers | 64 | 7 | Ceiling Insulation | 64 | 1 | Base Copier
[6 empty] | 65 | 3 | Centrifugal Chiller, 0.51 kW/ton, 500 tons | 65 | 9 | Base Commercial Fryers | 65 | 7 | Ceiling Insulation | 65 | 2 | Base Copier
[6 empty] | 66 | 4 | Centrifugal Chiller, 0.51 kW/ton, 500 tons | 66 | 10 | Base Commercial Fryers | 66 | 8 | Ceiling Insulation | 66 | 3 | Base Copier
[6 empty] | 67 | 5 | Centrifugal Chiller, 0.51 kW/ton, 500 tons | 67 | 11 | Base Commercial Fryers | 67 | 8 | Ceiling Insulation | 67 | 4 | Base Copier
[6 empty] | 68 | 6 | Centrifugal Chiller, 0.51 kW/ton, 500 tons | 68 | 1 | Base Commercial Ovens | 68 | 8 | Ceiling Insulation | 68 | 5 | Base Copier
[6 empty] | 69 | 7 | Centrifugal Chiller, 0.51 kW/ton, 500 tons | 69 | 2 | Base Commercial Ovens | 69 | 9 | Ceiling Insulation | 69 | 6 | Base Copier
[6 empty] | 70 | 8 | Centrifugal Chiller, 0.51 kW/ton, 500 tons | 70 | 3 | Base Commercial Ovens | 70 | 9 | Ceiling Insulation | 70 | 7 | Base Copier
[6 empty] | 71 | 10 | Centrifugal Chiller, 0.51 kW/ton, 500 tons | 71 | 4 | Base Commercial Ovens | 71 | 10 | Ceiling Insulation | 71 | 8 | Base Copier
[6 empty] | 72 | 11 | Centrifugal Chiller, 0.51 kW/ton, 500 tons | 72 | 5 | Base Commercial Ovens | 72 | 10 | Ceiling Insulation | 72 | 9 | Base Copier
[6 empty] | 73 | 1 | CFL Hardwired, Modular 18W | 73 | 6 | Base Commercial Ovens | 73 | 10 | Ceiling Insulation | 73 | 10 | Base Copier
[6 empty] | 74 | 2 | CFL Hardwired, Modular 18W | 74 | 7 | Base Commercial Ovens | 74 | 11 | Ceiling Insulation | 74 | 11 | Base Copier
[6 empty] | 75 | 3 | CFL Hardwired, Modular 18W | 75 | 8 | Base Commercial Ovens | 75 | 11 | Ceiling Insulation | 75 | 1 | Base Desktop PC
[6 empty] | 76 | 4 | CFL Hardwired, Modular 18W | 76 | 9 | Base Commercial Ovens | 76 | 11 | Ceiling Insulation | 76 | 2 | Base Desktop PC
[6 empty] | 77 | 5 | CFL Hardwired, Modular 18W | 77 | 10 | Base Commercial Ovens | 77 | 1 | Centrifugal Chiller, 0.51 kW/ton, 500 tons | 77 | 3 | Base Desktop PC
[6 empty] | 78 | 6 | CFL Hardwired, Modular 18W | 78 | 11 | Base Commercial Ovens | 78 | 2 | Centrifugal Chiller, 0.51 kW/ton, 500 tons | 78 | 4 | Base Desktop PC
[6 empty] | 79 | 7 | CFL Hardwired, Modular 18W | 79 | 1 | Base Copier | 79 | 3 | Centrifugal Chiller, 0.51 kW/ton, 500 tons | 79 | 5 | Base Desktop PC
[6 empty] | 80 | 8 | CFL Hardwired, Modular 18W | 80 | 2 | Base Copier | 80 | 4 | Centrifugal Chiller, 0.51 kW/ton, 500 tons | 80 | 6 | Base Desktop PC
[6 empty] | 81 | 9 | CFL Hardwired, Modular 18W | 81 | 3 | Base Copier | 81 | 5 | Centrifugal Chiller, 0.51 kW/ton, 500 tons | 81 | 7 | Base Desktop PC
[6 empty] | 82 | 10 | CFL Hardwired, Modular 18W | 82 | 4 | Base Copier | 82 | 6 | Centrifugal Chiller, 0.51 kW/ton, 500 tons | 82 | 8 | Base Desktop PC
[6 empty] | 83 | 11 | CFL Hardwired, Modular 18W | 83 | 5 | Base Copier | 83 | 7 | Centrifugal Chiller, 0.51 kW/ton, 500 tons | 83 | 9 | Base Desktop PC
[6 empty] | 84 | 1 | CFL Screw-in 18W | 84 | 6 | Base Copier | 84 | 8 | Centrifugal Chiller, 0.51 kW/ton, 500 tons | 84 | 10 | Base Desktop PC
[6 empty] | 85 | 2 | CFL Screw-in 18W | 85 | 7 | Base Copier | 85 | 9 | Centrifugal Chiller, 0.51 kW/ton, 500 tons | 85 | 11 | Base Desktop PC
[6 empty] | 86 | 3 | CFL Screw-in 18W | 86 | 8 | Base Copier | 86 | 10 | Centrifugal Chiller, 0.51 kW/ton, 500 tons | 86 | 1 | Base DX Packaged System, EER=10.3, 10 tons
[6 empty] | 87 | 4 | CFL Screw-in 18W | 87 | 9 | Base Copier | 87 | 11 | Centrifugal Chiller, 0.51 kW/ton, 500 tons | 87 | 2 | Base DX Packaged System, EER=10.3, 10 tons
[6 empty] | 88 | 5 | CFL Screw-in 18W | 88 | 10 | Base Copier | 88 | 1 | CFL Hardwired, Modular 18W | 88 | 3 | Base DX Packaged System, EER=10.3, 10 tons
[6 empty] | 89 | 6 | CFL Screw-in 18W | 89 | 11 | Base Copier | 89 | 2 | CFL Hardwired, Modular 18W | 89 | 4 | Base DX Packaged System, EER=10.3, 10 tons
[6 empty] | 90 | 7 | CFL Screw-in 18W | 90 | 1 | Base Desktop PC | 90 | 3 | CFL Hardwired, Modular 18W | 90 | 5 | Base DX Packaged System, EER=10.3, 10 tons
[6 empty] | 91 | 8 | CFL Screw-in 18W | 91 | 2 | Base Desktop PC | 91 | 4 | CFL Hardwired, Modular 18W | 91 | 6 | Base DX Packaged System, EER=10.3, 10 tons
[6 empty] | 92 | 9 | CFL Screw-in 18W | 92 | 3 | Base Desktop PC | 92 | 5 | CFL Hardwired, Modular 18W | 92 | 7 | Base DX Packaged System, EER=10.3, 10 tons
[6 empty] | 93 | 10 | CFL Screw-in 18W | 93 | 4 | Base Desktop PC | 93 | 6 | CFL Hardwired, Modular 18W | 93 | 8 | Base DX Packaged System, EER=10.3, 10 tons
[6 empty] | 94 | 11 | CFL Screw-in 18W | 94 | 5 | Base Desktop PC | 94 | 7 | CFL Hardwired, Modular 18W | 94 | 9 | Base DX Packaged System, EER=10.3, 10 tons
[6 empty] | 95 | 1 | Chiller Tune Up/Diagnostics | 95 | 6 | Base Desktop PC | 95 | 8 | CFL Hardwired, Modular 18W | 95 | 10 | Base DX Packaged System, EER=10.3, 10 tons
[6 empty] | 96 | 2 | Chiller Tune Up/Diagnostics | 96 | 7 | Base Desktop PC | 96 | 9 | CFL Hardwired, Modular 18W | 96 | 11 | Base DX Packaged System, EER=10.3, 10 tons
[6 empty] | 97 | 3 | Chiller Tune Up/Diagnostics | 97 | 8 | Base Desktop PC | 97 | 10 | CFL Hardwired, Modular 18W | 97 | 1 | Base Exit Sign
[6 empty] | 98 | 4 | Chiller Tune Up/Diagnostics | 98 | 9 | Base Desktop PC | 98 | 11 | CFL Hardwired, Modular 18W | 98 | 2 | Base Exit Sign
[6 empty] | 99 | 5 | Chiller Tune Up/Diagnostics | 99 | 10 | Base Desktop PC | 99 | 1 | CFL Screw-in 18W | 99 | 3 | Base Exit Sign
[6 empty] | 100 | 6 | Chiller Tune Up/Diagnostics | 100 | 11 | Base Desktop PC | 100 | 2 | CFL Screw-in 18W | 100 | 4 | Base Exit Sign
[6 empty] | 101 | 7 | Chiller Tune Up/Diagnostics | 101 | 1 | Base DX Packaged System, EER=10.3, 10 tons | 101 | 3 | CFL Screw-in 18W | 101 | 5 | Base Exit Sign
[6 empty] | 102 | 8 | Chiller Tune Up/Diagnostics | 102 | 2 | Base DX Packaged System, EER=10.3, 10 tons | 102 | 4 | CFL Screw-in 18W | 102 | 6 | Base Exit Sign
[6 empty] | 103 | 10 | Chiller Tune Up/Diagnostics | 103 | 3 | Base DX Packaged System, EER=10.3, 10 tons | 103 | 5 | CFL Screw-in 18W | 103 | 7 | Base Exit Sign
[6 empty] | 104 | 4 | Compressor VSD retrofit | 104 | 4 | Base DX Packaged System, EER=10.3, 10 tons | 104 | 6 | CFL Screw-in 18W | 104 | 8 | Base Exit Sign
[6 empty] | 105 | 1 | Continuous Dimming | 105 | 5 | Base DX Packaged System, EER=10.3, 10 tons | 105 | 7 | CFL Screw-in 18W | 105 | 9 | Base Exit Sign
[6 empty] | 106 | 2 | Continuous Dimming | 106 | 6 | Base DX Packaged System, EER=10.3, 10 tons | 106 | 8 | CFL Screw-in 18W | 106 | 10 | Base Exit Sign
[6 empty] | 107 | 3 | Continuous Dimming | 107 | 7 | Base DX Packaged System, EER=10.3, 10 tons | 107 | 9 | CFL Screw-in 18W | 107 | 11 | Base Exit Sign
[6 empty] | 108 | 4 | Continuous Dimming | 108 | 8 | Base DX Packaged System, EER=10.3, 10 tons | 108 | 10 | CFL Screw-in 18W | 108 | 1 | Base Fan Motor, 15hp, 1800rpm, 91.0%
[6 empty] | 109 | 5 | Continuous Dimming | 109 | 9 | Base DX Packaged System, EER=10.3, 10 tons | 109 | 11 | CFL Screw-in 18W | 109 | 2 | Base Fan Motor, 15hp, 1800rpm, 91.0%
[6 empty] | 110 | 6 | Continuous Dimming | 110 | 10 | Base DX Packaged System, EER=10.3, 10 tons | 110 | 1 | Chiller Tune Up/Diagnostics | 110 | 3 | Base Fan Motor, 15hp, 1800rpm, 91.0%
[6 empty] | 111 | 7 | Continuous Dimming | 111 | 11 | Base DX Packaged System, EER=10.3, 10 tons | 111 | 2 | Chiller Tune Up/Diagnostics | 111 | 4 | Base Fan Motor, 15hp, 1800rpm, 91.0%
[6 empty] | 112 | 8 | Continuous Dimming | 112 | 1 | Base Exit Sign | 112 | 3 | Chiller Tune Up/Diagnostics | 112 | 5 | Base Fan Motor, 15hp, 1800rpm, 91.0%
[6 empty] | 113 | 9 | Continuous Dimming | 113 | 2 | Base Exit Sign | 113 | 4 | Chiller Tune Up/Diagnostics | 113 | 6 | Base Fan Motor, 15hp, 1800rpm, 91.0%
[6 empty] | 114 | 10 | Continuous Dimming | 114 | 3 | Base Exit Sign | 114 | 5 | Chiller Tune Up/Diagnostics | 114 | 7 | Base Fan Motor, 15hp, 1800rpm, 91.0%
[6 empty] | 115 | 11 | Continuous Dimming | 115 | 4 | Base Exit Sign | 115 | 6 | Chiller Tune Up/Diagnostics | 115 | 8 | Base Fan Motor, 15hp, 1800rpm, 91.0%
[6 empty] | 116 | 1 | Cool Roof - Chiller | 116 | 5 | Base Exit Sign | 116 | 7 | Chiller Tune Up/Diagnostics | 116 | 9 | Base Fan Motor, 15hp, 1800rpm, 91.0%
[6 empty] | 117 | 2 | Cool Roof - Chiller | 117 | 6 | Base Exit Sign | 117 | 8 | Chiller Tune Up/Diagnostics | 117 | 10 | Base Fan Motor, 15hp, 1800rpm, 91.0%
[6 empty] | 118 | 3 | Cool Roof - Chiller | 118 | 7 | Base Exit Sign | 118 | 10 | Chiller Tune Up/Diagnostics | 118 | 11 | Base Fan Motor, 15hp, 1800rpm, 91.0%
[6 empty] | 119 | 4 | Cool Roof - Chiller | 119 | 8 | Base Exit Sign | 119 | 11 | Chiller Tune Up/Diagnostics | 119 | 1 | Base Fluorescent Fixture, T12, 34W, EB
[6 empty] | 120 | 5 | Cool Roof - Chiller | 120 | 9 | Base Exit Sign | 120 | 4 | Compressor VSD retrofit | 120 | 2 | Base Fluorescent Fixture, T12, 34W, EB
[6 empty] | 121 | 6 | Cool Roof - Chiller | 121 | 10 | Base Exit Sign | 121 | 1 | Continuous Dimming | 121 | 3 | Base Fluorescent Fixture, T12, 34W, EB
[6 empty] | 122 | 7 | Cool Roof - Chiller | 122 | 11 | Base Exit Sign | 122 | 2 | Continuous Dimming | 122 | 4 | Base Fluorescent Fixture, T12, 34W, EB
[6 empty] | 123 | 8 | Cool Roof - Chiller | 123 | 1 | Base Fan Motor, 15hp, 1800rpm, 91.0% | 123 | 3 | Continuous Dimming | 123 | 5 | Base Fluorescent Fixture, T12, 34W, EB
[6 empty] | 124 | 9 | Cool Roof - Chiller | 124 | 2 | Base Fan Motor, 15hp, 1800rpm, 91.0% | 124 | 4 | Continuous Dimming | 124 | 6 | Base Fluorescent Fixture, T12, 34W, EB
[6 empty] | 125 | 10 | Cool Roof - Chiller | 125 | 3 | Base Fan Motor, 15hp, 1800rpm, 91.0% | 125 | 7 | Continuous Dimming | 125 | 7 | Base Fluorescent Fixture, T12, 34W, EB
[6 empty] | 126 | 11 | Cool Roof - Chiller | 126 | 4 | Base Fan Motor, 15hp, 1800rpm, 91.0% | 126 | 8 | Continuous Dimming | 126 | 8 | Base Fluorescent Fixture, T12, 34W, EB
[6 empty] | 127 | 1 | Cool Roof - DX | 127 | 5 | Base Fan Motor, 15hp, 1800rpm, 91.0% | 127 | 11 | Continuous Dimming | 127 | 9 | Base Fluorescent Fixture, T12, 34W, EB
[6 empty] | 128 | 1 | Cool Roof - DX | 128 | 6 | Base Fan Motor, 15hp, 1800rpm, 91.0% | 128 | 2 | Convection Oven | 128 | 10 | Base Fluorescent Fixture, T12, 34W, EB
[6 empty] | 129 | 2 | Cool Roof - DX | 129 | 7 | Base Fan Motor, 15hp, 1800rpm, 91.0% | 129 | 4 | Convection Oven | 129 | 11 | Base Fluorescent Fixture, T12, 34W, EB
[6 empty] | 130 | 2 | Cool Roof - DX | 130 | 8 | Base Fan Motor, 15hp, 1800rpm, 91.0% | 130 | 1 | Cool Roof - Chiller | 130 | 1 | Base High Bay Mercury Vapor, 400W
[6 empty] | 131 | 3 | Cool Roof - DX | 131 | 9 | Base Fan Motor, 15hp, 1800rpm, 91.0% | 131 | 2 | Cool Roof - Chiller | 131 | 2 | Base High Bay Mercury Vapor, 400W
[6 empty] | 132 | 3 | Cool Roof - DX | 132 | 10 | Base Fan Motor, 15hp, 1800rpm, 91.0% | 132 | 3 | Cool Roof - Chiller | 132 | 3 | Base High Bay Mercury Vapor, 400W
[6 empty] | 133 | 4 | Cool Roof - DX | 133 | 11 | Base Fan Motor, 15hp, 1800rpm, 91.0% | 133 | 4 | Cool Roof - Chiller | 133 | 4 | Base High Bay Mercury Vapor, 400W
[6 empty] | 134 | 4 | Cool Roof - DX | 134 | 1 | Base Fluorescent Fixture, T12, 34W, EB | 134 | 5 | Cool Roof - Chiller | 134 | 5 | Base High Bay Mercury Vapor, 400W
[6 empty] | 135 | 5 | Cool Roof - DX | 135 | 2 | Base Fluorescent Fixture, T12, 34W, EB | 135 | 6 | Cool Roof - Chiller | 135 | 6 | Base High Bay Mercury Vapor, 400W
[6 empty] | 136 | 5 | Cool Roof - DX | 136 | 3 | Base Fluorescent Fixture, T12, 34W, EB | 136 | 7 | Cool Roof - Chiller | 136 | 7 | Base High Bay Mercury Vapor, 400W
[6 empty] | 137 | 6 | Cool Roof - DX | 137 | 4 | Base Fluorescent Fixture, T12, 34W, EB | 137 | 8 | Cool Roof - Chiller | 137 | 8 | Base High Bay Mercury Vapor, 400W
[6 empty] | 138 | 6 | Cool Roof - DX | 138 | 5 | Base Fluorescent Fixture, T12, 34W, EB | 138 | 10 | Cool Roof - Chiller | 138 | 9 | Base High Bay Mercury Vapor, 400W
[6 empty] | 139 | 7 | Cool Roof - DX | 139 | 6 | Base Fluorescent Fixture, T12, 34W, EB | 139 | 11 | Cool Roof - Chiller | 139 | 10 | Base High Bay Mercury Vapor, 400W
[6 empty] | 140 | 7 | Cool Roof - DX | 140 | 7 | Base Fluorescent Fixture, T12, 34W, EB | 140 | 1 | Cool Roof - DX | 140 | 11 | Base High Bay Mercury Vapor, 400W
[6 empty] | 141 | 8 | Cool Roof - DX | 141 | 8 | Base Fluorescent Fixture, T12, 34W, EB | 141 | 1 | Cool Roof - DX | 141 | 1 | Base Incandescent Flood, 75W to Screw-in CFL
[6 empty] | 142 | 8 | Cool Roof - DX | 142 | 9 | Base Fluorescent Fixture, T12, 34W, EB | 142 | 2 | Cool Roof - DX | 142 | 2 | Base Incandescent Flood, 75W to Screw-in CFL
[6 empty] | 143 | 9 | Cool Roof - DX | 143 | 10 | Base Fluorescent Fixture, T12, 34W, EB | 143 | 2 | Cool Roof - DX | 143 | 3 | Base Incandescent Flood, 75W to Screw-in CFL
[6 empty] | 144 | 9 | Cool Roof - DX | 144 | 11 | Base Fluorescent Fixture, T12, 34W, EB | 144 | 3 | Cool Roof - DX | 144 | 4 | Base Incandescent Flood, 75W to Screw-in CFL
[6 empty] | 145 | 10 | Cool Roof - DX | 145 | 1 | Base High Bay Mercury Vapor, 400W | 145 | 3 | Cool Roof - DX | 145 | 5 | Base Incandescent Flood, 75W to Screw-in CFL
[6 empty] | 146 | 10 | Cool Roof - DX | 146 | 2 | Base High Bay Mercury Vapor, 400W | 146 | 4 | Cool Roof - DX | 146 | 6 | Base Incandescent Flood, 75W to Screw-in CFL
[6 empty] | 147 | 11 | Cool Roof - DX | 147 | 3 | Base High Bay Mercury Vapor, 400W | 147 | 4 | Cool Roof - DX | 147 | 7 | Base Incandescent Flood, 75W to Screw-in CFL
[6 empty] | 148 | 11 | Cool Roof - DX | 148 | 4 | Base High Bay Mercury Vapor, 400W | 148 | 5 | Cool Roof - DX | 148 | 8 | Base Incandescent Flood, 75W to Screw-in CFL
[6 empty] | 149 | single segment | dehumidification hybrid desiccant heat pump | 149 | 5 | Base High Bay Mercury Vapor, 400W | 149 | 5 | Cool Roof - DX | 149 | 9 | Base Incandescent Flood, 75W to Screw-in CFL
[6 empty] | 150 | 1 | Demand Control Ventilation (DCV) | 150 | 6 | Base High Bay Mercury Vapor, 400W | 150 | 6 | Cool Roof - DX | 150 | 10 | Base Incandescent Flood, 75W to Screw-in CFL
[6 empty] | 151 | 2 | Demand Control Ventilation (DCV) | 151 | 7 | Base High Bay Mercury Vapor, 400W | 151 | 6 | Cool Roof - DX | 151 | 11 | Base Incandescent Flood, 75W to Screw-in CFL
[6 empty] | 152 | 3 | Demand Control Ventilation (DCV) | 152 | 8 | Base High Bay Mercury Vapor, 400W | 152 | 7 | Cool Roof - DX | 152 | 1 | Base Incandescent Flood, 75W to Hardwired CFL
[6 empty] | 153 | 4 | Demand Control Ventilation (DCV) | 153 | 9 | Base High Bay Mercury Vapor, 400W | 153 | 7 | Cool Roof - DX | 153 | 2 | Base Incandescent Flood, 75W to Hardwired CFL
[6 empty] | 154 | 5 | Demand Control Ventilation (DCV) | 154 | 10 | Base High Bay Mercury Vapor, 400W | 154 | 8 | Cool Roof - DX | 154 | 3 | Base Incandescent Flood, 75W to Hardwired CFL
[6 empty] | 155 | 6 | Demand Control Ventilation (DCV) | 155 | 11 | Base High Bay Mercury Vapor, 400W | 155 | 8 | Cool Roof - DX | 155 | 4 | Base Incandescent Flood, 75W to Hardwired CFL
[6 empty] | 156 | 7 | Demand Control Ventilation (DCV) | 156 | 1 | Base Incandescent Flood, 75W to Screw-in CFL | 156 | 10 | Cool Roof - DX | 156 | 5 | Base Incandescent Flood, 75W to Hardwired CFL
[6 empty] | 157 | 8 | Demand Control Ventilation (DCV) | 157 | 2 | Base Incandescent Flood, 75W to Screw-in CFL | 157 | 10 | Cool Roof - DX | 157 | 6 | Base Incandescent Flood, 75W to Hardwired CFL
[6 empty] | 158 | 9 | Demand Control Ventilation (DCV) | 158 | 3 | Base Incandescent Flood, 75W to Screw-in CFL | 158 | 11 | Cool Roof - DX | 158 | 7 | Base Incandescent Flood, 75W to Hardwired CFL
[6 empty] | 159 | 10 | Demand Control Ventilation (DCV) | 159 | 4 | Base Incandescent Flood, 75W to Screw-in CFL | 159 | 11 | Cool Roof - DX | 159 | 8 | Base Incandescent Flood, 75W to Hardwired CFL
[6 empty] | 160 | 11 | Demand Control Ventilation (DCV) | 160 | 5 | Base Incandescent Flood, 75W to Screw-in CFL | 160 | single segment | dehumidification hybrid desiccant heat pump | 160 | 9 | Base Incandescent Flood, 75W to Hardwired CFL
[6 empty] | 161 | 4 | Demand Defrost Electric | 161 | 6 | Base Incandescent Flood, 75W to Screw-in CFL | 161 | 1 | Demand Control Ventilation (DCV) | 161 | 10 | Base Incandescent Flood, 75W to Hardwired CFL
[6 empty] | 162 | 4 | Demand Hot Gas Defrost | 162 | 7 | Base Incandescent Flood, 75W to Screw-in CFL | 162 | 2 | Demand Control Ventilation (DCV) | 162 | 11 | Base Incandescent Flood, 75W to Hardwired CFL
[6 empty] | 163 | 2 | Duct/Pipe Insulation | 163 | 8 | Base Incandescent Flood, 75W to Screw-in CFL | 163 | 4 | Demand Control Ventilation (DCV) | 163 | 1 | Base Laser Printer
[6 empty] | 164 | 7 | Duct/Pipe Insulation | 164 | 9 | Base Incandescent Flood, 75W to Screw-in CFL | 164 | 5 | Demand Control Ventilation (DCV) | 164 | 2 | Base Laser Printer
[6 empty] | 165 | 7 | Duct/Pipe Insulation | 165 | 10 | Base Incandescent Flood, 75W to Screw-in CFL | 165 | 7 | Demand Control Ventilation (DCV) | 165 | 3 | Base Laser Printer
[6 empty] | 166 | 1 | DX Coil Cleaning | 166 | 11 | Base Incandescent Flood, 75W to Screw-in CFL | 166 | 8 | Demand Control Ventilation (DCV) | 166 | 4 | Base Laser Printer
[6 empty] | 167 | 2 | DX Coil Cleaning | 167 | 1 | Base Incandescent Flood, 75W to Hardwired CFL | 167 | 11 | Demand Control Ventilation (DCV) | 167 | 5 | Base Laser Printer
[6 empty] | 168 | 3 | DX Coil Cleaning | 168 | 2 | Base Incandescent Flood, 75W to Hardwired CFL | 168 | 7 | Demand controlled circulating systems | 168 | 6 | Base Laser Printer
[6 empty] | 169 | 4 | DX Coil Cleaning | 169 | 3 | Base Incandescent Flood, 75W to Hardwired CFL | 169 | 8 | Demand controlled circulating systems | 169 | 7 | Base Laser Printer
[6 empty] | 170 | 5 | DX Coil Cleaning | 170 | 4 | Base Incandescent Flood, 75W to Hardwired CFL | 170 | 4 | Demand Defrost Electric | 170 | 8 | Base Laser Printer
[6 empty] | 171 | 6 | DX Coil Cleaning | 171 | 5 | Base Incandescent Flood, 75W to Hardwired CFL | 171 | 4 | Demand Hot Gas Defrost | 171 | 9 | Base Laser Printer
[6 empty] | 172 | 7 | DX Coil Cleaning | 172 | 6 | Base Incandescent Flood, 75W to Hardwired CFL | 172 | 1 | DX Coil Cleaning | 172 | 10 | Base Laser Printer
[6 empty] | 173 | 8 | DX Coil Cleaning | 173 | 7 | Base Incandescent Flood, 75W to Hardwired CFL | 173 | 2 | DX Coil Cleaning | 173 | 11 | Base Laser Printer
[6 empty] | 174 | 10 | DX Coil Cleaning | 174 | 8 | Base Incandescent Flood, 75W to Hardwired CFL | 174 | 3 | DX Coil Cleaning | 174 | 1 | Base Monitor, CRT
[6 empty] | 175 | 2 | DX Packaged System, EER=10.9, 10 tons | 175 | 9 | Base Incandescent Flood, 75W to Hardwired CFL | 175 | 4 | DX Coil Cleaning | 175 | 2 | Base Monitor, CRT
[6 empty] | 176 | 4 | DX Packaged System, EER=10.9, 10 tons | 176 | 10 | Base Incandescent Flood, 75W to Hardwired CFL | 176 | 5 | DX Coil Cleaning | 176 | 3 | Base Monitor, CRT
[6 empty] | 177 | 7 | DX Packaged System, EER=10.9, 10 tons | 177 | 11 | Base Incandescent Flood, 75W to Hardwired CFL | 177 | 6 | DX Coil Cleaning | 177 | 4 | Base Monitor, CRT
[6 empty] | 178 | 8 | DX Packaged System, EER=10.9, 10 tons | 178 | 1 | Base Laser Printer | 178 | 7 | DX Coil Cleaning | 178 | 5 | Base Monitor, CRT
[6 empty] | 179 | 1 | DX Tune Up/ Advanced Diagnostics | 179 | 2 | Base Laser Printer | 179 | 8 | DX Coil Cleaning | 179 | 6 | Base Monitor, CRT
[6 empty] | 180 | 2 | DX Tune Up/ Advanced Diagnostics | 180 | 3 | Base Laser Printer | 180 | 10 | DX Coil Cleaning | 180 | 7 | Base Monitor, CRT
[6 empty] | 181 | 3 | DX Tune Up/ Advanced Diagnostics | 181 | 4 | Base Laser Printer | 181 | 11 | DX Coil Cleaning | 181 | 8 | Base Monitor, CRT
[6 empty] | 182 | 4 | DX Tune Up/ Advanced Diagnostics | 182 | 5 | Base Laser Printer | 182 | 1 | DX Packaged System, EER=10.9, 10 tons | 182 | 9 | Base Monitor, CRT
[6 empty] | 183 | 5 | DX Tune Up/ Advanced Diagnostics | 183 | 6 | Base Laser Printer | 183 | 2 | DX Packaged System, EER=10.9, 10 tons | 183 | 10 | Base Monitor, CRT
[6 empty] | 184 | 6 | DX Tune Up/ Advanced Diagnostics | 184 | 7 | Base Laser Printer | 184 | 3 | DX Packaged System, EER=10.9, 10 tons | 184 | 11 | Base Monitor, CRT
[6 empty] | 185 | 7 | DX Tune Up/ Advanced Diagnostics | 185 | 8 | Base Laser Printer | 185 | 4 | DX Packaged System, EER=10.9, 10 tons | 185 | 1 | Base Monitor, LCD
[6 empty] | 186 | 8 | DX Tune Up/ Advanced Diagnostics | 186 | 9 | Base Laser Printer | 186 | 5 | DX Packaged System, EER=10.9, 10 tons | 186 | 2 | Base Monitor, LCD
[6 empty] | 187 | 10 | DX Tune Up/ Advanced Diagnostics | 187 | 10 | Base Laser Printer | 187 | 6 | DX Packaged System, EER=10.9, 10 tons | 187 | 3 | Base Monitor, LCD
[6 empty] | 188 | 4 | Efficient compressor motor | 188 | 11 | Base Laser Printer | 188 | 7 | DX Packaged System, EER=10.9, 10 tons | 188 | 4 | Base Monitor, LCD
[6 empty] | 189 | 2 | Efficient Fryer | 189 | 1 | Base Monitor, CRT | 189 | 8 | DX Packaged System, EER=10.9, 10 tons | 189 | 5 | Base Monitor, LCD
[6 empty] | 190 | 7 | Electronically Commutated Motors (ECM) on an Air Handler Unit | 190 | 2 | Base Monitor, CRT | 190 | 10 | DX Packaged System, EER=10.9, 10 tons | 190 | 6 | Base Monitor, LCD
[6 empty] | 191 | 8 | Electronically Commutated Motors (ECM) on an Air Handler Unit | 191 | 3 | Base Monitor, CRT | 191 | 11 | DX Packaged System, EER=10.9, 10 tons | 191 | 7 | Base Monitor, LCD
[6 empty] | 192 | 1 | EMS - Chiller | 192 | 4 | Base Monitor, CRT | 192 | 1 | DX Tune Up/ Advanced Diagnostics | 192 | 8 | Base Monitor, LCD
[6 empty] | 193 | 2 | EMS - Chiller | 193 | 5 | Base Monitor, CRT | 193 | 2 | DX Tune Up/ Advanced Diagnostics | 193 | 9 | Base Monitor, LCD
[6 empty] | 194 | 3 | EMS - Chiller | 194 | 6 | Base Monitor, CRT | 194 | 3 | DX Tune Up/ Advanced Diagnostics | 194 | 10 | Base Monitor, LCD
[6 empty] | 195 | 4 | EMS - Chiller | 195 | 7 | Base Monitor, CRT | 195 | 4 | DX Tune Up/ Advanced Diagnostics | 195 | 11 | Base Monitor, LCD
[6 empty] | 196 | 5 | EMS - Chiller | 196 | 8 | Base Monitor, CRT | 196 | 5 | DX Tune Up/ Advanced Diagnostics | 196 | 1 | Base Outdoor HID Lamp
[6 empty] | 197 | 6 | EMS - Chiller | 197 | 9 | Base Monitor, CRT | 197 | 6 | DX Tune Up/ Advanced Diagnostics | 197 | 2 | Base Outdoor HID Lamp
[6 empty] | 198 | 7 | EMS - Chiller | 198 | 10 | Base Monitor, CRT | 198 | 7 | DX Tune Up/ Advanced Diagnostics | 198 | 3 | Base Outdoor HID Lamp
[6 empty] | 199 | 8 | EMS - Chiller | 199 | 11 | Base Monitor, CRT | 199 | 8 | DX Tune Up/ Advanced Diagnostics | 199 | 4 | Base Outdoor HID Lamp
[6 empty] | 200 | 10 | EMS - Chiller | 200 | 1 | Base Monitor, LCD | 200 | 10 | DX Tune Up/ Advanced Diagnostics | 200 | 5 | Base Outdoor HID Lamp
[6 empty] | 201 | 1 | Energy Recovery Ventilation (ERV) | 201 | 2 | Base Monitor, LCD | 201 | 11 | DX Tune Up/ Advanced Diagnostics | 201 | 6 | Base Outdoor HID Lamp
[6 empty] | 202 | 2 | Energy Recovery Ventilation (ERV) | 202 | 3 | Base Monitor, LCD | 202 | 4 | Efficient compressor motor | 202 | 7 | Base Outdoor HID Lamp
[6 empty] | 203 | 3 | Energy Recovery Ventilation (ERV) | 203 | 4 | Base Monitor, LCD | 203 | 1 | Electronically Commutated Motors (ECM) on an Air Handler Unit | 203 | 8 | Base Outdoor HID Lamp
[6 empty] | 204 | 4 | Energy Recovery Ventilation (ERV) | 204 | 5 | Base Monitor, LCD | 204 | 2 | Electronically Commutated Motors (ECM) on an Air Handler Unit | 204 | 9 | Base Outdoor HID Lamp
[6 empty] | 205 | 5 | Energy Recovery Ventilation (ERV) | 205 | 6 | Base Monitor, LCD | 205 | 3 | Electronically Commutated Motors (ECM) on an Air Handler Unit | 205 | 10 | Base Outdoor HID Lamp
[6 empty] | 206 | 6 | Energy Recovery Ventilation (ERV) | 206 | 7 | Base Monitor, LCD | 206 | 4 | Electronically Commutated Motors (ECM) on an Air Handler Unit | 206 | 11 | Base Outdoor HID Lamp
[6 empty] | 207 | 7 | Energy Recovery Ventilation (ERV) | 207 | 8 | Base Monitor, LCD | 207 | 5 | Electronically Commutated Motors (ECM) on an Air Handler Unit | 207 | 1 | Base Outdoor Mercury Vapor 400W Lamp
[6 empty] | 208 | 8 | Energy Recovery Ventilation (ERV) | 208 | 9 | Base Monitor, LCD | 208 | 6 | Electronically Commutated Motors (ECM) on an Air Handler Unit | 208 | 2 | Base Outdoor Mercury Vapor 400W Lamp
[6 empty] | 209 | 9 | Energy Recovery Ventilation (ERV) | 209 | 10 | Base Monitor, LCD | 209 | 7 | Electronically Commutated Motors (ECM) on an Air Handler Unit | 209 | 3 | Base Outdoor Mercury Vapor 400W Lamp
[6 empty] | 210 | 10 | Energy Recovery Ventilation (ERV) | 210 | 11 | Base Monitor, LCD | 210 | 8 | Electronically Commutated Motors (ECM) on an Air Handler Unit | 210 | 4 | Base Outdoor Mercury Vapor 400W Lamp
[6 empty] | 211 | 11 | Energy Recovery Ventilation (ERV) | 211 | 1 | Base Outdoor HID Lamp | 211 | 10 | Electronically Commutated Motors (ECM) on an Air Handler Unit | 211 | 5 | Base Outdoor Mercury Vapor 400W Lamp
[6 empty] | 212 | 1 | Energy Star or Better Monitor | 212 | 2 | Base Outdoor HID Lamp | 212 | 11 | Electronically Commutated Motors (ECM) on an Air Handler Unit | 212 | 6 | Base Outdoor Mercury Vapor 400W Lamp
[6 empty] | 213 | 6 | Energy Star or Better Monitor | 213 | 3 | Base Outdoor HID Lamp | 213 | 1 | EMS - Chiller | 213 | 7 | Base Outdoor Mercury Vapor 400W Lamp
[6 empty] | 214 | 8 | Energy Star or Better Monitor | 214 | 4 | Base Outdoor HID Lamp | 214 | 2 | EMS - Chiller | 214 | 8 | Base Outdoor Mercury Vapor 400W Lamp
[6 empty] | 215 | 11 | Energy Star or Better Monitor | 215 | 5 | Base Outdoor HID Lamp | 215 | 3 | EMS - Chiller | 215 | 9 | Base Outdoor Mercury Vapor 400W Lamp
[6 empty] | 216 | 4 | Floating head pressure controls | 216 | 6 | Base Outdoor HID Lamp | 216 | 4 | EMS - Chiller | 216 | 10 | Base Outdoor Mercury Vapor 400W Lamp
[6 empty] | 217 | 4 | Freezer-Cooler Replacement Gaskets | 217 | 7 | Base Outdoor HID Lamp | 217 | 5 | EMS - Chiller | 217 | 11 | Base Outdoor Mercury Vapor 400W Lamp
[6 empty] | 218 | 1 | Geothermal Heat Pump, EER=13, 10 tons | 218 | 8 | Base Outdoor HID Lamp | 218 | 6 | EMS - Chiller | 218 | 1 | Base Packaged HP System, EER=10.3, 10 tons
[6 empty] | 219 | 1 | Geothermal Heat Pump, EER=13, 10 tons | 219 | 9 | Base Outdoor HID Lamp | 219 | 7 | EMS - Chiller | 219 | 2 | Base Packaged HP System, EER=10.3, 10 tons
[6 empty] | 220 | 2 | Geothermal Heat Pump, EER=13, 10 tons | 220 | 10 | Base Outdoor HID Lamp | 220 | 8 | EMS - Chiller | 220 | 3 | Base Packaged HP System, EER=10.3, 10 tons
[6 empty] | 221 | 2 | Geothermal Heat Pump, EER=13, 10 tons | 221 | 11 | Base Outdoor HID Lamp | 221 | 10 | EMS - Chiller | 221 | 4 | Base Packaged HP System, EER=10.3, 10 tons
[6 empty] | 222 | 3 | Geothermal Heat Pump, EER=13, 10 tons | 222 | 1 | Base Outdoor Mercury Vapor 400W Lamp | 222 | 11 | EMS - Chiller | 222 | 5 | Base Packaged HP System, EER=10.3, 10 tons
[6 empty] | 223 | 3 | Geothermal Heat Pump, EER=13, 10 tons | 223 | 2 | Base Outdoor Mercury Vapor 400W Lamp | 223 | 1 | EMS Optimization | 223 | 6 | Base Packaged HP System, EER=10.3, 10 tons
[6 empty] | 224 | 4 | Geothermal Heat Pump, EER=13, 10 tons | 224 | 3 | Base Outdoor Mercury Vapor 400W Lamp | 224 | 2 | EMS Optimization | 224 | 7 | Base Packaged HP System, EER=10.3, 10 tons
[6 empty] | 225 | 4 | Geothermal Heat Pump, EER=13, 10 tons | 225 | 4 | Base Outdoor Mercury Vapor 400W Lamp | 225 | 3 | EMS Optimization | 225 | 8 | Base Packaged HP System, EER=10.3, 10 tons
[6 empty] | 226 | 5 | Geothermal Heat Pump, EER=13, 10 tons | 226 | 5 | Base Outdoor Mercury Vapor 400W Lamp | 226 | 4 | EMS Optimization | 226 | 9 | Base Packaged HP System, EER=10.3, 10 tons
[6 empty] | 227 | 5 | Geothermal Heat Pump, EER=13, 10 tons | 227 | 6 | Base Outdoor Mercury Vapor 400W Lamp | 227 | 5 | EMS Optimization | 227 | 10 | Base Packaged HP System, EER=10.3, 10 tons
[6 empty] | 228 | 6 | Geothermal Heat Pump, EER=13, 10 tons | 228 | 7 | Base Outdoor Mercury Vapor 400W Lamp | 228 | 6 | EMS Optimization | 228 | 11 | Base Packaged HP System, EER=10.3, 10 tons
[6 empty] | 229 | 6 | Geothermal Heat Pump, EER=13, 10 tons | 229 | 8 | Base Outdoor Mercury Vapor 400W Lamp | 229 | 7 | EMS Optimization | 229 | 1 | Base PTAC, EER=8.3, 1 ton
[6 empty] | 230 | 7 | Geothermal Heat Pump, EER=13, 10 tons | 230 | 9 | Base Outdoor Mercury Vapor 400W Lamp | 230 | 8 | EMS Optimization | 230 | 2 | Base PTAC, EER=8.3, 1 ton
[6 empty] | 231 | 7 | Geothermal Heat Pump, EER=13, 10 tons | 231 | 10 | Base Outdoor Mercury Vapor 400W Lamp | 231 | 10 | EMS Optimization | 231 | 3 | Base PTAC, EER=8.3, 1 ton
[6 empty] | 232 | 8 | Geothermal Heat Pump, EER=13, 10 tons | 232 | 11 | Base Outdoor Mercury Vapor 400W Lamp | 232 | 11 | EMS Optimization | 232 | 4 | Base PTAC, EER=8.3, 1 ton
[6 empty] | 233 | 8 | Geothermal Heat Pump, EER=13, 10 tons | 233 | 1 | Base Packaged HP System, EER=10.3, 10 tons | 233 | 1 | Energy Recovery Ventilation (ERV) | 233 | 5 | Base PTAC, EER=8.3, 1 ton
[6 empty] | 234 | 9 | Geothermal Heat Pump, EER=13, 10 tons | 234 | 2 | Base Packaged HP System, EER=10.3, 10 tons | 234 | 2 | Energy Recovery Ventilation (ERV) | 234 | 6 | Base PTAC, EER=8.3, 1 ton
[6 empty] | 235 | 10 | Geothermal Heat Pump, EER=13, 10 tons | 235 | 3 | Base Packaged HP System, EER=10.3, 10 tons | 235 | 3 | Energy Recovery Ventilation (ERV) | 235 | 7 | Base PTAC, EER=8.3, 1 ton
[6 empty] | 236 | 10 | Geothermal Heat Pump, EER=13, 10 tons | 236 | 4 | Base Packaged HP System, EER=10.3, 10 tons | 236 | 4 | Energy Recovery Ventilation (ERV) | 236 | 8 | Base PTAC, EER=8.3, 1 ton
[6 empty] | 237 | 11 | Geothermal Heat Pump, EER=13, 10 tons | 237 | 5 | Base Packaged HP System, EER=10.3, 10 tons | 237 | 5 | Energy Recovery Ventilation (ERV) | 237 | 9 | Base PTAC, EER=8.3, 1 ton
[6 empty] | 238 | single segment | Griddle | 238 | 6 | Base Packaged HP System, EER=10.3, 10 tons | 238 | 6 | Energy Recovery Ventilation (ERV) | 238 | 10 | Base PTAC, EER=8.3, 1 ton
[6 empty] | 239 | 1 | HE PTAC, EER=9.6, 1 ton | 239 | 7 | Base Packaged HP System, EER=10.3, 10 tons | 239 | 7 | Energy Recovery Ventilation (ERV) | 239 | 11 | Base PTAC, EER=8.3, 1 ton
[6 empty] | 240 | 2 | HE PTAC, EER=9.6, 1 ton | 240 | 8 | Base Packaged HP System, EER=10.3, 10 tons | 240 | 8 | Energy Recovery Ventilation (ERV) | 240 | 1 | Base Refrigeration System
[6 empty] | 241 | 3 | HE PTAC, EER=9.6, 1 ton | 241 | 9 | Base Packaged HP System, EER=10.3, 10 tons | 241 | 9 | Energy Recovery Ventilation (ERV) | 241 | 2 | Base Refrigeration System
[6 empty] | 242 | 4 | HE PTAC, EER=9.6, 1 ton | 242 | 10 | Base Packaged HP System, EER=10.3, 10 tons | 242 | 10 | Energy Recovery Ventilation (ERV) | 242 | 3 | Base Refrigeration System
[6 empty] | 243 | 5 | HE PTAC, EER=9.6, 1 ton | 243 | 11 | Base Packaged HP System, EER=10.3, 10 tons | 243 | 11 | Energy Recovery Ventilation (ERV) | 243 | 4 | Base Refrigeration System
[6 empty] | 244 | 6 | HE PTAC, EER=9.6, 1 ton | 244 | 1 | Base PTAC, EER=8.3, 1 ton | 244 | 1 | Energy Star or Better Copier | 244 | 5 | Base Refrigeration System
[6 empty] | 245 | 7 | HE PTAC, EER=9.6, 1 ton | 245 | 2 | Base PTAC, EER=8.3, 1 ton | 245 | 1 | Energy Star or Better Monitor | 245 | 6 | Base Refrigeration System
[6 empty] | 246 | 8 | HE PTAC, EER=9.6, 1 ton | 246 | 3 | Base PTAC, EER=8.3, 1 ton | 246 | 2 | Energy Star or Better Monitor | 246 | 7 | Base Refrigeration System
[6 empty] | 247 | 10 | HE PTAC, EER=9.6, 1 ton | 247 | 4 | Base PTAC, EER=8.3, 1 ton | 247 | 3 | Energy Star or Better Monitor | 247 | 8 | Base Refrigeration System
[6 empty] | 248 | 11 | HE PTAC, EER=9.6, 1 ton | 248 | 5 | Base PTAC, EER=8.3, 1 ton | 248 | 5 | Energy Star or Better Monitor | 248 | 9 | Base Refrigeration System
[6 empty] | 249 | 2 | Heat Pump Water Heater (air source) | 249 | 6 | Base PTAC, EER=8.3, 1 ton | 249 | 6 | Energy Star or Better Monitor | 249 | 10 | Base Refrigeration System
[6 empty] | 250 | 5 | Heat Pump Water Heater (air source) | 250 | 7 | Base PTAC, EER=8.3, 1 ton | 250 | 7 | Energy Star or Better Monitor | 250 | 11 | Base Refrigeration System
[6 empty] | 251 | 7 | Heat Pump Water Heater (air source) | 251 | 8 | Base PTAC, EER=8.3, 1 ton | 251 | 8 | Energy Star or Better Monitor | 251 | 1 | Base T8, EB
[6 empty] | 252 | 10 | Heat Pump Water Heater (air source) | 252 | 9 | Base PTAC, EER=8.3, 1 ton | 252 | 9 | Energy Star or Better Monitor | 252 | 2 | Base T8, EB
[6 empty] | 253 | 2 | Heat Recovery Unit | 253 | 10 | Base PTAC, EER=8.3, 1 ton | 253 | 11 | Energy Star or Better Monitor | 253 | 3 | Base T8, EB
[6 empty] | 254 | 5 | Heat Recovery Unit | 254 | 11 | Base PTAC, EER=8.3, 1 ton | 254 | 4 | Evaporator fan controller for MT walk-ins | 254 | 4 | Base T8, EB
[6 empty] | 255 | 7 | Heat Recovery Unit | 255 | 1 | Base Refrigeration System | 255 | 4 | Floating head pressure controls | 255 | 5 | Base T8, EB
[6 empty] | 256 | 10 | Heat Recovery Unit | 256 | 2 | Base Refrigeration System | 256 | 4 | Freezer-Cooler Replacement Gaskets | 256 | 6 | Base T8, EB
[6 empty] | 257 | 1 | High Bay T5 | 257 | 3 | Base Refrigeration System | 257 | 1 | Geothermal Heat Pump, EER=13, 10 tons | 257 | 7 | Base T8, EB
[6 empty] | 258 | 2 | High Bay T5 | 258 | 4 | Base Refrigeration System | 258 | 2 | Geothermal Heat Pump, EER=13, 10 tons | 258 | 8 | Base T8, EB
[6 empty] | 259 | 3 | High Bay T5 | 259 | 5 | Base Refrigeration System | 259 | 2 | Geothermal Heat Pump, EER=13, 10 tons | 259 | 9 | Base T8, EB
[6 empty] | 260 | 4 | High Bay T5 | 260 | 6 | Base Refrigeration System | 260 | 3 | Geothermal Heat Pump, EER=13, 10 tons | 260 | 10 | Base T8, EB
[6 empty] | 261 | 5 | High Bay T5 | 261 | 7 | Base Refrigeration System | 261 | 4 | Geothermal Heat Pump, EER=13, 10 tons | 261 | 11 | Base T8, EB
[6 empty] | 262 | 6 | High Bay T5 | 262 | 8 | Base Refrigeration System | 262 | 5 | Geothermal Heat Pump, EER=13, 10 tons | 262 | 1 | Base Vending Machines
[6 empty] | 263 | 7 | High Bay T5 | 263 | 9 | Base Refrigeration System | 263 | 6 | Geothermal Heat Pump, EER=13, 10 tons | 263 | 2 | Base Vending Machines
[6 empty] | 264 | 8 | High Bay T5 | 264 | 10 | Base Refrigeration System | 264 | 7 | Geothermal Heat Pump, EER=13, 10 tons | 264 | 3 | Base Vending Machines
[6 empty] | 265 | 9 | High Bay T5 | 265 | 11 | Base Refrigeration System | 265 | 7 | Geothermal Heat Pump, EER=13, 10 tons | 265 | 4 | Base Vending Machines
[6 empty] | 266 | 10 | High Bay T5 | 266 | 1 | Base T8, EB | 266 | 8 | Geothermal Heat Pump, EER=13, 10 tons | 266 | 5 | Base Vending Machines
[6 empty] | 267 | 11 | High Bay T5 | 267 | 2 | Base T8, EB | 267 | 10 | Geothermal Heat Pump, EER=13, 10 tons | 267 | 6 | Base Vending Machines
[6 empty] | 268 | 2 | High Efficiency Chiller Motors | 268 | 3 | Base T8, EB | 268 | 11 | Geothermal Heat Pump, EER=13, 10 tons | 268 | 7 | Base Vending Machines
[6 empty] | 269 | 7 | High Efficiency Chiller Motors | 269 | 4 | Base T8, EB | 269 | single segment | Griddle | 269 | 8 | Base Vending Machines
[6 empty] | 270 | 4 | High R-Value Glass Doors | 270 | 5 | Base T8, EB | 270 | 1 | HE PTAC, EER=9.6, 1 ton | 270 | 9 | Base Vending Machines
[6 empty] | 271 | 4 | High-efficiency fan motors | 271 | 6 | Base T8, EB | 271 | 2 | HE PTAC, EER=9.6, 1 ton | 271 | 10 | Base Vending Machines
[6 empty] | 272 | single segment | Holding Cabinet | 272 | 7 | Base T8, EB | 272 | 3 | HE PTAC, EER=9.6, 1 ton | 272 | 11 | Base Vending Machines
[6 empty] | 273 | 1 | Hybrid Dessicant-DX System (Trane CDQ) | 273 | 8 | Base T8, EB | 273 | 4 | HE PTAC, EER=9.6, 1 ton | 273 | 1 | Base Water Heating
[6 empty] | 274 | 2 | Hybrid Dessicant-DX System (Trane CDQ) | 274 | 9 | Base T8, EB | 274 | 5 | HE PTAC, EER=9.6, 1 ton | 274 | 2 | Base Water Heating
[6 empty] | 275 | 3 | Hybrid Dessicant-DX System (Trane CDQ) | 275 | 10 | Base T8, EB | 275 | 6 | HE PTAC, EER=9.6, 1 ton | 275 | 3 | Base Water Heating
[6 empty] | 276 | 4 | Hybrid Dessicant-DX System (Trane CDQ) | 276 | 11 | Base T8, EB | 276 | 7 | HE PTAC, EER=9.6, 1 ton | 276 | 4 | Base Water Heating
[6 empty] | 277 | 5 | Hybrid Dessicant-DX System (Trane CDQ) | 277 | 1 | Base Vending Machines | 277 | 8 | HE PTAC, EER=9.6, 1 ton | 277 | 5 | Base Water Heating
[6 empty] | 278 | 6 | Hybrid Dessicant-DX System (Trane CDQ) | 278 | 2 | Base Vending Machines | 278 | 9 | HE PTAC, EER=9.6, 1 ton | 278 | 6 | Base Water Heating
[6 empty] | 279 | 7 | Hybrid Dessicant-DX System (Trane CDQ) | 279 | 3 | Base Vending Machines | 279 | 10 | HE PTAC, EER=9.6, 1 ton | 279 | 7 | Base Water Heating
[6 empty] | 280 | 8 | Hybrid Dessicant-DX System (Trane CDQ) | 280 | 4 | Base Vending Machines | 280 | 11 | HE PTAC, EER=9.6, 1 ton | 280 | 8 | Base Water Heating
[6 empty] | 281 | 10 | Hybrid Dessicant-DX System (Trane CDQ) | 281 | 5 | Base Vending Machines | 281 | 1 | Heat Pump Water Heater (air source) | 281 | 9 | Base Water Heating
[6 empty] | 282 | 11 | Hybrid Dessicant-DX System (Trane CDQ) | 282 | 6 | Base Vending Machines | 282 | 2 | Heat Pump Water Heater (air source) | 282 | 10 | Base Water Heating
[6 empty] | 283 | 3 | Lighting Control Tuneup | 283 | 7 | Base Vending Machines | 283 | 4 | Heat Pump Water Heater (air source) | 283 | 11 | Base Water Heating
[6 empty] | 284 | 4 | Lighting Control Tuneup | 284 | 8 | Base Vending Machines | 284 | 5 | Heat Pump Water Heater (air source) | 284 | 9 | Ceiling Insulation
[6 empty] | 285 | 4 | Lighting Control Tuneup | 285 | 9 | Base Vending Machines | 285 | 6 | Heat Pump Water Heater (air source) | 285 | 9 | Chiller Tune Up/Diagnostics
[6 empty] | 286 | 8 | Lighting Control Tuneup | 286 | 10 | Base Vending Machines | 286 | 7 | Heat Pump Water Heater (air source) | 286 | 1 | Compressor VSD retrofit
[6 empty] | 287 | 8 | Lighting Control Tuneup | 287 | 11 | Base Vending Machines | 287 | 8 | Heat Pump Water Heater (air source) | 287 | 2 | Compressor VSD retrofit
[6 empty] | 288 | 4 | Multiplex Compressor System | 288 | 1 | Base Water Heating | 288 | 10 | Heat Pump Water Heater (air source) | 288 | 3 | Compressor VSD retrofit
[6 empty] | 289 | 1 | Occupancy Sensor | 289 | 2 | Base Water Heating | 289 | 11 | Heat Pump Water Heater (air source) | 289 | 5 | Compressor VSD retrofit
[6 empty] | 290 | 1 | Occupancy Sensor | 290 | 3 | Base Water Heating | 290 | 1 | Heat Recovery Unit | 290 | 6 | Compressor VSD retrofit
[6 empty] | 291 | 2 | Occupancy Sensor | 291 | 4 | Base Water Heating | 291 | 2 | Heat Recovery Unit | 291 | 7 | Compressor VSD retrofit
[6 empty] | 292 | 2 | Occupancy Sensor | 292 | 5 | Base Water Heating | 292 | 4 | Heat Recovery Unit | 292 | 8 | Compressor VSD retrofit
[6 empty] | 293 | 3 | Occupancy Sensor | 293 | 6 | Base Water Heating | 293 | 5 | Heat Recovery Unit | 293 | 9 | Compressor VSD retrofit
[6 empty] | 294 | 3 | Occupancy Sensor | 294 | 7 | Base Water Heating | 294 | 6 | Heat Recovery Unit | 294 | 10 | Compressor VSD retrofit
[6 empty] | 295 | 4 | Occupancy Sensor | 295 | 8 | Base Water Heating | 295 | 7 | Heat Recovery Unit | 295 | 11 | Compressor VSD retrofit
[6 empty] | 296 | 4 | Occupancy Sensor | 296 | 9 | Base Water Heating | 296 | 8 | Heat Recovery Unit | 296 | 5 | Continuous Dimming
[6 empty] | 297 | 5 | Occupancy Sensor | 297 | 10 | Base Water Heating | 297 | 10 | Heat Recovery Unit | 297 | 6 | Continuous Dimming
[6 empty] | 298 | 5 | Occupancy Sensor | 298 | 11 | Base Water Heating | 298 | 11 | Heat Recovery Unit | 298 | 9 | Continuous Dimming
[6 empty] | 299 | 6 | Occupancy Sensor | 299 | 9 | Centrifugal Chiller, 0.51 kW/ton, 500 tons | 299 | 2 | Heat Trap | 299 | 10 | Continuous Dimming
[6 empty] | 300 | 6 | Occupancy Sensor | 300 | 9 | Chiller Tune Up/Diagnostics | 300 | 5 | Heat Trap | 300 | 1 | Convection Oven
[6 empty] | 301 | 7 | Occupancy Sensor | 301 | 11 | Chiller Tune Up/Diagnostics | 301 | 7 | Heat Trap | 301 | 3 | Convection Oven
[6 empty] | 302 | 7 | Occupancy Sensor | 302 | 1 | Compressor VSD retrofit | 302 | 8 | Heat Trap | 302 | 5 | Convection Oven
[6 empty] | 303 | 8 | Occupancy Sensor | 303 | 2 | Compressor VSD retrofit | 303 | 10 | Heat Trap | 303 | 6 | Convection Oven
[6 empty] | 304 | 8 | Occupancy Sensor | 304 | 3 | Compressor VSD retrofit | 304 | 1 | High Bay T5 | 304 | 7 | Convection Oven
[6 empty] | 305 | 11 | Occupancy Sensor | 305 | 5 | Compressor VSD retrofit | 305 | 2 | High Bay T5 | 305 | 8 | Convection Oven
[6 empty] | 306 | 11 | Occupancy Sensor | 306 | 6 | Compressor VSD retrofit | 306 | 3 | High Bay T5 | 306 | 9 | Convection Oven
[6 empty] | 307 | 4 | Oversized Air Cooled Condenser | 307 | 7 | Compressor VSD retrofit | 307 | 4 | High Bay T5 | 307 | 10 | Convection Oven
[6 empty] | 308 | 1 | Packaged HP System, EER=10.9, 10 tons | 308 | 8 | Compressor VSD retrofit | 308 | 5 | High Bay T5 | 308 | 11 | Convection Oven
[6 empty] | 309 | 2 | Packaged HP System, EER=10.9, 10 tons | 309 | 9 | Compressor VSD retrofit | 309 | 6 | High Bay T5 | 309 | 9 | Cool Roof - Chiller
[6 empty] | 310 | 3 | Packaged HP System, EER=10.9, 10 tons | 310 | 10 | Compressor VSD retrofit | 310 | 7 | High Bay T5 | 310 | 9 | Cool Roof - DX
[6 empty] | 311 | 4 | Packaged HP System, EER=10.9, 10 tons | 311 | 11 | Compressor VSD retrofit | 311 | 8 | High Bay T5 | 311 | 9 | Cool Roof - DX
[6 empty] | 312 | 5 | Packaged HP System, EER=10.9, 10 tons | 312 | 1 | Convection Oven | 312 | 9 | High Bay T5 | 312 | 1 | Copier Power Management Enabling
[6 empty] | 313 | 6 | Packaged HP System, EER=10.9, 10 tons | 313 | 2 | Convection Oven | 313 | 10 | High Bay T5 | 313 | 2 | Copier Power Management Enabling
[6 empty] | 314 | 7 | Packaged HP System, EER=10.9, 10 tons | 314 | 3 | Convection Oven | 314 | 11 | High Bay T5 | 314 | 3 | Copier Power Management Enabling
[6 empty] | 315 | 8 | Packaged HP System, EER=10.9, 10 tons | 315 | 4 | Convection Oven | 315 | 1 | High Efficiency Chiller Motors | 315 | 4 | Copier Power Management Enabling
[6 empty] | 316 | 10 | Packaged HP System, EER=10.9, 10 tons | 316 | 5 | Convection Oven | 316 | 2 | High Efficiency Chiller Motors | 316 | 5 | Copier Power Management Enabling
[6 empty] | 317 | 6 | PC Manual Power Management Enabling | 317 | 6 | Convection Oven | 317 | 3 | High Efficiency Chiller Motors | 317 | 6 | Copier Power Management Enabling
[6 empty] | 318 | 6 | PC Network Power Management Enabling | 318 | 7 | Convection Oven | 318 | 4 | High Efficiency Chiller Motors | 318 | 7 | Copier Power Management Enabling
[6 empty] | 319 | 1 | Premium T8, EB, Reflector | 319 | 8 | Convection Oven | 319 | 5 | High Efficiency Chiller Motors | 319 | 8 | Copier Power Management Enabling
[6 empty] | 320 | 2 | Premium T8, EB, Reflector | 320 | 9 | Convection Oven | 320 | 6 | High Efficiency Chiller Motors | 320 | 9 | Copier Power Management Enabling
[6 empty] | 321 | 3 | Premium T8, EB, Reflector | 321 | 10 | Convection Oven | 321 | 7 | High Efficiency Chiller Motors | 321 | 10 | Copier Power Management Enabling
[6 empty] | 322 | 4 | Premium T8, EB, Reflector | 322 | 11 | Convection Oven | 322 | 8 | High Efficiency Chiller Motors | 322 | 11 | Copier Power Management Enabling
[6 empty] | 323 | 5 | Premium T8, EB, Reflector | 323 | 1 | Copier Power Management Enabling | 323 | 10 | High Efficiency Chiller Motors | 323 | 3 | Demand Control Ventilation (DCV)
[6 empty] | 324 | 6 | Premium T8, EB, Reflector | 324 | 2 | Copier Power Management Enabling | 324 | 4 | High Pressure Sodium 250W Lamp | 324 | 6 | Demand Control Ventilation (DCV)
[6 empty] | 325 | 7 | Premium T8, EB, Reflector | 325 | 3 | Copier Power Management Enabling | 325 | 6 | High Pressure Sodium 250W Lamp | 325 | 9 | Demand Control Ventilation (DCV)
[6 empty] | 326 | 8 | Premium T8, EB, Reflector | 326 | 4 | Copier Power Management Enabling | 326 | 4 | High R-Value Glass Doors | 326 | 10 | Demand Control Ventilation (DCV)
[6 empty] | 327 | 9 | Premium T8, EB, Reflector | 327 | 5 | Copier Power Management Enabling | 327 | 4 | High-efficiency fan motors | 327 | 1 | Demand controlled circulating systems
[6 empty] | 328 | 10 | Premium T8, EB, Reflector | 328 | 6 | Copier Power Management Enabling | 328 |  | Holding Cabinet | 328 | 2 | Demand controlled circulating systems
[6 empty] | 329 | 11 | Premium T8, EB, Reflector | 329 | 7 | Copier Power Management Enabling | 329 | 1 | Hybrid Dessicant-DX System (Trane CDQ) | 329 | 3 | Demand controlled circulating systems
[6 empty] | 330 | 1 | Premium T8, Elecctronic Ballast | 330 | 8 | Copier Power Management Enabling | 330 | 2 | Hybrid Dessicant-DX System (Trane CDQ) | 330 | 4 | Demand controlled circulating systems
[6 empty] | 331 | 2 | Premium T8, Elecctronic Ballast | 331 | 9 | Copier Power Management Enabling | 331 | 3 | Hybrid Dessicant-DX System (Trane CDQ) | 331 | 5 | Demand controlled circulating systems
[6 empty] | 332 | 3 | Premium T8, Elecctronic Ballast | 332 | 10 | Copier Power Management Enabling | 332 | 4 | Hybrid Dessicant-DX System (Trane CDQ) | 332 | 6 | Demand controlled circulating systems
[6 empty] | 333 | 4 | Premium T8, Elecctronic Ballast | 333 | 11 | Copier Power Management Enabling | 333 | 5 | Hybrid Dessicant-DX System (Trane CDQ) | 333 | 9 | Demand controlled circulating systems
[6 empty] | 334 | 5 | Premium T8, Elecctronic Ballast | 334 | 1 | Demand controlled circulating systems | 334 | 6 | Hybrid Dessicant-DX System (Trane CDQ) | 334 | 10 | Demand controlled circulating systems
[6 empty] | 335 | 6 | Premium T8, Elecctronic Ballast | 335 | 2 | Demand controlled circulating systems | 335 | 7 | Hybrid Dessicant-DX System (Trane CDQ) | 335 | 11 | Demand controlled circulating systems
[6 empty] | 336 | 7 | Premium T8, Elecctronic Ballast | 336 | 3 | Demand controlled circulating systems | 336 | 8 | Hybrid Dessicant-DX System (Trane CDQ) | 336 | 1 | Demand Defrost Electric
[6 empty] | 337 | 8 | Premium T8, Elecctronic Ballast | 337 | 4 | Demand controlled circulating systems | 337 | 9 | Hybrid Dessicant-DX System (Trane CDQ) | 337 | 2 | Demand Defrost Electric
[6 empty] | 338 | 10 | Premium T8, Elecctronic Ballast | 338 | 5 | Demand controlled circulating systems | 338 | 10 | Hybrid Dessicant-DX System (Trane CDQ) | 338 | 3 | Demand Defrost Electric
[6 empty] | 339 | 11 | Premium T8, Elecctronic Ballast | 339 | 6 | Demand controlled circulating systems | 339 | 11 | Hybrid Dessicant-DX System (Trane CDQ) | 339 | 5 | Demand Defrost Electric
[6 empty] | 340 | 1 | PSMH, 250W, magnetic ballast | 340 | 7 | Demand controlled circulating systems | 340 | single segment | Ice Machine | 340 | 6 | Demand Defrost Electric
[6 empty] | 341 | 2 | PSMH, 250W, magnetic ballast | 341 | 8 | Demand controlled circulating systems | 341 | 4 | LED Display Lighting | 341 | 7 | Demand Defrost Electric
[6 empty] | 342 | 3 | PSMH, 250W, magnetic ballast | 342 | 9 | Demand controlled circulating systems | 342 | single segment | LED High Bay 83W (400W equivalent) | 342 | 8 | Demand Defrost Electric
[6 empty] | 343 | 4 | PSMH, 250W, magnetic ballast | 343 | 10 | Demand controlled circulating systems | 343 | 1 | Lighting Control Tuneup | 343 | 9 | Demand Defrost Electric
[6 empty] | 344 | 5 | PSMH, 250W, magnetic ballast | 344 | 11 | Demand controlled circulating systems | 344 | 1 | Lighting Control Tuneup | 344 | 10 | Demand Defrost Electric
[6 empty] | 345 | 6 | PSMH, 250W, magnetic ballast | 345 | 1 | Demand Defrost Electric | 345 | 2 | Lighting Control Tuneup | 345 | 11 | Demand Defrost Electric
[6 empty] | 346 | 7 | PSMH, 250W, magnetic ballast | 346 | 2 | Demand Defrost Electric | 346 | 2 | Lighting Control Tuneup | 346 | 1 | Demand Hot Gas Defrost
[6 empty] | 347 | 8 | PSMH, 250W, magnetic ballast | 347 | 3 | Demand Defrost Electric | 347 | 3 | Lighting Control Tuneup | 347 | 2 | Demand Hot Gas Defrost
[6 empty] | 348 | 9 | PSMH, 250W, magnetic ballast | 348 | 5 | Demand Defrost Electric | 348 | 3 | Lighting Control Tuneup | 348 | 3 | Demand Hot Gas Defrost
[6 empty] | 349 | 10 | PSMH, 250W, magnetic ballast | 349 | 6 | Demand Defrost Electric | 349 | 4 | Lighting Control Tuneup | 349 | 5 | Demand Hot Gas Defrost
[6 empty] | 350 | 11 | PSMH, 250W, magnetic ballast | 350 | 7 | Demand Defrost Electric | 350 | 4 | Lighting Control Tuneup | 350 | 6 | Demand Hot Gas Defrost
[6 empty] | 351 | 4 | Refrigeration Commissioning | 351 | 8 | Demand Defrost Electric | 351 | 5 | Lighting Control Tuneup | 351 | 7 | Demand Hot Gas Defrost
[6 empty] | 352 | 1 | ROB Premium T8, 1EB | 352 | 9 | Demand Defrost Electric | 352 | 5 | Lighting Control Tuneup | 352 | 8 | Demand Hot Gas Defrost
[6 empty] | 353 | 2 | ROB Premium T8, 1EB | 353 | 10 | Demand Defrost Electric | 353 | 6 | Lighting Control Tuneup | 353 | 9 | Demand Hot Gas Defrost
[6 empty] | 354 | 3 | ROB Premium T8, 1EB | 354 | 11 | Demand Defrost Electric | 354 | 6 | Lighting Control Tuneup | 354 | 10 | Demand Hot Gas Defrost
[6 empty] | 355 | 4 | ROB Premium T8, 1EB | 355 | 1 | Demand Hot Gas Defrost | 355 | 7 | Lighting Control Tuneup | 355 | 11 | Demand Hot Gas Defrost
[6 empty] | 356 | 5 | ROB Premium T8, 1EB | 356 | 2 | Demand Hot Gas Defrost | 356 | 7 | Lighting Control Tuneup | 356 | 1 | Duct/Pipe Insulation
[6 empty] | 357 | 6 | ROB Premium T8, 1EB | 357 | 3 | Demand Hot Gas Defrost | 357 | 8 | Lighting Control Tuneup | 357 | 1 | Duct/Pipe Insulation
[6 empty] | 358 | 7 | ROB Premium T8, 1EB | 358 | 5 | Demand Hot Gas Defrost | 358 | 8 | Lighting Control Tuneup | 358 | 1 | Duct/Pipe Insulation
[6 empty] | 359 | 8 | ROB Premium T8, 1EB | 359 | 6 | Demand Hot Gas Defrost | 359 | 10 | Lighting Control Tuneup | 359 | 2 | Duct/Pipe Insulation
[6 empty] | 360 | 1 | ROB Premium T8, EB, Reflector | 360 | 7 | Demand Hot Gas Defrost | 360 | 11 | Lighting Control Tuneup | 360 | 2 | Duct/Pipe Insulation
[6 empty] | 361 | 2 | ROB Premium T8, EB, Reflector | 361 | 8 | Demand Hot Gas Defrost | 361 | 11 | Lighting Control Tuneup | 361 | 2 | Duct/Pipe Insulation
[6 empty] | 362 | 3 | ROB Premium T8, EB, Reflector | 362 | 9 | Demand Hot Gas Defrost | 362 | 1 | Monitor Power Management Enabling | 362 | 3 | Duct/Pipe Insulation
[6 empty] | 363 | 4 | ROB Premium T8, EB, Reflector | 363 | 10 | Demand Hot Gas Defrost | 363 | 5 | Monitor Power Management Enabling | 363 | 3 | Duct/Pipe Insulation
[6 empty] | 364 | 5 | ROB Premium T8, EB, Reflector | 364 | 11 | Demand Hot Gas Defrost | 364 | 6 | Monitor Power Management Enabling | 364 | 3 | Duct/Pipe Insulation
[6 empty] | 365 | 6 | ROB Premium T8, EB, Reflector | 365 | 1 | Duct/Pipe Insulation | 365 | 7 | Monitor Power Management Enabling | 365 | 4 | Duct/Pipe Insulation
[6 empty] | 366 | 7 | ROB Premium T8, EB, Reflector | 366 | 1 | Duct/Pipe Insulation | 366 | 8 | Monitor Power Management Enabling | 366 | 4 | Duct/Pipe Insulation
[6 empty] | 367 | 8 | ROB Premium T8, EB, Reflector | 367 | 1 | Duct/Pipe Insulation | 367 | 11 | Monitor Power Management Enabling | 367 | 4 | Duct/Pipe Insulation
[6 empty] | 368 | 9 | ROB Premium T8, EB, Reflector | 368 | 2 | Duct/Pipe Insulation | 368 | 4 | Multiplex Compressor System | 368 | 5 | Duct/Pipe Insulation
[6 empty] | 369 | 10 | ROB Premium T8, EB, Reflector | 369 | 2 | Duct/Pipe Insulation | 369 | 4 | Night covers for display cases | 369 | 5 | Duct/Pipe Insulation
[6 empty] | 370 | 11 | ROB Premium T8, EB, Reflector | 370 | 3 | Duct/Pipe Insulation | 370 | 1 | Occupancy Sensor | 370 | 5 | Duct/Pipe Insulation
[6 empty] | 371 | 1 | Roof Insulation | 371 | 3 | Duct/Pipe Insulation | 371 | 1 | Occupancy Sensor | 371 | 6 | Duct/Pipe Insulation
[6 empty] | 372 | 1 | Roof Insulation | 372 | 3 | Duct/Pipe Insulation | 372 | 2 | Occupancy Sensor | 372 | 6 | Duct/Pipe Insulation
[6 empty] | 373 | 1 | Roof Insulation | 373 | 4 | Duct/Pipe Insulation | 373 | 2 | Occupancy Sensor | 373 | 6 | Duct/Pipe Insulation
[6 empty] | 374 | 2 | Roof Insulation | 374 | 4 | Duct/Pipe Insulation | 374 | 3 | Occupancy Sensor | 374 | 7 | Duct/Pipe Insulation
[6 empty] | 375 | 2 | Roof Insulation | 375 | 4 | Duct/Pipe Insulation | 375 | 3 | Occupancy Sensor | 375 | 7 | Duct/Pipe Insulation
[6 empty] | 376 | 2 | Roof Insulation | 376 | 5 | Duct/Pipe Insulation | 376 | 4 | Occupancy Sensor | 376 | 7 | Duct/Pipe Insulation
[6 empty] | 377 | 3 | Roof Insulation | 377 | 5 | Duct/Pipe Insulation | 377 | 4 | Occupancy Sensor | 377 | 8 | Duct/Pipe Insulation
[6 empty] | 378 | 3 | Roof Insulation | 378 | 5 | Duct/Pipe Insulation | 378 | 7 | Occupancy Sensor | 378 | 8 | Duct/Pipe Insulation
[6 empty] | 379 | 3 | Roof Insulation | 379 | 6 | Duct/Pipe Insulation | 379 | 7 | Occupancy Sensor | 379 | 8 | Duct/Pipe Insulation
[6 empty] | 380 | 4 | Roof Insulation | 380 | 6 | Duct/Pipe Insulation | 380 | 8 | Occupancy Sensor | 380 | 9 | Duct/Pipe Insulation
[6 empty] | 381 | 4 | Roof Insulation | 381 | 6 | Duct/Pipe Insulation | 381 | 8 | Occupancy Sensor | 381 | 9 | Duct/Pipe Insulation
[6 empty] | 382 | 4 | Roof Insulation | 382 | 7 | Duct/Pipe Insulation | 382 | 1 | Occupancy Sensor (hotels) | 382 | 9 | Duct/Pipe Insulation
[6 empty] | 383 | 5 | Roof Insulation | 383 | 8 | Duct/Pipe Insulation | 383 | 2 | Occupancy Sensor (hotels) | 383 | 10 | Duct/Pipe Insulation
[6 empty] | 384 | 5 | Roof Insulation | 384 | 8 | Duct/Pipe Insulation | 384 | 3 | Occupancy Sensor (hotels) | 384 | 10 | Duct/Pipe Insulation
[6 empty] | 385 | 5 | Roof Insulation | 385 | 8 | Duct/Pipe Insulation | 385 | 4 | Occupancy Sensor (hotels) | 385 | 10 | Duct/Pipe Insulation
[6 empty] | 386 | 6 | Roof Insulation | 386 | 9 | Duct/Pipe Insulation | 386 | 5 | Occupancy Sensor (hotels) | 386 | 11 | Duct/Pipe Insulation
[6 empty] | 387 | 6 | Roof Insulation | 387 | 9 | Duct/Pipe Insulation | 387 | 6 | Occupancy Sensor (hotels) | 387 | 11 | Duct/Pipe Insulation
[6 empty] | 388 | 6 | Roof Insulation | 388 | 9 | Duct/Pipe Insulation | 388 | 7 | Occupancy Sensor (hotels) | 388 | 11 | Duct/Pipe Insulation
[6 empty] | 389 | 7 | Roof Insulation | 389 | 10 | Duct/Pipe Insulation | 389 | 8 | Occupancy Sensor (hotels) | 389 | 9 | DX Coil Cleaning
[6 empty] | 390 | 7 | Roof Insulation | 390 | 10 | Duct/Pipe Insulation | 390 | 9 | Occupancy Sensor (hotels) | 390 | 9 | DX Packaged System, EER=10.9, 10 tons
[6 empty] | 391 | 7 | Roof Insulation | 391 | 10 | Duct/Pipe Insulation | 391 | 10 | Occupancy Sensor (hotels) | 391 | 9 | DX Tune Up/ Advanced Diagnostics
[6 empty] | 392 | 8 | Roof Insulation | 392 | 11 | Duct/Pipe Insulation | 392 | 11 | Occupancy Sensor (hotels) | 392 | 1 | Efficient compressor motor
[6 empty] | 393 | 8 | Roof Insulation | 393 | 11 | Duct/Pipe Insulation | 393 | 1 | Optimize Controls | 393 | 2 | Efficient compressor motor
[6 empty] | 394 | 8 | Roof Insulation | 394 | 11 | Duct/Pipe Insulation | 394 | 2 | Optimize Controls | 394 | 3 | Efficient compressor motor
[6 empty] | 395 | 9 | Roof Insulation | 395 | 9 | DX Coil Cleaning | 395 | 3 | Optimize Controls | 395 | 5 | Efficient compressor motor
[6 empty] | 396 | 10 | Roof Insulation | 396 | 11 | DX Coil Cleaning | 396 | 4 | Optimize Controls | 396 | 6 | Efficient compressor motor
[6 empty] | 397 | 10 | Roof Insulation | 397 | 1 | DX Packaged System, EER=10.9, 10 tons | 397 | 5 | Optimize Controls | 397 | 7 | Efficient compressor motor
[6 empty] | 398 | 10 | Roof Insulation | 398 | 3 | DX Packaged System, EER=10.9, 10 tons | 398 | 6 | Optimize Controls | 398 | 8 | Efficient compressor motor
[6 empty] | 399 | 11 | Roof Insulation | 399 | 5 | DX Packaged System, EER=10.9, 10 tons | 399 | 7 | Optimize Controls | 399 | 9 | Efficient compressor motor
[6 empty] | 400 | 11 | Roof Insulation | 400 | 6 | DX Packaged System, EER=10.9, 10 tons | 400 | 8 | Optimize Controls | 400 | 10 | Efficient compressor motor
[6 empty] | 401 | 11 | Roof Insulation | 401 | 9 | DX Packaged System, EER=10.9, 10 tons | 401 | 10 | Optimize Controls | 401 | 11 | Efficient compressor motor
[6 empty] | 402 | single segment | Run Time Optimizer | 402 | 10 | DX Packaged System, EER=10.9, 10 tons | 402 | 11 | Optimize Controls | 402 | 1 | Efficient Fryer
[6 empty] | 403 | 2 | Separate Makeup Air / Exhaust Hoods AC | 403 | 11 | DX Packaged System, EER=10.9, 10 tons | 403 | single segment | Outdoor LED 104W | 403 | 2 | Efficient Fryer
[6 empty] | 404 | 4 | Separate Makeup Air / Exhaust Hoods AC | 404 | 9 | DX Tune Up/ Advanced Diagnostics | 404 | 2 | Outdoor Lighting Controls (Photocell/Timeclock) | 404 | 3 | Efficient Fryer
[6 empty] | 405 | single segment | Server Virtualization | 405 | 11 | DX Tune Up/ Advanced Diagnostics | 405 | 3 | Outdoor Lighting Controls (Photocell/Timeclock) | 405 | 4 | Efficient Fryer
[6 empty] | 406 | single segment | Steamer | 406 | 1 | Efficient compressor motor | 406 | 4 | Outdoor Lighting Controls (Photocell/Timeclock) | 406 | 5 | Efficient Fryer
[6 empty] | 407 | 4 | Strip curtains for walk-ins | 407 | 2 | Efficient compressor motor | 407 | 4 | Outdoor Lighting Controls (Photocell/Timeclock) | 407 | 6 | Efficient Fryer
[6 empty] | 408 | 1 | Thermal Energy Storage (TES) | 408 | 3 | Efficient compressor motor | 408 | 6 | Outdoor Lighting Controls (Photocell/Timeclock) | 408 | 7 | Efficient Fryer
[6 empty] | 409 | 2 | Thermal Energy Storage (TES) | 409 | 5 | Efficient compressor motor | 409 | 6 | Outdoor Lighting Controls (Photocell/Timeclock) | 409 | 8 | Efficient Fryer
[6 empty] | 410 | 3 | Thermal Energy Storage (TES) | 410 | 6 | Efficient compressor motor | 410 | 10 | Outdoor Lighting Controls (Photocell/Timeclock) | 410 | 9 | Efficient Fryer
[6 empty] | 411 | 4 | Thermal Energy Storage (TES) | 411 | 7 | Efficient compressor motor | 411 | 11 | Outdoor Lighting Controls (Photocell/Timeclock) | 411 | 10 | Efficient Fryer
[6 empty] | 412 | 5 | Thermal Energy Storage (TES) | 412 | 8 | Efficient compressor motor | 412 | 4 | Oversized Air Cooled Condenser | 412 | 11 | Efficient Fryer
[6 empty] | 413 | 6 | Thermal Energy Storage (TES) | 413 | 9 | Efficient compressor motor | 413 | 1 | Packaged HP System, EER=10.9, 10 tons | 413 | 9 | Electronically Commutated Motors (ECM) on an Air Handler Unit
[6 empty] | 414 | 7 | Thermal Energy Storage (TES) | 414 | 10 | Efficient compressor motor | 414 | 2 | Packaged HP System, EER=10.9, 10 tons | 414 | 9 | EMS - Chiller
[6 empty] | 415 | 8 | Thermal Energy Storage (TES) | 415 | 11 | Efficient compressor motor | 415 | 3 | Packaged HP System, EER=10.9, 10 tons | 415 | 9 | EMS Optimization
[6 empty] | 416 | 9 | Thermal Energy Storage (TES) | 416 | 1 | Efficient Fryer | 416 | 4 | Packaged HP System, EER=10.9, 10 tons | 416 | 2 | Energy Star or Better Copier
[6 empty] | 417 | 10 | Thermal Energy Storage (TES) | 417 | 3 | Efficient Fryer | 417 | 5 | Packaged HP System, EER=10.9, 10 tons | 417 | 3 | Energy Star or Better Copier
[6 empty] | 418 | 11 | Thermal Energy Storage (TES) | 418 | 4 | Efficient Fryer | 418 | 6 | Packaged HP System, EER=10.9, 10 tons | 418 | 4 | Energy Star or Better Copier
[6 empty] | 419 | 8 | Variable Speed Drive Control | 419 | 5 | Efficient Fryer | 419 | 7 | Packaged HP System, EER=10.9, 10 tons | 419 | 5 | Energy Star or Better Copier
[6 empty] | 420 | 1 | VSD for Chiller Pumps and Towers | 420 | 6 | Efficient Fryer | 420 | 8 | Packaged HP System, EER=10.9, 10 tons | 420 | 6 | Energy Star or Better Copier
[6 empty] | 421 | 2 | VSD for Chiller Pumps and Towers | 421 | 7 | Efficient Fryer | 421 | 10 | Packaged HP System, EER=10.9, 10 tons | 421 | 7 | Energy Star or Better Copier
[6 empty] | 422 | 3 | VSD for Chiller Pumps and Towers | 422 | 8 | Efficient Fryer | 422 | 11 | Packaged HP System, EER=10.9, 10 tons | 422 | 8 | Energy Star or Better Copier
[6 empty] | 423 | 4 | VSD for Chiller Pumps and Towers | 423 | 9 | Efficient Fryer | 423 | 1 | PC Manual Power Management Enabling | 423 | 9 | Energy Star or Better Copier
[6 empty] | 424 | 5 | VSD for Chiller Pumps and Towers | 424 | 10 | Efficient Fryer | 424 | 5 | PC Manual Power Management Enabling | 424 | 10 | Energy Star or Better Copier
[6 empty] | 425 | 7 | VSD for Chiller Pumps and Towers | 425 | 11 | Efficient Fryer | 425 | 6 | PC Manual Power Management Enabling | 425 | 11 | Energy Star or Better Copier
[6 empty] | 426 | 8 | VSD for Chiller Pumps and Towers | 426 | 1 | Electronically Commutated Motors (ECM) on an Air Handler Unit | 426 | 7 | PC Manual Power Management Enabling | 426 | 1 | Energy Star or Better Monitor
[6 empty] | 427 | 10 | VSD for Chiller Pumps and Towers | 427 | 2 | Electronically Commutated Motors (ECM) on an Air Handler Unit | 427 | 8 | PC Manual Power Management Enabling | 427 | 2 | Energy Star or Better Monitor
[6 empty] | 428 | 1 | Window Film (Standard) | 428 | 3 | Electronically Commutated Motors (ECM) on an Air Handler Unit | 428 | 11 | PC Manual Power Management Enabling | 428 | 3 | Energy Star or Better Monitor
[6 empty] | 429 | 2 | Window Film (Standard) | 429 | 4 | Electronically Commutated Motors (ECM) on an Air Handler Unit | 429 | 1 | PC Network Power Management Enabling | 429 | 4 | Energy Star or Better Monitor
[6 empty] | 430 | 2 | Window Film (Standard) | 430 | 5 | Electronically Commutated Motors (ECM) on an Air Handler Unit | 430 | 5 | PC Network Power Management Enabling | 430 | 4 | Energy Star or Better Monitor
[6 empty] | 431 | 2 | Window Film (Standard) | 431 | 6 | Electronically Commutated Motors (ECM) on an Air Handler Unit | 431 | 6 | PC Network Power Management Enabling | 431 | 5 | Energy Star or Better Monitor
[6 empty] | 432 | 3 | Window Film (Standard) | 432 | 9 | Electronically Commutated Motors (ECM) on an Air Handler Unit | 432 | 7 | PC Network Power Management Enabling | 432 | 6 | Energy Star or Better Monitor
[6 empty] | 433 | 3 | Window Film (Standard) | 433 | 10 | Electronically Commutated Motors (ECM) on an Air Handler Unit | 433 | 8 | PC Network Power Management Enabling | 433 | 7 | Energy Star or Better Monitor
[6 empty] | 434 | 4 | Window Film (Standard) | 434 | 11 | Electronically Commutated Motors (ECM) on an Air Handler Unit | 434 | 11 | PC Network Power Management Enabling | 434 | 8 | Energy Star or Better Monitor
[6 empty] | 435 | 4 | Window Film (Standard) | 435 | 9 | EMS - Chiller | 435 | 1 | Premium T8, EB, Reflector | 435 | 9 | Energy Star or Better Monitor
[6 empty] | 436 | 4 | Window Film (Standard) | 436 | 11 | EMS - Chiller | 436 | 2 | Premium T8, EB, Reflector | 436 | 10 | Energy Star or Better Monitor
[6 empty] | 437 | 5 | Window Film (Standard) | 437 | 1 | EMS Optimization | 437 | 3 | Premium T8, EB, Reflector | 437 | 10 | Energy Star or Better Monitor
[6 empty] | 438 | 7 | Window Film (Standard) | 438 | 2 | EMS Optimization | 438 | 4 | Premium T8, EB, Reflector | 438 | 11 | Energy Star or Better Monitor
[6 empty] | 439 | 7 | Window Film (Standard) | 439 | 3 | EMS Optimization | 439 | 5 | Premium T8, EB, Reflector | 439 | 1 | Evaporator fan controller for MT walk-ins
[6 empty] | 440 | 7 | Window Film (Standard) | 440 | 4 | EMS Optimization | 440 | 6 | Premium T8, EB, Reflector | 440 | 2 | Evaporator fan controller for MT walk-ins
[6 empty] | 441 | 8 | Window Film (Standard) | 441 | 5 | EMS Optimization | 441 | 7 | Premium T8, EB, Reflector | 441 | 3 | Evaporator fan controller for MT walk-ins
[6 empty] | 442 | 8 | Window Film (Standard) | 442 | 6 | EMS Optimization | 442 | 8 | Premium T8, EB, Reflector | 442 | 5 | Evaporator fan controller for MT walk-ins
[6 empty] | 443 | 8 | Window Film (Standard) | 443 | 7 | EMS Optimization | 443 | 9 | Premium T8, EB, Reflector | 443 | 6 | Evaporator fan controller for MT walk-ins
[6 empty] | 444 | 10 | Window Film (Standard) | 444 | 8 | EMS Optimization | 444 | 10 | Premium T8, EB, Reflector | 444 | 7 | Evaporator fan controller for MT walk-ins
[9 empty] | 445 | 9 | EMS Optimization | 445 | 11 | Premium T8, EB, Reflector | 445 | 8 | Evaporator fan controller for MT walk-ins
[9 empty] | 446 | 10 | EMS Optimization | 446 | 1 | Premium T8, Elecctronic Ballast | 446 | 9 | Evaporator fan controller for MT walk-ins
[9 empty] | 447 | 11 | EMS Optimization | 447 | 2 | Premium T8, Elecctronic Ballast | 447 | 10 | Evaporator fan controller for MT walk-ins
[9 empty] | 448 | 1 | Energy Star or Better Copier | 448 | 3 | Premium T8, Elecctronic Ballast | 448 | 11 | Evaporator fan controller for MT walk-ins
[9 empty] | 449 | 2 | Energy Star or Better Copier | 449 | 4 | Premium T8, Elecctronic Ballast | 449 | 1 | Floating head pressure controls
[9 empty] | 450 | 3 | Energy Star or Better Copier | 450 | 7 | Premium T8, Elecctronic Ballast | 450 | 2 | Floating head pressure controls
[9 empty] | 451 | 4 | Energy Star or Better Copier | 451 | 8 | Premium T8, Elecctronic Ballast | 451 | 3 | Floating head pressure controls
[9 empty] | 452 | 5 | Energy Star or Better Copier | 452 | 1 | Printer Power Management Enabling | 452 | 5 | Floating head pressure controls
[9 empty] | 453 | 6 | Energy Star or Better Copier | 453 | 5 | Printer Power Management Enabling | 453 | 6 | Floating head pressure controls
[9 empty] | 454 | 7 | Energy Star or Better Copier | 454 | 6 | Printer Power Management Enabling | 454 | 7 | Floating head pressure controls
[9 empty] | 455 | 8 | Energy Star or Better Copier | 455 | 7 | Printer Power Management Enabling | 455 | 8 | Floating head pressure controls
[9 empty] | 456 | 9 | Energy Star or Better Copier | 456 | 8 | Printer Power Management Enabling | 456 | 9 | Floating head pressure controls
[9 empty] | 457 | 10 | Energy Star or Better Copier | 457 | 11 | Printer Power Management Enabling | 457 | 10 | Floating head pressure controls
[9 empty] | 458 | 11 | Energy Star or Better Copier | 458 | 1 | PSMH, 250W, magnetic ballast | 458 | 11 | Floating head pressure controls
[9 empty] | 459 | 1 | Energy Star or Better Monitor | 459 | 2 | PSMH, 250W, magnetic ballast | 459 | single segment | Flood LED 14W
[9 empty] | 460 | 2 | Energy Star or Better Monitor | 460 | 3 | PSMH, 250W, magnetic ballast | 460 | 1 | Freezer-Cooler Replacement Gaskets
[9 empty] | 461 | 2 | Energy Star or Better Monitor | 461 | 4 | PSMH, 250W, magnetic ballast | 461 | 2 | Freezer-Cooler Replacement Gaskets
[9 empty] | 462 | 3 | Energy Star or Better Monitor | 462 | 5 | PSMH, 250W, magnetic ballast | 462 | 3 | Freezer-Cooler Replacement Gaskets
[9 empty] | 463 | 3 | Energy Star or Better Monitor | 463 | 6 | PSMH, 250W, magnetic ballast | 463 | 5 | Freezer-Cooler Replacement Gaskets
[9 empty] | 464 | 4 | Energy Star or Better Monitor | 464 | 7 | PSMH, 250W, magnetic ballast | 464 | 6 | Freezer-Cooler Replacement Gaskets
[9 empty] | 465 | 4 | Energy Star or Better Monitor | 465 | 8 | PSMH, 250W, magnetic ballast | 465 | 7 | Freezer-Cooler Replacement Gaskets
[9 empty] | 466 | 5 | Energy Star or Better Monitor | 466 | 9 | PSMH, 250W, magnetic ballast | 466 | 8 | Freezer-Cooler Replacement Gaskets
[9 empty] | 467 | 5 | Energy Star or Better Monitor | 467 | 10 | PSMH, 250W, magnetic ballast | 467 | 9 | Freezer-Cooler Replacement Gaskets
[9 empty] | 468 | 6 | Energy Star or Better Monitor | 468 | 11 | PSMH, 250W, magnetic ballast | 468 | 10 | Freezer-Cooler Replacement Gaskets
[9 empty] | 469 | 7 | Energy Star or Better Monitor | 469 | 4 | Refrigeration Commissioning | 469 | 11 | Freezer-Cooler Replacement Gaskets
[9 empty] | 470 | 7 | Energy Star or Better Monitor | 470 | 1 | ROB Premium T8, 1EB | 470 | 1 | Geothermal Heat Pump, EER=13, 10 tons
[9 empty] | 471 | 8 | Energy Star or Better Monitor | 471 | 2 | ROB Premium T8, 1EB | 471 | 3 | Geothermal Heat Pump, EER=13, 10 tons
[9 empty] | 472 | 9 | Energy Star or Better Monitor | 472 | 3 | ROB Premium T8, 1EB | 472 | 4 | Geothermal Heat Pump, EER=13, 10 tons
[9 empty] | 473 | 9 | Energy Star or Better Monitor | 473 | 4 | ROB Premium T8, 1EB | 473 | 5 | Geothermal Heat Pump, EER=13, 10 tons
[9 empty] | 474 | 10 | Energy Star or Better Monitor | 474 | 5 | ROB Premium T8, 1EB | 474 | 6 | Geothermal Heat Pump, EER=13, 10 tons
[9 empty] | 475 | 10 | Energy Star or Better Monitor | 475 | 6 | ROB Premium T8, 1EB | 475 | 8 | Geothermal Heat Pump, EER=13, 10 tons
[9 empty] | 476 | 11 | Energy Star or Better Monitor | 476 | 7 | ROB Premium T8, 1EB | 476 | 9 | Geothermal Heat Pump, EER=13, 10 tons
[9 empty] | 477 | 1 | Evaporator fan controller for MT walk-ins | 477 | 8 | ROB Premium T8, 1EB | 477 | 9 | Geothermal Heat Pump, EER=13, 10 tons
[9 empty] | 478 | 2 | Evaporator fan controller for MT walk-ins | 478 | 9 | ROB Premium T8, 1EB | 478 | 10 | Geothermal Heat Pump, EER=13, 10 tons
[9 empty] | 479 | 3 | Evaporator fan controller for MT walk-ins | 479 | 10 | ROB Premium T8, 1EB | 479 | 11 | Geothermal Heat Pump, EER=13, 10 tons
[9 empty] | 480 | 4 | Evaporator fan controller for MT walk-ins | 480 | 11 | ROB Premium T8, 1EB | 480 | 3 | Heat Pump Water Heater (air source)
[9 empty] | 481 | 5 | Evaporator fan controller for MT walk-ins | 481 | 1 | ROB Premium T8, EB, Reflector | 481 | 9 | Heat Pump Water Heater (air source)
[9 empty] | 482 | 6 | Evaporator fan controller for MT walk-ins | 482 | 2 | ROB Premium T8, EB, Reflector | 482 | 3 | Heat Recovery Unit
[9 empty] | 483 | 7 | Evaporator fan controller for MT walk-ins | 483 | 3 | ROB Premium T8, EB, Reflector | 483 | 9 | Heat Recovery Unit
[9 empty] | 484 | 8 | Evaporator fan controller for MT walk-ins | 484 | 4 | ROB Premium T8, EB, Reflector | 484 | 1 | Heat Trap
[9 empty] | 485 | 9 | Evaporator fan controller for MT walk-ins | 485 | 5 | ROB Premium T8, EB, Reflector | 485 | 3 | Heat Trap
[9 empty] | 486 | 10 | Evaporator fan controller for MT walk-ins | 486 | 6 | ROB Premium T8, EB, Reflector | 486 | 4 | Heat Trap
[9 empty] | 487 | 11 | Evaporator fan controller for MT walk-ins | 487 | 7 | ROB Premium T8, EB, Reflector | 487 | 6 | Heat Trap
[9 empty] | 488 | 1 | Floating head pressure controls | 488 | 8 | ROB Premium T8, EB, Reflector | 488 | 9 | Heat Trap
[9 empty] | 489 | 2 | Floating head pressure controls | 489 | 9 | ROB Premium T8, EB, Reflector | 489 | 11 | Heat Trap
[9 empty] | 490 | 3 | Floating head pressure controls | 490 | 10 | ROB Premium T8, EB, Reflector | 490 | 9 | High Efficiency Chiller Motors
[9 empty] | 491 | 5 | Floating head pressure controls | 491 | 11 | ROB Premium T8, EB, Reflector | 491 | 11 | High Efficiency Chiller Motors
[9 empty] | 492 | 6 | Floating head pressure controls | 492 | 1 | Roof Insulation | 492 | 1 | High Efficiency Fan Motor, 15hp, 1800rpm, 92.4%
[9 empty] | 493 | 7 | Floating head pressure controls | 493 | 1 | Roof Insulation | 493 | 2 | High Efficiency Fan Motor, 15hp, 1800rpm, 92.4%
[9 empty] | 494 | 8 | Floating head pressure controls | 494 | 1 | Roof Insulation | 494 | 3 | High Efficiency Fan Motor, 15hp, 1800rpm, 92.4%
[9 empty] | 495 | 9 | Floating head pressure controls | 495 | 2 | Roof Insulation | 495 | 4 | High Efficiency Fan Motor, 15hp, 1800rpm, 92.4%
[9 empty] | 496 | 10 | Floating head pressure controls | 496 | 2 | Roof Insulation | 496 | 5 | High Efficiency Fan Motor, 15hp, 1800rpm, 92.4%
[9 empty] | 497 | 11 | Floating head pressure controls | 497 | 2 | Roof Insulation | 497 | 6 | High Efficiency Fan Motor, 15hp, 1800rpm, 92.4%
[9 empty] | 498 | single segment | Flood LED 14W | 498 | 3 | Roof Insulation | 498 | 7 | High Efficiency Fan Motor, 15hp, 1800rpm, 92.4%
[9 empty] | 499 | 1 | Freezer-Cooler Replacement Gaskets | 499 | 3 | Roof Insulation | 499 | 8 | High Efficiency Fan Motor, 15hp, 1800rpm, 92.4%
[9 empty] | 500 | 2 | Freezer-Cooler Replacement Gaskets | 500 | 3 | Roof Insulation | 500 | 9 | High Efficiency Fan Motor, 15hp, 1800rpm, 92.4%
[9 empty] | 501 | 3 | Freezer-Cooler Replacement Gaskets | 501 | 4 | Roof Insulation | 501 | 10 | High Efficiency Fan Motor, 15hp, 1800rpm, 92.4%
[9 empty] | 502 | 5 | Freezer-Cooler Replacement Gaskets | 502 | 4 | Roof Insulation | 502 | 11 | High Efficiency Fan Motor, 15hp, 1800rpm, 92.4%
[9 empty] | 503 | 6 | Freezer-Cooler Replacement Gaskets | 503 | 4 | Roof Insulation | 503 | 1 | High Efficiency Water Heater (electric)
[9 empty] | 504 | 7 | Freezer-Cooler Replacement Gaskets | 504 | 5 | Roof Insulation | 504 | 2 | High Efficiency Water Heater (electric)
[9 empty] | 505 | 8 | Freezer-Cooler Replacement Gaskets | 505 | 5 | Roof Insulation | 505 | 3 | High Efficiency Water Heater (electric)
[9 empty] | 506 | 9 | Freezer-Cooler Replacement Gaskets | 506 | 5 | Roof Insulation | 506 | 4 | High Efficiency Water Heater (electric)
[9 empty] | 507 | 10 | Freezer-Cooler Replacement Gaskets | 507 | 6 | Roof Insulation | 507 | 5 | High Efficiency Water Heater (electric)
[9 empty] | 508 | 11 | Freezer-Cooler Replacement Gaskets | 508 | 6 | Roof Insulation | 508 | 6 | High Efficiency Water Heater (electric)
[9 empty] | 509 | 9 | Geothermal Heat Pump, EER=13, 10 tons | 509 | 7 | Roof Insulation | 509 | 7 | High Efficiency Water Heater (electric)
[9 empty] | 510 | 11 | Geothermal Heat Pump, EER=13, 10 tons | 510 | 7 | Roof Insulation | 510 | 8 | High Efficiency Water Heater (electric)
[9 empty] | 511 | 9 | HE PTAC, EER=9.6, 1 ton | 511 | 7 | Roof Insulation | 511 | 9 | High Efficiency Water Heater (electric)
[9 empty] | 512 | 1 | Heat Pump Water Heater (air source) | 512 | 8 | Roof Insulation | 512 | 10 | High Efficiency Water Heater (electric)
[9 empty] | 513 | 3 | Heat Pump Water Heater (air source) | 513 | 8 | Roof Insulation | 513 | 11 | High Efficiency Water Heater (electric)
[9 empty] | 514 | 4 | Heat Pump Water Heater (air source) | 514 | 8 | Roof Insulation | 514 | 1 | High Pressure Sodium 250W Lamp
[9 empty] | 515 | 6 | Heat Pump Water Heater (air source) | 515 | 10 | Roof Insulation | 515 | 2 | High Pressure Sodium 250W Lamp
[9 empty] | 516 | 8 | Heat Pump Water Heater (air source) | 516 | 10 | Roof Insulation | 516 | 3 | High Pressure Sodium 250W Lamp
[9 empty] | 517 | 9 | Heat Pump Water Heater (air source) | 517 | 10 | Roof Insulation | 517 | 5 | High Pressure Sodium 250W Lamp
[9 empty] | 518 | 11 | Heat Pump Water Heater (air source) | 518 | 11 | Roof Insulation | 518 | 7 | High Pressure Sodium 250W Lamp
[9 empty] | 519 | 1 | Heat Recovery Unit | 519 | single segment | Run Time Optimizer | 519 | 8 | High Pressure Sodium 250W Lamp
[9 empty] | 520 | 3 | Heat Recovery Unit | 520 | 2 | Separate Makeup Air / Exhaust Hoods AC | 520 | 9 | High Pressure Sodium 250W Lamp
[9 empty] | 521 | 4 | Heat Recovery Unit | 521 | 4 | Separate Makeup Air / Exhaust Hoods AC | 521 | 10 | High Pressure Sodium 250W Lamp
[9 empty] | 522 | 6 | Heat Recovery Unit | 522 | single segment | Server Virtualization | 522 | 11 | High Pressure Sodium 250W Lamp
[9 empty] | 523 | 8 | Heat Recovery Unit | 523 | single segment | Steamer | 523 | 1 | High R-Value Glass Doors
[9 empty] | 524 | 9 | Heat Recovery Unit | 524 | 4 | Strip curtains for walk-ins | 524 | 2 | High R-Value Glass Doors
[9 empty] | 525 | 11 | Heat Recovery Unit | 525 | 1 | Thermal Energy Storage (TES) | 525 | 3 | High R-Value Glass Doors
[9 empty] | 526 | 1 | Heat Trap | 526 | 2 | Thermal Energy Storage (TES) | 526 | 5 | High R-Value Glass Doors
[9 empty] | 527 | 2 | Heat Trap | 527 | 3 | Thermal Energy Storage (TES) | 527 | 6 | High R-Value Glass Doors
[9 empty] | 528 | 3 | Heat Trap | 528 | 4 | Thermal Energy Storage (TES) | 528 | 7 | High R-Value Glass Doors
[9 empty] | 529 | 4 | Heat Trap | 529 | 5 | Thermal Energy Storage (TES) | 529 | 8 | High R-Value Glass Doors
[9 empty] | 530 | 5 | Heat Trap | 530 | 6 | Thermal Energy Storage (TES) | 530 | 9 | High R-Value Glass Doors
[9 empty] | 531 | 6 | Heat Trap | 531 | 7 | Thermal Energy Storage (TES) | 531 | 10 | High R-Value Glass Doors
[9 empty] | 532 | 7 | Heat Trap | 532 | 8 | Thermal Energy Storage (TES) | 532 | 11 | High R-Value Glass Doors
[9 empty] | 533 | 8 | Heat Trap | 533 | 9 | Thermal Energy Storage (TES) | 533 | 1 | High-efficiency fan motors
[9 empty] | 534 | 9 | Heat Trap | 534 | 10 | Thermal Energy Storage (TES) | 534 | 2 | High-efficiency fan motors
[9 empty] | 535 | 10 | Heat Trap | 535 | 11 | Thermal Energy Storage (TES) | 535 | 3 | High-efficiency fan motors
[9 empty] | 536 | 11 | Heat Trap | 536 | 1 | Variable Speed Drive Control | 536 | 5 | High-efficiency fan motors
[9 empty] | 537 | 1 | High Efficiency Chiller Motors | 537 | 2 | Variable Speed Drive Control | 537 | 6 | High-efficiency fan motors
[9 empty] | 538 | 3 | High Efficiency Chiller Motors | 538 | 3 | Variable Speed Drive Control | 538 | 7 | High-efficiency fan motors
[9 empty] | 539 | 4 | High Efficiency Chiller Motors | 539 | 4 | Variable Speed Drive Control | 539 | 8 | High-efficiency fan motors
[9 empty] | 540 | 5 | High Efficiency Chiller Motors | 540 | 5 | Variable Speed Drive Control | 540 | 9 | High-efficiency fan motors
[9 empty] | 541 | 6 | High Efficiency Chiller Motors | 541 | 6 | Variable Speed Drive Control | 541 | 10 | High-efficiency fan motors
[9 empty] | 542 | 8 | High Efficiency Chiller Motors | 542 | 7 | Variable Speed Drive Control | 542 | 11 | High-efficiency fan motors
[9 empty] | 543 | 9 | High Efficiency Chiller Motors | 543 | 8 | Variable Speed Drive Control | 543 | 1 | Hot Water Pipe Insulation
[9 empty] | 544 | 10 | High Efficiency Chiller Motors | 544 | 10 | Variable Speed Drive Control | 544 | 2 | Hot Water Pipe Insulation
[9 empty] | 545 | 11 | High Efficiency Chiller Motors | 545 | 11 | Variable Speed Drive Control | 545 | 3 | Hot Water Pipe Insulation
[9 empty] | 546 | 1 | High Efficiency Fan Motor, 15hp, 1800rpm, 92.4% | 546 | 1 | Vending Misers (cooled machines only) | 546 | 4 | Hot Water Pipe Insulation
[9 empty] | 547 | 2 | High Efficiency Fan Motor, 15hp, 1800rpm, 92.4% | 547 | 2 | Vending Misers (cooled machines only) | 547 | 5 | Hot Water Pipe Insulation
[9 empty] | 548 | 3 | High Efficiency Fan Motor, 15hp, 1800rpm, 92.4% | 548 | 5 | Vending Misers (cooled machines only) | 548 | 6 | Hot Water Pipe Insulation
[9 empty] | 549 | 4 | High Efficiency Fan Motor, 15hp, 1800rpm, 92.4% | 549 | 10 | Vending Misers (cooled machines only) | 549 | 7 | Hot Water Pipe Insulation
[9 empty] | 550 | 5 | High Efficiency Fan Motor, 15hp, 1800rpm, 92.4% | 550 | 1 | VSD for Chiller Pumps and Towers | 550 | 8 | Hot Water Pipe Insulation
[9 empty] | 551 | 6 | High Efficiency Fan Motor, 15hp, 1800rpm, 92.4% | 551 | 2 | VSD for Chiller Pumps and Towers | 551 | 9 | Hot Water Pipe Insulation
[9 empty] | 552 | 7 | High Efficiency Fan Motor, 15hp, 1800rpm, 92.4% | 552 | 3 | VSD for Chiller Pumps and Towers | 552 | 10 | Hot Water Pipe Insulation
[9 empty] | 553 | 8 | High Efficiency Fan Motor, 15hp, 1800rpm, 92.4% | 553 | 4 | VSD for Chiller Pumps and Towers | 553 | 11 | Hot Water Pipe Insulation
[9 empty] | 554 | 9 | High Efficiency Fan Motor, 15hp, 1800rpm, 92.4% | 554 | 5 | VSD for Chiller Pumps and Towers | 554 | single segment | LED (12-Watt)
[9 empty] | 555 | 10 | High Efficiency Fan Motor, 15hp, 1800rpm, 92.4% | 555 | 6 | VSD for Chiller Pumps and Towers | 555 | 1 | LED Display Lighting
[9 empty] | 556 | 11 | High Efficiency Fan Motor, 15hp, 1800rpm, 92.4% | 556 | 7 | VSD for Chiller Pumps and Towers | 556 | 2 | LED Display Lighting
[9 empty] | 557 | 1 | High Efficiency Water Heater (electric) | 557 | 8 | VSD for Chiller Pumps and Towers | 557 | 3 | LED Display Lighting
[9 empty] | 558 | 2 | High Efficiency Water Heater (electric) | 558 | 10 | VSD for Chiller Pumps and Towers | 558 | 5 | LED Display Lighting
[9 empty] | 559 | 3 | High Efficiency Water Heater (electric) | 559 | 11 | VSD for Chiller Pumps and Towers | 559 | 6 | LED Display Lighting
[9 empty] | 560 | 4 | High Efficiency Water Heater (electric) | 560 | 1 | Window Film (Standard) | 560 | 7 | LED Display Lighting
[9 empty] | 561 | 5 | High Efficiency Water Heater (electric) | 561 | 1 | Window Film (Standard) | 561 | 8 | LED Display Lighting
[9 empty] | 562 | 6 | High Efficiency Water Heater (electric) | 562 | 1 | Window Film (Standard) | 562 | 9 | LED Display Lighting
[9 empty] | 563 | 7 | High Efficiency Water Heater (electric) | 563 | 2 | Window Film (Standard) | 563 | 10 | LED Display Lighting
[9 empty] | 564 | 8 | High Efficiency Water Heater (electric) | 564 | 2 | Window Film (Standard) | 564 | 11 | LED Display Lighting
[9 empty] | 565 | 9 | High Efficiency Water Heater (electric) | 565 | 2 | Window Film (Standard) | 565 | 1 | LED Exit Sign
[9 empty] | 566 | 10 | High Efficiency Water Heater (electric) | 566 | 3 | Window Film (Standard) | 566 | 2 | LED Exit Sign
[9 empty] | 567 | 11 | High Efficiency Water Heater (electric) | 567 | 3 | Window Film (Standard) | 567 | 3 | LED Exit Sign
[9 empty] | 568 | 1 | High Pressure Sodium 250W Lamp | 568 | 3 | Window Film (Standard) | 568 | 4 | LED Exit Sign
[9 empty] | 569 | 2 | High Pressure Sodium 250W Lamp | 569 | 4 | Window Film (Standard) | 569 | 5 | LED Exit Sign
[9 empty] | 570 | 3 | High Pressure Sodium 250W Lamp | 570 | 4 | Window Film (Standard) | 570 | 6 | LED Exit Sign
[9 empty] | 571 | 4 | High Pressure Sodium 250W Lamp | 571 | 4 | Window Film (Standard) | 571 | 7 | LED Exit Sign
[9 empty] | 572 | 5 | High Pressure Sodium 250W Lamp | 572 | 5 | Window Film (Standard) | 572 | 8 | LED Exit Sign
[9 empty] | 573 | 6 | High Pressure Sodium 250W Lamp | 573 | 5 | Window Film (Standard) | 573 | 9 | LED Exit Sign
[9 empty] | 574 | 7 | High Pressure Sodium 250W Lamp | 574 | 5 | Window Film (Standard) | 574 | 10 | LED Exit Sign
[9 empty] | 575 | 8 | High Pressure Sodium 250W Lamp | 575 | 6 | Window Film (Standard) | 575 | 11 | LED Exit Sign
[9 empty] | 576 | 9 | High Pressure Sodium 250W Lamp | 576 | 6 | Window Film (Standard) | 576 | single segment | LED Linear Tube 22W
[9 empty] | 577 | 10 | High Pressure Sodium 250W Lamp | 577 | 7 | Window Film (Standard) | 577 | 9 | Lighting Control Tuneup
[9 empty] | 578 | 11 | High Pressure Sodium 250W Lamp | 578 | 7 | Window Film (Standard) | 578 | 9 | Lighting Control Tuneup
[9 empty] | 579 | 1 | High R-Value Glass Doors | 579 | 7 | Window Film (Standard) | 579 | 10 | Lighting Control Tuneup
[9 empty] | 580 | 2 | High R-Value Glass Doors | 580 | 8 | Window Film (Standard) | 580 | 1 | Monitor Power Management Enabling
[9 empty] | 581 | 3 | High R-Value Glass Doors | 581 | 8 | Window Film (Standard) | 581 | 2 | Monitor Power Management Enabling
[9 empty] | 582 | 5 | High R-Value Glass Doors | 582 | 8 | Window Film (Standard) | 582 | 2 | Monitor Power Management Enabling
[9 empty] | 583 | 6 | High R-Value Glass Doors | 583 | 10 | Window Film (Standard) | 583 | 3 | Monitor Power Management Enabling
[9 empty] | 584 | 7 | High R-Value Glass Doors | 584 | 10 | Window Film (Standard) | 584 | 3 | Monitor Power Management Enabling
[9 empty] | 585 | 8 | High R-Value Glass Doors | 585 | 10 | Window Film (Standard) | 585 | 4 | Monitor Power Management Enabling
[9 empty] | 586 | 9 | High R-Value Glass Doors | 586 |  |  | 586 | 4 | Monitor Power Management Enabling
[9 empty] | 587 | 10 | High R-Value Glass Doors | 587 |  |  | 587 | 5 | Monitor Power Management Enabling
[9 empty] | 588 | 11 | High R-Value Glass Doors | 588 |  |  | 588 | 6 | Monitor Power Management Enabling
[9 empty] | 589 | 1 | High-efficiency fan motors | 589 |  |  | 589 | 7 | Monitor Power Management Enabling
[9 empty] | 590 | 2 | High-efficiency fan motors | 590 |  |  | 590 | 8 | Monitor Power Management Enabling
[9 empty] | 591 | 3 | High-efficiency fan motors | 591 |  |  | 591 | 9 | Monitor Power Management Enabling
[9 empty] | 592 | 5 | High-efficiency fan motors | 592 |  |  | 592 | 9 | Monitor Power Management Enabling
[9 empty] | 593 | 6 | High-efficiency fan motors | 593 |  |  | 593 | 10 | Monitor Power Management Enabling
[9 empty] | 594 | 7 | High-efficiency fan motors | 594 |  |  | 594 | 10 | Monitor Power Management Enabling
[9 empty] | 595 | 8 | High-efficiency fan motors |  |  |  | 595 | 11 | Monitor Power Management Enabling
[9 empty] | 596 | 9 | High-efficiency fan motors |  |  |  | 596 | 1 | Multiplex Compressor System
[9 empty] | 597 | 10 | High-efficiency fan motors |  |  |  | 597 | 2 | Multiplex Compressor System
[9 empty] | 598 | 11 | High-efficiency fan motors |  |  |  | 598 | 3 | Multiplex Compressor System
[9 empty] | 599 | 1 | Hot Water Pipe Insulation |  |  |  | 599 | 5 | Multiplex Compressor System
[9 empty] | 600 | 2 | Hot Water Pipe Insulation |  |  |  | 600 | 6 | Multiplex Compressor System
[9 empty] | 601 | 3 | Hot Water Pipe Insulation |  |  |  | 601 | 7 | Multiplex Compressor System
[9 empty] | 602 | 4 | Hot Water Pipe Insulation |  |  |  | 602 | 8 | Multiplex Compressor System
[9 empty] | 603 | 5 | Hot Water Pipe Insulation |  |  |  | 603 | 9 | Multiplex Compressor System
[9 empty] | 604 | 6 | Hot Water Pipe Insulation |  |  |  | 604 | 10 | Multiplex Compressor System
[9 empty] | 605 | 7 | Hot Water Pipe Insulation |  |  |  | 605 | 11 | Multiplex Compressor System
[9 empty] | 606 | 8 | Hot Water Pipe Insulation |  |  |  | 606 | 1 | Night covers for display cases
[9 empty] | 607 | 9 | Hot Water Pipe Insulation |  |  |  | 607 | 2 | Night covers for display cases
[9 empty] | 608 | 10 | Hot Water Pipe Insulation |  |  |  | 608 | 3 | Night covers for display cases
[9 empty] | 609 | 11 | Hot Water Pipe Insulation |  |  |  | 609 | 5 | Night covers for display cases
[9 empty] | 610 | 9 | Hybrid Dessicant-DX System (Trane CDQ) |  |  |  | 610 | 6 | Night covers for display cases
[9 empty] | 611 | single segment | Ice Machine |  |  |  | 611 | 7 | Night covers for display cases
[9 empty] | 612 | single segment | LED (12-Watt) |  |  |  | 612 | 8 | Night covers for display cases
[9 empty] | 613 | 1 | LED Display Lighting |  |  |  | 613 | 9 | Night covers for display cases
[9 empty] | 614 | 2 | LED Display Lighting |  |  |  | 614 | 10 | Night covers for display cases
[9 empty] | 615 | 3 | LED Display Lighting |  |  |  | 615 | 11 | Night covers for display cases
[9 empty] | 616 | 4 | LED Display Lighting |  |  |  | 616 | 5 | Occupancy Sensor
[9 empty] | 617 | 5 | LED Display Lighting |  |  |  | 617 | 5 | Occupancy Sensor
[9 empty] | 618 | 6 | LED Display Lighting |  |  |  | 618 | 6 | Occupancy Sensor
[9 empty] | 619 | 7 | LED Display Lighting |  |  |  | 619 | 6 | Occupancy Sensor
[9 empty] | 620 | 8 | LED Display Lighting |  |  |  | 620 | 9 | Occupancy Sensor
[9 empty] | 621 | 9 | LED Display Lighting |  |  |  | 621 | 9 | Occupancy Sensor
[9 empty] | 622 | 10 | LED Display Lighting |  |  |  | 622 | 10 | Occupancy Sensor
[9 empty] | 623 | 11 | LED Display Lighting |  |  |  | 623 | 10 | Occupancy Sensor
[9 empty] | 624 | 1 | LED Exit Sign |  |  |  | 624 | 11 | Occupancy Sensor
[9 empty] | 625 | 2 | LED Exit Sign |  |  |  | 625 | 11 | Occupancy Sensor
[9 empty] | 626 | 3 | LED Exit Sign |  |  |  | 626 | 9 | Optimize Controls
[9 empty] | 627 | 4 | LED Exit Sign |  |  |  | 627 | 1 | Outdoor Lighting Controls (Photocell/Timeclock)
[9 empty] | 628 | 5 | LED Exit Sign |  |  |  | 628 | 1 | Outdoor Lighting Controls (Photocell/Timeclock)
[9 empty] | 629 | 6 | LED Exit Sign |  |  |  | 629 | 2 | Outdoor Lighting Controls (Photocell/Timeclock)
[9 empty] | 630 | 7 | LED Exit Sign |  |  |  | 630 | 3 | Outdoor Lighting Controls (Photocell/Timeclock)
[9 empty] | 631 | 8 | LED Exit Sign |  |  |  | 631 | 5 | Outdoor Lighting Controls (Photocell/Timeclock)
[9 empty] | 632 | 9 | LED Exit Sign |  |  |  | 632 | 5 | Outdoor Lighting Controls (Photocell/Timeclock)
[9 empty] | 633 | 10 | LED Exit Sign |  |  |  | 633 | 7 | Outdoor Lighting Controls (Photocell/Timeclock)
[9 empty] | 634 | 11 | LED Exit Sign |  |  |  | 634 | 7 | Outdoor Lighting Controls (Photocell/Timeclock)
[9 empty] | 635 | single segment | LED High Bay 83W (400W equivalent) |  |  |  | 635 | 8 | Outdoor Lighting Controls (Photocell/Timeclock)
[9 empty] | 636 | single segment | LED Linear Tube 22W |  |  |  | 636 | 8 | Outdoor Lighting Controls (Photocell/Timeclock)
[9 empty] | 637 | 1 | Lighting Control Tuneup |  |  |  | 637 | 9 | Outdoor Lighting Controls (Photocell/Timeclock)
[9 empty] | 638 | 1 | Lighting Control Tuneup |  |  |  | 638 | 9 | Outdoor Lighting Controls (Photocell/Timeclock)
[9 empty] | 639 | 2 | Lighting Control Tuneup |  |  |  | 639 | 10 | Outdoor Lighting Controls (Photocell/Timeclock)
[9 empty] | 640 | 2 | Lighting Control Tuneup |  |  |  | 640 | 11 | Outdoor Lighting Controls (Photocell/Timeclock)
[9 empty] | 641 | 3 | Lighting Control Tuneup |  |  |  | 641 | 1 | Oversized Air Cooled Condenser
[9 empty] | 642 | 5 | Lighting Control Tuneup |  |  |  | 642 | 2 | Oversized Air Cooled Condenser
[9 empty] | 643 | 5 | Lighting Control Tuneup |  |  |  | 643 | 3 | Oversized Air Cooled Condenser
[9 empty] | 644 | 6 | Lighting Control Tuneup |  |  |  | 644 | 5 | Oversized Air Cooled Condenser
[9 empty] | 645 | 6 | Lighting Control Tuneup |  |  |  | 645 | 6 | Oversized Air Cooled Condenser
[9 empty] | 646 | 7 | Lighting Control Tuneup |  |  |  | 646 | 7 | Oversized Air Cooled Condenser
[9 empty] | 647 | 7 | Lighting Control Tuneup |  |  |  | 647 | 8 | Oversized Air Cooled Condenser
[9 empty] | 648 | 9 | Lighting Control Tuneup |  |  |  | 648 | 9 | Oversized Air Cooled Condenser
[9 empty] | 649 | 9 | Lighting Control Tuneup |  |  |  | 649 | 10 | Oversized Air Cooled Condenser
[9 empty] | 650 | 10 | Lighting Control Tuneup |  |  |  | 650 | 11 | Oversized Air Cooled Condenser
[9 empty] | 651 | 10 | Lighting Control Tuneup |  |  |  | 651 | 9 | Packaged HP System, EER=10.9, 10 tons
[9 empty] | 652 | 11 | Lighting Control Tuneup |  |  |  | 652 | 2 | PC Manual Power Management Enabling
[9 empty] | 653 | 11 | Lighting Control Tuneup |  |  |  | 653 | 3 | PC Manual Power Management Enabling
[9 empty] | 654 | 1 | Monitor Power Management Enabling |  |  |  | 654 | 4 | PC Manual Power Management Enabling
[9 empty] | 655 | 1 | Monitor Power Management Enabling |  |  |  | 655 | 9 | PC Manual Power Management Enabling
[9 empty] | 656 | 2 | Monitor Power Management Enabling |  |  |  | 656 | 10 | PC Manual Power Management Enabling
[9 empty] | 657 | 2 | Monitor Power Management Enabling |  |  |  | 657 | 2 | PC Network Power Management Enabling
[9 empty] | 658 | 3 | Monitor Power Management Enabling |  |  |  | 658 | 3 | PC Network Power Management Enabling
[9 empty] | 659 | 3 | Monitor Power Management Enabling |  |  |  | 659 | 4 | PC Network Power Management Enabling
[9 empty] | 660 | 4 | Monitor Power Management Enabling |  |  |  | 660 | 9 | PC Network Power Management Enabling
[9 empty] | 661 | 4 | Monitor Power Management Enabling |  |  |  | 661 | 10 | PC Network Power Management Enabling
[9 empty] | 662 | 5 | Monitor Power Management Enabling |  |  |  | 662 | 5 | Premium T8, Elecctronic Ballast
[9 empty] | 663 | 5 | Monitor Power Management Enabling |  |  |  | 663 | 6 | Premium T8, Elecctronic Ballast
[9 empty] | 664 | 6 | Monitor Power Management Enabling |  |  |  | 664 | 9 | Premium T8, Elecctronic Ballast
[9 empty] | 665 | 6 | Monitor Power Management Enabling |  |  |  | 665 | 10 | Premium T8, Elecctronic Ballast
[9 empty] | 666 | 7 | Monitor Power Management Enabling |  |  |  | 666 | 11 | Premium T8, Elecctronic Ballast
[9 empty] | 667 | 7 | Monitor Power Management Enabling |  |  |  | 667 | 2 | Printer Power Management Enabling
[9 empty] | 668 | 8 | Monitor Power Management Enabling |  |  |  | 668 | 3 | Printer Power Management Enabling
[9 empty] | 669 | 8 | Monitor Power Management Enabling |  |  |  | 669 | 4 | Printer Power Management Enabling
[9 empty] | 670 | 9 | Monitor Power Management Enabling |  |  |  | 670 | 9 | Printer Power Management Enabling
[9 empty] | 671 | 9 | Monitor Power Management Enabling |  |  |  | 671 | 10 | Printer Power Management Enabling
[9 empty] | 672 | 10 | Monitor Power Management Enabling |  |  |  | 672 | 1 | PSMH, 250 W, electronic ballast
[9 empty] | 673 | 10 | Monitor Power Management Enabling |  |  |  | 673 | 2 | PSMH, 250 W, electronic ballast
[9 empty] | 674 | 11 | Monitor Power Management Enabling |  |  |  | 674 | 3 | PSMH, 250 W, electronic ballast
[9 empty] | 675 | 11 | Monitor Power Management Enabling |  |  |  | 675 | 4 | PSMH, 250 W, electronic ballast
[9 empty] | 676 | 1 | Multiplex Compressor System |  |  |  | 676 | 5 | PSMH, 250 W, electronic ballast
[9 empty] | 677 | 2 | Multiplex Compressor System |  |  |  | 677 | 6 | PSMH, 250 W, electronic ballast
[9 empty] | 678 | 3 | Multiplex Compressor System |  |  |  | 678 | 7 | PSMH, 250 W, electronic ballast
[9 empty] | 679 | 5 | Multiplex Compressor System |  |  |  | 679 | 8 | PSMH, 250 W, electronic ballast
[9 empty] | 680 | 6 | Multiplex Compressor System |  |  |  | 680 | 9 | PSMH, 250 W, electronic ballast
[9 empty] | 681 | 7 | Multiplex Compressor System |  |  |  | 681 | 10 | PSMH, 250 W, electronic ballast
[9 empty] | 682 | 8 | Multiplex Compressor System |  |  |  | 682 | 11 | PSMH, 250 W, electronic ballast
[9 empty] | 683 | 9 | Multiplex Compressor System |  |  |  | 683 | 1 | Refrigeration Commissioning
[9 empty] | 684 | 10 | Multiplex Compressor System |  |  |  | 684 | 2 | Refrigeration Commissioning
[9 empty] | 685 | 11 | Multiplex Compressor System |  |  |  | 685 | 3 | Refrigeration Commissioning
[9 empty] | 686 | 1 | Night covers for display cases |  |  |  | 686 | 5 | Refrigeration Commissioning
[9 empty] | 687 | 2 | Night covers for display cases |  |  |  | 687 | 6 | Refrigeration Commissioning
[9 empty] | 688 | 3 | Night covers for display cases |  |  |  | 688 | 7 | Refrigeration Commissioning
[9 empty] | 689 | 4 | Night covers for display cases |  |  |  | 689 | 8 | Refrigeration Commissioning
[9 empty] | 690 | 5 | Night covers for display cases |  |  |  | 690 | 9 | Refrigeration Commissioning
[9 empty] | 691 | 6 | Night covers for display cases |  |  |  | 691 | 10 | Refrigeration Commissioning
[9 empty] | 692 | 7 | Night covers for display cases |  |  |  | 692 | 11 | Refrigeration Commissioning
[9 empty] | 693 | 8 | Night covers for display cases |  |  |  | 693 | 6 | Roof Insulation
[9 empty] | 694 | 9 | Night covers for display cases |  |  |  | 694 | 9 | Roof Insulation
[9 empty] | 695 | 10 | Night covers for display cases |  |  |  | 695 | 9 | Roof Insulation
[9 empty] | 696 | 11 | Night covers for display cases |  |  |  | 696 | 9 | Roof Insulation
[9 empty] | 697 | 9 | Occupancy Sensor |  |  |  | 697 | 11 | Roof Insulation
[9 empty] | 698 | 9 | Occupancy Sensor |  |  |  | 698 | 11 | Roof Insulation
[9 empty] | 699 | 10 | Occupancy Sensor |  |  |  | 699 | 1 | Separate Makeup Air / Exhaust Hoods AC
[9 empty] | 700 | 10 | Occupancy Sensor |  |  |  | 700 | 3 | Separate Makeup Air / Exhaust Hoods AC
[9 empty] | 701 | 1 | Occupancy Sensor (hotels) |  |  |  | 701 | 5 | Separate Makeup Air / Exhaust Hoods AC
[9 empty] | 702 | 2 | Occupancy Sensor (hotels) |  |  |  | 702 | 6 | Separate Makeup Air / Exhaust Hoods AC
[9 empty] | 703 | 3 | Occupancy Sensor (hotels) |  |  |  | 703 | 7 | Separate Makeup Air / Exhaust Hoods AC
[9 empty] | 704 | 4 | Occupancy Sensor (hotels) |  |  |  | 704 | 8 | Separate Makeup Air / Exhaust Hoods AC
[9 empty] | 705 | 5 | Occupancy Sensor (hotels) |  |  |  | 705 | 9 | Separate Makeup Air / Exhaust Hoods AC
[9 empty] | 706 | 6 | Occupancy Sensor (hotels) |  |  |  | 706 | 10 | Separate Makeup Air / Exhaust Hoods AC
[9 empty] | 707 | 7 | Occupancy Sensor (hotels) |  |  |  | 707 | 11 | Separate Makeup Air / Exhaust Hoods AC
[9 empty] | 708 | 8 | Occupancy Sensor (hotels) |  |  |  | 708 | 1 | Strip curtains for walk-ins
[9 empty] | 709 | 9 | Occupancy Sensor (hotels) |  |  |  | 709 | 2 | Strip curtains for walk-ins
[9 empty] | 710 | 10 | Occupancy Sensor (hotels) |  |  |  | 710 | 3 | Strip curtains for walk-ins
[9 empty] | 711 | 11 | Occupancy Sensor (hotels) |  |  |  | 711 | 5 | Strip curtains for walk-ins
[9 empty] | 712 | 1 | Optimize Controls |  |  |  | 712 | 6 | Strip curtains for walk-ins
[9 empty] | 713 | 2 | Optimize Controls |  |  |  | 713 | 7 | Strip curtains for walk-ins
[9 empty] | 714 | 3 | Optimize Controls |  |  |  | 714 | 8 | Strip curtains for walk-ins
[9 empty] | 715 | 4 | Optimize Controls |  |  |  | 715 | 9 | Strip curtains for walk-ins
[9 empty] | 716 | 5 | Optimize Controls |  |  |  | 716 | 10 | Strip curtains for walk-ins
[9 empty] | 717 | 6 | Optimize Controls |  |  |  | 717 | 11 | Strip curtains for walk-ins
[9 empty] | 718 | 7 | Optimize Controls |  |  |  | 718 | 9 | Variable Speed Drive Control
[9 empty] | 719 | 8 | Optimize Controls |  |  |  | 719 | 3 | Vending Misers (cooled machines only)
[9 empty] | 720 | 9 | Optimize Controls |  |  |  | 720 | 4 | Vending Misers (cooled machines only)
[9 empty] | 721 | 10 | Optimize Controls |  |  |  | 721 | 6 | Vending Misers (cooled machines only)
[9 empty] | 722 | 11 | Optimize Controls |  |  |  | 722 | 7 | Vending Misers (cooled machines only)
[9 empty] | 723 | single segment | Outdoor LED 104W |  |  |  | 723 | 8 | Vending Misers (cooled machines only)
[9 empty] | 724 | 1 | Outdoor Lighting Controls (Photocell/Timeclock) |  |  |  | 724 | 9 | Vending Misers (cooled machines only)
[9 empty] | 725 | 1 | Outdoor Lighting Controls (Photocell/Timeclock) |  |  |  | 725 | 11 | Vending Misers (cooled machines only)
[9 empty] | 726 | 2 | Outdoor Lighting Controls (Photocell/Timeclock) |  |  |  | 726 | 9 | VSD for Chiller Pumps and Towers
[9 empty] | 727 | 2 | Outdoor Lighting Controls (Photocell/Timeclock) |  |  |  | 727 | 6 | Window Film (Standard)
[9 empty] | 728 | 3 | Outdoor Lighting Controls (Photocell/Timeclock) |  |  |  | 728 | 9 | Window Film (Standard)
[9 empty] | 729 | 3 | Outdoor Lighting Controls (Photocell/Timeclock) |  |  |  | 729 | 9 | Window Film (Standard)
[9 empty] | 730 | 4 | Outdoor Lighting Controls (Photocell/Timeclock) |  |  |  | 730 | 9 | Window Film (Standard)
[9 empty] | 731 | 4 | Outdoor Lighting Controls (Photocell/Timeclock) |  |  |  | 731 | 11 | Window Film (Standard)
[9 empty] | 732 | 5 | Outdoor Lighting Controls (Photocell/Timeclock) |  |  |  | 732 | 11 | Window Film (Standard)
[9 empty] | 733 | 5 | Outdoor Lighting Controls (Photocell/Timeclock) |  |  |  | 733 | 11 | Window Film (Standard)
[9 empty] | 734 | 6 | Outdoor Lighting Controls (Photocell/Timeclock)
[9 empty] | 735 | 6 | Outdoor Lighting Controls (Photocell/Timeclock)
[9 empty] | 736 | 7 | Outdoor Lighting Controls (Photocell/Timeclock)
[9 empty] | 737 | 7 | Outdoor Lighting Controls (Photocell/Timeclock)
[9 empty] | 738 | 8 | Outdoor Lighting Controls (Photocell/Timeclock)
[9 empty] | 739 | 8 | Outdoor Lighting Controls (Photocell/Timeclock)
[9 empty] | 740 | 9 | Outdoor Lighting Controls (Photocell/Timeclock)
[9 empty] | 741 | 9 | Outdoor Lighting Controls (Photocell/Timeclock)
[9 empty] | 742 | 10 | Outdoor Lighting Controls (Photocell/Timeclock)
[9 empty] | 743 | 10 | Outdoor Lighting Controls (Photocell/Timeclock)
[9 empty] | 744 | 11 | Outdoor Lighting Controls (Photocell/Timeclock)
[9 empty] | 745 | 11 | Outdoor Lighting Controls (Photocell/Timeclock)
[9 empty] | 746 | 1 | Oversized Air Cooled Condenser
[9 empty] | 747 | 2 | Oversized Air Cooled Condenser
[9 empty] | 748 | 3 | Oversized Air Cooled Condenser
[9 empty] | 749 | 5 | Oversized Air Cooled Condenser
[9 empty] | 750 | 6 | Oversized Air Cooled Condenser
[9 empty] | 751 | 7 | Oversized Air Cooled Condenser
[9 empty] | 752 | 8 | Oversized Air Cooled Condenser
[9 empty] | 753 | 9 | Oversized Air Cooled Condenser
[9 empty] | 754 | 10 | Oversized Air Cooled Condenser
[9 empty] | 755 | 11 | Oversized Air Cooled Condenser
[9 empty] | 756 | 9 | Packaged HP System, EER=10.9, 10 tons
[9 empty] | 757 | 11 | Packaged HP System, EER=10.9, 10 tons
[9 empty] | 758 | 1 | PC Manual Power Management Enabling
[9 empty] | 759 | 2 | PC Manual Power Management Enabling
[9 empty] | 760 | 3 | PC Manual Power Management Enabling
[9 empty] | 761 | 4 | PC Manual Power Management Enabling
[9 empty] | 762 | 5 | PC Manual Power Management Enabling
[9 empty] | 763 | 7 | PC Manual Power Management Enabling
[9 empty] | 764 | 8 | PC Manual Power Management Enabling
[9 empty] | 765 | 9 | PC Manual Power Management Enabling
[9 empty] | 766 | 10 | PC Manual Power Management Enabling
[9 empty] | 767 | 11 | PC Manual Power Management Enabling
[9 empty] | 768 | 1 | PC Network Power Management Enabling
[9 empty] | 769 | 2 | PC Network Power Management Enabling
[9 empty] | 770 | 3 | PC Network Power Management Enabling
[9 empty] | 771 | 4 | PC Network Power Management Enabling
[9 empty] | 772 | 5 | PC Network Power Management Enabling
[9 empty] | 773 | 7 | PC Network Power Management Enabling
[9 empty] | 774 | 8 | PC Network Power Management Enabling
[9 empty] | 775 | 9 | PC Network Power Management Enabling
[9 empty] | 776 | 10 | PC Network Power Management Enabling
[9 empty] | 777 | 11 | PC Network Power Management Enabling
[9 empty] | 778 | 9 | Premium T8, Elecctronic Ballast
[9 empty] | 779 | 1 | Printer Power Management Enabling
[9 empty] | 780 | 2 | Printer Power Management Enabling
[9 empty] | 781 | 3 | Printer Power Management Enabling
[9 empty] | 782 | 4 | Printer Power Management Enabling
[9 empty] | 783 | 5 | Printer Power Management Enabling
[9 empty] | 784 | 6 | Printer Power Management Enabling
[9 empty] | 785 | 7 | Printer Power Management Enabling
[9 empty] | 786 | 8 | Printer Power Management Enabling
[9 empty] | 787 | 9 | Printer Power Management Enabling
[9 empty] | 788 | 10 | Printer Power Management Enabling
[9 empty] | 789 | 11 | Printer Power Management Enabling
[9 empty] | 790 | 1 | PSMH, 250 W, electronic ballast
[9 empty] | 791 | 2 | PSMH, 250 W, electronic ballast
[9 empty] | 792 | 3 | PSMH, 250 W, electronic ballast
[9 empty] | 793 | 4 | PSMH, 250 W, electronic ballast
[9 empty] | 794 | 5 | PSMH, 250 W, electronic ballast
[9 empty] | 795 | 6 | PSMH, 250 W, electronic ballast
[9 empty] | 796 | 7 | PSMH, 250 W, electronic ballast
[9 empty] | 797 | 8 | PSMH, 250 W, electronic ballast
[9 empty] | 798 | 9 | PSMH, 250 W, electronic ballast
[9 empty] | 799 | 10 | PSMH, 250 W, electronic ballast
[9 empty] | 800 | 11 | PSMH, 250 W, electronic ballast
[9 empty] | 801 | 1 | Refrigeration Commissioning
[9 empty] | 802 | 2 | Refrigeration Commissioning
[9 empty] | 803 | 3 | Refrigeration Commissioning
[9 empty] | 804 | 5 | Refrigeration Commissioning
[9 empty] | 805 | 6 | Refrigeration Commissioning
[9 empty] | 806 | 7 | Refrigeration Commissioning
[9 empty] | 807 | 8 | Refrigeration Commissioning
[9 empty] | 808 | 9 | Refrigeration Commissioning
[9 empty] | 809 | 10 | Refrigeration Commissioning
[9 empty] | 810 | 11 | Refrigeration Commissioning
[9 empty] | 811 | 9 | ROB Premium T8, 1EB
[9 empty] | 812 | 10 | ROB Premium T8, 1EB
[9 empty] | 813 | 11 | ROB Premium T8, 1EB
[9 empty] | 814 | 9 | Roof Insulation
[9 empty] | 815 | 9 | Roof Insulation
[9 empty] | 816 | 1 | Separate Makeup Air / Exhaust Hoods AC
[9 empty] | 817 | 3 | Separate Makeup Air / Exhaust Hoods AC
[9 empty] | 818 | 5 | Separate Makeup Air / Exhaust Hoods AC
[9 empty] | 819 | 6 | Separate Makeup Air / Exhaust Hoods AC
[9 empty] | 820 | 7 | Separate Makeup Air / Exhaust Hoods AC
[9 empty] | 821 | 8 | Separate Makeup Air / Exhaust Hoods AC
[9 empty] | 822 | 9 | Separate Makeup Air / Exhaust Hoods AC
[9 empty] | 823 | 10 | Separate Makeup Air / Exhaust Hoods AC
[9 empty] | 824 | 11 | Separate Makeup Air / Exhaust Hoods AC
[9 empty] | 825 | 1 | Strip curtains for walk-ins
[9 empty] | 826 | 2 | Strip curtains for walk-ins
[9 empty] | 827 | 3 | Strip curtains for walk-ins
[9 empty] | 828 | 5 | Strip curtains for walk-ins
[9 empty] | 829 | 6 | Strip curtains for walk-ins
[9 empty] | 830 | 7 | Strip curtains for walk-ins
[9 empty] | 831 | 8 | Strip curtains for walk-ins
[9 empty] | 832 | 9 | Strip curtains for walk-ins
[9 empty] | 833 | 10 | Strip curtains for walk-ins
[9 empty] | 834 | 11 | Strip curtains for walk-ins
[9 empty] | 835 | 1 | Variable Speed Drive Control
[9 empty] | 836 | 2 | Variable Speed Drive Control
[9 empty] | 837 | 3 | Variable Speed Drive Control
[9 empty] | 838 | 4 | Variable Speed Drive Control
[9 empty] | 839 | 5 | Variable Speed Drive Control
[9 empty] | 840 | 6 | Variable Speed Drive Control
[9 empty] | 841 | 7 | Variable Speed Drive Control
[9 empty] | 842 | 9 | Variable Speed Drive Control
[9 empty] | 843 | 10 | Variable Speed Drive Control
[9 empty] | 844 | 11 | Variable Speed Drive Control
[9 empty] | 845 | 1 | Vending Misers (cooled machines only)
[9 empty] | 846 | 2 | Vending Misers (cooled machines only)
[9 empty] | 847 | 3 | Vending Misers (cooled machines only)
[9 empty] | 848 | 4 | Vending Misers (cooled machines only)
[9 empty] | 849 | 5 | Vending Misers (cooled machines only)
[9 empty] | 850 | 6 | Vending Misers (cooled machines only)
[9 empty] | 851 | 7 | Vending Misers (cooled machines only)
[9 empty] | 852 | 8 | Vending Misers (cooled machines only)
[9 empty] | 853 | 9 | Vending Misers (cooled machines only)
[9 empty] | 854 | 10 | Vending Misers (cooled machines only)
[9 empty] | 855 | 11 | Vending Misers (cooled machines only)
[9 empty] | 856 | 6 | VSD for Chiller Pumps and Towers
[9 empty] | 857 | 9 | VSD for Chiller Pumps and Towers
[9 empty] | 858 | 11 | VSD for Chiller Pumps and Towers
[9 empty] | 859 | 1 | Window Film (Standard)
[9 empty] | 860 | 1 | Window Film (Standard)
[9 empty] | 861 | 3 | Window Film (Standard)
[9 empty] | 862 | 5 | Window Film (Standard)
[9 empty] | 863 | 5 | Window Film (Standard)
[9 empty] | 864 | 6 | Window Film (Standard)
[9 empty] | 865 | 6 | Window Film (Standard)
[9 empty] | 866 | 6 | Window Film (Standard)
[9 empty] | 867 | 9 | Window Film (Standard)
[9 empty] | 868 | 9 | Window Film (Standard)
[9 empty] | 869 | 9 | Window Film (Standard)
[9 empty] | 870 | 10 | Window Film (Standard)
[9 empty] | 871 | 10 | Window Film (Standard)
[9 empty] | 872 | 11 | Window Film (Standard)
[9 empty] | 873 | 11 | Window Film (Standard)
[9 empty] | 874 | 11 | Window Film (Standard)
[6 empty] | RIM | [5 empty] | TRC
[6 empty] | High Fuel |  | Passing | Failing |  |  | High Fuel |  | Passing | Failing
[6 empty] | # | Building Segment | Measure Name | # | Building Segment | Measure Name | # | Building Segment | Measure Name | # | Building Segment | Measure Name
[6 empty] | 1 | 1 | Aerosole Duct Sealing | 1 |  | 0.5 Faucet Aerator (DI) - Commercial Private Use | 1 | single segment | 0.5 Faucet Aerator (DI) - Commercial Public Use | 1 | single segment | 0.5 Faucet Aerator (DI) - Commercial Private Use
[6 empty] | 2 | 1 | Aerosole Duct Sealing | 2 |  | 0.5 Faucet Aerator (DI) - Commercial Public Use | 2 | single segment | 0.5 Faucet Aerator (DI) - Commercial School Use | 2 | single segment | 1.0 Faucet Aerator (DI) - Commercial Private Use
[6 empty] | 3 | 1 | Aerosole Duct Sealing | 3 |  | 0.5 Faucet Aerator (DI) - Commercial School Use | 3 | single segment | 1.0 Faucet Aerator (DI) - Commercial Public Use | 3 | single segment | 1.0 Faucet Aerator (DI) - Commercial School Use
[6 empty] | 4 | 2 | Aerosole Duct Sealing | 4 |  | 1.0 Faucet Aerator (DI) - Commercial Private Use | 4 | 1 | Aerosole Duct Sealing | 4 | single segment | 1.5 Faucet Aerator (DI) - Commercial Private Use
[6 empty] | 5 | 2 | Aerosole Duct Sealing | 5 |  | 1.0 Faucet Aerator (DI) - Commercial Public Use | 5 | 1 | Aerosole Duct Sealing | 5 | single segment | 1.5 Faucet Aerator (DI) - Commercial Public Use
[6 empty] | 6 | 2 | Aerosole Duct Sealing | 6 |  | 1.0 Faucet Aerator (DI) - Commercial School Use | 6 | 1 | Aerosole Duct Sealing | 6 | 9 | Air Handler Optimization
[6 empty] | 7 | 3 | Aerosole Duct Sealing | 7 |  | 1.5 Faucet Aerator (DI) - Commercial Private Use | 7 | 2 | Aerosole Duct Sealing | 7 | 1 | Anti-sweat (humidistat) controls
[6 empty] | 8 | 3 | Aerosole Duct Sealing | 8 |  | 1.5 Faucet Aerator (DI) - Commercial Public Use | 8 | 2 | Aerosole Duct Sealing | 8 | 2 | Anti-sweat (humidistat) controls
[6 empty] | 9 | 3 | Aerosole Duct Sealing | 9 | 9 | Aerosole Duct Sealing | 9 | 2 | Aerosole Duct Sealing | 9 | 3 | Anti-sweat (humidistat) controls
[6 empty] | 10 | 4 | Aerosole Duct Sealing | 10 | 9 | Aerosole Duct Sealing | 10 | 3 | Aerosole Duct Sealing | 10 | 5 | Anti-sweat (humidistat) controls
[6 empty] | 11 | 4 | Aerosole Duct Sealing | 11 | 9 | Aerosole Duct Sealing | 11 | 3 | Aerosole Duct Sealing | 11 | 6 | Anti-sweat (humidistat) controls
[6 empty] | 12 | 4 | Aerosole Duct Sealing | 12 | 11 | Aerosole Duct Sealing | 12 | 3 | Aerosole Duct Sealing | 12 | 7 | Anti-sweat (humidistat) controls
[6 empty] | 13 | 5 | Aerosole Duct Sealing | 13 | 1 | Air Handler Optimization | 13 | 4 | Aerosole Duct Sealing | 13 | 8 | Anti-sweat (humidistat) controls
[6 empty] | 14 | 5 | Aerosole Duct Sealing | 14 | 2 | Air Handler Optimization | 14 | 4 | Aerosole Duct Sealing | 14 | 9 | Anti-sweat (humidistat) controls
[6 empty] | 15 | 5 | Aerosole Duct Sealing | 15 | 3 | Air Handler Optimization | 15 | 4 | Aerosole Duct Sealing | 15 | 10 | Anti-sweat (humidistat) controls
[6 empty] | 16 | 6 | Aerosole Duct Sealing | 16 | 4 | Air Handler Optimization | 16 | 5 | Aerosole Duct Sealing | 16 | 11 | Anti-sweat (humidistat) controls
[6 empty] | 17 | 6 | Aerosole Duct Sealing | 17 | 5 | Air Handler Optimization | 17 | 5 | Aerosole Duct Sealing | 17 | 1 | Base Centrifugal Chiller, 0.58 kW/ton, 500 tons
[6 empty] | 18 | 6 | Aerosole Duct Sealing | 18 | 6 | Air Handler Optimization | 18 | 5 | Aerosole Duct Sealing | 18 | 2 | Base Centrifugal Chiller, 0.58 kW/ton, 500 tons
[6 empty] | 19 | 7 | Aerosole Duct Sealing | 19 | 7 | Air Handler Optimization | 19 | 6 | Aerosole Duct Sealing | 19 | 3 | Base Centrifugal Chiller, 0.58 kW/ton, 500 tons
[6 empty] | 20 | 7 | Aerosole Duct Sealing | 20 | 8 | Air Handler Optimization | 20 | 6 | Aerosole Duct Sealing | 20 | 4 | Base Centrifugal Chiller, 0.58 kW/ton, 500 tons
[6 empty] | 21 | 7 | Aerosole Duct Sealing | 21 | 9 | Air Handler Optimization | 21 | 6 | Aerosole Duct Sealing | 21 | 5 | Base Centrifugal Chiller, 0.58 kW/ton, 500 tons
[6 empty] | 22 | 8 | Aerosole Duct Sealing | 22 | 10 | Air Handler Optimization | 22 | 7 | Aerosole Duct Sealing | 22 | 6 | Base Centrifugal Chiller, 0.58 kW/ton, 500 tons
[6 empty] | 23 | 8 | Aerosole Duct Sealing | 23 | 11 | Air Handler Optimization | 23 | 7 | Aerosole Duct Sealing | 23 | 7 | Base Centrifugal Chiller, 0.58 kW/ton, 500 tons
[6 empty] | 24 | 8 | Aerosole Duct Sealing | 24 | 1 | Anti-sweat (humidistat) controls | 24 | 7 | Aerosole Duct Sealing | 24 | 8 | Base Centrifugal Chiller, 0.58 kW/ton, 500 tons
[6 empty] | 25 | 10 | Aerosole Duct Sealing | 25 | 2 | Anti-sweat (humidistat) controls | 25 | 8 | Aerosole Duct Sealing | 25 | 9 | Base Centrifugal Chiller, 0.58 kW/ton, 500 tons
[6 empty] | 26 | 10 | Aerosole Duct Sealing | 26 | 3 | Anti-sweat (humidistat) controls | 26 | 8 | Aerosole Duct Sealing | 26 | 10 | Base Centrifugal Chiller, 0.58 kW/ton, 500 tons
[6 empty] | 27 | 10 | Aerosole Duct Sealing | 27 | 5 | Anti-sweat (humidistat) controls | 27 | 8 | Aerosole Duct Sealing | 27 | 11 | Base Centrifugal Chiller, 0.58 kW/ton, 500 tons
[6 empty] | 28 | 11 | Aerosole Duct Sealing | 28 | 6 | Anti-sweat (humidistat) controls | 28 | 9 | Aerosole Duct Sealing | 28 | 1 | Base CFL
[6 empty] | 29 | 11 | Aerosole Duct Sealing | 29 | 7 | Anti-sweat (humidistat) controls | 29 | 9 | Aerosole Duct Sealing | 29 | 2 | Base CFL
[6 empty] | 30 | 4 | Anti-sweat (humidistat) controls | 30 | 8 | Anti-sweat (humidistat) controls | 30 | 9 | Aerosole Duct Sealing | 30 | 3 | Base CFL
[6 empty] | 31 | 1 | Ceiling Insulation | 31 | 9 | Anti-sweat (humidistat) controls | 31 | 10 | Aerosole Duct Sealing | 31 | 4 | Base CFL
[6 empty] | 32 | 1 | Ceiling Insulation | 32 | 10 | Anti-sweat (humidistat) controls | 32 | 10 | Aerosole Duct Sealing | 32 | 5 | Base CFL
[6 empty] | 33 | 1 | Ceiling Insulation | 33 | 11 | Anti-sweat (humidistat) controls | 33 | 10 | Aerosole Duct Sealing | 33 | 6 | Base CFL
[6 empty] | 34 | 2 | Ceiling Insulation | 34 | 1 | Base Centrifugal Chiller, 0.58 kW/ton, 500 tons | 34 | 11 | Aerosole Duct Sealing | 34 | 7 | Base CFL
[6 empty] | 35 | 2 | Ceiling Insulation | 35 | 2 | Base Centrifugal Chiller, 0.58 kW/ton, 500 tons | 35 | 11 | Aerosole Duct Sealing | 35 | 8 | Base CFL
[6 empty] | 36 | 2 | Ceiling Insulation | 36 | 3 | Base Centrifugal Chiller, 0.58 kW/ton, 500 tons | 36 | 11 | Aerosole Duct Sealing | 36 | 9 | Base CFL
[6 empty] | 37 | 3 | Ceiling Insulation | 37 | 4 | Base Centrifugal Chiller, 0.58 kW/ton, 500 tons | 37 | 1 | Air Handler Optimization | 37 | 10 | Base CFL
[6 empty] | 38 | 3 | Ceiling Insulation | 38 | 5 | Base Centrifugal Chiller, 0.58 kW/ton, 500 tons | 38 | 2 | Air Handler Optimization | 38 | 11 | Base CFL
[6 empty] | 39 | 3 | Ceiling Insulation | 39 | 6 | Base Centrifugal Chiller, 0.58 kW/ton, 500 tons | 39 | 3 | Air Handler Optimization | 39 | 1 | Base Commercial Fryers
[6 empty] | 40 | 4 | Ceiling Insulation | 40 | 7 | Base Centrifugal Chiller, 0.58 kW/ton, 500 tons | 40 | 4 | Air Handler Optimization | 40 | 2 | Base Commercial Fryers
[6 empty] | 41 | 4 | Ceiling Insulation | 41 | 8 | Base Centrifugal Chiller, 0.58 kW/ton, 500 tons | 41 | 5 | Air Handler Optimization | 41 | 3 | Base Commercial Fryers
[6 empty] | 42 | 4 | Ceiling Insulation | 42 | 9 | Base Centrifugal Chiller, 0.58 kW/ton, 500 tons | 42 | 6 | Air Handler Optimization | 42 | 4 | Base Commercial Fryers
[6 empty] | 43 | 5 | Ceiling Insulation | 43 | 10 | Base Centrifugal Chiller, 0.58 kW/ton, 500 tons | 43 | 7 | Air Handler Optimization | 43 | 5 | Base Commercial Fryers
[6 empty] | 44 | 5 | Ceiling Insulation | 44 | 11 | Base Centrifugal Chiller, 0.58 kW/ton, 500 tons | 44 | 8 | Air Handler Optimization | 44 | 6 | Base Commercial Fryers
[6 empty] | 45 | 5 | Ceiling Insulation | 45 | 1 | Base CFL | 45 | 10 | Air Handler Optimization | 45 | 7 | Base Commercial Fryers
[6 empty] | 46 | 6 | Ceiling Insulation | 46 | 2 | Base CFL | 46 | 11 | Air Handler Optimization | 46 | 8 | Base Commercial Fryers
[6 empty] | 47 | 6 | Ceiling Insulation | 47 | 3 | Base CFL | 47 | 4 | Anti-sweat (humidistat) controls | 47 | 9 | Base Commercial Fryers
[6 empty] | 48 | 6 | Ceiling Insulation | 48 | 4 | Base CFL | 48 | 1 | Ceiling Insulation | 48 | 10 | Base Commercial Fryers
[6 empty] | 49 | 7 | Ceiling Insulation | 49 | 5 | Base CFL | 49 | 1 | Ceiling Insulation | 49 | 11 | Base Commercial Fryers
[6 empty] | 50 | 7 | Ceiling Insulation | 50 | 6 | Base CFL | 50 | 1 | Ceiling Insulation | 50 | 1 | Base Commercial Ovens
[6 empty] | 51 | 7 | Ceiling Insulation | 51 | 7 | Base CFL | 51 | 2 | Ceiling Insulation | 51 | 2 | Base Commercial Ovens
[6 empty] | 52 | 8 | Ceiling Insulation | 52 | 8 | Base CFL | 52 | 2 | Ceiling Insulation | 52 | 3 | Base Commercial Ovens
[6 empty] | 53 | 8 | Ceiling Insulation | 53 | 9 | Base CFL | 53 | 2 | Ceiling Insulation | 53 | 4 | Base Commercial Ovens
[6 empty] | 54 | 8 | Ceiling Insulation | 54 | 10 | Base CFL | 54 | 3 | Ceiling Insulation | 54 | 5 | Base Commercial Ovens
[6 empty] | 55 | 9 | Ceiling Insulation | 55 | 11 | Base CFL | 55 | 3 | Ceiling Insulation | 55 | 6 | Base Commercial Ovens
[6 empty] | 56 | 9 | Ceiling Insulation | 56 | 1 | Base Commercial Fryers | 56 | 3 | Ceiling Insulation | 56 | 7 | Base Commercial Ovens
[6 empty] | 57 | 9 | Ceiling Insulation | 57 | 2 | Base Commercial Fryers | 57 | 4 | Ceiling Insulation | 57 | 8 | Base Commercial Ovens
[6 empty] | 58 | 10 | Ceiling Insulation | 58 | 3 | Base Commercial Fryers | 58 | 4 | Ceiling Insulation | 58 | 9 | Base Commercial Ovens
[6 empty] | 59 | 10 | Ceiling Insulation | 59 | 4 | Base Commercial Fryers | 59 | 4 | Ceiling Insulation | 59 | 10 | Base Commercial Ovens
[6 empty] | 60 | 10 | Ceiling Insulation | 60 | 5 | Base Commercial Fryers | 60 | 5 | Ceiling Insulation | 60 | 11 | Base Commercial Ovens
[6 empty] | 61 | 11 | Ceiling Insulation | 61 | 6 | Base Commercial Fryers | 61 | 5 | Ceiling Insulation | 61 | 1 | Base Copier
[6 empty] | 62 | 11 | Ceiling Insulation | 62 | 7 | Base Commercial Fryers | 62 | 5 | Ceiling Insulation | 62 | 2 | Base Copier
[6 empty] | 63 | 11 | Ceiling Insulation | 63 | 8 | Base Commercial Fryers | 63 | 6 | Ceiling Insulation | 63 | 3 | Base Copier
[6 empty] | 64 | 1 | Centrifugal Chiller, 0.51 kW/ton, 500 tons | 64 | 9 | Base Commercial Fryers | 64 | 6 | Ceiling Insulation | 64 | 4 | Base Copier
[6 empty] | 65 | 2 | Centrifugal Chiller, 0.51 kW/ton, 500 tons | 65 | 10 | Base Commercial Fryers | 65 | 6 | Ceiling Insulation | 65 | 5 | Base Copier
[6 empty] | 66 | 3 | Centrifugal Chiller, 0.51 kW/ton, 500 tons | 66 | 11 | Base Commercial Fryers | 66 | 7 | Ceiling Insulation | 66 | 6 | Base Copier
[6 empty] | 67 | 4 | Centrifugal Chiller, 0.51 kW/ton, 500 tons | 67 | 1 | Base Commercial Ovens | 67 | 7 | Ceiling Insulation | 67 | 7 | Base Copier
[6 empty] | 68 | 5 | Centrifugal Chiller, 0.51 kW/ton, 500 tons | 68 | 2 | Base Commercial Ovens | 68 | 7 | Ceiling Insulation | 68 | 8 | Base Copier
[6 empty] | 69 | 6 | Centrifugal Chiller, 0.51 kW/ton, 500 tons | 69 | 3 | Base Commercial Ovens | 69 | 8 | Ceiling Insulation | 69 | 9 | Base Copier
[6 empty] | 70 | 7 | Centrifugal Chiller, 0.51 kW/ton, 500 tons | 70 | 4 | Base Commercial Ovens | 70 | 8 | Ceiling Insulation | 70 | 10 | Base Copier
[6 empty] | 71 | 8 | Centrifugal Chiller, 0.51 kW/ton, 500 tons | 71 | 5 | Base Commercial Ovens | 71 | 8 | Ceiling Insulation | 71 | 11 | Base Copier
[6 empty] | 72 | 10 | Centrifugal Chiller, 0.51 kW/ton, 500 tons | 72 | 6 | Base Commercial Ovens | 72 | 9 | Ceiling Insulation | 72 | 1 | Base Desktop PC
[6 empty] | 73 | 11 | Centrifugal Chiller, 0.51 kW/ton, 500 tons | 73 | 7 | Base Commercial Ovens | 73 | 9 | Ceiling Insulation | 73 | 2 | Base Desktop PC
[6 empty] | 74 | 1 | CFL Hardwired, Modular 18W | 74 | 8 | Base Commercial Ovens | 74 | 10 | Ceiling Insulation | 74 | 3 | Base Desktop PC
[6 empty] | 75 | 2 | CFL Hardwired, Modular 18W | 75 | 9 | Base Commercial Ovens | 75 | 10 | Ceiling Insulation | 75 | 4 | Base Desktop PC
[6 empty] | 76 | 3 | CFL Hardwired, Modular 18W | 76 | 10 | Base Commercial Ovens | 76 | 10 | Ceiling Insulation | 76 | 5 | Base Desktop PC
[6 empty] | 77 | 4 | CFL Hardwired, Modular 18W | 77 | 11 | Base Commercial Ovens | 77 | 11 | Ceiling Insulation | 77 | 6 | Base Desktop PC
[6 empty] | 78 | 5 | CFL Hardwired, Modular 18W | 78 | 1 | Base Copier | 78 | 11 | Ceiling Insulation | 78 | 7 | Base Desktop PC
[6 empty] | 79 | 6 | CFL Hardwired, Modular 18W | 79 | 2 | Base Copier | 79 | 11 | Ceiling Insulation | 79 | 8 | Base Desktop PC
[6 empty] | 80 | 7 | CFL Hardwired, Modular 18W | 80 | 3 | Base Copier | 80 | 1 | Centrifugal Chiller, 0.51 kW/ton, 500 tons | 80 | 9 | Base Desktop PC
[6 empty] | 81 | 8 | CFL Hardwired, Modular 18W | 81 | 4 | Base Copier | 81 | 2 | Centrifugal Chiller, 0.51 kW/ton, 500 tons | 81 | 10 | Base Desktop PC
[6 empty] | 82 | 9 | CFL Hardwired, Modular 18W | 82 | 5 | Base Copier | 82 | 3 | Centrifugal Chiller, 0.51 kW/ton, 500 tons | 82 | 11 | Base Desktop PC
[6 empty] | 83 | 10 | CFL Hardwired, Modular 18W | 83 | 6 | Base Copier | 83 | 4 | Centrifugal Chiller, 0.51 kW/ton, 500 tons | 83 | 1 | Base DX Packaged System, EER=10.3, 10 tons
[6 empty] | 84 | 11 | CFL Hardwired, Modular 18W | 84 | 7 | Base Copier | 84 | 5 | Centrifugal Chiller, 0.51 kW/ton, 500 tons | 84 | 2 | Base DX Packaged System, EER=10.3, 10 tons
[6 empty] | 85 | 1 | CFL Screw-in 18W | 85 | 8 | Base Copier | 85 | 6 | Centrifugal Chiller, 0.51 kW/ton, 500 tons | 85 | 3 | Base DX Packaged System, EER=10.3, 10 tons
[6 empty] | 86 | 2 | CFL Screw-in 18W | 86 | 9 | Base Copier | 86 | 7 | Centrifugal Chiller, 0.51 kW/ton, 500 tons | 86 | 4 | Base DX Packaged System, EER=10.3, 10 tons
[6 empty] | 87 | 3 | CFL Screw-in 18W | 87 | 10 | Base Copier | 87 | 8 | Centrifugal Chiller, 0.51 kW/ton, 500 tons | 87 | 5 | Base DX Packaged System, EER=10.3, 10 tons
[6 empty] | 88 | 4 | CFL Screw-in 18W | 88 | 11 | Base Copier | 88 | 9 | Centrifugal Chiller, 0.51 kW/ton, 500 tons | 88 | 6 | Base DX Packaged System, EER=10.3, 10 tons
[6 empty] | 89 | 5 | CFL Screw-in 18W | 89 | 1 | Base Desktop PC | 89 | 10 | Centrifugal Chiller, 0.51 kW/ton, 500 tons | 89 | 7 | Base DX Packaged System, EER=10.3, 10 tons
[6 empty] | 90 | 6 | CFL Screw-in 18W | 90 | 2 | Base Desktop PC | 90 | 11 | Centrifugal Chiller, 0.51 kW/ton, 500 tons | 90 | 8 | Base DX Packaged System, EER=10.3, 10 tons
[6 empty] | 91 | 7 | CFL Screw-in 18W | 91 | 3 | Base Desktop PC | 91 | 1 | CFL Hardwired, Modular 18W | 91 | 9 | Base DX Packaged System, EER=10.3, 10 tons
[6 empty] | 92 | 8 | CFL Screw-in 18W | 92 | 4 | Base Desktop PC | 92 | 2 | CFL Hardwired, Modular 18W | 92 | 10 | Base DX Packaged System, EER=10.3, 10 tons
[6 empty] | 93 | 9 | CFL Screw-in 18W | 93 | 5 | Base Desktop PC | 93 | 3 | CFL Hardwired, Modular 18W | 93 | 11 | Base DX Packaged System, EER=10.3, 10 tons
[6 empty] | 94 | 10 | CFL Screw-in 18W | 94 | 6 | Base Desktop PC | 94 | 4 | CFL Hardwired, Modular 18W | 94 | 1 | Base Exit Sign
[6 empty] | 95 | 11 | CFL Screw-in 18W | 95 | 7 | Base Desktop PC | 95 | 5 | CFL Hardwired, Modular 18W | 95 | 2 | Base Exit Sign
[6 empty] | 96 | 1 | Chiller Tune Up/Diagnostics | 96 | 8 | Base Desktop PC | 96 | 6 | CFL Hardwired, Modular 18W | 96 | 3 | Base Exit Sign
[6 empty] | 97 | 2 | Chiller Tune Up/Diagnostics | 97 | 9 | Base Desktop PC | 97 | 7 | CFL Hardwired, Modular 18W | 97 | 4 | Base Exit Sign
[6 empty] | 98 | 3 | Chiller Tune Up/Diagnostics | 98 | 10 | Base Desktop PC | 98 | 8 | CFL Hardwired, Modular 18W | 98 | 5 | Base Exit Sign
[6 empty] | 99 | 4 | Chiller Tune Up/Diagnostics | 99 | 11 | Base Desktop PC | 99 | 9 | CFL Hardwired, Modular 18W | 99 | 6 | Base Exit Sign
[6 empty] | 100 | 5 | Chiller Tune Up/Diagnostics | 100 | 1 | Base DX Packaged System, EER=10.3, 10 tons | 100 | 10 | CFL Hardwired, Modular 18W | 100 | 7 | Base Exit Sign
[6 empty] | 101 | 6 | Chiller Tune Up/Diagnostics | 101 | 2 | Base DX Packaged System, EER=10.3, 10 tons | 101 | 11 | CFL Hardwired, Modular 18W | 101 | 8 | Base Exit Sign
[6 empty] | 102 | 7 | Chiller Tune Up/Diagnostics | 102 | 3 | Base DX Packaged System, EER=10.3, 10 tons | 102 | 1 | CFL Screw-in 18W | 102 | 9 | Base Exit Sign
[6 empty] | 103 | 8 | Chiller Tune Up/Diagnostics | 103 | 4 | Base DX Packaged System, EER=10.3, 10 tons | 103 | 2 | CFL Screw-in 18W | 103 | 10 | Base Exit Sign
[6 empty] | 104 | 10 | Chiller Tune Up/Diagnostics | 104 | 5 | Base DX Packaged System, EER=10.3, 10 tons | 104 | 3 | CFL Screw-in 18W | 104 | 11 | Base Exit Sign
[6 empty] | 105 | 11 | Chiller Tune Up/Diagnostics | 105 | 6 | Base DX Packaged System, EER=10.3, 10 tons | 105 | 4 | CFL Screw-in 18W | 105 | 1 | Base Fan Motor, 15hp, 1800rpm, 91.0%
[6 empty] | 106 | 4 | Compressor VSD retrofit | 106 | 7 | Base DX Packaged System, EER=10.3, 10 tons | 106 | 5 | CFL Screw-in 18W | 106 | 2 | Base Fan Motor, 15hp, 1800rpm, 91.0%
[6 empty] | 107 | 1 | Continuous Dimming | 107 | 8 | Base DX Packaged System, EER=10.3, 10 tons | 107 | 6 | CFL Screw-in 18W | 107 | 3 | Base Fan Motor, 15hp, 1800rpm, 91.0%
[6 empty] | 108 | 2 | Continuous Dimming | 108 | 9 | Base DX Packaged System, EER=10.3, 10 tons | 108 | 7 | CFL Screw-in 18W | 108 | 4 | Base Fan Motor, 15hp, 1800rpm, 91.0%
[6 empty] | 109 | 3 | Continuous Dimming | 109 | 10 | Base DX Packaged System, EER=10.3, 10 tons | 109 | 8 | CFL Screw-in 18W | 109 | 5 | Base Fan Motor, 15hp, 1800rpm, 91.0%
[6 empty] | 110 | 4 | Continuous Dimming | 110 | 11 | Base DX Packaged System, EER=10.3, 10 tons | 110 | 9 | CFL Screw-in 18W | 110 | 6 | Base Fan Motor, 15hp, 1800rpm, 91.0%
[6 empty] | 111 | 5 | Continuous Dimming | 111 | 1 | Base Exit Sign | 111 | 10 | CFL Screw-in 18W | 111 | 7 | Base Fan Motor, 15hp, 1800rpm, 91.0%
[6 empty] | 112 | 6 | Continuous Dimming | 112 | 2 | Base Exit Sign | 112 | 11 | CFL Screw-in 18W | 112 | 8 | Base Fan Motor, 15hp, 1800rpm, 91.0%
[6 empty] | 113 | 7 | Continuous Dimming | 113 | 3 | Base Exit Sign | 113 | 1 | Chiller Tune Up/Diagnostics | 113 | 9 | Base Fan Motor, 15hp, 1800rpm, 91.0%
[6 empty] | 114 | 8 | Continuous Dimming | 114 | 4 | Base Exit Sign | 114 | 2 | Chiller Tune Up/Diagnostics | 114 | 10 | Base Fan Motor, 15hp, 1800rpm, 91.0%
[6 empty] | 115 | 9 | Continuous Dimming | 115 | 5 | Base Exit Sign | 115 | 3 | Chiller Tune Up/Diagnostics | 115 | 11 | Base Fan Motor, 15hp, 1800rpm, 91.0%
[6 empty] | 116 | 10 | Continuous Dimming | 116 | 6 | Base Exit Sign | 116 | 4 | Chiller Tune Up/Diagnostics | 116 | 1 | Base Fluorescent Fixture, T12, 34W, EB
[6 empty] | 117 | 11 | Continuous Dimming | 117 | 7 | Base Exit Sign | 117 | 5 | Chiller Tune Up/Diagnostics | 117 | 2 | Base Fluorescent Fixture, T12, 34W, EB
[6 empty] | 118 | 1 | Cool Roof - Chiller | 118 | 8 | Base Exit Sign | 118 | 6 | Chiller Tune Up/Diagnostics | 118 | 3 | Base Fluorescent Fixture, T12, 34W, EB
[6 empty] | 119 | 2 | Cool Roof - Chiller | 119 | 9 | Base Exit Sign | 119 | 7 | Chiller Tune Up/Diagnostics | 119 | 4 | Base Fluorescent Fixture, T12, 34W, EB
[6 empty] | 120 | 3 | Cool Roof - Chiller | 120 | 10 | Base Exit Sign | 120 | 8 | Chiller Tune Up/Diagnostics | 120 | 5 | Base Fluorescent Fixture, T12, 34W, EB
[6 empty] | 121 | 4 | Cool Roof - Chiller | 121 | 11 | Base Exit Sign | 121 | 10 | Chiller Tune Up/Diagnostics | 121 | 6 | Base Fluorescent Fixture, T12, 34W, EB
[6 empty] | 122 | 5 | Cool Roof - Chiller | 122 | 1 | Base Fan Motor, 15hp, 1800rpm, 91.0% | 122 | 11 | Chiller Tune Up/Diagnostics | 122 | 7 | Base Fluorescent Fixture, T12, 34W, EB
[6 empty] | 123 | 6 | Cool Roof - Chiller | 123 | 2 | Base Fan Motor, 15hp, 1800rpm, 91.0% | 123 | 4 | Compressor VSD retrofit | 123 | 8 | Base Fluorescent Fixture, T12, 34W, EB
[6 empty] | 124 | 7 | Cool Roof - Chiller | 124 | 3 | Base Fan Motor, 15hp, 1800rpm, 91.0% | 124 | 1 | Continuous Dimming | 124 | 9 | Base Fluorescent Fixture, T12, 34W, EB
[6 empty] | 125 | 8 | Cool Roof - Chiller | 125 | 4 | Base Fan Motor, 15hp, 1800rpm, 91.0% | 125 | 2 | Continuous Dimming | 125 | 10 | Base Fluorescent Fixture, T12, 34W, EB
[6 empty] | 126 | 9 | Cool Roof - Chiller | 126 | 5 | Base Fan Motor, 15hp, 1800rpm, 91.0% | 126 | 3 | Continuous Dimming | 126 | 11 | Base Fluorescent Fixture, T12, 34W, EB
[6 empty] | 127 | 10 | Cool Roof - Chiller | 127 | 6 | Base Fan Motor, 15hp, 1800rpm, 91.0% | 127 | 4 | Continuous Dimming | 127 | 1 | Base High Bay Mercury Vapor, 400W
[6 empty] | 128 | 11 | Cool Roof - Chiller | 128 | 7 | Base Fan Motor, 15hp, 1800rpm, 91.0% | 128 | 5 | Continuous Dimming | 128 | 2 | Base High Bay Mercury Vapor, 400W
[6 empty] | 129 | 1 | Cool Roof - DX | 129 | 8 | Base Fan Motor, 15hp, 1800rpm, 91.0% | 129 | 6 | Continuous Dimming | 129 | 3 | Base High Bay Mercury Vapor, 400W
[6 empty] | 130 | 1 | Cool Roof - DX | 130 | 9 | Base Fan Motor, 15hp, 1800rpm, 91.0% | 130 | 7 | Continuous Dimming | 130 | 4 | Base High Bay Mercury Vapor, 400W
[6 empty] | 131 | 2 | Cool Roof - DX | 131 | 10 | Base Fan Motor, 15hp, 1800rpm, 91.0% | 131 | 8 | Continuous Dimming | 131 | 5 | Base High Bay Mercury Vapor, 400W
[6 empty] | 132 | 2 | Cool Roof - DX | 132 | 11 | Base Fan Motor, 15hp, 1800rpm, 91.0% | 132 | 11 | Continuous Dimming | 132 | 6 | Base High Bay Mercury Vapor, 400W
[6 empty] | 133 | 3 | Cool Roof - DX | 133 | 1 | Base Fluorescent Fixture, T12, 34W, EB | 133 | 2 | Convection Oven | 133 | 7 | Base High Bay Mercury Vapor, 400W
[6 empty] | 134 | 3 | Cool Roof - DX | 134 | 2 | Base Fluorescent Fixture, T12, 34W, EB | 134 | 4 | Convection Oven | 134 | 8 | Base High Bay Mercury Vapor, 400W
[6 empty] | 135 | 4 | Cool Roof - DX | 135 | 3 | Base Fluorescent Fixture, T12, 34W, EB | 135 | 1 | Cool Roof - Chiller | 135 | 9 | Base High Bay Mercury Vapor, 400W
[6 empty] | 136 | 4 | Cool Roof - DX | 136 | 4 | Base Fluorescent Fixture, T12, 34W, EB | 136 | 2 | Cool Roof - Chiller | 136 | 10 | Base High Bay Mercury Vapor, 400W
[6 empty] | 137 | 5 | Cool Roof - DX | 137 | 5 | Base Fluorescent Fixture, T12, 34W, EB | 137 | 3 | Cool Roof - Chiller | 137 | 11 | Base High Bay Mercury Vapor, 400W
[6 empty] | 138 | 5 | Cool Roof - DX | 138 | 6 | Base Fluorescent Fixture, T12, 34W, EB | 138 | 4 | Cool Roof - Chiller | 138 | 1 | Base Incandescent Flood, 75W to Screw-in CFL
[6 empty] | 139 | 6 | Cool Roof - DX | 139 | 7 | Base Fluorescent Fixture, T12, 34W, EB | 139 | 5 | Cool Roof - Chiller | 139 | 2 | Base Incandescent Flood, 75W to Screw-in CFL
[6 empty] | 140 | 6 | Cool Roof - DX | 140 | 8 | Base Fluorescent Fixture, T12, 34W, EB | 140 | 6 | Cool Roof - Chiller | 140 | 3 | Base Incandescent Flood, 75W to Screw-in CFL
[6 empty] | 141 | 7 | Cool Roof - DX | 141 | 9 | Base Fluorescent Fixture, T12, 34W, EB | 141 | 7 | Cool Roof - Chiller | 141 | 4 | Base Incandescent Flood, 75W to Screw-in CFL
[6 empty] | 142 | 7 | Cool Roof - DX | 142 | 10 | Base Fluorescent Fixture, T12, 34W, EB | 142 | 8 | Cool Roof - Chiller | 142 | 5 | Base Incandescent Flood, 75W to Screw-in CFL
[6 empty] | 143 | 8 | Cool Roof - DX | 143 | 11 | Base Fluorescent Fixture, T12, 34W, EB | 143 | 10 | Cool Roof - Chiller | 143 | 6 | Base Incandescent Flood, 75W to Screw-in CFL
[6 empty] | 144 | 8 | Cool Roof - DX | 144 | 1 | Base High Bay Mercury Vapor, 400W | 144 | 11 | Cool Roof - Chiller | 144 | 7 | Base Incandescent Flood, 75W to Screw-in CFL
[6 empty] | 145 | 9 | Cool Roof - DX | 145 | 2 | Base High Bay Mercury Vapor, 400W | 145 | 1 | Cool Roof - DX | 145 | 8 | Base Incandescent Flood, 75W to Screw-in CFL
[6 empty] | 146 | 9 | Cool Roof - DX | 146 | 3 | Base High Bay Mercury Vapor, 400W | 146 | 1 | Cool Roof - DX | 146 | 9 | Base Incandescent Flood, 75W to Screw-in CFL
[6 empty] | 147 | 10 | Cool Roof - DX | 147 | 4 | Base High Bay Mercury Vapor, 400W | 147 | 2 | Cool Roof - DX | 147 | 10 | Base Incandescent Flood, 75W to Screw-in CFL
[6 empty] | 148 | 10 | Cool Roof - DX | 148 | 5 | Base High Bay Mercury Vapor, 400W | 148 | 2 | Cool Roof - DX | 148 | 11 | Base Incandescent Flood, 75W to Screw-in CFL
[6 empty] | 149 | 11 | Cool Roof - DX | 149 | 6 | Base High Bay Mercury Vapor, 400W | 149 | 3 | Cool Roof - DX | 149 | 1 | Base Incandescent Flood, 75W to Hardwired CFL
[6 empty] | 150 | 11 | Cool Roof - DX | 150 | 7 | Base High Bay Mercury Vapor, 400W | 150 | 3 | Cool Roof - DX | 150 | 2 | Base Incandescent Flood, 75W to Hardwired CFL
[6 empty] | 151 | single segment | dehumidification hybrid desiccant heat pump | 151 | 8 | Base High Bay Mercury Vapor, 400W | 151 | 4 | Cool Roof - DX | 151 | 3 | Base Incandescent Flood, 75W to Hardwired CFL
[6 empty] | 152 | 1 | Demand Control Ventilation (DCV) | 152 | 9 | Base High Bay Mercury Vapor, 400W | 152 | 4 | Cool Roof - DX | 152 | 4 | Base Incandescent Flood, 75W to Hardwired CFL
[6 empty] | 153 | 2 | Demand Control Ventilation (DCV) | 153 | 10 | Base High Bay Mercury Vapor, 400W | 153 | 5 | Cool Roof - DX | 153 | 5 | Base Incandescent Flood, 75W to Hardwired CFL
[6 empty] | 154 | 3 | Demand Control Ventilation (DCV) | 154 | 11 | Base High Bay Mercury Vapor, 400W | 154 | 5 | Cool Roof - DX | 154 | 6 | Base Incandescent Flood, 75W to Hardwired CFL
[6 empty] | 155 | 4 | Demand Control Ventilation (DCV) | 155 | 1 | Base Incandescent Flood, 75W to Screw-in CFL | 155 | 6 | Cool Roof - DX | 155 | 7 | Base Incandescent Flood, 75W to Hardwired CFL
[6 empty] | 156 | 5 | Demand Control Ventilation (DCV) | 156 | 2 | Base Incandescent Flood, 75W to Screw-in CFL | 156 | 6 | Cool Roof - DX | 156 | 8 | Base Incandescent Flood, 75W to Hardwired CFL
[6 empty] | 157 | 6 | Demand Control Ventilation (DCV) | 157 | 3 | Base Incandescent Flood, 75W to Screw-in CFL | 157 | 7 | Cool Roof - DX | 157 | 9 | Base Incandescent Flood, 75W to Hardwired CFL
[6 empty] | 158 | 7 | Demand Control Ventilation (DCV) | 158 | 4 | Base Incandescent Flood, 75W to Screw-in CFL | 158 | 7 | Cool Roof - DX | 158 | 10 | Base Incandescent Flood, 75W to Hardwired CFL
[6 empty] | 159 | 8 | Demand Control Ventilation (DCV) | 159 | 5 | Base Incandescent Flood, 75W to Screw-in CFL | 159 | 8 | Cool Roof - DX | 159 | 11 | Base Incandescent Flood, 75W to Hardwired CFL
[6 empty] | 160 | 9 | Demand Control Ventilation (DCV) | 160 | 6 | Base Incandescent Flood, 75W to Screw-in CFL | 160 | 8 | Cool Roof - DX | 160 | 1 | Base Laser Printer
[6 empty] | 161 | 10 | Demand Control Ventilation (DCV) | 161 | 7 | Base Incandescent Flood, 75W to Screw-in CFL | 161 | 10 | Cool Roof - DX | 161 | 2 | Base Laser Printer
[6 empty] | 162 | 11 | Demand Control Ventilation (DCV) | 162 | 8 | Base Incandescent Flood, 75W to Screw-in CFL | 162 | 10 | Cool Roof - DX | 162 | 3 | Base Laser Printer
[6 empty] | 163 | 4 | Demand Defrost Electric | 163 | 9 | Base Incandescent Flood, 75W to Screw-in CFL | 163 | 11 | Cool Roof - DX | 163 | 4 | Base Laser Printer
[6 empty] | 164 | 4 | Demand Hot Gas Defrost | 164 | 10 | Base Incandescent Flood, 75W to Screw-in CFL | 164 | 11 | Cool Roof - DX | 164 | 5 | Base Laser Printer
[6 empty] | 165 | 2 | Duct/Pipe Insulation | 165 | 11 | Base Incandescent Flood, 75W to Screw-in CFL | 165 | single segment | dehumidification hybrid desiccant heat pump | 165 | 6 | Base Laser Printer
[6 empty] | 166 | 2 | Duct/Pipe Insulation | 166 | 1 | Base Incandescent Flood, 75W to Hardwired CFL | 166 | 1 | Demand Control Ventilation (DCV) | 166 | 7 | Base Laser Printer
[6 empty] | 167 | 7 | Duct/Pipe Insulation | 167 | 2 | Base Incandescent Flood, 75W to Hardwired CFL | 167 | 2 | Demand Control Ventilation (DCV) | 167 | 8 | Base Laser Printer
[6 empty] | 168 | 7 | Duct/Pipe Insulation | 168 | 3 | Base Incandescent Flood, 75W to Hardwired CFL | 168 | 4 | Demand Control Ventilation (DCV) | 168 | 9 | Base Laser Printer
[6 empty] | 169 | 1 | DX Coil Cleaning | 169 | 4 | Base Incandescent Flood, 75W to Hardwired CFL | 169 | 5 | Demand Control Ventilation (DCV) | 169 | 10 | Base Laser Printer
[6 empty] | 170 | 2 | DX Coil Cleaning | 170 | 5 | Base Incandescent Flood, 75W to Hardwired CFL | 170 | 6 | Demand Control Ventilation (DCV) | 170 | 11 | Base Laser Printer
[6 empty] | 171 | 3 | DX Coil Cleaning | 171 | 6 | Base Incandescent Flood, 75W to Hardwired CFL | 171 | 7 | Demand Control Ventilation (DCV) | 171 | 1 | Base Monitor, CRT
[6 empty] | 172 | 4 | DX Coil Cleaning | 172 | 7 | Base Incandescent Flood, 75W to Hardwired CFL | 172 | 8 | Demand Control Ventilation (DCV) | 172 | 2 | Base Monitor, CRT
[6 empty] | 173 | 5 | DX Coil Cleaning | 173 | 8 | Base Incandescent Flood, 75W to Hardwired CFL | 173 | 11 | Demand Control Ventilation (DCV) | 173 | 3 | Base Monitor, CRT
[6 empty] | 174 | 6 | DX Coil Cleaning | 174 | 9 | Base Incandescent Flood, 75W to Hardwired CFL | 174 | 7 | Demand controlled circulating systems | 174 | 4 | Base Monitor, CRT
[6 empty] | 175 | 7 | DX Coil Cleaning | 175 | 10 | Base Incandescent Flood, 75W to Hardwired CFL | 175 | 8 | Demand controlled circulating systems | 175 | 5 | Base Monitor, CRT
[6 empty] | 176 | 8 | DX Coil Cleaning | 176 | 11 | Base Incandescent Flood, 75W to Hardwired CFL | 176 | 10 | Demand controlled circulating systems | 176 | 6 | Base Monitor, CRT
[6 empty] | 177 | 10 | DX Coil Cleaning | 177 | 1 | Base Laser Printer | 177 | 4 | Demand Defrost Electric | 177 | 7 | Base Monitor, CRT
[6 empty] | 178 | 2 | DX Packaged System, EER=10.9, 10 tons | 178 | 2 | Base Laser Printer | 178 | 4 | Demand Hot Gas Defrost | 178 | 8 | Base Monitor, CRT
[6 empty] | 179 | 3 | DX Packaged System, EER=10.9, 10 tons | 179 | 3 | Base Laser Printer | 179 | 1 | DX Coil Cleaning | 179 | 9 | Base Monitor, CRT
[6 empty] | 180 | 4 | DX Packaged System, EER=10.9, 10 tons | 180 | 4 | Base Laser Printer | 180 | 2 | DX Coil Cleaning | 180 | 10 | Base Monitor, CRT
[6 empty] | 181 | 7 | DX Packaged System, EER=10.9, 10 tons | 181 | 5 | Base Laser Printer | 181 | 3 | DX Coil Cleaning | 181 | 11 | Base Monitor, CRT
[6 empty] | 182 | 8 | DX Packaged System, EER=10.9, 10 tons | 182 | 6 | Base Laser Printer | 182 | 4 | DX Coil Cleaning | 182 | 1 | Base Monitor, LCD
[6 empty] | 183 | 1 | DX Tune Up/ Advanced Diagnostics | 183 | 7 | Base Laser Printer | 183 | 5 | DX Coil Cleaning | 183 | 2 | Base Monitor, LCD
[6 empty] | 184 | 2 | DX Tune Up/ Advanced Diagnostics | 184 | 8 | Base Laser Printer | 184 | 6 | DX Coil Cleaning | 184 | 3 | Base Monitor, LCD
[6 empty] | 185 | 3 | DX Tune Up/ Advanced Diagnostics | 185 | 9 | Base Laser Printer | 185 | 7 | DX Coil Cleaning | 185 | 4 | Base Monitor, LCD
[6 empty] | 186 | 4 | DX Tune Up/ Advanced Diagnostics | 186 | 10 | Base Laser Printer | 186 | 8 | DX Coil Cleaning | 186 | 5 | Base Monitor, LCD
[6 empty] | 187 | 5 | DX Tune Up/ Advanced Diagnostics | 187 | 11 | Base Laser Printer | 187 | 10 | DX Coil Cleaning | 187 | 6 | Base Monitor, LCD
[6 empty] | 188 | 6 | DX Tune Up/ Advanced Diagnostics | 188 | 1 | Base Monitor, CRT | 188 | 11 | DX Coil Cleaning | 188 | 7 | Base Monitor, LCD
[6 empty] | 189 | 7 | DX Tune Up/ Advanced Diagnostics | 189 | 2 | Base Monitor, CRT | 189 | 1 | DX Packaged System, EER=10.9, 10 tons | 189 | 8 | Base Monitor, LCD
[6 empty] | 190 | 8 | DX Tune Up/ Advanced Diagnostics | 190 | 3 | Base Monitor, CRT | 190 | 2 | DX Packaged System, EER=10.9, 10 tons | 190 | 9 | Base Monitor, LCD
[6 empty] | 191 | 10 | DX Tune Up/ Advanced Diagnostics | 191 | 4 | Base Monitor, CRT | 191 | 3 | DX Packaged System, EER=10.9, 10 tons | 191 | 10 | Base Monitor, LCD
[6 empty] | 192 | 4 | Efficient compressor motor | 192 | 5 | Base Monitor, CRT | 192 | 4 | DX Packaged System, EER=10.9, 10 tons | 192 | 11 | Base Monitor, LCD
[6 empty] | 193 | 2 | Efficient Fryer | 193 | 6 | Base Monitor, CRT | 193 | 5 | DX Packaged System, EER=10.9, 10 tons | 193 | 1 | Base Outdoor HID Lamp
[6 empty] | 194 | 7 | Electronically Commutated Motors (ECM) on an Air Handler Unit | 194 | 7 | Base Monitor, CRT | 194 | 6 | DX Packaged System, EER=10.9, 10 tons | 194 | 2 | Base Outdoor HID Lamp
[6 empty] | 195 | 8 | Electronically Commutated Motors (ECM) on an Air Handler Unit | 195 | 8 | Base Monitor, CRT | 195 | 7 | DX Packaged System, EER=10.9, 10 tons | 195 | 3 | Base Outdoor HID Lamp
[6 empty] | 196 | 1 | EMS - Chiller | 196 | 9 | Base Monitor, CRT | 196 | 8 | DX Packaged System, EER=10.9, 10 tons | 196 | 4 | Base Outdoor HID Lamp
[6 empty] | 197 | 2 | EMS - Chiller | 197 | 10 | Base Monitor, CRT | 197 | 10 | DX Packaged System, EER=10.9, 10 tons | 197 | 5 | Base Outdoor HID Lamp
[6 empty] | 198 | 3 | EMS - Chiller | 198 | 11 | Base Monitor, CRT | 198 | 11 | DX Packaged System, EER=10.9, 10 tons | 198 | 6 | Base Outdoor HID Lamp
[6 empty] | 199 | 4 | EMS - Chiller | 199 | 1 | Base Monitor, LCD | 199 | 1 | DX Tune Up/ Advanced Diagnostics | 199 | 7 | Base Outdoor HID Lamp
[6 empty] | 200 | 5 | EMS - Chiller | 200 | 2 | Base Monitor, LCD | 200 | 2 | DX Tune Up/ Advanced Diagnostics | 200 | 8 | Base Outdoor HID Lamp
[6 empty] | 201 | 6 | EMS - Chiller | 201 | 3 | Base Monitor, LCD | 201 | 3 | DX Tune Up/ Advanced Diagnostics | 201 | 9 | Base Outdoor HID Lamp
[6 empty] | 202 | 7 | EMS - Chiller | 202 | 4 | Base Monitor, LCD | 202 | 4 | DX Tune Up/ Advanced Diagnostics | 202 | 10 | Base Outdoor HID Lamp
[6 empty] | 203 | 8 | EMS - Chiller | 203 | 5 | Base Monitor, LCD | 203 | 5 | DX Tune Up/ Advanced Diagnostics | 203 | 11 | Base Outdoor HID Lamp
[6 empty] | 204 | 10 | EMS - Chiller | 204 | 6 | Base Monitor, LCD | 204 | 6 | DX Tune Up/ Advanced Diagnostics | 204 | 1 | Base Outdoor Mercury Vapor 400W Lamp
[6 empty] | 205 | 1 | Energy Recovery Ventilation (ERV) | 205 | 7 | Base Monitor, LCD | 205 | 7 | DX Tune Up/ Advanced Diagnostics | 205 | 2 | Base Outdoor Mercury Vapor 400W Lamp
[6 empty] | 206 | 2 | Energy Recovery Ventilation (ERV) | 206 | 8 | Base Monitor, LCD | 206 | 8 | DX Tune Up/ Advanced Diagnostics | 206 | 3 | Base Outdoor Mercury Vapor 400W Lamp
[6 empty] | 207 | 3 | Energy Recovery Ventilation (ERV) | 207 | 9 | Base Monitor, LCD | 207 | 10 | DX Tune Up/ Advanced Diagnostics | 207 | 4 | Base Outdoor Mercury Vapor 400W Lamp
[6 empty] | 208 | 4 | Energy Recovery Ventilation (ERV) | 208 | 10 | Base Monitor, LCD | 208 | 11 | DX Tune Up/ Advanced Diagnostics | 208 | 5 | Base Outdoor Mercury Vapor 400W Lamp
[6 empty] | 209 | 5 | Energy Recovery Ventilation (ERV) | 209 | 11 | Base Monitor, LCD | 209 | 4 | Efficient compressor motor | 209 | 6 | Base Outdoor Mercury Vapor 400W Lamp
[6 empty] | 210 | 6 | Energy Recovery Ventilation (ERV) | 210 | 1 | Base Outdoor HID Lamp | 210 | 2 | Efficient Fryer | 210 | 7 | Base Outdoor Mercury Vapor 400W Lamp
[6 empty] | 211 | 7 | Energy Recovery Ventilation (ERV) | 211 | 2 | Base Outdoor HID Lamp | 211 | 1 | Electronically Commutated Motors (ECM) on an Air Handler Unit | 211 | 8 | Base Outdoor Mercury Vapor 400W Lamp
[6 empty] | 212 | 8 | Energy Recovery Ventilation (ERV) | 212 | 3 | Base Outdoor HID Lamp | 212 | 2 | Electronically Commutated Motors (ECM) on an Air Handler Unit | 212 | 9 | Base Outdoor Mercury Vapor 400W Lamp
[6 empty] | 213 | 9 | Energy Recovery Ventilation (ERV) | 213 | 4 | Base Outdoor HID Lamp | 213 | 3 | Electronically Commutated Motors (ECM) on an Air Handler Unit | 213 | 10 | Base Outdoor Mercury Vapor 400W Lamp
[6 empty] | 214 | 10 | Energy Recovery Ventilation (ERV) | 214 | 5 | Base Outdoor HID Lamp | 214 | 4 | Electronically Commutated Motors (ECM) on an Air Handler Unit | 214 | 11 | Base Outdoor Mercury Vapor 400W Lamp
[6 empty] | 215 | 11 | Energy Recovery Ventilation (ERV) | 215 | 6 | Base Outdoor HID Lamp | 215 | 5 | Electronically Commutated Motors (ECM) on an Air Handler Unit | 215 | 1 | Base Packaged HP System, EER=10.3, 10 tons
[6 empty] | 216 | 1 | Energy Star or Better Monitor | 216 | 7 | Base Outdoor HID Lamp | 216 | 6 | Electronically Commutated Motors (ECM) on an Air Handler Unit | 216 | 2 | Base Packaged HP System, EER=10.3, 10 tons
[6 empty] | 217 | 6 | Energy Star or Better Monitor | 217 | 8 | Base Outdoor HID Lamp | 217 | 7 | Electronically Commutated Motors (ECM) on an Air Handler Unit | 217 | 3 | Base Packaged HP System, EER=10.3, 10 tons
[6 empty] | 218 | 8 | Energy Star or Better Monitor | 218 | 9 | Base Outdoor HID Lamp | 218 | 8 | Electronically Commutated Motors (ECM) on an Air Handler Unit | 218 | 4 | Base Packaged HP System, EER=10.3, 10 tons
[6 empty] | 219 | 11 | Energy Star or Better Monitor | 219 | 10 | Base Outdoor HID Lamp | 219 | 10 | Electronically Commutated Motors (ECM) on an Air Handler Unit | 219 | 5 | Base Packaged HP System, EER=10.3, 10 tons
[6 empty] | 220 | 4 | Floating head pressure controls | 220 | 11 | Base Outdoor HID Lamp | 220 | 11 | Electronically Commutated Motors (ECM) on an Air Handler Unit | 220 | 6 | Base Packaged HP System, EER=10.3, 10 tons
[6 empty] | 221 | 4 | Freezer-Cooler Replacement Gaskets | 221 | 1 | Base Outdoor Mercury Vapor 400W Lamp | 221 | 1 | EMS - Chiller | 221 | 7 | Base Packaged HP System, EER=10.3, 10 tons
[6 empty] | 222 | 1 | Geothermal Heat Pump, EER=13, 10 tons | 222 | 2 | Base Outdoor Mercury Vapor 400W Lamp | 222 | 2 | EMS - Chiller | 222 | 8 | Base Packaged HP System, EER=10.3, 10 tons
[6 empty] | 223 | 1 | Geothermal Heat Pump, EER=13, 10 tons | 223 | 3 | Base Outdoor Mercury Vapor 400W Lamp | 223 | 3 | EMS - Chiller | 223 | 9 | Base Packaged HP System, EER=10.3, 10 tons
[6 empty] | 224 | 2 | Geothermal Heat Pump, EER=13, 10 tons | 224 | 4 | Base Outdoor Mercury Vapor 400W Lamp | 224 | 4 | EMS - Chiller | 224 | 10 | Base Packaged HP System, EER=10.3, 10 tons
[6 empty] | 225 | 2 | Geothermal Heat Pump, EER=13, 10 tons | 225 | 5 | Base Outdoor Mercury Vapor 400W Lamp | 225 | 5 | EMS - Chiller | 225 | 11 | Base Packaged HP System, EER=10.3, 10 tons
[6 empty] | 226 | 3 | Geothermal Heat Pump, EER=13, 10 tons | 226 | 6 | Base Outdoor Mercury Vapor 400W Lamp | 226 | 6 | EMS - Chiller | 226 | 1 | Base PTAC, EER=8.3, 1 ton
[6 empty] | 227 | 3 | Geothermal Heat Pump, EER=13, 10 tons | 227 | 7 | Base Outdoor Mercury Vapor 400W Lamp | 227 | 7 | EMS - Chiller | 227 | 2 | Base PTAC, EER=8.3, 1 ton
[6 empty] | 228 | 4 | Geothermal Heat Pump, EER=13, 10 tons | 228 | 8 | Base Outdoor Mercury Vapor 400W Lamp | 228 | 8 | EMS - Chiller | 228 | 3 | Base PTAC, EER=8.3, 1 ton
[6 empty] | 229 | 4 | Geothermal Heat Pump, EER=13, 10 tons | 229 | 9 | Base Outdoor Mercury Vapor 400W Lamp | 229 | 9 | EMS - Chiller | 229 | 4 | Base PTAC, EER=8.3, 1 ton
[6 empty] | 230 | 5 | Geothermal Heat Pump, EER=13, 10 tons | 230 | 10 | Base Outdoor Mercury Vapor 400W Lamp | 230 | 10 | EMS - Chiller | 230 | 5 | Base PTAC, EER=8.3, 1 ton
[6 empty] | 231 | 5 | Geothermal Heat Pump, EER=13, 10 tons | 231 | 11 | Base Outdoor Mercury Vapor 400W Lamp | 231 | 11 | EMS - Chiller | 231 | 6 | Base PTAC, EER=8.3, 1 ton
[6 empty] | 232 | 6 | Geothermal Heat Pump, EER=13, 10 tons | 232 | 1 | Base Packaged HP System, EER=10.3, 10 tons | 232 | 1 | EMS Optimization | 232 | 7 | Base PTAC, EER=8.3, 1 ton
[6 empty] | 233 | 6 | Geothermal Heat Pump, EER=13, 10 tons | 233 | 2 | Base Packaged HP System, EER=10.3, 10 tons | 233 | 2 | EMS Optimization | 233 | 8 | Base PTAC, EER=8.3, 1 ton
[6 empty] | 234 | 7 | Geothermal Heat Pump, EER=13, 10 tons | 234 | 3 | Base Packaged HP System, EER=10.3, 10 tons | 234 | 3 | EMS Optimization | 234 | 9 | Base PTAC, EER=8.3, 1 ton
[6 empty] | 235 | 7 | Geothermal Heat Pump, EER=13, 10 tons | 235 | 4 | Base Packaged HP System, EER=10.3, 10 tons | 235 | 4 | EMS Optimization | 235 | 10 | Base PTAC, EER=8.3, 1 ton
[6 empty] | 236 | 8 | Geothermal Heat Pump, EER=13, 10 tons | 236 | 5 | Base Packaged HP System, EER=10.3, 10 tons | 236 | 5 | EMS Optimization | 236 | 11 | Base PTAC, EER=8.3, 1 ton
[6 empty] | 237 | 8 | Geothermal Heat Pump, EER=13, 10 tons | 237 | 6 | Base Packaged HP System, EER=10.3, 10 tons | 237 | 6 | EMS Optimization | 237 | 1 | Base Refrigeration System
[6 empty] | 238 | 9 | Geothermal Heat Pump, EER=13, 10 tons | 238 | 7 | Base Packaged HP System, EER=10.3, 10 tons | 238 | 7 | EMS Optimization | 238 | 2 | Base Refrigeration System
[6 empty] | 239 | 10 | Geothermal Heat Pump, EER=13, 10 tons | 239 | 8 | Base Packaged HP System, EER=10.3, 10 tons | 239 | 8 | EMS Optimization | 239 | 3 | Base Refrigeration System
[6 empty] | 240 | 10 | Geothermal Heat Pump, EER=13, 10 tons | 240 | 9 | Base Packaged HP System, EER=10.3, 10 tons | 240 | 10 | EMS Optimization | 240 | 4 | Base Refrigeration System
[6 empty] | 241 | 11 | Geothermal Heat Pump, EER=13, 10 tons | 241 | 10 | Base Packaged HP System, EER=10.3, 10 tons | 241 | 11 | EMS Optimization | 241 | 5 | Base Refrigeration System
[6 empty] | 242 | 11 | Geothermal Heat Pump, EER=13, 10 tons | 242 | 11 | Base Packaged HP System, EER=10.3, 10 tons | 242 | 1 | Energy Recovery Ventilation (ERV) | 242 | 6 | Base Refrigeration System
[6 empty] | 243 | single segment | Griddle | 243 | 1 | Base PTAC, EER=8.3, 1 ton | 243 | 2 | Energy Recovery Ventilation (ERV) | 243 | 7 | Base Refrigeration System
[6 empty] | 244 | 1 | HE PTAC, EER=9.6, 1 ton | 244 | 2 | Base PTAC, EER=8.3, 1 ton | 244 | 3 | Energy Recovery Ventilation (ERV) | 244 | 8 | Base Refrigeration System
[6 empty] | 245 | 2 | HE PTAC, EER=9.6, 1 ton | 245 | 3 | Base PTAC, EER=8.3, 1 ton | 245 | 4 | Energy Recovery Ventilation (ERV) | 245 | 9 | Base Refrigeration System
[6 empty] | 246 | 3 | HE PTAC, EER=9.6, 1 ton | 246 | 4 | Base PTAC, EER=8.3, 1 ton | 246 | 5 | Energy Recovery Ventilation (ERV) | 246 | 10 | Base Refrigeration System
[6 empty] | 247 | 4 | HE PTAC, EER=9.6, 1 ton | 247 | 5 | Base PTAC, EER=8.3, 1 ton | 247 | 6 | Energy Recovery Ventilation (ERV) | 247 | 11 | Base Refrigeration System
[6 empty] | 248 | 5 | HE PTAC, EER=9.6, 1 ton | 248 | 6 | Base PTAC, EER=8.3, 1 ton | 248 | 7 | Energy Recovery Ventilation (ERV) | 248 | 1 | Base T8, EB
[6 empty] | 249 | 6 | HE PTAC, EER=9.6, 1 ton | 249 | 7 | Base PTAC, EER=8.3, 1 ton | 249 | 8 | Energy Recovery Ventilation (ERV) | 249 | 2 | Base T8, EB
[6 empty] | 250 | 7 | HE PTAC, EER=9.6, 1 ton | 250 | 8 | Base PTAC, EER=8.3, 1 ton | 250 | 9 | Energy Recovery Ventilation (ERV) | 250 | 3 | Base T8, EB
[6 empty] | 251 | 8 | HE PTAC, EER=9.6, 1 ton | 251 | 9 | Base PTAC, EER=8.3, 1 ton | 251 | 10 | Energy Recovery Ventilation (ERV) | 251 | 4 | Base T8, EB
[6 empty] | 252 | 10 | HE PTAC, EER=9.6, 1 ton | 252 | 10 | Base PTAC, EER=8.3, 1 ton | 252 | 11 | Energy Recovery Ventilation (ERV) | 252 | 5 | Base T8, EB
[6 empty] | 253 | 11 | HE PTAC, EER=9.6, 1 ton | 253 | 11 | Base PTAC, EER=8.3, 1 ton | 253 | 1 | Energy Star or Better Copier | 253 | 6 | Base T8, EB
[6 empty] | 254 | 2 | Heat Pump Water Heater (air source) | 254 | 1 | Base Refrigeration System | 254 | 1 | Energy Star or Better Monitor | 254 | 7 | Base T8, EB
[6 empty] | 255 | 5 | Heat Pump Water Heater (air source) | 255 | 2 | Base Refrigeration System | 255 | 2 | Energy Star or Better Monitor | 255 | 8 | Base T8, EB
[6 empty] | 256 | 7 | Heat Pump Water Heater (air source) | 256 | 3 | Base Refrigeration System | 256 | 3 | Energy Star or Better Monitor | 256 | 9 | Base T8, EB
[6 empty] | 257 | 10 | Heat Pump Water Heater (air source) | 257 | 4 | Base Refrigeration System | 257 | 5 | Energy Star or Better Monitor | 257 | 10 | Base T8, EB
[6 empty] | 258 | 2 | Heat Recovery Unit | 258 | 5 | Base Refrigeration System | 258 | 6 | Energy Star or Better Monitor | 258 | 11 | Base T8, EB
[6 empty] | 259 | 5 | Heat Recovery Unit | 259 | 6 | Base Refrigeration System | 259 | 7 | Energy Star or Better Monitor | 259 | 1 | Base Vending Machines
[6 empty] | 260 | 7 | Heat Recovery Unit | 260 | 7 | Base Refrigeration System | 260 | 8 | Energy Star or Better Monitor | 260 | 2 | Base Vending Machines
[6 empty] | 261 | 10 | Heat Recovery Unit | 261 | 8 | Base Refrigeration System | 261 | 9 | Energy Star or Better Monitor | 261 | 3 | Base Vending Machines
[6 empty] | 262 | 1 | High Bay T5 | 262 | 9 | Base Refrigeration System | 262 | 11 | Energy Star or Better Monitor | 262 | 4 | Base Vending Machines
[6 empty] | 263 | 2 | High Bay T5 | 263 | 10 | Base Refrigeration System | 263 | 4 | Evaporator fan controller for MT walk-ins | 263 | 5 | Base Vending Machines
[6 empty] | 264 | 3 | High Bay T5 | 264 | 11 | Base Refrigeration System | 264 | 4 | Floating head pressure controls | 264 | 6 | Base Vending Machines
[6 empty] | 265 | 4 | High Bay T5 | 265 | 1 | Base T8, EB | 265 | 4 | Freezer-Cooler Replacement Gaskets | 265 | 7 | Base Vending Machines
[6 empty] | 266 | 5 | High Bay T5 | 266 | 2 | Base T8, EB | 266 | 1 | Geothermal Heat Pump, EER=13, 10 tons | 266 | 8 | Base Vending Machines
[6 empty] | 267 | 6 | High Bay T5 | 267 | 3 | Base T8, EB | 267 | 2 | Geothermal Heat Pump, EER=13, 10 tons | 267 | 9 | Base Vending Machines
[6 empty] | 268 | 7 | High Bay T5 | 268 | 4 | Base T8, EB | 268 | 2 | Geothermal Heat Pump, EER=13, 10 tons | 268 | 10 | Base Vending Machines
[6 empty] | 269 | 8 | High Bay T5 | 269 | 5 | Base T8, EB | 269 | 3 | Geothermal Heat Pump, EER=13, 10 tons | 269 | 11 | Base Vending Machines
[6 empty] | 270 | 9 | High Bay T5 | 270 | 6 | Base T8, EB | 270 | 4 | Geothermal Heat Pump, EER=13, 10 tons | 270 | 1 | Base Water Heating
[6 empty] | 271 | 10 | High Bay T5 | 271 | 7 | Base T8, EB | 271 | 4 | Geothermal Heat Pump, EER=13, 10 tons | 271 | 2 | Base Water Heating
[6 empty] | 272 | 11 | High Bay T5 | 272 | 8 | Base T8, EB | 272 | 5 | Geothermal Heat Pump, EER=13, 10 tons | 272 | 3 | Base Water Heating
[6 empty] | 273 | 2 | High Efficiency Chiller Motors | 273 | 9 | Base T8, EB | 273 | 6 | Geothermal Heat Pump, EER=13, 10 tons | 273 | 4 | Base Water Heating
[6 empty] | 274 | 7 | High Efficiency Chiller Motors | 274 | 10 | Base T8, EB | 274 | 7 | Geothermal Heat Pump, EER=13, 10 tons | 274 | 5 | Base Water Heating
[6 empty] | 275 | 4 | High R-Value Glass Doors | 275 | 11 | Base T8, EB | 275 | 7 | Geothermal Heat Pump, EER=13, 10 tons | 275 | 6 | Base Water Heating
[6 empty] | 276 | 4 | High-efficiency fan motors | 276 | 1 | Base Vending Machines | 276 | 8 | Geothermal Heat Pump, EER=13, 10 tons | 276 | 7 | Base Water Heating
[6 empty] | 277 |  | Holding Cabinet | 277 | 2 | Base Vending Machines | 277 | 9 | Geothermal Heat Pump, EER=13, 10 tons | 277 | 8 | Base Water Heating
[6 empty] | 278 | 1 | Hybrid Dessicant-DX System (Trane CDQ) | 278 | 3 | Base Vending Machines | 278 | 10 | Geothermal Heat Pump, EER=13, 10 tons | 278 | 9 | Base Water Heating
[6 empty] | 279 | 2 | Hybrid Dessicant-DX System (Trane CDQ) | 279 | 4 | Base Vending Machines | 279 | 10 | Geothermal Heat Pump, EER=13, 10 tons | 279 | 10 | Base Water Heating
[6 empty] | 280 | 3 | Hybrid Dessicant-DX System (Trane CDQ) | 280 | 5 | Base Vending Machines | 280 | 11 | Geothermal Heat Pump, EER=13, 10 tons | 280 | 11 | Base Water Heating
[6 empty] | 281 | 4 | Hybrid Dessicant-DX System (Trane CDQ) | 281 | 6 | Base Vending Machines | 281 | single segment | Griddle | 281 | 9 | Ceiling Insulation
[6 empty] | 282 | 5 | Hybrid Dessicant-DX System (Trane CDQ) | 282 | 7 | Base Vending Machines | 282 | 1 | HE PTAC, EER=9.6, 1 ton | 282 | 9 | Chiller Tune Up/Diagnostics
[6 empty] | 283 | 6 | Hybrid Dessicant-DX System (Trane CDQ) | 283 | 8 | Base Vending Machines | 283 | 2 | HE PTAC, EER=9.6, 1 ton | 283 | 1 | Compressor VSD retrofit
[6 empty] | 284 | 7 | Hybrid Dessicant-DX System (Trane CDQ) | 284 | 9 | Base Vending Machines | 284 | 3 | HE PTAC, EER=9.6, 1 ton | 284 | 2 | Compressor VSD retrofit
[6 empty] | 285 | 8 | Hybrid Dessicant-DX System (Trane CDQ) | 285 | 10 | Base Vending Machines | 285 | 4 | HE PTAC, EER=9.6, 1 ton | 285 | 3 | Compressor VSD retrofit
[6 empty] | 286 | 10 | Hybrid Dessicant-DX System (Trane CDQ) | 286 | 11 | Base Vending Machines | 286 | 5 | HE PTAC, EER=9.6, 1 ton | 286 | 5 | Compressor VSD retrofit
[6 empty] | 287 | 11 | Hybrid Dessicant-DX System (Trane CDQ) | 287 | 1 | Base Water Heating | 287 | 6 | HE PTAC, EER=9.6, 1 ton | 287 | 6 | Compressor VSD retrofit
[6 empty] | 288 | single segment | Ice Machine | 288 | 2 | Base Water Heating | 288 | 7 | HE PTAC, EER=9.6, 1 ton | 288 | 7 | Compressor VSD retrofit
[6 empty] | 289 | 3 | Lighting Control Tuneup | 289 | 3 | Base Water Heating | 289 | 8 | HE PTAC, EER=9.6, 1 ton | 289 | 8 | Compressor VSD retrofit
[6 empty] | 290 | 4 | Lighting Control Tuneup | 290 | 4 | Base Water Heating | 290 | 9 | HE PTAC, EER=9.6, 1 ton | 290 | 9 | Compressor VSD retrofit
[6 empty] | 291 | 4 | Lighting Control Tuneup | 291 | 5 | Base Water Heating | 291 | 10 | HE PTAC, EER=9.6, 1 ton | 291 | 10 | Compressor VSD retrofit
[6 empty] | 292 | 8 | Lighting Control Tuneup | 292 | 6 | Base Water Heating | 292 | 11 | HE PTAC, EER=9.6, 1 ton | 292 | 11 | Compressor VSD retrofit
[6 empty] | 293 | 8 | Lighting Control Tuneup | 293 | 7 | Base Water Heating | 293 | 1 | Heat Pump Water Heater (air source) | 293 | 9 | Continuous Dimming
[6 empty] | 294 | 6 | Monitor Power Management Enabling | 294 | 8 | Base Water Heating | 294 | 2 | Heat Pump Water Heater (air source) | 294 | 10 | Continuous Dimming
[6 empty] | 295 | 4 | Multiplex Compressor System | 295 | 9 | Base Water Heating | 295 | 3 | Heat Pump Water Heater (air source) | 295 | 1 | Convection Oven
[6 empty] | 296 | 1 | Occupancy Sensor | 296 | 10 | Base Water Heating | 296 | 4 | Heat Pump Water Heater (air source) | 296 | 3 | Convection Oven
[6 empty] | 297 | 1 | Occupancy Sensor | 297 | 11 | Base Water Heating | 297 | 5 | Heat Pump Water Heater (air source) | 297 | 5 | Convection Oven
[6 empty] | 298 | 2 | Occupancy Sensor | 298 | 9 | Centrifugal Chiller, 0.51 kW/ton, 500 tons | 298 | 6 | Heat Pump Water Heater (air source) | 298 | 6 | Convection Oven
[6 empty] | 299 | 2 | Occupancy Sensor | 299 | 9 | Chiller Tune Up/Diagnostics | 299 | 7 | Heat Pump Water Heater (air source) | 299 | 7 | Convection Oven
[6 empty] | 300 | 3 | Occupancy Sensor | 300 | 1 | Compressor VSD retrofit | 300 | 8 | Heat Pump Water Heater (air source) | 300 | 8 | Convection Oven
[6 empty] | 301 | 3 | Occupancy Sensor | 301 | 2 | Compressor VSD retrofit | 301 | 10 | Heat Pump Water Heater (air source) | 301 | 9 | Convection Oven
[6 empty] | 302 | 4 | Occupancy Sensor | 302 | 3 | Compressor VSD retrofit | 302 | 11 | Heat Pump Water Heater (air source) | 302 | 10 | Convection Oven
[6 empty] | 303 | 4 | Occupancy Sensor | 303 | 5 | Compressor VSD retrofit | 303 | 1 | Heat Recovery Unit | 303 | 11 | Convection Oven
[6 empty] | 304 | 5 | Occupancy Sensor | 304 | 6 | Compressor VSD retrofit | 304 | 2 | Heat Recovery Unit | 304 | 9 | Cool Roof - Chiller
[6 empty] | 305 | 5 | Occupancy Sensor | 305 | 7 | Compressor VSD retrofit | 305 | 4 | Heat Recovery Unit | 305 | 9 | Cool Roof - DX
[6 empty] | 306 | 6 | Occupancy Sensor | 306 | 8 | Compressor VSD retrofit | 306 | 5 | Heat Recovery Unit | 306 | 9 | Cool Roof - DX
[6 empty] | 307 | 6 | Occupancy Sensor | 307 | 9 | Compressor VSD retrofit | 307 | 6 | Heat Recovery Unit | 307 | 1 | Copier Power Management Enabling
[6 empty] | 308 | 7 | Occupancy Sensor | 308 | 10 | Compressor VSD retrofit | 308 | 7 | Heat Recovery Unit | 308 | 2 | Copier Power Management Enabling
[6 empty] | 309 | 7 | Occupancy Sensor | 309 | 11 | Compressor VSD retrofit | 309 | 8 | Heat Recovery Unit | 309 | 3 | Copier Power Management Enabling
[6 empty] | 310 | 8 | Occupancy Sensor | 310 | 1 | Convection Oven | 310 | 10 | Heat Recovery Unit | 310 | 4 | Copier Power Management Enabling
[6 empty] | 311 | 8 | Occupancy Sensor | 311 | 2 | Convection Oven | 311 | 11 | Heat Recovery Unit | 311 | 5 | Copier Power Management Enabling
[6 empty] | 312 | 10 | Occupancy Sensor | 312 | 3 | Convection Oven | 312 | 2 | Heat Trap | 312 | 6 | Copier Power Management Enabling
[6 empty] | 313 | 11 | Occupancy Sensor | 313 | 4 | Convection Oven | 313 | 5 | Heat Trap | 313 | 7 | Copier Power Management Enabling
[6 empty] | 314 | 11 | Occupancy Sensor | 314 | 5 | Convection Oven | 314 | 7 | Heat Trap | 314 | 8 | Copier Power Management Enabling
[6 empty] | 315 | 2 | Occupancy Sensor (hotels) | 315 | 6 | Convection Oven | 315 | 8 | Heat Trap | 315 | 9 | Copier Power Management Enabling
[6 empty] | 316 | 7 | Occupancy Sensor (hotels) | 316 | 7 | Convection Oven | 316 | 10 | Heat Trap | 316 | 10 | Copier Power Management Enabling
[6 empty] | 317 | single segment | Outdoor LED 104W | 317 | 8 | Convection Oven | 317 | 1 | High Bay T5 | 317 | 11 | Copier Power Management Enabling
[6 empty] | 318 | 4 | Oversized Air Cooled Condenser | 318 | 9 | Convection Oven | 318 | 2 | High Bay T5 | 318 | 3 | Demand Control Ventilation (DCV)
[6 empty] | 319 | 1 | Packaged HP System, EER=10.9, 10 tons | 319 | 10 | Convection Oven | 319 | 3 | High Bay T5 | 319 | 9 | Demand Control Ventilation (DCV)
[6 empty] | 320 | 2 | Packaged HP System, EER=10.9, 10 tons | 320 | 11 | Convection Oven | 320 | 4 | High Bay T5 | 320 | 10 | Demand Control Ventilation (DCV)
[6 empty] | 321 | 3 | Packaged HP System, EER=10.9, 10 tons | 321 | 1 | Copier Power Management Enabling | 321 | 5 | High Bay T5 | 321 | 1 | Demand controlled circulating systems
[6 empty] | 322 | 4 | Packaged HP System, EER=10.9, 10 tons | 322 | 2 | Copier Power Management Enabling | 322 | 6 | High Bay T5 | 322 | 2 | Demand controlled circulating systems
[6 empty] | 323 | 5 | Packaged HP System, EER=10.9, 10 tons | 323 | 3 | Copier Power Management Enabling | 323 | 7 | High Bay T5 | 323 | 3 | Demand controlled circulating systems
[6 empty] | 324 | 6 | Packaged HP System, EER=10.9, 10 tons | 324 | 4 | Copier Power Management Enabling | 324 | 8 | High Bay T5 | 324 | 4 | Demand controlled circulating systems
[6 empty] | 325 | 7 | Packaged HP System, EER=10.9, 10 tons | 325 | 5 | Copier Power Management Enabling | 325 | 9 | High Bay T5 | 325 | 5 | Demand controlled circulating systems
[6 empty] | 326 | 8 | Packaged HP System, EER=10.9, 10 tons | 326 | 6 | Copier Power Management Enabling | 326 | 10 | High Bay T5 | 326 | 6 | Demand controlled circulating systems
[6 empty] | 327 | 10 | Packaged HP System, EER=10.9, 10 tons | 327 | 7 | Copier Power Management Enabling | 327 | 11 | High Bay T5 | 327 | 9 | Demand controlled circulating systems
[6 empty] | 328 | 11 | Packaged HP System, EER=10.9, 10 tons | 328 | 8 | Copier Power Management Enabling | 328 | 1 | High Efficiency Chiller Motors | 328 | 11 | Demand controlled circulating systems
[6 empty] | 329 | 6 | PC Manual Power Management Enabling | 329 | 9 | Copier Power Management Enabling | 329 | 2 | High Efficiency Chiller Motors | 329 | 1 | Demand Defrost Electric
[6 empty] | 330 | 6 | PC Network Power Management Enabling | 330 | 10 | Copier Power Management Enabling | 330 | 3 | High Efficiency Chiller Motors | 330 | 2 | Demand Defrost Electric
[6 empty] | 331 | 1 | Premium T8, EB, Reflector | 331 | 11 | Copier Power Management Enabling | 331 | 4 | High Efficiency Chiller Motors | 331 | 3 | Demand Defrost Electric
[6 empty] | 332 | 2 | Premium T8, EB, Reflector | 332 | 1 | Demand controlled circulating systems | 332 | 5 | High Efficiency Chiller Motors | 332 | 5 | Demand Defrost Electric
[6 empty] | 333 | 3 | Premium T8, EB, Reflector | 333 | 2 | Demand controlled circulating systems | 333 | 6 | High Efficiency Chiller Motors | 333 | 6 | Demand Defrost Electric
[6 empty] | 334 | 4 | Premium T8, EB, Reflector | 334 | 3 | Demand controlled circulating systems | 334 | 7 | High Efficiency Chiller Motors | 334 | 7 | Demand Defrost Electric
[6 empty] | 335 | 5 | Premium T8, EB, Reflector | 335 | 4 | Demand controlled circulating systems | 335 | 8 | High Efficiency Chiller Motors | 335 | 8 | Demand Defrost Electric
[6 empty] | 336 | 6 | Premium T8, EB, Reflector | 336 | 5 | Demand controlled circulating systems | 336 | 10 | High Efficiency Chiller Motors | 336 | 9 | Demand Defrost Electric
[6 empty] | 337 | 7 | Premium T8, EB, Reflector | 337 | 6 | Demand controlled circulating systems | 337 | 11 | High Efficiency Chiller Motors | 337 | 10 | Demand Defrost Electric
[6 empty] | 338 | 8 | Premium T8, EB, Reflector | 338 | 7 | Demand controlled circulating systems | 338 | 3 | High Pressure Sodium 250W Lamp | 338 | 11 | Demand Defrost Electric
[6 empty] | 339 | 9 | Premium T8, EB, Reflector | 339 | 8 | Demand controlled circulating systems | 339 | 4 | High Pressure Sodium 250W Lamp | 339 | 1 | Demand Hot Gas Defrost
[6 empty] | 340 | 10 | Premium T8, EB, Reflector | 340 | 9 | Demand controlled circulating systems | 340 | 6 | High Pressure Sodium 250W Lamp | 340 | 2 | Demand Hot Gas Defrost
[6 empty] | 341 | 11 | Premium T8, EB, Reflector | 341 | 10 | Demand controlled circulating systems | 341 | 11 | High Pressure Sodium 250W Lamp | 341 | 3 | Demand Hot Gas Defrost
[6 empty] | 342 | 1 | Premium T8, Elecctronic Ballast | 342 | 11 | Demand controlled circulating systems | 342 | 4 | High R-Value Glass Doors | 342 | 5 | Demand Hot Gas Defrost
[6 empty] | 343 | 2 | Premium T8, Elecctronic Ballast | 343 | 1 | Demand Defrost Electric | 343 | 4 | High-efficiency fan motors | 343 | 6 | Demand Hot Gas Defrost
[6 empty] | 344 | 3 | Premium T8, Elecctronic Ballast | 344 | 2 | Demand Defrost Electric | 344 | single segment | Holding Cabinet | 344 | 7 | Demand Hot Gas Defrost
[6 empty] | 345 | 4 | Premium T8, Elecctronic Ballast | 345 | 3 | Demand Defrost Electric | 345 | 1 | Hybrid Dessicant-DX System (Trane CDQ) | 345 | 8 | Demand Hot Gas Defrost
[6 empty] | 346 | 5 | Premium T8, Elecctronic Ballast | 346 | 5 | Demand Defrost Electric | 346 | 2 | Hybrid Dessicant-DX System (Trane CDQ) | 346 | 9 | Demand Hot Gas Defrost
[6 empty] | 347 | 6 | Premium T8, Elecctronic Ballast | 347 | 6 | Demand Defrost Electric | 347 | 3 | Hybrid Dessicant-DX System (Trane CDQ) | 347 | 10 | Demand Hot Gas Defrost
[6 empty] | 348 | 7 | Premium T8, Elecctronic Ballast | 348 | 7 | Demand Defrost Electric | 348 | 4 | Hybrid Dessicant-DX System (Trane CDQ) | 348 | 11 | Demand Hot Gas Defrost
[6 empty] | 349 | 8 | Premium T8, Elecctronic Ballast | 349 | 8 | Demand Defrost Electric | 349 | 5 | Hybrid Dessicant-DX System (Trane CDQ) | 349 | 1 | Duct/Pipe Insulation
[6 empty] | 350 | 10 | Premium T8, Elecctronic Ballast | 350 | 9 | Demand Defrost Electric | 350 | 6 | Hybrid Dessicant-DX System (Trane CDQ) | 350 | 1 | Duct/Pipe Insulation
[6 empty] | 351 | 11 | Premium T8, Elecctronic Ballast | 351 | 10 | Demand Defrost Electric | 351 | 7 | Hybrid Dessicant-DX System (Trane CDQ) | 351 | 1 | Duct/Pipe Insulation
[6 empty] | 352 | 1 | PSMH, 250W, magnetic ballast | 352 | 11 | Demand Defrost Electric | 352 | 8 | Hybrid Dessicant-DX System (Trane CDQ) | 352 | 2 | Duct/Pipe Insulation
[6 empty] | 353 | 2 | PSMH, 250W, magnetic ballast | 353 | 1 | Demand Hot Gas Defrost | 353 | 9 | Hybrid Dessicant-DX System (Trane CDQ) | 353 | 2 | Duct/Pipe Insulation
[6 empty] | 354 | 3 | PSMH, 250W, magnetic ballast | 354 | 2 | Demand Hot Gas Defrost | 354 | 10 | Hybrid Dessicant-DX System (Trane CDQ) | 354 | 2 | Duct/Pipe Insulation
[6 empty] | 355 | 4 | PSMH, 250W, magnetic ballast | 355 | 3 | Demand Hot Gas Defrost | 355 | 11 | Hybrid Dessicant-DX System (Trane CDQ) | 355 | 3 | Duct/Pipe Insulation
[6 empty] | 356 | 5 | PSMH, 250W, magnetic ballast | 356 | 5 | Demand Hot Gas Defrost | 356 | single segment | Ice Machine | 356 | 3 | Duct/Pipe Insulation
[6 empty] | 357 | 6 | PSMH, 250W, magnetic ballast | 357 | 6 | Demand Hot Gas Defrost | 357 | 4 | LED Display Lighting | 357 | 3 | Duct/Pipe Insulation
[6 empty] | 358 | 7 | PSMH, 250W, magnetic ballast | 358 | 7 | Demand Hot Gas Defrost | 358 | single segment | LED High Bay 83W (400W equivalent) | 358 | 4 | Duct/Pipe Insulation
[6 empty] | 359 | 8 | PSMH, 250W, magnetic ballast | 359 | 8 | Demand Hot Gas Defrost | 359 | 1 | Lighting Control Tuneup | 359 | 4 | Duct/Pipe Insulation
[6 empty] | 360 | 9 | PSMH, 250W, magnetic ballast | 360 | 9 | Demand Hot Gas Defrost | 360 | 1 | Lighting Control Tuneup | 360 | 4 | Duct/Pipe Insulation
[6 empty] | 361 | 10 | PSMH, 250W, magnetic ballast | 361 | 10 | Demand Hot Gas Defrost | 361 | 2 | Lighting Control Tuneup | 361 | 5 | Duct/Pipe Insulation
[6 empty] | 362 | 11 | PSMH, 250W, magnetic ballast | 362 | 11 | Demand Hot Gas Defrost | 362 | 2 | Lighting Control Tuneup | 362 | 5 | Duct/Pipe Insulation
[6 empty] | 363 | 4 | Refrigeration Commissioning | 363 | 1 | Duct/Pipe Insulation | 363 | 3 | Lighting Control Tuneup | 363 | 5 | Duct/Pipe Insulation
[6 empty] | 364 | 1 | ROB Premium T8, 1EB | 364 | 1 | Duct/Pipe Insulation | 364 | 3 | Lighting Control Tuneup | 364 | 6 | Duct/Pipe Insulation
[6 empty] | 365 | 2 | ROB Premium T8, 1EB | 365 | 1 | Duct/Pipe Insulation | 365 | 4 | Lighting Control Tuneup | 365 | 6 | Duct/Pipe Insulation
[6 empty] | 366 | 3 | ROB Premium T8, 1EB | 366 | 2 | Duct/Pipe Insulation | 366 | 4 | Lighting Control Tuneup | 366 | 6 | Duct/Pipe Insulation
[6 empty] | 367 | 4 | ROB Premium T8, 1EB | 367 | 3 | Duct/Pipe Insulation | 367 | 5 | Lighting Control Tuneup | 367 | 7 | Duct/Pipe Insulation
[6 empty] | 368 | 5 | ROB Premium T8, 1EB | 368 | 3 | Duct/Pipe Insulation | 368 | 5 | Lighting Control Tuneup | 368 | 7 | Duct/Pipe Insulation
[6 empty] | 369 | 6 | ROB Premium T8, 1EB | 369 | 3 | Duct/Pipe Insulation | 369 | 6 | Lighting Control Tuneup | 369 | 7 | Duct/Pipe Insulation
[6 empty] | 370 | 7 | ROB Premium T8, 1EB | 370 | 4 | Duct/Pipe Insulation | 370 | 6 | Lighting Control Tuneup | 370 | 8 | Duct/Pipe Insulation
[6 empty] | 371 | 8 | ROB Premium T8, 1EB | 371 | 4 | Duct/Pipe Insulation | 371 | 7 | Lighting Control Tuneup | 371 | 8 | Duct/Pipe Insulation
[6 empty] | 372 | 1 | ROB Premium T8, EB, Reflector | 372 | 4 | Duct/Pipe Insulation | 372 | 7 | Lighting Control Tuneup | 372 | 8 | Duct/Pipe Insulation
[6 empty] | 373 | 2 | ROB Premium T8, EB, Reflector | 373 | 5 | Duct/Pipe Insulation | 373 | 8 | Lighting Control Tuneup | 373 | 9 | Duct/Pipe Insulation
[6 empty] | 374 | 3 | ROB Premium T8, EB, Reflector | 374 | 5 | Duct/Pipe Insulation | 374 | 8 | Lighting Control Tuneup | 374 | 9 | Duct/Pipe Insulation
[6 empty] | 375 | 4 | ROB Premium T8, EB, Reflector | 375 | 5 | Duct/Pipe Insulation | 375 | 9 | Lighting Control Tuneup | 375 | 9 | Duct/Pipe Insulation
[6 empty] | 376 | 5 | ROB Premium T8, EB, Reflector | 376 | 6 | Duct/Pipe Insulation | 376 | 10 | Lighting Control Tuneup | 376 | 10 | Duct/Pipe Insulation
[6 empty] | 377 | 6 | ROB Premium T8, EB, Reflector | 377 | 6 | Duct/Pipe Insulation | 377 | 11 | Lighting Control Tuneup | 377 | 10 | Duct/Pipe Insulation
[6 empty] | 378 | 7 | ROB Premium T8, EB, Reflector | 378 | 6 | Duct/Pipe Insulation | 378 | 11 | Lighting Control Tuneup | 378 | 10 | Duct/Pipe Insulation
[6 empty] | 379 | 8 | ROB Premium T8, EB, Reflector | 379 | 7 | Duct/Pipe Insulation | 379 | 1 | Monitor Power Management Enabling | 379 | 11 | Duct/Pipe Insulation
[6 empty] | 380 | 9 | ROB Premium T8, EB, Reflector | 380 | 8 | Duct/Pipe Insulation | 380 | 5 | Monitor Power Management Enabling | 380 | 11 | Duct/Pipe Insulation
[6 empty] | 381 | 10 | ROB Premium T8, EB, Reflector | 381 | 8 | Duct/Pipe Insulation | 381 | 6 | Monitor Power Management Enabling | 381 | 11 | Duct/Pipe Insulation
[6 empty] | 382 | 11 | ROB Premium T8, EB, Reflector | 382 | 8 | Duct/Pipe Insulation | 382 | 7 | Monitor Power Management Enabling | 382 | 9 | DX Coil Cleaning
[6 empty] | 383 | 1 | Roof Insulation | 383 | 9 | Duct/Pipe Insulation | 383 | 8 | Monitor Power Management Enabling | 383 | 9 | DX Packaged System, EER=10.9, 10 tons
[6 empty] | 384 | 1 | Roof Insulation | 384 | 9 | Duct/Pipe Insulation | 384 | 11 | Monitor Power Management Enabling | 384 | 9 | DX Tune Up/ Advanced Diagnostics
[6 empty] | 385 | 1 | Roof Insulation | 385 | 9 | Duct/Pipe Insulation | 385 | 4 | Multiplex Compressor System | 385 | 1 | Efficient compressor motor
[6 empty] | 386 | 2 | Roof Insulation | 386 | 10 | Duct/Pipe Insulation | 386 | 4 | Night covers for display cases | 386 | 2 | Efficient compressor motor
[6 empty] | 387 | 2 | Roof Insulation | 387 | 10 | Duct/Pipe Insulation | 387 | 1 | Occupancy Sensor | 387 | 3 | Efficient compressor motor
[6 empty] | 388 | 2 | Roof Insulation | 388 | 10 | Duct/Pipe Insulation | 388 | 1 | Occupancy Sensor | 388 | 5 | Efficient compressor motor
[6 empty] | 389 | 3 | Roof Insulation | 389 | 11 | Duct/Pipe Insulation | 389 | 2 | Occupancy Sensor | 389 | 6 | Efficient compressor motor
[6 empty] | 390 | 3 | Roof Insulation | 390 | 11 | Duct/Pipe Insulation | 390 | 2 | Occupancy Sensor | 390 | 7 | Efficient compressor motor
[6 empty] | 391 | 3 | Roof Insulation | 391 | 11 | Duct/Pipe Insulation | 391 | 3 | Occupancy Sensor | 391 | 8 | Efficient compressor motor
[6 empty] | 392 | 4 | Roof Insulation | 392 | 9 | DX Coil Cleaning | 392 | 3 | Occupancy Sensor | 392 | 9 | Efficient compressor motor
[6 empty] | 393 | 4 | Roof Insulation | 393 | 11 | DX Coil Cleaning | 393 | 4 | Occupancy Sensor | 393 | 10 | Efficient compressor motor
[6 empty] | 394 | 4 | Roof Insulation | 394 | 1 | DX Packaged System, EER=10.9, 10 tons | 394 | 4 | Occupancy Sensor | 394 | 11 | Efficient compressor motor
[6 empty] | 395 | 5 | Roof Insulation | 395 | 5 | DX Packaged System, EER=10.9, 10 tons | 395 | 7 | Occupancy Sensor | 395 | 1 | Efficient Fryer
[6 empty] | 396 | 5 | Roof Insulation | 396 | 6 | DX Packaged System, EER=10.9, 10 tons | 396 | 7 | Occupancy Sensor | 396 | 3 | Efficient Fryer
[6 empty] | 397 | 5 | Roof Insulation | 397 | 9 | DX Packaged System, EER=10.9, 10 tons | 397 | 8 | Occupancy Sensor | 397 | 4 | Efficient Fryer
[6 empty] | 398 | 6 | Roof Insulation | 398 | 10 | DX Packaged System, EER=10.9, 10 tons | 398 | 8 | Occupancy Sensor | 398 | 5 | Efficient Fryer
[6 empty] | 399 | 6 | Roof Insulation | 399 | 11 | DX Packaged System, EER=10.9, 10 tons | 399 | 11 | Occupancy Sensor | 399 | 6 | Efficient Fryer
[6 empty] | 400 | 6 | Roof Insulation | 400 | 9 | DX Tune Up/ Advanced Diagnostics | 400 | 1 | Occupancy Sensor (hotels) | 400 | 7 | Efficient Fryer
[6 empty] | 401 | 7 | Roof Insulation | 401 | 11 | DX Tune Up/ Advanced Diagnostics | 401 | 2 | Occupancy Sensor (hotels) | 401 | 8 | Efficient Fryer
[6 empty] | 402 | 7 | Roof Insulation | 402 | 1 | Efficient compressor motor | 402 | 3 | Occupancy Sensor (hotels) | 402 | 9 | Efficient Fryer
[6 empty] | 403 | 7 | Roof Insulation | 403 | 2 | Efficient compressor motor | 403 | 4 | Occupancy Sensor (hotels) | 403 | 10 | Efficient Fryer
[6 empty] | 404 | 8 | Roof Insulation | 404 | 3 | Efficient compressor motor | 404 | 5 | Occupancy Sensor (hotels) | 404 | 11 | Efficient Fryer
[6 empty] | 405 | 8 | Roof Insulation | 405 | 5 | Efficient compressor motor | 405 | 6 | Occupancy Sensor (hotels) | 405 | 9 | Electronically Commutated Motors (ECM) on an Air Handler Unit
[6 empty] | 406 | 8 | Roof Insulation | 406 | 6 | Efficient compressor motor | 406 | 7 | Occupancy Sensor (hotels) | 406 | 9 | EMS Optimization
[6 empty] | 407 | 9 | Roof Insulation | 407 | 7 | Efficient compressor motor | 407 | 8 | Occupancy Sensor (hotels) | 407 | 2 | Energy Star or Better Copier
[6 empty] | 408 | 10 | Roof Insulation | 408 | 8 | Efficient compressor motor | 408 | 9 | Occupancy Sensor (hotels) | 408 | 3 | Energy Star or Better Copier
[6 empty] | 409 | 10 | Roof Insulation | 409 | 9 | Efficient compressor motor | 409 | 10 | Occupancy Sensor (hotels) | 409 | 4 | Energy Star or Better Copier
[6 empty] | 410 | 10 | Roof Insulation | 410 | 10 | Efficient compressor motor | 410 | 11 | Occupancy Sensor (hotels) | 410 | 5 | Energy Star or Better Copier
[6 empty] | 411 | 11 | Roof Insulation | 411 | 11 | Efficient compressor motor | 411 | 1 | Optimize Controls | 411 | 6 | Energy Star or Better Copier
[6 empty] | 412 | 11 | Roof Insulation | 412 | 1 | Efficient Fryer | 412 | 2 | Optimize Controls | 412 | 7 | Energy Star or Better Copier
[6 empty] | 413 | 11 | Roof Insulation | 413 | 3 | Efficient Fryer | 413 | 3 | Optimize Controls | 413 | 8 | Energy Star or Better Copier
[6 empty] | 414 | 2 | Separate Makeup Air / Exhaust Hoods AC | 414 | 4 | Efficient Fryer | 414 | 4 | Optimize Controls | 414 | 9 | Energy Star or Better Copier
[6 empty] | 415 | 4 | Separate Makeup Air / Exhaust Hoods AC | 415 | 5 | Efficient Fryer | 415 | 5 | Optimize Controls | 415 | 10 | Energy Star or Better Copier
[6 empty] | 416 | single segment | Steamer | 416 | 6 | Efficient Fryer | 416 | 6 | Optimize Controls | 416 | 11 | Energy Star or Better Copier
[6 empty] | 417 | 4 | Strip curtains for walk-ins | 417 | 7 | Efficient Fryer | 417 | 7 | Optimize Controls | 417 | 1 | Energy Star or Better Monitor
[6 empty] | 418 | 1 | Thermal Energy Storage (TES) | 418 | 8 | Efficient Fryer | 418 | 8 | Optimize Controls | 418 | 2 | Energy Star or Better Monitor
[6 empty] | 419 | 2 | Thermal Energy Storage (TES) | 419 | 9 | Efficient Fryer | 419 | 10 | Optimize Controls | 419 | 3 | Energy Star or Better Monitor
[6 empty] | 420 | 3 | Thermal Energy Storage (TES) | 420 | 10 | Efficient Fryer | 420 | 11 | Optimize Controls | 420 | 4 | Energy Star or Better Monitor
[6 empty] | 421 | 4 | Thermal Energy Storage (TES) | 421 | 11 | Efficient Fryer | 421 | single segment | Outdoor LED 104W | 421 | 4 | Energy Star or Better Monitor
[6 empty] | 422 | 5 | Thermal Energy Storage (TES) | 422 | 1 | Electronically Commutated Motors (ECM) on an Air Handler Unit | 422 | 1 | Outdoor Lighting Controls (Photocell/Timeclock) | 422 | 5 | Energy Star or Better Monitor
[6 empty] | 423 | 6 | Thermal Energy Storage (TES) | 423 | 2 | Electronically Commutated Motors (ECM) on an Air Handler Unit | 423 | 1 | Outdoor Lighting Controls (Photocell/Timeclock) | 423 | 6 | Energy Star or Better Monitor
[6 empty] | 424 | 7 | Thermal Energy Storage (TES) | 424 | 3 | Electronically Commutated Motors (ECM) on an Air Handler Unit | 424 | 2 | Outdoor Lighting Controls (Photocell/Timeclock) | 424 | 7 | Energy Star or Better Monitor
[6 empty] | 425 | 8 | Thermal Energy Storage (TES) | 425 | 4 | Electronically Commutated Motors (ECM) on an Air Handler Unit | 425 | 2 | Outdoor Lighting Controls (Photocell/Timeclock) | 425 | 8 | Energy Star or Better Monitor
[6 empty] | 426 | 9 | Thermal Energy Storage (TES) | 426 | 5 | Electronically Commutated Motors (ECM) on an Air Handler Unit | 426 | 3 | Outdoor Lighting Controls (Photocell/Timeclock) | 426 | 9 | Energy Star or Better Monitor
[6 empty] | 427 | 10 | Thermal Energy Storage (TES) | 427 | 6 | Electronically Commutated Motors (ECM) on an Air Handler Unit | 427 | 3 | Outdoor Lighting Controls (Photocell/Timeclock) | 427 | 10 | Energy Star or Better Monitor
[6 empty] | 428 | 11 | Thermal Energy Storage (TES) | 428 | 9 | Electronically Commutated Motors (ECM) on an Air Handler Unit | 428 | 4 | Outdoor Lighting Controls (Photocell/Timeclock) | 428 | 10 | Energy Star or Better Monitor
[6 empty] | 429 | 8 | Variable Speed Drive Control | 429 | 10 | Electronically Commutated Motors (ECM) on an Air Handler Unit | 429 | 4 | Outdoor Lighting Controls (Photocell/Timeclock) | 429 | 11 | Energy Star or Better Monitor
[6 empty] | 430 | 1 | VSD for Chiller Pumps and Towers | 430 | 11 | Electronically Commutated Motors (ECM) on an Air Handler Unit | 430 | 6 | Outdoor Lighting Controls (Photocell/Timeclock) | 430 | 1 | Evaporator fan controller for MT walk-ins
[6 empty] | 431 | 2 | VSD for Chiller Pumps and Towers | 431 | 9 | EMS - Chiller | 431 | 6 | Outdoor Lighting Controls (Photocell/Timeclock) | 431 | 2 | Evaporator fan controller for MT walk-ins
[6 empty] | 432 | 3 | VSD for Chiller Pumps and Towers | 432 | 11 | EMS - Chiller | 432 | 7 | Outdoor Lighting Controls (Photocell/Timeclock) | 432 | 3 | Evaporator fan controller for MT walk-ins
[6 empty] | 433 | 4 | VSD for Chiller Pumps and Towers | 433 | 1 | EMS Optimization | 433 | 10 | Outdoor Lighting Controls (Photocell/Timeclock) | 433 | 5 | Evaporator fan controller for MT walk-ins
[6 empty] | 434 | 5 | VSD for Chiller Pumps and Towers | 434 | 2 | EMS Optimization | 434 | 11 | Outdoor Lighting Controls (Photocell/Timeclock) | 434 | 6 | Evaporator fan controller for MT walk-ins
[6 empty] | 435 | 6 | VSD for Chiller Pumps and Towers | 435 | 3 | EMS Optimization | 435 | 11 | Outdoor Lighting Controls (Photocell/Timeclock) | 435 | 7 | Evaporator fan controller for MT walk-ins
[6 empty] | 436 | 7 | VSD for Chiller Pumps and Towers | 436 | 4 | EMS Optimization | 436 | 4 | Oversized Air Cooled Condenser | 436 | 8 | Evaporator fan controller for MT walk-ins
[6 empty] | 437 | 8 | VSD for Chiller Pumps and Towers | 437 | 5 | EMS Optimization | 437 | 1 | Packaged HP System, EER=10.9, 10 tons | 437 | 9 | Evaporator fan controller for MT walk-ins
[6 empty] | 438 | 10 | VSD for Chiller Pumps and Towers | 438 | 6 | EMS Optimization | 438 | 2 | Packaged HP System, EER=10.9, 10 tons | 438 | 10 | Evaporator fan controller for MT walk-ins
[6 empty] | 439 | 1 | Window Film (Standard) | 439 | 7 | EMS Optimization | 439 | 3 | Packaged HP System, EER=10.9, 10 tons | 439 | 11 | Evaporator fan controller for MT walk-ins
[6 empty] | 440 | 1 | Window Film (Standard) | 440 | 8 | EMS Optimization | 440 | 4 | Packaged HP System, EER=10.9, 10 tons | 440 | 1 | Floating head pressure controls
[6 empty] | 441 | 2 | Window Film (Standard) | 441 | 9 | EMS Optimization | 441 | 5 | Packaged HP System, EER=10.9, 10 tons | 441 | 2 | Floating head pressure controls
[6 empty] | 442 | 2 | Window Film (Standard) | 442 | 10 | EMS Optimization | 442 | 6 | Packaged HP System, EER=10.9, 10 tons | 442 | 3 | Floating head pressure controls
[6 empty] | 443 | 2 | Window Film (Standard) | 443 | 11 | EMS Optimization | 443 | 7 | Packaged HP System, EER=10.9, 10 tons | 443 | 5 | Floating head pressure controls
[6 empty] | 444 | 3 | Window Film (Standard) | 444 | 1 | Energy Star or Better Copier | 444 | 8 | Packaged HP System, EER=10.9, 10 tons | 444 | 6 | Floating head pressure controls
[6 empty] | 445 | 3 | Window Film (Standard) | 445 | 2 | Energy Star or Better Copier | 445 | 10 | Packaged HP System, EER=10.9, 10 tons | 445 | 7 | Floating head pressure controls
[6 empty] | 446 | 4 | Window Film (Standard) | 446 | 3 | Energy Star or Better Copier | 446 | 11 | Packaged HP System, EER=10.9, 10 tons | 446 | 8 | Floating head pressure controls
[6 empty] | 447 | 4 | Window Film (Standard) | 447 | 4 | Energy Star or Better Copier | 447 | 1 | PC Manual Power Management Enabling | 447 | 9 | Floating head pressure controls
[6 empty] | 448 | 4 | Window Film (Standard) | 448 | 5 | Energy Star or Better Copier | 448 | 5 | PC Manual Power Management Enabling | 448 | 10 | Floating head pressure controls
[6 empty] | 449 | 5 | Window Film (Standard) | 449 | 6 | Energy Star or Better Copier | 449 | 6 | PC Manual Power Management Enabling | 449 | 11 | Floating head pressure controls
[6 empty] | 450 | 5 | Window Film (Standard) | 450 | 7 | Energy Star or Better Copier | 450 | 7 | PC Manual Power Management Enabling | 450 | single segment | Flood LED 14W
[6 empty] | 451 | 7 | Window Film (Standard) | 451 | 8 | Energy Star or Better Copier | 451 | 8 | PC Manual Power Management Enabling | 451 | 1 | Freezer-Cooler Replacement Gaskets
[6 empty] | 452 | 7 | Window Film (Standard) | 452 | 9 | Energy Star or Better Copier | 452 | 11 | PC Manual Power Management Enabling | 452 | 2 | Freezer-Cooler Replacement Gaskets
[6 empty] | 453 | 7 | Window Film (Standard) | 453 | 10 | Energy Star or Better Copier | 453 | 1 | PC Network Power Management Enabling | 453 | 3 | Freezer-Cooler Replacement Gaskets
[6 empty] | 454 | 8 | Window Film (Standard) | 454 | 11 | Energy Star or Better Copier | 454 | 5 | PC Network Power Management Enabling | 454 | 5 | Freezer-Cooler Replacement Gaskets
[6 empty] | 455 | 8 | Window Film (Standard) | 455 | 1 | Energy Star or Better Monitor | 455 | 6 | PC Network Power Management Enabling | 455 | 6 | Freezer-Cooler Replacement Gaskets
[6 empty] | 456 | 8 | Window Film (Standard) | 456 | 2 | Energy Star or Better Monitor | 456 | 7 | PC Network Power Management Enabling | 456 | 7 | Freezer-Cooler Replacement Gaskets
[6 empty] | 457 | 10 | Window Film (Standard) | 457 | 2 | Energy Star or Better Monitor | 457 | 8 | PC Network Power Management Enabling | 457 | 8 | Freezer-Cooler Replacement Gaskets
[9 empty] | 458 | 3 | Energy Star or Better Monitor | 458 | 11 | PC Network Power Management Enabling | 458 | 9 | Freezer-Cooler Replacement Gaskets
[9 empty] | 459 | 3 | Energy Star or Better Monitor | 459 | 1 | Premium T8, EB, Reflector | 459 | 10 | Freezer-Cooler Replacement Gaskets
[9 empty] | 460 | 4 | Energy Star or Better Monitor | 460 | 2 | Premium T8, EB, Reflector | 460 | 11 | Freezer-Cooler Replacement Gaskets
[9 empty] | 461 | 4 | Energy Star or Better Monitor | 461 | 3 | Premium T8, EB, Reflector | 461 | 1 | Geothermal Heat Pump, EER=13, 10 tons
[9 empty] | 462 | 5 | Energy Star or Better Monitor | 462 | 4 | Premium T8, EB, Reflector | 462 | 3 | Geothermal Heat Pump, EER=13, 10 tons
[9 empty] | 463 | 5 | Energy Star or Better Monitor | 463 | 5 | Premium T8, EB, Reflector | 463 | 5 | Geothermal Heat Pump, EER=13, 10 tons
[9 empty] | 464 | 6 | Energy Star or Better Monitor | 464 | 6 | Premium T8, EB, Reflector | 464 | 6 | Geothermal Heat Pump, EER=13, 10 tons
[9 empty] | 465 | 7 | Energy Star or Better Monitor | 465 | 7 | Premium T8, EB, Reflector | 465 | 8 | Geothermal Heat Pump, EER=13, 10 tons
[9 empty] | 466 | 7 | Energy Star or Better Monitor | 466 | 8 | Premium T8, EB, Reflector | 466 | 9 | Geothermal Heat Pump, EER=13, 10 tons
[9 empty] | 467 | 8 | Energy Star or Better Monitor | 467 | 9 | Premium T8, EB, Reflector | 467 | 11 | Geothermal Heat Pump, EER=13, 10 tons
[9 empty] | 468 | 9 | Energy Star or Better Monitor | 468 | 10 | Premium T8, EB, Reflector | 468 | 9 | Heat Pump Water Heater (air source)
[9 empty] | 469 | 9 | Energy Star or Better Monitor | 469 | 11 | Premium T8, EB, Reflector | 469 | 3 | Heat Recovery Unit
[9 empty] | 470 | 10 | Energy Star or Better Monitor | 470 | 1 | Premium T8, Elecctronic Ballast | 470 | 9 | Heat Recovery Unit
[9 empty] | 471 | 10 | Energy Star or Better Monitor | 471 | 2 | Premium T8, Elecctronic Ballast | 471 | 1 | Heat Trap
[9 empty] | 472 | 11 | Energy Star or Better Monitor | 472 | 3 | Premium T8, Elecctronic Ballast | 472 | 3 | Heat Trap
[9 empty] | 473 | 1 | Evaporator fan controller for MT walk-ins | 473 | 4 | Premium T8, Elecctronic Ballast | 473 | 4 | Heat Trap
[9 empty] | 474 | 2 | Evaporator fan controller for MT walk-ins | 474 | 7 | Premium T8, Elecctronic Ballast | 474 | 6 | Heat Trap
[9 empty] | 475 | 3 | Evaporator fan controller for MT walk-ins | 475 | 8 | Premium T8, Elecctronic Ballast | 475 | 9 | Heat Trap
[9 empty] | 476 | 4 | Evaporator fan controller for MT walk-ins | 476 | 11 | Premium T8, Elecctronic Ballast | 476 | 11 | Heat Trap
[9 empty] | 477 | 5 | Evaporator fan controller for MT walk-ins | 477 | 1 | Printer Power Management Enabling | 477 | 9 | High Efficiency Chiller Motors
[9 empty] | 478 | 6 | Evaporator fan controller for MT walk-ins | 478 | 3 | Printer Power Management Enabling | 478 | 1 | High Efficiency Fan Motor, 15hp, 1800rpm, 92.4%
[9 empty] | 479 | 7 | Evaporator fan controller for MT walk-ins | 479 | 5 | Printer Power Management Enabling | 479 | 2 | High Efficiency Fan Motor, 15hp, 1800rpm, 92.4%
[9 empty] | 480 | 8 | Evaporator fan controller for MT walk-ins | 480 | 6 | Printer Power Management Enabling | 480 | 3 | High Efficiency Fan Motor, 15hp, 1800rpm, 92.4%
[9 empty] | 481 | 9 | Evaporator fan controller for MT walk-ins | 481 | 7 | Printer Power Management Enabling | 481 | 4 | High Efficiency Fan Motor, 15hp, 1800rpm, 92.4%
[9 empty] | 482 | 10 | Evaporator fan controller for MT walk-ins | 482 | 8 | Printer Power Management Enabling | 482 | 5 | High Efficiency Fan Motor, 15hp, 1800rpm, 92.4%
[9 empty] | 483 | 11 | Evaporator fan controller for MT walk-ins | 483 | 9 | Printer Power Management Enabling | 483 | 6 | High Efficiency Fan Motor, 15hp, 1800rpm, 92.4%
[9 empty] | 484 | 1 | Floating head pressure controls | 484 | 11 | Printer Power Management Enabling | 484 | 7 | High Efficiency Fan Motor, 15hp, 1800rpm, 92.4%
[9 empty] | 485 | 2 | Floating head pressure controls | 485 | 1 | PSMH, 250W, magnetic ballast | 485 | 8 | High Efficiency Fan Motor, 15hp, 1800rpm, 92.4%
[9 empty] | 486 | 3 | Floating head pressure controls | 486 | 2 | PSMH, 250W, magnetic ballast | 486 | 9 | High Efficiency Fan Motor, 15hp, 1800rpm, 92.4%
[9 empty] | 487 | 5 | Floating head pressure controls | 487 | 3 | PSMH, 250W, magnetic ballast | 487 | 10 | High Efficiency Fan Motor, 15hp, 1800rpm, 92.4%
[9 empty] | 488 | 6 | Floating head pressure controls | 488 | 4 | PSMH, 250W, magnetic ballast | 488 | 11 | High Efficiency Fan Motor, 15hp, 1800rpm, 92.4%
[9 empty] | 489 | 7 | Floating head pressure controls | 489 | 5 | PSMH, 250W, magnetic ballast | 489 | 1 | High Efficiency Water Heater (electric)
[9 empty] | 490 | 8 | Floating head pressure controls | 490 | 6 | PSMH, 250W, magnetic ballast | 490 | 2 | High Efficiency Water Heater (electric)
[9 empty] | 491 | 9 | Floating head pressure controls | 491 | 7 | PSMH, 250W, magnetic ballast | 491 | 3 | High Efficiency Water Heater (electric)
[9 empty] | 492 | 10 | Floating head pressure controls | 492 | 8 | PSMH, 250W, magnetic ballast | 492 | 4 | High Efficiency Water Heater (electric)
[9 empty] | 493 | 11 | Floating head pressure controls | 493 | 9 | PSMH, 250W, magnetic ballast | 493 | 5 | High Efficiency Water Heater (electric)
[9 empty] | 494 |  | Flood LED 14W | 494 | 10 | PSMH, 250W, magnetic ballast | 494 | 6 | High Efficiency Water Heater (electric)
[9 empty] | 495 | 1 | Freezer-Cooler Replacement Gaskets | 495 | 11 | PSMH, 250W, magnetic ballast | 495 | 7 | High Efficiency Water Heater (electric)
[9 empty] | 496 | 2 | Freezer-Cooler Replacement Gaskets | 496 | 4 | Refrigeration Commissioning | 496 | 8 | High Efficiency Water Heater (electric)
[9 empty] | 497 | 3 | Freezer-Cooler Replacement Gaskets | 497 | 1 | ROB Premium T8, 1EB | 497 | 9 | High Efficiency Water Heater (electric)
[9 empty] | 498 | 5 | Freezer-Cooler Replacement Gaskets | 498 | 2 | ROB Premium T8, 1EB | 498 | 10 | High Efficiency Water Heater (electric)
[9 empty] | 499 | 6 | Freezer-Cooler Replacement Gaskets | 499 | 3 | ROB Premium T8, 1EB | 499 | 11 | High Efficiency Water Heater (electric)
[9 empty] | 500 | 7 | Freezer-Cooler Replacement Gaskets | 500 | 4 | ROB Premium T8, 1EB | 500 | 1 | High Pressure Sodium 250W Lamp
[9 empty] | 501 | 8 | Freezer-Cooler Replacement Gaskets | 501 | 5 | ROB Premium T8, 1EB | 501 | 2 | High Pressure Sodium 250W Lamp
[9 empty] | 502 | 9 | Freezer-Cooler Replacement Gaskets | 502 | 6 | ROB Premium T8, 1EB | 502 | 5 | High Pressure Sodium 250W Lamp
[9 empty] | 503 | 10 | Freezer-Cooler Replacement Gaskets | 503 | 7 | ROB Premium T8, 1EB | 503 | 7 | High Pressure Sodium 250W Lamp
[9 empty] | 504 | 11 | Freezer-Cooler Replacement Gaskets | 504 | 8 | ROB Premium T8, 1EB | 504 | 8 | High Pressure Sodium 250W Lamp
[9 empty] | 505 | 9 | Geothermal Heat Pump, EER=13, 10 tons | 505 | 9 | ROB Premium T8, 1EB | 505 | 9 | High Pressure Sodium 250W Lamp
[9 empty] | 506 | 9 | HE PTAC, EER=9.6, 1 ton | 506 | 10 | ROB Premium T8, 1EB | 506 | 10 | High Pressure Sodium 250W Lamp
[9 empty] | 507 | 1 | Heat Pump Water Heater (air source) | 507 | 11 | ROB Premium T8, 1EB | 507 | 1 | High R-Value Glass Doors
[9 empty] | 508 | 3 | Heat Pump Water Heater (air source) | 508 | 1 | ROB Premium T8, EB, Reflector | 508 | 2 | High R-Value Glass Doors
[9 empty] | 509 | 4 | Heat Pump Water Heater (air source) | 509 | 2 | ROB Premium T8, EB, Reflector | 509 | 3 | High R-Value Glass Doors
[9 empty] | 510 | 6 | Heat Pump Water Heater (air source) | 510 | 3 | ROB Premium T8, EB, Reflector | 510 | 5 | High R-Value Glass Doors
[9 empty] | 511 | 8 | Heat Pump Water Heater (air source) | 511 | 4 | ROB Premium T8, EB, Reflector | 511 | 6 | High R-Value Glass Doors
[9 empty] | 512 | 9 | Heat Pump Water Heater (air source) | 512 | 5 | ROB Premium T8, EB, Reflector | 512 | 7 | High R-Value Glass Doors
[9 empty] | 513 | 11 | Heat Pump Water Heater (air source) | 513 | 6 | ROB Premium T8, EB, Reflector | 513 | 8 | High R-Value Glass Doors
[9 empty] | 514 | 1 | Heat Recovery Unit | 514 | 7 | ROB Premium T8, EB, Reflector | 514 | 9 | High R-Value Glass Doors
[9 empty] | 515 | 3 | Heat Recovery Unit | 515 | 8 | ROB Premium T8, EB, Reflector | 515 | 10 | High R-Value Glass Doors
[9 empty] | 516 | 4 | Heat Recovery Unit | 516 | 9 | ROB Premium T8, EB, Reflector | 516 | 11 | High R-Value Glass Doors
[9 empty] | 517 | 6 | Heat Recovery Unit | 517 | 10 | ROB Premium T8, EB, Reflector | 517 | 1 | High-efficiency fan motors
[9 empty] | 518 | 8 | Heat Recovery Unit | 518 | 11 | ROB Premium T8, EB, Reflector | 518 | 2 | High-efficiency fan motors
[9 empty] | 519 | 9 | Heat Recovery Unit | 519 | 1 | Roof Insulation | 519 | 3 | High-efficiency fan motors
[9 empty] | 520 | 11 | Heat Recovery Unit | 520 | 1 | Roof Insulation | 520 | 5 | High-efficiency fan motors
[9 empty] | 521 | 1 | Heat Trap | 521 | 1 | Roof Insulation | 521 | 6 | High-efficiency fan motors
[9 empty] | 522 | 2 | Heat Trap | 522 | 2 | Roof Insulation | 522 | 7 | High-efficiency fan motors
[9 empty] | 523 | 3 | Heat Trap | 523 | 2 | Roof Insulation | 523 | 8 | High-efficiency fan motors
[9 empty] | 524 | 4 | Heat Trap | 524 | 2 | Roof Insulation | 524 | 9 | High-efficiency fan motors
[9 empty] | 525 | 5 | Heat Trap | 525 | 3 | Roof Insulation | 525 | 10 | High-efficiency fan motors
[9 empty] | 526 | 6 | Heat Trap | 526 | 3 | Roof Insulation | 526 | 11 | High-efficiency fan motors
[9 empty] | 527 | 7 | Heat Trap | 527 | 3 | Roof Insulation | 527 | 1 | Hot Water Pipe Insulation
[9 empty] | 528 | 8 | Heat Trap | 528 | 4 | Roof Insulation | 528 | 2 | Hot Water Pipe Insulation
[9 empty] | 529 | 9 | Heat Trap | 529 | 4 | Roof Insulation | 529 | 3 | Hot Water Pipe Insulation
[9 empty] | 530 | 10 | Heat Trap | 530 | 4 | Roof Insulation | 530 | 4 | Hot Water Pipe Insulation
[9 empty] | 531 | 11 | Heat Trap | 531 | 5 | Roof Insulation | 531 | 5 | Hot Water Pipe Insulation
[9 empty] | 532 | 1 | High Efficiency Chiller Motors | 532 | 5 | Roof Insulation | 532 | 6 | Hot Water Pipe Insulation
[9 empty] | 533 | 3 | High Efficiency Chiller Motors | 533 | 5 | Roof Insulation | 533 | 7 | Hot Water Pipe Insulation
[9 empty] | 534 | 4 | High Efficiency Chiller Motors | 534 | 6 | Roof Insulation | 534 | 8 | Hot Water Pipe Insulation
[9 empty] | 535 | 5 | High Efficiency Chiller Motors | 535 | 6 | Roof Insulation | 535 | 9 | Hot Water Pipe Insulation
[9 empty] | 536 | 6 | High Efficiency Chiller Motors | 536 | 7 | Roof Insulation | 536 | 10 | Hot Water Pipe Insulation
[9 empty] | 537 | 8 | High Efficiency Chiller Motors | 537 | 7 | Roof Insulation | 537 | 11 | Hot Water Pipe Insulation
[9 empty] | 538 | 9 | High Efficiency Chiller Motors | 538 | 7 | Roof Insulation | 538 | single segment | LED (12-Watt)
[9 empty] | 539 | 10 | High Efficiency Chiller Motors | 539 | 8 | Roof Insulation | 539 | 1 | LED Display Lighting
[9 empty] | 540 | 11 | High Efficiency Chiller Motors | 540 | 8 | Roof Insulation | 540 | 2 | LED Display Lighting
[9 empty] | 541 | 1 | High Efficiency Fan Motor, 15hp, 1800rpm, 92.4% | 541 | 8 | Roof Insulation | 541 | 3 | LED Display Lighting
[9 empty] | 542 | 2 | High Efficiency Fan Motor, 15hp, 1800rpm, 92.4% | 542 | 10 | Roof Insulation | 542 | 5 | LED Display Lighting
[9 empty] | 543 | 3 | High Efficiency Fan Motor, 15hp, 1800rpm, 92.4% | 543 | 10 | Roof Insulation | 543 | 6 | LED Display Lighting
[9 empty] | 544 | 4 | High Efficiency Fan Motor, 15hp, 1800rpm, 92.4% | 544 | 10 | Roof Insulation | 544 | 7 | LED Display Lighting
[9 empty] | 545 | 5 | High Efficiency Fan Motor, 15hp, 1800rpm, 92.4% | 545 | 11 | Roof Insulation | 545 | 8 | LED Display Lighting
[9 empty] | 546 | 6 | High Efficiency Fan Motor, 15hp, 1800rpm, 92.4% | 546 | single segment | Run Time Optimizer | 546 | 9 | LED Display Lighting
[9 empty] | 547 | 7 | High Efficiency Fan Motor, 15hp, 1800rpm, 92.4% | 547 | 2 | Separate Makeup Air / Exhaust Hoods AC | 547 | 10 | LED Display Lighting
[9 empty] | 548 | 8 | High Efficiency Fan Motor, 15hp, 1800rpm, 92.4% | 548 | 4 | Separate Makeup Air / Exhaust Hoods AC | 548 | 11 | LED Display Lighting
[9 empty] | 549 | 9 | High Efficiency Fan Motor, 15hp, 1800rpm, 92.4% | 549 |  | Server Virtualization | 549 | 1 | LED Exit Sign
[9 empty] | 550 | 10 | High Efficiency Fan Motor, 15hp, 1800rpm, 92.4% | 550 | single segment | Steamer | 550 | 2 | LED Exit Sign
[9 empty] | 551 | 11 | High Efficiency Fan Motor, 15hp, 1800rpm, 92.4% | 551 | 4 | Strip curtains for walk-ins | 551 | 3 | LED Exit Sign
[9 empty] | 552 | 1 | High Efficiency Water Heater (electric) | 552 | 1 | Thermal Energy Storage (TES) | 552 | 4 | LED Exit Sign
[9 empty] | 553 | 2 | High Efficiency Water Heater (electric) | 553 | 2 | Thermal Energy Storage (TES) | 553 | 5 | LED Exit Sign
[9 empty] | 554 | 3 | High Efficiency Water Heater (electric) | 554 | 3 | Thermal Energy Storage (TES) | 554 | 6 | LED Exit Sign
[9 empty] | 555 | 4 | High Efficiency Water Heater (electric) | 555 | 4 | Thermal Energy Storage (TES) | 555 | 7 | LED Exit Sign
[9 empty] | 556 | 5 | High Efficiency Water Heater (electric) | 556 | 5 | Thermal Energy Storage (TES) | 556 | 8 | LED Exit Sign
[9 empty] | 557 | 6 | High Efficiency Water Heater (electric) | 557 | 6 | Thermal Energy Storage (TES) | 557 | 9 | LED Exit Sign
[9 empty] | 558 | 7 | High Efficiency Water Heater (electric) | 558 | 7 | Thermal Energy Storage (TES) | 558 | 10 | LED Exit Sign
[9 empty] | 559 | 8 | High Efficiency Water Heater (electric) | 559 | 8 | Thermal Energy Storage (TES) | 559 | 11 | LED Exit Sign
[9 empty] | 560 | 9 | High Efficiency Water Heater (electric) | 560 | 9 | Thermal Energy Storage (TES) | 560 | single segment | LED Linear Tube 22W
[9 empty] | 561 | 10 | High Efficiency Water Heater (electric) | 561 | 10 | Thermal Energy Storage (TES) | 561 | 9 | Lighting Control Tuneup
[9 empty] | 562 | 11 | High Efficiency Water Heater (electric) | 562 | 11 | Thermal Energy Storage (TES) | 562 | 10 | Lighting Control Tuneup
[9 empty] | 563 | 1 | High Pressure Sodium 250W Lamp | 563 | 1 | Variable Speed Drive Control | 563 | 1 | Monitor Power Management Enabling
[9 empty] | 564 | 2 | High Pressure Sodium 250W Lamp | 564 | 2 | Variable Speed Drive Control | 564 | 2 | Monitor Power Management Enabling
[9 empty] | 565 | 3 | High Pressure Sodium 250W Lamp | 565 | 3 | Variable Speed Drive Control | 565 | 2 | Monitor Power Management Enabling
[9 empty] | 566 | 4 | High Pressure Sodium 250W Lamp | 566 | 4 | Variable Speed Drive Control | 566 | 3 | Monitor Power Management Enabling
[9 empty] | 567 | 5 | High Pressure Sodium 250W Lamp | 567 | 5 | Variable Speed Drive Control | 567 | 3 | Monitor Power Management Enabling
[9 empty] | 568 | 6 | High Pressure Sodium 250W Lamp | 568 | 6 | Variable Speed Drive Control | 568 | 4 | Monitor Power Management Enabling
[9 empty] | 569 | 7 | High Pressure Sodium 250W Lamp | 569 | 7 | Variable Speed Drive Control | 569 | 4 | Monitor Power Management Enabling
[9 empty] | 570 | 8 | High Pressure Sodium 250W Lamp | 570 | 8 | Variable Speed Drive Control | 570 | 5 | Monitor Power Management Enabling
[9 empty] | 571 | 9 | High Pressure Sodium 250W Lamp | 571 | 10 | Variable Speed Drive Control | 571 | 6 | Monitor Power Management Enabling
[9 empty] | 572 | 10 | High Pressure Sodium 250W Lamp | 572 | 11 | Variable Speed Drive Control | 572 | 7 | Monitor Power Management Enabling
[9 empty] | 573 | 11 | High Pressure Sodium 250W Lamp | 573 | 1 | Vending Misers (cooled machines only) | 573 | 8 | Monitor Power Management Enabling
[9 empty] | 574 | 1 | High R-Value Glass Doors | 574 | 2 | Vending Misers (cooled machines only) | 574 | 9 | Monitor Power Management Enabling
[9 empty] | 575 | 2 | High R-Value Glass Doors | 575 | 5 | Vending Misers (cooled machines only) | 575 | 9 | Monitor Power Management Enabling
[9 empty] | 576 | 3 | High R-Value Glass Doors | 576 | 9 | Vending Misers (cooled machines only) | 576 | 10 | Monitor Power Management Enabling
[9 empty] | 577 | 5 | High R-Value Glass Doors | 577 | 10 | Vending Misers (cooled machines only) | 577 | 10 | Monitor Power Management Enabling
[9 empty] | 578 | 6 | High R-Value Glass Doors | 578 | 1 | VSD for Chiller Pumps and Towers | 578 | 11 | Monitor Power Management Enabling
[9 empty] | 579 | 7 | High R-Value Glass Doors | 579 | 2 | VSD for Chiller Pumps and Towers | 579 | 1 | Multiplex Compressor System
[9 empty] | 580 | 8 | High R-Value Glass Doors | 580 | 3 | VSD for Chiller Pumps and Towers | 580 | 2 | Multiplex Compressor System
[9 empty] | 581 | 9 | High R-Value Glass Doors | 581 | 4 | VSD for Chiller Pumps and Towers | 581 | 3 | Multiplex Compressor System
[9 empty] | 582 | 10 | High R-Value Glass Doors | 582 | 5 | VSD for Chiller Pumps and Towers | 582 | 5 | Multiplex Compressor System
[9 empty] | 583 | 11 | High R-Value Glass Doors | 583 | 6 | VSD for Chiller Pumps and Towers | 583 | 6 | Multiplex Compressor System
[9 empty] | 584 | 1 | High-efficiency fan motors | 584 | 7 | VSD for Chiller Pumps and Towers | 584 | 7 | Multiplex Compressor System
[9 empty] | 585 | 2 | High-efficiency fan motors | 585 | 8 | VSD for Chiller Pumps and Towers | 585 | 8 | Multiplex Compressor System
[9 empty] | 586 | 3 | High-efficiency fan motors | 586 | 9 | VSD for Chiller Pumps and Towers | 586 | 9 | Multiplex Compressor System
[9 empty] | 587 | 5 | High-efficiency fan motors | 587 | 10 | VSD for Chiller Pumps and Towers | 587 | 10 | Multiplex Compressor System
[9 empty] | 588 | 6 | High-efficiency fan motors | 588 | 11 | VSD for Chiller Pumps and Towers | 588 | 11 | Multiplex Compressor System
[9 empty] | 589 | 7 | High-efficiency fan motors | 589 | 1 | Window Film (Standard) | 589 | 1 | Night covers for display cases
[9 empty] | 590 | 8 | High-efficiency fan motors | 590 | 1 | Window Film (Standard) | 590 | 2 | Night covers for display cases
[9 empty] | 591 | 9 | High-efficiency fan motors | 591 | 1 | Window Film (Standard) | 591 | 3 | Night covers for display cases
[9 empty] | 592 | 10 | High-efficiency fan motors | 592 | 2 | Window Film (Standard) | 592 | 5 | Night covers for display cases
[9 empty] | 593 | 11 | High-efficiency fan motors | 593 | 2 | Window Film (Standard) | 593 | 6 | Night covers for display cases
[9 empty] | 594 | 1 | Hot Water Pipe Insulation | 594 | 2 | Window Film (Standard) | 594 | 7 | Night covers for display cases
[9 empty] | 595 | 2 | Hot Water Pipe Insulation | 595 | 3 | Window Film (Standard) | 595 | 8 | Night covers for display cases
[9 empty] | 596 | 3 | Hot Water Pipe Insulation | 596 | 3 | Window Film (Standard) | 596 | 9 | Night covers for display cases
[9 empty] | 597 | 4 | Hot Water Pipe Insulation | 597 | 3 | Window Film (Standard) | 597 | 10 | Night covers for display cases
[9 empty] | 598 | 5 | Hot Water Pipe Insulation | 598 | 4 | Window Film (Standard) | 598 | 11 | Night covers for display cases
[9 empty] | 599 | 6 | Hot Water Pipe Insulation | 599 | 4 | Window Film (Standard) | 599 | 5 | Occupancy Sensor
[9 empty] | 600 | 7 | Hot Water Pipe Insulation | 600 | 4 | Window Film (Standard) | 600 | 5 | Occupancy Sensor
[9 empty] | 601 | 8 | Hot Water Pipe Insulation | 601 | 5 | Window Film (Standard) | 601 | 6 | Occupancy Sensor
[9 empty] | 602 | 9 | Hot Water Pipe Insulation | 602 | 5 | Window Film (Standard) | 602 | 6 | Occupancy Sensor
[9 empty] | 603 | 10 | Hot Water Pipe Insulation | 603 | 5 | Window Film (Standard) | 603 | 9 | Occupancy Sensor
[9 empty] | 604 | 11 | Hot Water Pipe Insulation | 604 | 6 | Window Film (Standard) | 604 | 9 | Occupancy Sensor
[9 empty] | 605 | 9 | Hybrid Dessicant-DX System (Trane CDQ) | 605 | 6 | Window Film (Standard) | 605 | 10 | Occupancy Sensor
[9 empty] | 606 |  | LED (12-Watt) | 606 | 7 | Window Film (Standard) | 606 | 10 | Occupancy Sensor
[9 empty] | 607 | 1 | LED Display Lighting | 607 | 7 | Window Film (Standard) | 607 | 11 | Occupancy Sensor
[9 empty] | 608 | 2 | LED Display Lighting | 608 | 7 | Window Film (Standard) | 608 | 9 | Optimize Controls
[9 empty] | 609 | 3 | LED Display Lighting | 609 | 8 | Window Film (Standard) | 609 | 5 | Outdoor Lighting Controls (Photocell/Timeclock)
[9 empty] | 610 | 4 | LED Display Lighting | 610 | 8 | Window Film (Standard) | 610 | 5 | Outdoor Lighting Controls (Photocell/Timeclock)
[9 empty] | 611 | 5 | LED Display Lighting | 611 | 8 | Window Film (Standard) | 611 | 7 | Outdoor Lighting Controls (Photocell/Timeclock)
[9 empty] | 612 | 6 | LED Display Lighting | 612 | 10 | Window Film (Standard) | 612 | 8 | Outdoor Lighting Controls (Photocell/Timeclock)
[9 empty] | 613 | 7 | LED Display Lighting | 613 | 10 | Window Film (Standard) | 613 | 8 | Outdoor Lighting Controls (Photocell/Timeclock)
[9 empty] | 614 | 8 | LED Display Lighting | 614 | 10 | Window Film (Standard) | 614 | 9 | Outdoor Lighting Controls (Photocell/Timeclock)
[9 empty] | 615 | 9 | LED Display Lighting | 615 | 11 | Window Film (Standard) | 615 | 9 | Outdoor Lighting Controls (Photocell/Timeclock)
[9 empty] | 616 | 10 | LED Display Lighting |  |  |  | 616 | 10 | Outdoor Lighting Controls (Photocell/Timeclock)
[9 empty] | 617 | 11 | LED Display Lighting |  |  |  | 617 | 1 | Oversized Air Cooled Condenser
[9 empty] | 618 | 1 | LED Exit Sign |  |  |  | 618 | 2 | Oversized Air Cooled Condenser
[9 empty] | 619 | 2 | LED Exit Sign |  |  |  | 619 | 3 | Oversized Air Cooled Condenser
[9 empty] | 620 | 3 | LED Exit Sign |  |  |  | 620 | 5 | Oversized Air Cooled Condenser
[9 empty] | 621 | 4 | LED Exit Sign |  |  |  | 621 | 6 | Oversized Air Cooled Condenser
[9 empty] | 622 | 5 | LED Exit Sign |  |  |  | 622 | 7 | Oversized Air Cooled Condenser
[9 empty] | 623 | 6 | LED Exit Sign |  |  |  | 623 | 8 | Oversized Air Cooled Condenser
[9 empty] | 624 | 7 | LED Exit Sign |  |  |  | 624 | 9 | Oversized Air Cooled Condenser
[9 empty] | 625 | 8 | LED Exit Sign |  |  |  | 625 | 10 | Oversized Air Cooled Condenser
[9 empty] | 626 | 9 | LED Exit Sign |  |  |  | 626 | 11 | Oversized Air Cooled Condenser
[9 empty] | 627 | 10 | LED Exit Sign |  |  |  | 627 | 9 | Packaged HP System, EER=10.9, 10 tons
[9 empty] | 628 | 11 | LED Exit Sign |  |  |  | 628 | 2 | PC Manual Power Management Enabling
[9 empty] | 629 |  | LED High Bay 83W (400W equivalent) |  |  |  | 629 | 3 | PC Manual Power Management Enabling
[9 empty] | 630 |  | LED Linear Tube 22W |  |  |  | 630 | 4 | PC Manual Power Management Enabling
[9 empty] | 631 | 1 | Lighting Control Tuneup |  |  |  | 631 | 9 | PC Manual Power Management Enabling
[9 empty] | 632 | 1 | Lighting Control Tuneup |  |  |  | 632 | 10 | PC Manual Power Management Enabling
[9 empty] | 633 | 2 | Lighting Control Tuneup |  |  |  | 633 | 2 | PC Network Power Management Enabling
[9 empty] | 634 | 2 | Lighting Control Tuneup |  |  |  | 634 | 3 | PC Network Power Management Enabling
[9 empty] | 635 | 3 | Lighting Control Tuneup |  |  |  | 635 | 4 | PC Network Power Management Enabling
[9 empty] | 636 | 5 | Lighting Control Tuneup |  |  |  | 636 | 9 | PC Network Power Management Enabling
[9 empty] | 637 | 5 | Lighting Control Tuneup |  |  |  | 637 | 10 | PC Network Power Management Enabling
[9 empty] | 638 | 6 | Lighting Control Tuneup |  |  |  | 638 | 5 | Premium T8, Elecctronic Ballast
[9 empty] | 639 | 6 | Lighting Control Tuneup |  |  |  | 639 | 6 | Premium T8, Elecctronic Ballast
[9 empty] | 640 | 7 | Lighting Control Tuneup |  |  |  | 640 | 9 | Premium T8, Elecctronic Ballast
[9 empty] | 641 | 7 | Lighting Control Tuneup |  |  |  | 641 | 10 | Premium T8, Elecctronic Ballast
[9 empty] | 642 | 9 | Lighting Control Tuneup |  |  |  | 642 | 2 | Printer Power Management Enabling
[9 empty] | 643 | 9 | Lighting Control Tuneup |  |  |  | 643 | 4 | Printer Power Management Enabling
[9 empty] | 644 | 10 | Lighting Control Tuneup |  |  |  | 644 | 10 | Printer Power Management Enabling
[9 empty] | 645 | 10 | Lighting Control Tuneup |  |  |  | 645 | 1 | PSMH, 250 W, electronic ballast
[9 empty] | 646 | 11 | Lighting Control Tuneup |  |  |  | 646 | 2 | PSMH, 250 W, electronic ballast
[9 empty] | 647 | 11 | Lighting Control Tuneup |  |  |  | 647 | 3 | PSMH, 250 W, electronic ballast
[9 empty] | 648 | 1 | Monitor Power Management Enabling |  |  |  | 648 | 4 | PSMH, 250 W, electronic ballast
[9 empty] | 649 | 1 | Monitor Power Management Enabling |  |  |  | 649 | 5 | PSMH, 250 W, electronic ballast
[9 empty] | 650 | 2 | Monitor Power Management Enabling |  |  |  | 650 | 6 | PSMH, 250 W, electronic ballast
[9 empty] | 651 | 2 | Monitor Power Management Enabling |  |  |  | 651 | 7 | PSMH, 250 W, electronic ballast
[9 empty] | 652 | 3 | Monitor Power Management Enabling |  |  |  | 652 | 8 | PSMH, 250 W, electronic ballast
[9 empty] | 653 | 3 | Monitor Power Management Enabling |  |  |  | 653 | 9 | PSMH, 250 W, electronic ballast
[9 empty] | 654 | 4 | Monitor Power Management Enabling |  |  |  | 654 | 10 | PSMH, 250 W, electronic ballast
[9 empty] | 655 | 4 | Monitor Power Management Enabling |  |  |  | 655 | 11 | PSMH, 250 W, electronic ballast
[9 empty] | 656 | 5 | Monitor Power Management Enabling |  |  |  | 656 | 1 | Refrigeration Commissioning
[9 empty] | 657 | 5 | Monitor Power Management Enabling |  |  |  | 657 | 2 | Refrigeration Commissioning
[9 empty] | 658 | 6 | Monitor Power Management Enabling |  |  |  | 658 | 3 | Refrigeration Commissioning
[9 empty] | 659 | 7 | Monitor Power Management Enabling |  |  |  | 659 | 5 | Refrigeration Commissioning
[9 empty] | 660 | 7 | Monitor Power Management Enabling |  |  |  | 660 | 6 | Refrigeration Commissioning
[9 empty] | 661 | 8 | Monitor Power Management Enabling |  |  |  | 661 | 7 | Refrigeration Commissioning
[9 empty] | 662 | 8 | Monitor Power Management Enabling |  |  |  | 662 | 8 | Refrigeration Commissioning
[9 empty] | 663 | 9 | Monitor Power Management Enabling |  |  |  | 663 | 9 | Refrigeration Commissioning
[9 empty] | 664 | 9 | Monitor Power Management Enabling |  |  |  | 664 | 10 | Refrigeration Commissioning
[9 empty] | 665 | 10 | Monitor Power Management Enabling |  |  |  | 665 | 11 | Refrigeration Commissioning
[9 empty] | 666 | 10 | Monitor Power Management Enabling |  |  |  | 666 | 6 | Roof Insulation
[9 empty] | 667 | 11 | Monitor Power Management Enabling |  |  |  | 667 | 9 | Roof Insulation
[9 empty] | 668 | 11 | Monitor Power Management Enabling |  |  |  | 668 | 9 | Roof Insulation
[9 empty] | 669 | 1 | Multiplex Compressor System |  |  |  | 669 | 9 | Roof Insulation
[9 empty] | 670 | 2 | Multiplex Compressor System |  |  |  | 670 | 11 | Roof Insulation
[9 empty] | 671 | 3 | Multiplex Compressor System |  |  |  | 671 | 11 | Roof Insulation
[9 empty] | 672 | 5 | Multiplex Compressor System |  |  |  | 672 | 1 | Separate Makeup Air / Exhaust Hoods AC
[9 empty] | 673 | 6 | Multiplex Compressor System |  |  |  | 673 | 3 | Separate Makeup Air / Exhaust Hoods AC
[9 empty] | 674 | 7 | Multiplex Compressor System |  |  |  | 674 | 5 | Separate Makeup Air / Exhaust Hoods AC
[9 empty] | 675 | 8 | Multiplex Compressor System |  |  |  | 675 | 6 | Separate Makeup Air / Exhaust Hoods AC
[9 empty] | 676 | 9 | Multiplex Compressor System |  |  |  | 676 | 7 | Separate Makeup Air / Exhaust Hoods AC
[9 empty] | 677 | 10 | Multiplex Compressor System |  |  |  | 677 | 8 | Separate Makeup Air / Exhaust Hoods AC
[9 empty] | 678 | 11 | Multiplex Compressor System |  |  |  | 678 | 9 | Separate Makeup Air / Exhaust Hoods AC
[9 empty] | 679 | 1 | Night covers for display cases |  |  |  | 679 | 10 | Separate Makeup Air / Exhaust Hoods AC
[9 empty] | 680 | 2 | Night covers for display cases |  |  |  | 680 | 11 | Separate Makeup Air / Exhaust Hoods AC
[9 empty] | 681 | 3 | Night covers for display cases |  |  |  | 681 | 1 | Strip curtains for walk-ins
[9 empty] | 682 | 4 | Night covers for display cases |  |  |  | 682 | 2 | Strip curtains for walk-ins
[9 empty] | 683 | 5 | Night covers for display cases |  |  |  | 683 | 3 | Strip curtains for walk-ins
[9 empty] | 684 | 6 | Night covers for display cases |  |  |  | 684 | 5 | Strip curtains for walk-ins
[9 empty] | 685 | 7 | Night covers for display cases |  |  |  | 685 | 6 | Strip curtains for walk-ins
[9 empty] | 686 | 8 | Night covers for display cases |  |  |  | 686 | 7 | Strip curtains for walk-ins
[9 empty] | 687 | 9 | Night covers for display cases |  |  |  | 687 | 8 | Strip curtains for walk-ins
[9 empty] | 688 | 10 | Night covers for display cases |  |  |  | 688 | 9 | Strip curtains for walk-ins
[9 empty] | 689 | 11 | Night covers for display cases |  |  |  | 689 | 10 | Strip curtains for walk-ins
[9 empty] | 690 | 9 | Occupancy Sensor |  |  |  | 690 | 11 | Strip curtains for walk-ins
[9 empty] | 691 | 9 | Occupancy Sensor |  |  |  | 691 | 9 | Variable Speed Drive Control
[9 empty] | 692 | 10 | Occupancy Sensor |  |  |  | 692 | 3 | Vending Misers (cooled machines only)
[9 empty] | 693 | 1 | Occupancy Sensor (hotels) |  |  |  | 693 | 4 | Vending Misers (cooled machines only)
[9 empty] | 694 | 3 | Occupancy Sensor (hotels) |  |  |  | 694 | 6 | Vending Misers (cooled machines only)
[9 empty] | 695 | 4 | Occupancy Sensor (hotels) |  |  |  | 695 | 7 | Vending Misers (cooled machines only)
[9 empty] | 696 | 5 | Occupancy Sensor (hotels) |  |  |  | 696 | 8 | Vending Misers (cooled machines only)
[9 empty] | 697 | 6 | Occupancy Sensor (hotels) |  |  |  | 697 | 11 | Vending Misers (cooled machines only)
[9 empty] | 698 | 8 | Occupancy Sensor (hotels) |  |  |  | 698 | 6 | Window Film (Standard)
[9 empty] | 699 | 9 | Occupancy Sensor (hotels) |  |  |  | 699 | 9 | Window Film (Standard)
[9 empty] | 700 | 10 | Occupancy Sensor (hotels) |  |  |  | 700 | 9 | Window Film (Standard)
[9 empty] | 701 | 11 | Occupancy Sensor (hotels) |  |  |  | 701 | 9 | Window Film (Standard)
[9 empty] | 702 | 1 | Optimize Controls |  |  |  | 702 | 11 | Window Film (Standard)
[9 empty] | 703 | 2 | Optimize Controls |  |  |  | 703 | 11 | Window Film (Standard)
[9 empty] | 704 | 3 | Optimize Controls
[9 empty] | 705 | 4 | Optimize Controls
[9 empty] | 706 | 5 | Optimize Controls
[9 empty] | 707 | 6 | Optimize Controls
[9 empty] | 708 | 7 | Optimize Controls
[9 empty] | 709 | 8 | Optimize Controls
[9 empty] | 710 | 9 | Optimize Controls
[9 empty] | 711 | 10 | Optimize Controls
[9 empty] | 712 | 11 | Optimize Controls
[9 empty] | 713 | 1 | Outdoor Lighting Controls (Photocell/Timeclock)
[9 empty] | 714 | 1 | Outdoor Lighting Controls (Photocell/Timeclock)
[9 empty] | 715 | 2 | Outdoor Lighting Controls (Photocell/Timeclock)
[9 empty] | 716 | 2 | Outdoor Lighting Controls (Photocell/Timeclock)
[9 empty] | 717 | 3 | Outdoor Lighting Controls (Photocell/Timeclock)
[9 empty] | 718 | 3 | Outdoor Lighting Controls (Photocell/Timeclock)
[9 empty] | 719 | 4 | Outdoor Lighting Controls (Photocell/Timeclock)
[9 empty] | 720 | 4 | Outdoor Lighting Controls (Photocell/Timeclock)
[9 empty] | 721 | 5 | Outdoor Lighting Controls (Photocell/Timeclock)
[9 empty] | 722 | 5 | Outdoor Lighting Controls (Photocell/Timeclock)
[9 empty] | 723 | 6 | Outdoor Lighting Controls (Photocell/Timeclock)
[9 empty] | 724 | 6 | Outdoor Lighting Controls (Photocell/Timeclock)
[9 empty] | 725 | 7 | Outdoor Lighting Controls (Photocell/Timeclock)
[9 empty] | 726 | 7 | Outdoor Lighting Controls (Photocell/Timeclock)
[9 empty] | 727 | 8 | Outdoor Lighting Controls (Photocell/Timeclock)
[9 empty] | 728 | 8 | Outdoor Lighting Controls (Photocell/Timeclock)
[9 empty] | 729 | 9 | Outdoor Lighting Controls (Photocell/Timeclock)
[9 empty] | 730 | 9 | Outdoor Lighting Controls (Photocell/Timeclock)
[9 empty] | 731 | 10 | Outdoor Lighting Controls (Photocell/Timeclock)
[9 empty] | 732 | 10 | Outdoor Lighting Controls (Photocell/Timeclock)
[9 empty] | 733 | 11 | Outdoor Lighting Controls (Photocell/Timeclock)
[9 empty] | 734 | 11 | Outdoor Lighting Controls (Photocell/Timeclock)
[9 empty] | 735 | 1 | Oversized Air Cooled Condenser
[9 empty] | 736 | 2 | Oversized Air Cooled Condenser
[9 empty] | 737 | 3 | Oversized Air Cooled Condenser
[9 empty] | 738 | 5 | Oversized Air Cooled Condenser
[9 empty] | 739 | 6 | Oversized Air Cooled Condenser
[9 empty] | 740 | 7 | Oversized Air Cooled Condenser
[9 empty] | 741 | 8 | Oversized Air Cooled Condenser
[9 empty] | 742 | 9 | Oversized Air Cooled Condenser
[9 empty] | 743 | 10 | Oversized Air Cooled Condenser
[9 empty] | 744 | 11 | Oversized Air Cooled Condenser
[9 empty] | 745 | 9 | Packaged HP System, EER=10.9, 10 tons
[9 empty] | 746 | 1 | PC Manual Power Management Enabling
[9 empty] | 747 | 2 | PC Manual Power Management Enabling
[9 empty] | 748 | 3 | PC Manual Power Management Enabling
[9 empty] | 749 | 4 | PC Manual Power Management Enabling
[9 empty] | 750 | 5 | PC Manual Power Management Enabling
[9 empty] | 751 | 7 | PC Manual Power Management Enabling
[9 empty] | 752 | 8 | PC Manual Power Management Enabling
[9 empty] | 753 | 9 | PC Manual Power Management Enabling
[9 empty] | 754 | 10 | PC Manual Power Management Enabling
[9 empty] | 755 | 11 | PC Manual Power Management Enabling
[9 empty] | 756 | 1 | PC Network Power Management Enabling
[9 empty] | 757 | 2 | PC Network Power Management Enabling
[9 empty] | 758 | 3 | PC Network Power Management Enabling
[9 empty] | 759 | 4 | PC Network Power Management Enabling
[9 empty] | 760 | 5 | PC Network Power Management Enabling
[9 empty] | 761 | 7 | PC Network Power Management Enabling
[9 empty] | 762 | 8 | PC Network Power Management Enabling
[9 empty] | 763 | 9 | PC Network Power Management Enabling
[9 empty] | 764 | 10 | PC Network Power Management Enabling
[9 empty] | 765 | 11 | PC Network Power Management Enabling
[9 empty] | 766 | 9 | Premium T8, Elecctronic Ballast
[9 empty] | 767 | 1 | Printer Power Management Enabling
[9 empty] | 768 | 2 | Printer Power Management Enabling
[9 empty] | 769 | 3 | Printer Power Management Enabling
[9 empty] | 770 | 4 | Printer Power Management Enabling
[9 empty] | 771 | 5 | Printer Power Management Enabling
[9 empty] | 772 | 6 | Printer Power Management Enabling
[9 empty] | 773 | 7 | Printer Power Management Enabling
[9 empty] | 774 | 8 | Printer Power Management Enabling
[9 empty] | 775 | 9 | Printer Power Management Enabling
[9 empty] | 776 | 10 | Printer Power Management Enabling
[9 empty] | 777 | 11 | Printer Power Management Enabling
[9 empty] | 778 | 1 | PSMH, 250 W, electronic ballast
[9 empty] | 779 | 2 | PSMH, 250 W, electronic ballast
[9 empty] | 780 | 3 | PSMH, 250 W, electronic ballast
[9 empty] | 781 | 4 | PSMH, 250 W, electronic ballast
[9 empty] | 782 | 5 | PSMH, 250 W, electronic ballast
[9 empty] | 783 | 6 | PSMH, 250 W, electronic ballast
[9 empty] | 784 | 7 | PSMH, 250 W, electronic ballast
[9 empty] | 785 | 8 | PSMH, 250 W, electronic ballast
[9 empty] | 786 | 9 | PSMH, 250 W, electronic ballast
[9 empty] | 787 | 10 | PSMH, 250 W, electronic ballast
[9 empty] | 788 | 11 | PSMH, 250 W, electronic ballast
[9 empty] | 789 | 1 | Refrigeration Commissioning
[9 empty] | 790 | 2 | Refrigeration Commissioning
[9 empty] | 791 | 3 | Refrigeration Commissioning
[9 empty] | 792 | 5 | Refrigeration Commissioning
[9 empty] | 793 | 6 | Refrigeration Commissioning
[9 empty] | 794 | 7 | Refrigeration Commissioning
[9 empty] | 795 | 8 | Refrigeration Commissioning
[9 empty] | 796 | 9 | Refrigeration Commissioning
[9 empty] | 797 | 10 | Refrigeration Commissioning
[9 empty] | 798 | 11 | Refrigeration Commissioning
[9 empty] | 799 | 9 | ROB Premium T8, 1EB
[9 empty] | 800 | 10 | ROB Premium T8, 1EB
[9 empty] | 801 | 11 | ROB Premium T8, 1EB
[9 empty] | 802 | 9 | Roof Insulation
[9 empty] | 803 | 9 | Roof Insulation
[9 empty] | 804 |  | Run Time Optimizer
[9 empty] | 805 | 1 | Separate Makeup Air / Exhaust Hoods AC
[9 empty] | 806 | 3 | Separate Makeup Air / Exhaust Hoods AC
[9 empty] | 807 | 5 | Separate Makeup Air / Exhaust Hoods AC
[9 empty] | 808 | 6 | Separate Makeup Air / Exhaust Hoods AC
[9 empty] | 809 | 7 | Separate Makeup Air / Exhaust Hoods AC
[9 empty] | 810 | 8 | Separate Makeup Air / Exhaust Hoods AC
[9 empty] | 811 | 9 | Separate Makeup Air / Exhaust Hoods AC
[9 empty] | 812 | 10 | Separate Makeup Air / Exhaust Hoods AC
[9 empty] | 813 | 11 | Separate Makeup Air / Exhaust Hoods AC
[9 empty] | 814 |  | Server Virtualization
[9 empty] | 815 | 1 | Strip curtains for walk-ins
[9 empty] | 816 | 2 | Strip curtains for walk-ins
[9 empty] | 817 | 3 | Strip curtains for walk-ins
[9 empty] | 818 | 5 | Strip curtains for walk-ins
[9 empty] | 819 | 6 | Strip curtains for walk-ins
[9 empty] | 820 | 7 | Strip curtains for walk-ins
[9 empty] | 821 | 8 | Strip curtains for walk-ins
[9 empty] | 822 | 9 | Strip curtains for walk-ins
[9 empty] | 823 | 10 | Strip curtains for walk-ins
[9 empty] | 824 | 11 | Strip curtains for walk-ins
[9 empty] | 825 | 1 | Variable Speed Drive Control
[9 empty] | 826 | 2 | Variable Speed Drive Control
[9 empty] | 827 | 3 | Variable Speed Drive Control
[9 empty] | 828 | 4 | Variable Speed Drive Control
[9 empty] | 829 | 5 | Variable Speed Drive Control
[9 empty] | 830 | 6 | Variable Speed Drive Control
[9 empty] | 831 | 7 | Variable Speed Drive Control
[9 empty] | 832 | 9 | Variable Speed Drive Control
[9 empty] | 833 | 10 | Variable Speed Drive Control
[9 empty] | 834 | 11 | Variable Speed Drive Control
[9 empty] | 835 | 1 | Vending Misers (cooled machines only)
[9 empty] | 836 | 2 | Vending Misers (cooled machines only)
[9 empty] | 837 | 3 | Vending Misers (cooled machines only)
[9 empty] | 838 | 4 | Vending Misers (cooled machines only)
[9 empty] | 839 | 5 | Vending Misers (cooled machines only)
[9 empty] | 840 | 6 | Vending Misers (cooled machines only)
[9 empty] | 841 | 7 | Vending Misers (cooled machines only)
[9 empty] | 842 | 8 | Vending Misers (cooled machines only)
[9 empty] | 843 | 9 | Vending Misers (cooled machines only)
[9 empty] | 844 | 10 | Vending Misers (cooled machines only)
[9 empty] | 845 | 11 | Vending Misers (cooled machines only)
[9 empty] | 846 | 9 | VSD for Chiller Pumps and Towers
[9 empty] | 847 | 11 | VSD for Chiller Pumps and Towers
[9 empty] | 848 | 1 | Window Film (Standard)
[9 empty] | 849 | 3 | Window Film (Standard)
[9 empty] | 850 | 5 | Window Film (Standard)
[9 empty] | 851 | 6 | Window Film (Standard)
[9 empty] | 852 | 6 | Window Film (Standard)
[9 empty] | 853 | 6 | Window Film (Standard)
[9 empty] | 854 | 9 | Window Film (Standard)
[9 empty] | 855 | 9 | Window Film (Standard)
[9 empty] | 856 | 9 | Window Film (Standard)
[9 empty] | 857 | 10 | Window Film (Standard)
[9 empty] | 858 | 10 | Window Film (Standard)
[9 empty] | 859 | 11 | Window Film (Standard)
[9 empty] | 860 | 11 | Window Film (Standard)
[9 empty] | 861 | 11 | Window Film (Standard)
[6 empty] | RIM | [5 empty] | TRC
[6 empty] | Low Fuel |  | Passing | Failing |  |  | Low Fuel |  | Passing | Failing
[6 empty] | # | Building Segment | Measure Name | # | Building Segment | Measure Name | # | Building Segment | Measure Name | # | Building Segment | Measure Name
[6 empty] | 1 | 1 | Aerosole Duct Sealing | 1 | single segment | 0.5 Faucet Aerator (DI) - Commercial Private Use | 1 | single segment | 0.5 Faucet Aerator (DI) - Commercial Public Use | 1 | single segment | 0.5 Faucet Aerator (DI) - Commercial Private Use
[6 empty] | 2 | 1 | Aerosole Duct Sealing | 2 | single segment | 0.5 Faucet Aerator (DI) - Commercial Public Use | 2 | 1 | Aerosole Duct Sealing | 2 | single segment | 0.5 Faucet Aerator (DI) - Commercial School Use
[6 empty] | 3 | 1 | Aerosole Duct Sealing | 3 | single segment | 0.5 Faucet Aerator (DI) - Commercial School Use | 3 | 1 | Aerosole Duct Sealing | 3 | single segment | 1.0 Faucet Aerator (DI) - Commercial Private Use
[6 empty] | 4 | 2 | Aerosole Duct Sealing | 4 | single segment | 1.0 Faucet Aerator (DI) - Commercial Private Use | 4 | 1 | Aerosole Duct Sealing | 4 | single segment | 1.0 Faucet Aerator (DI) - Commercial Public Use
[6 empty] | 5 | 2 | Aerosole Duct Sealing | 5 | single segment | 1.0 Faucet Aerator (DI) - Commercial Public Use | 5 | 2 | Aerosole Duct Sealing | 5 | single segment | 1.0 Faucet Aerator (DI) - Commercial School Use
[6 empty] | 6 | 2 | Aerosole Duct Sealing | 6 | single segment | 1.0 Faucet Aerator (DI) - Commercial School Use | 6 | 2 | Aerosole Duct Sealing | 6 | single segment | 1.5 Faucet Aerator (DI) - Commercial Private Use
[6 empty] | 7 | 3 | Aerosole Duct Sealing | 7 | single segment | 1.5 Faucet Aerator (DI) - Commercial Private Use | 7 | 2 | Aerosole Duct Sealing | 7 | single segment | 1.5 Faucet Aerator (DI) - Commercial Public Use
[6 empty] | 8 | 3 | Aerosole Duct Sealing | 8 | single segment | 1.5 Faucet Aerator (DI) - Commercial Public Use | 8 | 3 | Aerosole Duct Sealing | 8 | 9 | Aerosole Duct Sealing
[6 empty] | 9 | 3 | Aerosole Duct Sealing | 9 | 6 | Aerosole Duct Sealing | 9 | 3 | Aerosole Duct Sealing | 9 | 3 | Air Handler Optimization
[6 empty] | 10 | 4 | Aerosole Duct Sealing | 10 | 9 | Aerosole Duct Sealing | 10 | 3 | Aerosole Duct Sealing | 10 | 9 | Air Handler Optimization
[6 empty] | 11 | 4 | Aerosole Duct Sealing | 11 | 9 | Aerosole Duct Sealing | 11 | 4 | Aerosole Duct Sealing | 11 | 10 | Air Handler Optimization
[6 empty] | 12 | 4 | Aerosole Duct Sealing | 12 | 9 | Aerosole Duct Sealing | 12 | 4 | Aerosole Duct Sealing | 12 | 11 | Air Handler Optimization
[6 empty] | 13 | 5 | Aerosole Duct Sealing | 13 | 11 | Aerosole Duct Sealing | 13 | 4 | Aerosole Duct Sealing | 13 | 1 | Anti-sweat (humidistat) controls
[6 empty] | 14 | 5 | Aerosole Duct Sealing | 14 | 11 | Aerosole Duct Sealing | 14 | 5 | Aerosole Duct Sealing | 14 | 2 | Anti-sweat (humidistat) controls
[6 empty] | 15 | 5 | Aerosole Duct Sealing | 15 | 11 | Aerosole Duct Sealing | 15 | 5 | Aerosole Duct Sealing | 15 | 3 | Anti-sweat (humidistat) controls
[6 empty] | 16 | 6 | Aerosole Duct Sealing | 16 | 1 | Air Handler Optimization | 16 | 5 | Aerosole Duct Sealing | 16 | 5 | Anti-sweat (humidistat) controls
[6 empty] | 17 | 6 | Aerosole Duct Sealing | 17 | 2 | Air Handler Optimization | 17 | 6 | Aerosole Duct Sealing | 17 | 6 | Anti-sweat (humidistat) controls
[6 empty] | 18 | 7 | Aerosole Duct Sealing | 18 | 3 | Air Handler Optimization | 18 | 6 | Aerosole Duct Sealing | 18 | 7 | Anti-sweat (humidistat) controls
[6 empty] | 19 | 7 | Aerosole Duct Sealing | 19 | 4 | Air Handler Optimization | 19 | 6 | Aerosole Duct Sealing | 19 | 8 | Anti-sweat (humidistat) controls
[6 empty] | 20 | 7 | Aerosole Duct Sealing | 20 | 5 | Air Handler Optimization | 20 | 7 | Aerosole Duct Sealing | 20 | 9 | Anti-sweat (humidistat) controls
[6 empty] | 21 | 8 | Aerosole Duct Sealing | 21 | 6 | Air Handler Optimization | 21 | 7 | Aerosole Duct Sealing | 21 | 10 | Anti-sweat (humidistat) controls
[6 empty] | 22 | 8 | Aerosole Duct Sealing | 22 | 7 | Air Handler Optimization | 22 | 7 | Aerosole Duct Sealing | 22 | 11 | Anti-sweat (humidistat) controls
[6 empty] | 23 | 8 | Aerosole Duct Sealing | 23 | 8 | Air Handler Optimization | 23 | 8 | Aerosole Duct Sealing | 23 | 1 | Base Centrifugal Chiller, 0.58 kW/ton, 500 tons
[6 empty] | 24 | 10 | Aerosole Duct Sealing | 24 | 9 | Air Handler Optimization | 24 | 8 | Aerosole Duct Sealing | 24 | 2 | Base Centrifugal Chiller, 0.58 kW/ton, 500 tons
[6 empty] | 25 | 10 | Aerosole Duct Sealing | 25 | 10 | Air Handler Optimization | 25 | 8 | Aerosole Duct Sealing | 25 | 3 | Base Centrifugal Chiller, 0.58 kW/ton, 500 tons
[6 empty] | 26 | 10 | Aerosole Duct Sealing | 26 | 11 | Air Handler Optimization | 26 | 9 | Aerosole Duct Sealing | 26 | 4 | Base Centrifugal Chiller, 0.58 kW/ton, 500 tons
[6 empty] | 27 | 4 | Anti-sweat (humidistat) controls | 27 | 1 | Anti-sweat (humidistat) controls | 27 | 9 | Aerosole Duct Sealing | 27 | 5 | Base Centrifugal Chiller, 0.58 kW/ton, 500 tons
[6 empty] | 28 | 1 | Ceiling Insulation | 28 | 2 | Anti-sweat (humidistat) controls | 28 | 10 | Aerosole Duct Sealing | 28 | 6 | Base Centrifugal Chiller, 0.58 kW/ton, 500 tons
[6 empty] | 29 | 1 | Ceiling Insulation | 29 | 3 | Anti-sweat (humidistat) controls | 29 | 10 | Aerosole Duct Sealing | 29 | 7 | Base Centrifugal Chiller, 0.58 kW/ton, 500 tons
[6 empty] | 30 | 1 | Ceiling Insulation | 30 | 5 | Anti-sweat (humidistat) controls | 30 | 10 | Aerosole Duct Sealing | 30 | 8 | Base Centrifugal Chiller, 0.58 kW/ton, 500 tons
[6 empty] | 31 | 2 | Ceiling Insulation | 31 | 6 | Anti-sweat (humidistat) controls | 31 | 11 | Aerosole Duct Sealing | 31 | 9 | Base Centrifugal Chiller, 0.58 kW/ton, 500 tons
[6 empty] | 32 | 2 | Ceiling Insulation | 32 | 7 | Anti-sweat (humidistat) controls | 32 | 11 | Aerosole Duct Sealing | 32 | 10 | Base Centrifugal Chiller, 0.58 kW/ton, 500 tons
[6 empty] | 33 | 2 | Ceiling Insulation | 33 | 8 | Anti-sweat (humidistat) controls | 33 | 11 | Aerosole Duct Sealing | 33 | 11 | Base Centrifugal Chiller, 0.58 kW/ton, 500 tons
[6 empty] | 34 | 3 | Ceiling Insulation | 34 | 9 | Anti-sweat (humidistat) controls | 34 | 1 | Air Handler Optimization | 34 | 1 | Base CFL
[6 empty] | 35 | 3 | Ceiling Insulation | 35 | 10 | Anti-sweat (humidistat) controls | 35 | 2 | Air Handler Optimization | 35 | 2 | Base CFL
[6 empty] | 36 | 3 | Ceiling Insulation | 36 | 11 | Anti-sweat (humidistat) controls | 36 | 4 | Air Handler Optimization | 36 | 3 | Base CFL
[6 empty] | 37 | 4 | Ceiling Insulation | 37 | 1 | Base Centrifugal Chiller, 0.58 kW/ton, 500 tons | 37 | 5 | Air Handler Optimization | 37 | 4 | Base CFL
[6 empty] | 38 | 4 | Ceiling Insulation | 38 | 2 | Base Centrifugal Chiller, 0.58 kW/ton, 500 tons | 38 | 6 | Air Handler Optimization | 38 | 5 | Base CFL
[6 empty] | 39 | 4 | Ceiling Insulation | 39 | 3 | Base Centrifugal Chiller, 0.58 kW/ton, 500 tons | 39 | 7 | Air Handler Optimization | 39 | 6 | Base CFL
[6 empty] | 40 | 5 | Ceiling Insulation | 40 | 4 | Base Centrifugal Chiller, 0.58 kW/ton, 500 tons | 40 | 8 | Air Handler Optimization | 40 | 7 | Base CFL
[6 empty] | 41 | 5 | Ceiling Insulation | 41 | 5 | Base Centrifugal Chiller, 0.58 kW/ton, 500 tons | 41 | 4 | Anti-sweat (humidistat) controls | 41 | 8 | Base CFL
[6 empty] | 42 | 5 | Ceiling Insulation | 42 | 6 | Base Centrifugal Chiller, 0.58 kW/ton, 500 tons | 42 | 1 | Ceiling Insulation | 42 | 9 | Base CFL
[6 empty] | 43 | 6 | Ceiling Insulation | 43 | 7 | Base Centrifugal Chiller, 0.58 kW/ton, 500 tons | 43 | 1 | Ceiling Insulation | 43 | 10 | Base CFL
[6 empty] | 44 | 6 | Ceiling Insulation | 44 | 8 | Base Centrifugal Chiller, 0.58 kW/ton, 500 tons | 44 | 1 | Ceiling Insulation | 44 | 11 | Base CFL
[6 empty] | 45 | 6 | Ceiling Insulation | 45 | 9 | Base Centrifugal Chiller, 0.58 kW/ton, 500 tons | 45 | 2 | Ceiling Insulation | 45 | 1 | Base Commercial Fryers
[6 empty] | 46 | 7 | Ceiling Insulation | 46 | 10 | Base Centrifugal Chiller, 0.58 kW/ton, 500 tons | 46 | 2 | Ceiling Insulation | 46 | 2 | Base Commercial Fryers
[6 empty] | 47 | 7 | Ceiling Insulation | 47 | 11 | Base Centrifugal Chiller, 0.58 kW/ton, 500 tons | 47 | 2 | Ceiling Insulation | 47 | 3 | Base Commercial Fryers
[6 empty] | 48 | 7 | Ceiling Insulation | 48 | 1 | Base CFL | 48 | 3 | Ceiling Insulation | 48 | 4 | Base Commercial Fryers
[6 empty] | 49 | 8 | Ceiling Insulation | 49 | 2 | Base CFL | 49 | 3 | Ceiling Insulation | 49 | 5 | Base Commercial Fryers
[6 empty] | 50 | 8 | Ceiling Insulation | 50 | 3 | Base CFL | 50 | 3 | Ceiling Insulation | 50 | 6 | Base Commercial Fryers
[6 empty] | 51 | 8 | Ceiling Insulation | 51 | 4 | Base CFL | 51 | 4 | Ceiling Insulation | 51 | 7 | Base Commercial Fryers
[6 empty] | 52 | 9 | Ceiling Insulation | 52 | 5 | Base CFL | 52 | 4 | Ceiling Insulation | 52 | 8 | Base Commercial Fryers
[6 empty] | 53 | 9 | Ceiling Insulation | 53 | 6 | Base CFL | 53 | 4 | Ceiling Insulation | 53 | 9 | Base Commercial Fryers
[6 empty] | 54 | 9 | Ceiling Insulation | 54 | 7 | Base CFL | 54 | 5 | Ceiling Insulation | 54 | 10 | Base Commercial Fryers
[6 empty] | 55 | 10 | Ceiling Insulation | 55 | 8 | Base CFL | 55 | 5 | Ceiling Insulation | 55 | 11 | Base Commercial Fryers
[6 empty] | 56 | 10 | Ceiling Insulation | 56 | 9 | Base CFL | 56 | 5 | Ceiling Insulation | 56 | 1 | Base Commercial Ovens
[6 empty] | 57 | 10 | Ceiling Insulation | 57 | 10 | Base CFL | 57 | 6 | Ceiling Insulation | 57 | 2 | Base Commercial Ovens
[6 empty] | 58 | 11 | Ceiling Insulation | 58 | 11 | Base CFL | 58 | 6 | Ceiling Insulation | 58 | 3 | Base Commercial Ovens
[6 empty] | 59 | 11 | Ceiling Insulation | 59 | 1 | Base Commercial Fryers | 59 | 6 | Ceiling Insulation | 59 | 4 | Base Commercial Ovens
[6 empty] | 60 | 11 | Ceiling Insulation | 60 | 2 | Base Commercial Fryers | 60 | 7 | Ceiling Insulation | 60 | 5 | Base Commercial Ovens
[6 empty] | 61 | 1 | Centrifugal Chiller, 0.51 kW/ton, 500 tons | 61 | 3 | Base Commercial Fryers | 61 | 7 | Ceiling Insulation | 61 | 6 | Base Commercial Ovens
[6 empty] | 62 | 2 | Centrifugal Chiller, 0.51 kW/ton, 500 tons | 62 | 4 | Base Commercial Fryers | 62 | 7 | Ceiling Insulation | 62 | 7 | Base Commercial Ovens
[6 empty] | 63 | 3 | Centrifugal Chiller, 0.51 kW/ton, 500 tons | 63 | 5 | Base Commercial Fryers | 63 | 8 | Ceiling Insulation | 63 | 8 | Base Commercial Ovens
[6 empty] | 64 | 4 | Centrifugal Chiller, 0.51 kW/ton, 500 tons | 64 | 6 | Base Commercial Fryers | 64 | 8 | Ceiling Insulation | 64 | 9 | Base Commercial Ovens
[6 empty] | 65 | 5 | Centrifugal Chiller, 0.51 kW/ton, 500 tons | 65 | 7 | Base Commercial Fryers | 65 | 8 | Ceiling Insulation | 65 | 10 | Base Commercial Ovens
[6 empty] | 66 | 6 | Centrifugal Chiller, 0.51 kW/ton, 500 tons | 66 | 8 | Base Commercial Fryers | 66 | 9 | Ceiling Insulation | 66 | 11 | Base Commercial Ovens
[6 empty] | 67 | 7 | Centrifugal Chiller, 0.51 kW/ton, 500 tons | 67 | 9 | Base Commercial Fryers | 67 | 9 | Ceiling Insulation | 67 | 1 | Base Copier
[6 empty] | 68 | 8 | Centrifugal Chiller, 0.51 kW/ton, 500 tons | 68 | 10 | Base Commercial Fryers | 68 | 10 | Ceiling Insulation | 68 | 2 | Base Copier
[6 empty] | 69 | 10 | Centrifugal Chiller, 0.51 kW/ton, 500 tons | 69 | 11 | Base Commercial Fryers | 69 | 10 | Ceiling Insulation | 69 | 3 | Base Copier
[6 empty] | 70 | 11 | Centrifugal Chiller, 0.51 kW/ton, 500 tons | 70 | 1 | Base Commercial Ovens | 70 | 10 | Ceiling Insulation | 70 | 4 | Base Copier
[6 empty] | 71 | 1 | CFL Hardwired, Modular 18W | 71 | 2 | Base Commercial Ovens | 71 | 11 | Ceiling Insulation | 71 | 5 | Base Copier
[6 empty] | 72 | 2 | CFL Hardwired, Modular 18W | 72 | 3 | Base Commercial Ovens | 72 | 11 | Ceiling Insulation | 72 | 6 | Base Copier
[6 empty] | 73 | 3 | CFL Hardwired, Modular 18W | 73 | 4 | Base Commercial Ovens | 73 | 11 | Ceiling Insulation | 73 | 7 | Base Copier
[6 empty] | 74 | 4 | CFL Hardwired, Modular 18W | 74 | 5 | Base Commercial Ovens | 74 | 1 | Centrifugal Chiller, 0.51 kW/ton, 500 tons | 74 | 8 | Base Copier
[6 empty] | 75 | 5 | CFL Hardwired, Modular 18W | 75 | 6 | Base Commercial Ovens | 75 | 2 | Centrifugal Chiller, 0.51 kW/ton, 500 tons | 75 | 9 | Base Copier
[6 empty] | 76 | 6 | CFL Hardwired, Modular 18W | 76 | 7 | Base Commercial Ovens | 76 | 3 | Centrifugal Chiller, 0.51 kW/ton, 500 tons | 76 | 10 | Base Copier
[6 empty] | 77 | 7 | CFL Hardwired, Modular 18W | 77 | 8 | Base Commercial Ovens | 77 | 4 | Centrifugal Chiller, 0.51 kW/ton, 500 tons | 77 | 11 | Base Copier
[6 empty] | 78 | 8 | CFL Hardwired, Modular 18W | 78 | 9 | Base Commercial Ovens | 78 | 5 | Centrifugal Chiller, 0.51 kW/ton, 500 tons | 78 | 1 | Base Desktop PC
[6 empty] | 79 | 9 | CFL Hardwired, Modular 18W | 79 | 10 | Base Commercial Ovens | 79 | 6 | Centrifugal Chiller, 0.51 kW/ton, 500 tons | 79 | 2 | Base Desktop PC
[6 empty] | 80 | 10 | CFL Hardwired, Modular 18W | 80 | 11 | Base Commercial Ovens | 80 | 7 | Centrifugal Chiller, 0.51 kW/ton, 500 tons | 80 | 3 | Base Desktop PC
[6 empty] | 81 | 11 | CFL Hardwired, Modular 18W | 81 | 1 | Base Copier | 81 | 8 | Centrifugal Chiller, 0.51 kW/ton, 500 tons | 81 | 4 | Base Desktop PC
[6 empty] | 82 | 1 | CFL Screw-in 18W | 82 | 2 | Base Copier | 82 | 10 | Centrifugal Chiller, 0.51 kW/ton, 500 tons | 82 | 5 | Base Desktop PC
[6 empty] | 83 | 2 | CFL Screw-in 18W | 83 | 3 | Base Copier | 83 | 11 | Centrifugal Chiller, 0.51 kW/ton, 500 tons | 83 | 6 | Base Desktop PC
[6 empty] | 84 | 3 | CFL Screw-in 18W | 84 | 4 | Base Copier | 84 | 1 | CFL Hardwired, Modular 18W | 84 | 7 | Base Desktop PC
[6 empty] | 85 | 4 | CFL Screw-in 18W | 85 | 5 | Base Copier | 85 | 2 | CFL Hardwired, Modular 18W | 85 | 8 | Base Desktop PC
[6 empty] | 86 | 5 | CFL Screw-in 18W | 86 | 6 | Base Copier | 86 | 3 | CFL Hardwired, Modular 18W | 86 | 9 | Base Desktop PC
[6 empty] | 87 | 6 | CFL Screw-in 18W | 87 | 7 | Base Copier | 87 | 4 | CFL Hardwired, Modular 18W | 87 | 10 | Base Desktop PC
[6 empty] | 88 | 7 | CFL Screw-in 18W | 88 | 8 | Base Copier | 88 | 5 | CFL Hardwired, Modular 18W | 88 | 11 | Base Desktop PC
[6 empty] | 89 | 8 | CFL Screw-in 18W | 89 | 9 | Base Copier | 89 | 6 | CFL Hardwired, Modular 18W | 89 | 1 | Base DX Packaged System, EER=10.3, 10 tons
[6 empty] | 90 | 9 | CFL Screw-in 18W | 90 | 10 | Base Copier | 90 | 7 | CFL Hardwired, Modular 18W | 90 | 2 | Base DX Packaged System, EER=10.3, 10 tons
[6 empty] | 91 | 10 | CFL Screw-in 18W | 91 | 11 | Base Copier | 91 | 8 | CFL Hardwired, Modular 18W | 91 | 3 | Base DX Packaged System, EER=10.3, 10 tons
[6 empty] | 92 | 11 | CFL Screw-in 18W | 92 | 1 | Base Desktop PC | 92 | 9 | CFL Hardwired, Modular 18W | 92 | 4 | Base DX Packaged System, EER=10.3, 10 tons
[6 empty] | 93 | 1 | Chiller Tune Up/Diagnostics | 93 | 2 | Base Desktop PC | 93 | 10 | CFL Hardwired, Modular 18W | 93 | 5 | Base DX Packaged System, EER=10.3, 10 tons
[6 empty] | 94 | 2 | Chiller Tune Up/Diagnostics | 94 | 3 | Base Desktop PC | 94 | 11 | CFL Hardwired, Modular 18W | 94 | 6 | Base DX Packaged System, EER=10.3, 10 tons
[6 empty] | 95 | 3 | Chiller Tune Up/Diagnostics | 95 | 4 | Base Desktop PC | 95 | 1 | CFL Screw-in 18W | 95 | 7 | Base DX Packaged System, EER=10.3, 10 tons
[6 empty] | 96 | 4 | Chiller Tune Up/Diagnostics | 96 | 5 | Base Desktop PC | 96 | 2 | CFL Screw-in 18W | 96 | 8 | Base DX Packaged System, EER=10.3, 10 tons
[6 empty] | 97 | 5 | Chiller Tune Up/Diagnostics | 97 | 6 | Base Desktop PC | 97 | 3 | CFL Screw-in 18W | 97 | 9 | Base DX Packaged System, EER=10.3, 10 tons
[6 empty] | 98 | 6 | Chiller Tune Up/Diagnostics | 98 | 7 | Base Desktop PC | 98 | 4 | CFL Screw-in 18W | 98 | 10 | Base DX Packaged System, EER=10.3, 10 tons
[6 empty] | 99 | 7 | Chiller Tune Up/Diagnostics | 99 | 8 | Base Desktop PC | 99 | 5 | CFL Screw-in 18W | 99 | 11 | Base DX Packaged System, EER=10.3, 10 tons
[6 empty] | 100 | 8 | Chiller Tune Up/Diagnostics | 100 | 9 | Base Desktop PC | 100 | 6 | CFL Screw-in 18W | 100 | 1 | Base Exit Sign
[6 empty] | 101 | 10 | Chiller Tune Up/Diagnostics | 101 | 10 | Base Desktop PC | 101 | 7 | CFL Screw-in 18W | 101 | 2 | Base Exit Sign
[6 empty] | 102 | 1 | Continuous Dimming | 102 | 11 | Base Desktop PC | 102 | 8 | CFL Screw-in 18W | 102 | 3 | Base Exit Sign
[6 empty] | 103 | 2 | Continuous Dimming | 103 | 1 | Base DX Packaged System, EER=10.3, 10 tons | 103 | 9 | CFL Screw-in 18W | 103 | 4 | Base Exit Sign
[6 empty] | 104 | 3 | Continuous Dimming | 104 | 2 | Base DX Packaged System, EER=10.3, 10 tons | 104 | 10 | CFL Screw-in 18W | 104 | 5 | Base Exit Sign
[6 empty] | 105 | 4 | Continuous Dimming | 105 | 3 | Base DX Packaged System, EER=10.3, 10 tons | 105 | 11 | CFL Screw-in 18W | 105 | 6 | Base Exit Sign
[6 empty] | 106 | 5 | Continuous Dimming | 106 | 4 | Base DX Packaged System, EER=10.3, 10 tons | 106 | 1 | Chiller Tune Up/Diagnostics | 106 | 7 | Base Exit Sign
[6 empty] | 107 | 6 | Continuous Dimming | 107 | 5 | Base DX Packaged System, EER=10.3, 10 tons | 107 | 2 | Chiller Tune Up/Diagnostics | 107 | 8 | Base Exit Sign
[6 empty] | 108 | 7 | Continuous Dimming | 108 | 6 | Base DX Packaged System, EER=10.3, 10 tons | 108 | 3 | Chiller Tune Up/Diagnostics | 108 | 9 | Base Exit Sign
[6 empty] | 109 | 8 | Continuous Dimming | 109 | 7 | Base DX Packaged System, EER=10.3, 10 tons | 109 | 4 | Chiller Tune Up/Diagnostics | 109 | 10 | Base Exit Sign
[6 empty] | 110 | 9 | Continuous Dimming | 110 | 8 | Base DX Packaged System, EER=10.3, 10 tons | 110 | 5 | Chiller Tune Up/Diagnostics | 110 | 11 | Base Exit Sign
[6 empty] | 111 | 10 | Continuous Dimming | 111 | 9 | Base DX Packaged System, EER=10.3, 10 tons | 111 | 6 | Chiller Tune Up/Diagnostics | 111 | 1 | Base Fan Motor, 15hp, 1800rpm, 91.0%
[6 empty] | 112 | 11 | Continuous Dimming | 112 | 10 | Base DX Packaged System, EER=10.3, 10 tons | 112 | 7 | Chiller Tune Up/Diagnostics | 112 | 2 | Base Fan Motor, 15hp, 1800rpm, 91.0%
[6 empty] | 113 | 1 | Cool Roof - Chiller | 113 | 11 | Base DX Packaged System, EER=10.3, 10 tons | 113 | 8 | Chiller Tune Up/Diagnostics | 113 | 3 | Base Fan Motor, 15hp, 1800rpm, 91.0%
[6 empty] | 114 | 2 | Cool Roof - Chiller | 114 | 1 | Base Exit Sign | 114 | 10 | Chiller Tune Up/Diagnostics | 114 | 4 | Base Fan Motor, 15hp, 1800rpm, 91.0%
[6 empty] | 115 | 3 | Cool Roof - Chiller | 115 | 2 | Base Exit Sign | 115 | 11 | Chiller Tune Up/Diagnostics | 115 | 5 | Base Fan Motor, 15hp, 1800rpm, 91.0%
[6 empty] | 116 | 4 | Cool Roof - Chiller | 116 | 3 | Base Exit Sign | 116 | 4 | Compressor VSD retrofit | 116 | 6 | Base Fan Motor, 15hp, 1800rpm, 91.0%
[6 empty] | 117 | 5 | Cool Roof - Chiller | 117 | 4 | Base Exit Sign | 117 | 1 | Continuous Dimming | 117 | 7 | Base Fan Motor, 15hp, 1800rpm, 91.0%
[6 empty] | 118 | 6 | Cool Roof - Chiller | 118 | 5 | Base Exit Sign | 118 | 2 | Continuous Dimming | 118 | 8 | Base Fan Motor, 15hp, 1800rpm, 91.0%
[6 empty] | 119 | 7 | Cool Roof - Chiller | 119 | 6 | Base Exit Sign | 119 | 3 | Continuous Dimming | 119 | 9 | Base Fan Motor, 15hp, 1800rpm, 91.0%
[6 empty] | 120 | 8 | Cool Roof - Chiller | 120 | 7 | Base Exit Sign | 120 | 4 | Continuous Dimming | 120 | 10 | Base Fan Motor, 15hp, 1800rpm, 91.0%
[6 empty] | 121 | 9 | Cool Roof - Chiller | 121 | 8 | Base Exit Sign | 121 | 7 | Continuous Dimming | 121 | 11 | Base Fan Motor, 15hp, 1800rpm, 91.0%
[6 empty] | 122 | 10 | Cool Roof - Chiller | 122 | 9 | Base Exit Sign | 122 | 8 | Continuous Dimming | 122 | 1 | Base Fluorescent Fixture, T12, 34W, EB
[6 empty] | 123 | 11 | Cool Roof - Chiller | 123 | 10 | Base Exit Sign | 123 | 4 | Convection Oven | 123 | 2 | Base Fluorescent Fixture, T12, 34W, EB
[6 empty] | 124 | 1 | Cool Roof - DX | 124 | 11 | Base Exit Sign | 124 | 1 | Cool Roof - Chiller | 124 | 3 | Base Fluorescent Fixture, T12, 34W, EB
[6 empty] | 125 | 1 | Cool Roof - DX | 125 | 1 | Base Fan Motor, 15hp, 1800rpm, 91.0% | 125 | 2 | Cool Roof - Chiller | 125 | 4 | Base Fluorescent Fixture, T12, 34W, EB
[6 empty] | 126 | 2 | Cool Roof - DX | 126 | 2 | Base Fan Motor, 15hp, 1800rpm, 91.0% | 126 | 3 | Cool Roof - Chiller | 126 | 5 | Base Fluorescent Fixture, T12, 34W, EB
[6 empty] | 127 | 2 | Cool Roof - DX | 127 | 3 | Base Fan Motor, 15hp, 1800rpm, 91.0% | 127 | 4 | Cool Roof - Chiller | 127 | 6 | Base Fluorescent Fixture, T12, 34W, EB
[6 empty] | 128 | 3 | Cool Roof - DX | 128 | 4 | Base Fan Motor, 15hp, 1800rpm, 91.0% | 128 | 5 | Cool Roof - Chiller | 128 | 7 | Base Fluorescent Fixture, T12, 34W, EB
[6 empty] | 129 | 3 | Cool Roof - DX | 129 | 5 | Base Fan Motor, 15hp, 1800rpm, 91.0% | 129 | 6 | Cool Roof - Chiller | 129 | 8 | Base Fluorescent Fixture, T12, 34W, EB
[6 empty] | 130 | 4 | Cool Roof - DX | 130 | 6 | Base Fan Motor, 15hp, 1800rpm, 91.0% | 130 | 7 | Cool Roof - Chiller | 130 | 9 | Base Fluorescent Fixture, T12, 34W, EB
[6 empty] | 131 | 4 | Cool Roof - DX | 131 | 7 | Base Fan Motor, 15hp, 1800rpm, 91.0% | 131 | 8 | Cool Roof - Chiller | 131 | 10 | Base Fluorescent Fixture, T12, 34W, EB
[6 empty] | 132 | 5 | Cool Roof - DX | 132 | 8 | Base Fan Motor, 15hp, 1800rpm, 91.0% | 132 | 10 | Cool Roof - Chiller | 132 | 11 | Base Fluorescent Fixture, T12, 34W, EB
[6 empty] | 133 | 5 | Cool Roof - DX | 133 | 9 | Base Fan Motor, 15hp, 1800rpm, 91.0% | 133 | 11 | Cool Roof - Chiller | 133 | 1 | Base High Bay Mercury Vapor, 400W
[6 empty] | 134 | 6 | Cool Roof - DX | 134 | 10 | Base Fan Motor, 15hp, 1800rpm, 91.0% | 134 | 1 | Cool Roof - DX | 134 | 2 | Base High Bay Mercury Vapor, 400W
[6 empty] | 135 | 6 | Cool Roof - DX | 135 | 11 | Base Fan Motor, 15hp, 1800rpm, 91.0% | 135 | 1 | Cool Roof - DX | 135 | 3 | Base High Bay Mercury Vapor, 400W
[6 empty] | 136 | 7 | Cool Roof - DX | 136 | 1 | Base Fluorescent Fixture, T12, 34W, EB | 136 | 2 | Cool Roof - DX | 136 | 4 | Base High Bay Mercury Vapor, 400W
[6 empty] | 137 | 7 | Cool Roof - DX | 137 | 2 | Base Fluorescent Fixture, T12, 34W, EB | 137 | 2 | Cool Roof - DX | 137 | 5 | Base High Bay Mercury Vapor, 400W
[6 empty] | 138 | 8 | Cool Roof - DX | 138 | 3 | Base Fluorescent Fixture, T12, 34W, EB | 138 | 3 | Cool Roof - DX | 138 | 6 | Base High Bay Mercury Vapor, 400W
[6 empty] | 139 | 8 | Cool Roof - DX | 139 | 4 | Base Fluorescent Fixture, T12, 34W, EB | 139 | 3 | Cool Roof - DX | 139 | 7 | Base High Bay Mercury Vapor, 400W
[6 empty] | 140 | 9 | Cool Roof - DX | 140 | 5 | Base Fluorescent Fixture, T12, 34W, EB | 140 | 4 | Cool Roof - DX | 140 | 8 | Base High Bay Mercury Vapor, 400W
[6 empty] | 141 | 9 | Cool Roof - DX | 141 | 6 | Base Fluorescent Fixture, T12, 34W, EB | 141 | 4 | Cool Roof - DX | 141 | 9 | Base High Bay Mercury Vapor, 400W
[6 empty] | 142 | 10 | Cool Roof - DX | 142 | 7 | Base Fluorescent Fixture, T12, 34W, EB | 142 | 5 | Cool Roof - DX | 142 | 10 | Base High Bay Mercury Vapor, 400W
[6 empty] | 143 | 10 | Cool Roof - DX | 143 | 8 | Base Fluorescent Fixture, T12, 34W, EB | 143 | 5 | Cool Roof - DX | 143 | 11 | Base High Bay Mercury Vapor, 400W
[6 empty] | 144 | 11 | Cool Roof - DX | 144 | 9 | Base Fluorescent Fixture, T12, 34W, EB | 144 | 6 | Cool Roof - DX | 144 | 1 | Base Incandescent Flood, 75W to Screw-in CFL
[6 empty] | 145 | 11 | Cool Roof - DX | 145 | 10 | Base Fluorescent Fixture, T12, 34W, EB | 145 | 6 | Cool Roof - DX | 145 | 2 | Base Incandescent Flood, 75W to Screw-in CFL
[6 empty] | 146 | single segment | dehumidification hybrid desiccant heat pump | 146 | 11 | Base Fluorescent Fixture, T12, 34W, EB | 146 | 7 | Cool Roof - DX | 146 | 3 | Base Incandescent Flood, 75W to Screw-in CFL
[6 empty] | 147 | 1 | Demand Control Ventilation (DCV) | 147 | 1 | Base High Bay Mercury Vapor, 400W | 147 | 7 | Cool Roof - DX | 147 | 4 | Base Incandescent Flood, 75W to Screw-in CFL
[6 empty] | 148 | 2 | Demand Control Ventilation (DCV) | 148 | 2 | Base High Bay Mercury Vapor, 400W | 148 | 8 | Cool Roof - DX | 148 | 5 | Base Incandescent Flood, 75W to Screw-in CFL
[6 empty] | 149 | 3 | Demand Control Ventilation (DCV) | 149 | 3 | Base High Bay Mercury Vapor, 400W | 149 | 8 | Cool Roof - DX | 149 | 6 | Base Incandescent Flood, 75W to Screw-in CFL
[6 empty] | 150 | 4 | Demand Control Ventilation (DCV) | 150 | 4 | Base High Bay Mercury Vapor, 400W | 150 | 10 | Cool Roof - DX | 150 | 7 | Base Incandescent Flood, 75W to Screw-in CFL
[6 empty] | 151 | 5 | Demand Control Ventilation (DCV) | 151 | 5 | Base High Bay Mercury Vapor, 400W | 151 | 10 | Cool Roof - DX | 151 | 8 | Base Incandescent Flood, 75W to Screw-in CFL
[6 empty] | 152 | 6 | Demand Control Ventilation (DCV) | 152 | 6 | Base High Bay Mercury Vapor, 400W | 152 | 11 | Cool Roof - DX | 152 | 9 | Base Incandescent Flood, 75W to Screw-in CFL
[6 empty] | 153 | 7 | Demand Control Ventilation (DCV) | 153 | 7 | Base High Bay Mercury Vapor, 400W | 153 | 11 | Cool Roof - DX | 153 | 10 | Base Incandescent Flood, 75W to Screw-in CFL
[6 empty] | 154 | 8 | Demand Control Ventilation (DCV) | 154 | 8 | Base High Bay Mercury Vapor, 400W | 154 | single segment | dehumidification hybrid desiccant heat pump | 154 | 11 | Base Incandescent Flood, 75W to Screw-in CFL
[6 empty] | 155 | 9 | Demand Control Ventilation (DCV) | 155 | 9 | Base High Bay Mercury Vapor, 400W | 155 | 1 | Demand Control Ventilation (DCV) | 155 | 1 | Base Incandescent Flood, 75W to Hardwired CFL
[6 empty] | 156 | 10 | Demand Control Ventilation (DCV) | 156 | 10 | Base High Bay Mercury Vapor, 400W | 156 | 2 | Demand Control Ventilation (DCV) | 156 | 2 | Base Incandescent Flood, 75W to Hardwired CFL
[6 empty] | 157 | 11 | Demand Control Ventilation (DCV) | 157 | 11 | Base High Bay Mercury Vapor, 400W | 157 | 4 | Demand Control Ventilation (DCV) | 157 | 3 | Base Incandescent Flood, 75W to Hardwired CFL
[6 empty] | 158 | 4 | Demand Defrost Electric | 158 | 1 | Base Incandescent Flood, 75W to Screw-in CFL | 158 | 5 | Demand Control Ventilation (DCV) | 158 | 4 | Base Incandescent Flood, 75W to Hardwired CFL
[6 empty] | 159 | 4 | Demand Hot Gas Defrost | 159 | 2 | Base Incandescent Flood, 75W to Screw-in CFL | 159 | 7 | Demand Control Ventilation (DCV) | 159 | 5 | Base Incandescent Flood, 75W to Hardwired CFL
[6 empty] | 160 | 1 | DX Coil Cleaning | 160 | 3 | Base Incandescent Flood, 75W to Screw-in CFL | 160 | 8 | Demand Control Ventilation (DCV) | 160 | 6 | Base Incandescent Flood, 75W to Hardwired CFL
[6 empty] | 161 | 2 | DX Coil Cleaning | 161 | 4 | Base Incandescent Flood, 75W to Screw-in CFL | 161 | 11 | Demand Control Ventilation (DCV) | 161 | 7 | Base Incandescent Flood, 75W to Hardwired CFL
[6 empty] | 162 | 3 | DX Coil Cleaning | 162 | 5 | Base Incandescent Flood, 75W to Screw-in CFL | 162 | 7 | Demand controlled circulating systems | 162 | 8 | Base Incandescent Flood, 75W to Hardwired CFL
[6 empty] | 163 | 4 | DX Coil Cleaning | 163 | 6 | Base Incandescent Flood, 75W to Screw-in CFL | 163 | 8 | Demand controlled circulating systems | 163 | 9 | Base Incandescent Flood, 75W to Hardwired CFL
[6 empty] | 164 | 5 | DX Coil Cleaning | 164 | 7 | Base Incandescent Flood, 75W to Screw-in CFL | 164 | 4 | Demand Defrost Electric | 164 | 10 | Base Incandescent Flood, 75W to Hardwired CFL
[6 empty] | 165 | 6 | DX Coil Cleaning | 165 | 8 | Base Incandescent Flood, 75W to Screw-in CFL | 165 | 4 | Demand Hot Gas Defrost | 165 | 11 | Base Incandescent Flood, 75W to Hardwired CFL
[6 empty] | 166 | 7 | DX Coil Cleaning | 166 | 9 | Base Incandescent Flood, 75W to Screw-in CFL | 166 | 1 | DX Coil Cleaning | 166 | 1 | Base Laser Printer
[6 empty] | 167 | 8 | DX Coil Cleaning | 167 | 10 | Base Incandescent Flood, 75W to Screw-in CFL | 167 | 2 | DX Coil Cleaning | 167 | 2 | Base Laser Printer
[6 empty] | 168 | 10 | DX Coil Cleaning | 168 | 11 | Base Incandescent Flood, 75W to Screw-in CFL | 168 | 3 | DX Coil Cleaning | 168 | 3 | Base Laser Printer
[6 empty] | 169 | 2 | DX Packaged System, EER=10.9, 10 tons | 169 | 1 | Base Incandescent Flood, 75W to Hardwired CFL | 169 | 4 | DX Coil Cleaning | 169 | 4 | Base Laser Printer
[6 empty] | 170 | 4 | DX Packaged System, EER=10.9, 10 tons | 170 | 2 | Base Incandescent Flood, 75W to Hardwired CFL | 170 | 5 | DX Coil Cleaning | 170 | 5 | Base Laser Printer
[6 empty] | 171 | 7 | DX Packaged System, EER=10.9, 10 tons | 171 | 3 | Base Incandescent Flood, 75W to Hardwired CFL | 171 | 6 | DX Coil Cleaning | 171 | 6 | Base Laser Printer
[6 empty] | 172 | 8 | DX Packaged System, EER=10.9, 10 tons | 172 | 4 | Base Incandescent Flood, 75W to Hardwired CFL | 172 | 7 | DX Coil Cleaning | 172 | 7 | Base Laser Printer
[6 empty] | 173 | 1 | DX Tune Up/ Advanced Diagnostics | 173 | 5 | Base Incandescent Flood, 75W to Hardwired CFL | 173 | 8 | DX Coil Cleaning | 173 | 8 | Base Laser Printer
[6 empty] | 174 | 2 | DX Tune Up/ Advanced Diagnostics | 174 | 6 | Base Incandescent Flood, 75W to Hardwired CFL | 174 | 10 | DX Coil Cleaning | 174 | 9 | Base Laser Printer
[6 empty] | 175 | 3 | DX Tune Up/ Advanced Diagnostics | 175 | 7 | Base Incandescent Flood, 75W to Hardwired CFL | 175 | 11 | DX Coil Cleaning | 175 | 10 | Base Laser Printer
[6 empty] | 176 | 4 | DX Tune Up/ Advanced Diagnostics | 176 | 8 | Base Incandescent Flood, 75W to Hardwired CFL | 176 | 1 | DX Packaged System, EER=10.9, 10 tons | 176 | 11 | Base Laser Printer
[6 empty] | 177 | 5 | DX Tune Up/ Advanced Diagnostics | 177 | 9 | Base Incandescent Flood, 75W to Hardwired CFL | 177 | 2 | DX Packaged System, EER=10.9, 10 tons | 177 | 1 | Base Monitor, CRT
[6 empty] | 178 | 6 | DX Tune Up/ Advanced Diagnostics | 178 | 10 | Base Incandescent Flood, 75W to Hardwired CFL | 178 | 3 | DX Packaged System, EER=10.9, 10 tons | 178 | 2 | Base Monitor, CRT
[6 empty] | 179 | 7 | DX Tune Up/ Advanced Diagnostics | 179 | 11 | Base Incandescent Flood, 75W to Hardwired CFL | 179 | 4 | DX Packaged System, EER=10.9, 10 tons | 179 | 3 | Base Monitor, CRT
[6 empty] | 180 | 8 | DX Tune Up/ Advanced Diagnostics | 180 | 1 | Base Laser Printer | 180 | 5 | DX Packaged System, EER=10.9, 10 tons | 180 | 4 | Base Monitor, CRT
[6 empty] | 181 | 10 | DX Tune Up/ Advanced Diagnostics | 181 | 2 | Base Laser Printer | 181 | 6 | DX Packaged System, EER=10.9, 10 tons | 181 | 5 | Base Monitor, CRT
[6 empty] | 182 | 4 | Efficient compressor motor | 182 | 3 | Base Laser Printer | 182 | 7 | DX Packaged System, EER=10.9, 10 tons | 182 | 6 | Base Monitor, CRT
[6 empty] | 183 | 7 | Electronically Commutated Motors (ECM) on an Air Handler Unit | 183 | 4 | Base Laser Printer | 183 | 8 | DX Packaged System, EER=10.9, 10 tons | 183 | 7 | Base Monitor, CRT
[6 empty] | 184 | 8 | Electronically Commutated Motors (ECM) on an Air Handler Unit | 184 | 5 | Base Laser Printer | 184 | 10 | DX Packaged System, EER=10.9, 10 tons | 184 | 8 | Base Monitor, CRT
[6 empty] | 185 | 1 | EMS - Chiller | 185 | 6 | Base Laser Printer | 185 | 11 | DX Packaged System, EER=10.9, 10 tons | 185 | 9 | Base Monitor, CRT
[6 empty] | 186 | 2 | EMS - Chiller | 186 | 7 | Base Laser Printer | 186 | 1 | DX Tune Up/ Advanced Diagnostics | 186 | 10 | Base Monitor, CRT
[6 empty] | 187 | 3 | EMS - Chiller | 187 | 8 | Base Laser Printer | 187 | 2 | DX Tune Up/ Advanced Diagnostics | 187 | 11 | Base Monitor, CRT
[6 empty] | 188 | 4 | EMS - Chiller | 188 | 9 | Base Laser Printer | 188 | 3 | DX Tune Up/ Advanced Diagnostics | 188 | 1 | Base Monitor, LCD
[6 empty] | 189 | 5 | EMS - Chiller | 189 | 10 | Base Laser Printer | 189 | 4 | DX Tune Up/ Advanced Diagnostics | 189 | 2 | Base Monitor, LCD
[6 empty] | 190 | 7 | EMS - Chiller | 190 | 11 | Base Laser Printer | 190 | 5 | DX Tune Up/ Advanced Diagnostics | 190 | 3 | Base Monitor, LCD
[6 empty] | 191 | 8 | EMS - Chiller | 191 | 1 | Base Monitor, CRT | 191 | 6 | DX Tune Up/ Advanced Diagnostics | 191 | 4 | Base Monitor, LCD
[6 empty] | 192 | 10 | EMS - Chiller | 192 | 2 | Base Monitor, CRT | 192 | 7 | DX Tune Up/ Advanced Diagnostics | 192 | 5 | Base Monitor, LCD
[6 empty] | 193 | 1 | Energy Recovery Ventilation (ERV) | 193 | 3 | Base Monitor, CRT | 193 | 8 | DX Tune Up/ Advanced Diagnostics | 193 | 6 | Base Monitor, LCD
[6 empty] | 194 | 2 | Energy Recovery Ventilation (ERV) | 194 | 4 | Base Monitor, CRT | 194 | 10 | DX Tune Up/ Advanced Diagnostics | 194 | 7 | Base Monitor, LCD
[6 empty] | 195 | 3 | Energy Recovery Ventilation (ERV) | 195 | 5 | Base Monitor, CRT | 195 | 11 | DX Tune Up/ Advanced Diagnostics | 195 | 8 | Base Monitor, LCD
[6 empty] | 196 | 4 | Energy Recovery Ventilation (ERV) | 196 | 6 | Base Monitor, CRT | 196 | 4 | Efficient compressor motor | 196 | 9 | Base Monitor, LCD
[6 empty] | 197 | 5 | Energy Recovery Ventilation (ERV) | 197 | 7 | Base Monitor, CRT | 197 | 1 | Electronically Commutated Motors (ECM) on an Air Handler Unit | 197 | 10 | Base Monitor, LCD
[6 empty] | 198 | 6 | Energy Recovery Ventilation (ERV) | 198 | 8 | Base Monitor, CRT | 198 | 2 | Electronically Commutated Motors (ECM) on an Air Handler Unit | 198 | 11 | Base Monitor, LCD
[6 empty] | 199 | 7 | Energy Recovery Ventilation (ERV) | 199 | 9 | Base Monitor, CRT | 199 | 3 | Electronically Commutated Motors (ECM) on an Air Handler Unit | 199 | 1 | Base Outdoor HID Lamp
[6 empty] | 200 | 8 | Energy Recovery Ventilation (ERV) | 200 | 10 | Base Monitor, CRT | 200 | 4 | Electronically Commutated Motors (ECM) on an Air Handler Unit | 200 | 2 | Base Outdoor HID Lamp
[6 empty] | 201 | 10 | Energy Recovery Ventilation (ERV) | 201 | 11 | Base Monitor, CRT | 201 | 6 | Electronically Commutated Motors (ECM) on an Air Handler Unit | 201 | 3 | Base Outdoor HID Lamp
[6 empty] | 202 | 11 | Energy Recovery Ventilation (ERV) | 202 | 1 | Base Monitor, LCD | 202 | 7 | Electronically Commutated Motors (ECM) on an Air Handler Unit | 202 | 4 | Base Outdoor HID Lamp
[6 empty] | 203 | 1 | Energy Star or Better Monitor | 203 | 2 | Base Monitor, LCD | 203 | 8 | Electronically Commutated Motors (ECM) on an Air Handler Unit | 203 | 5 | Base Outdoor HID Lamp
[6 empty] | 204 | 6 | Energy Star or Better Monitor | 204 | 3 | Base Monitor, LCD | 204 | 10 | Electronically Commutated Motors (ECM) on an Air Handler Unit | 204 | 6 | Base Outdoor HID Lamp
[6 empty] | 205 | 4 | Floating head pressure controls | 205 | 4 | Base Monitor, LCD | 205 | 1 | EMS - Chiller | 205 | 7 | Base Outdoor HID Lamp
[6 empty] | 206 | 4 | Freezer-Cooler Replacement Gaskets | 206 | 5 | Base Monitor, LCD | 206 | 2 | EMS - Chiller | 206 | 8 | Base Outdoor HID Lamp
[6 empty] | 207 | 1 | Geothermal Heat Pump, EER=13, 10 tons | 207 | 6 | Base Monitor, LCD | 207 | 3 | EMS - Chiller | 207 | 9 | Base Outdoor HID Lamp
[6 empty] | 208 | 1 | Geothermal Heat Pump, EER=13, 10 tons | 208 | 7 | Base Monitor, LCD | 208 | 4 | EMS - Chiller | 208 | 10 | Base Outdoor HID Lamp
[6 empty] | 209 | 2 | Geothermal Heat Pump, EER=13, 10 tons | 209 | 8 | Base Monitor, LCD | 209 | 5 | EMS - Chiller | 209 | 11 | Base Outdoor HID Lamp
[6 empty] | 210 | 2 | Geothermal Heat Pump, EER=13, 10 tons | 210 | 9 | Base Monitor, LCD | 210 | 6 | EMS - Chiller | 210 | 1 | Base Outdoor Mercury Vapor 400W Lamp
[6 empty] | 211 | 3 | Geothermal Heat Pump, EER=13, 10 tons | 211 | 10 | Base Monitor, LCD | 211 | 7 | EMS - Chiller | 211 | 2 | Base Outdoor Mercury Vapor 400W Lamp
[6 empty] | 212 | 3 | Geothermal Heat Pump, EER=13, 10 tons | 212 | 11 | Base Monitor, LCD | 212 | 8 | EMS - Chiller | 212 | 3 | Base Outdoor Mercury Vapor 400W Lamp
[6 empty] | 213 | 4 | Geothermal Heat Pump, EER=13, 10 tons | 213 | 1 | Base Outdoor HID Lamp | 213 | 10 | EMS - Chiller | 213 | 4 | Base Outdoor Mercury Vapor 400W Lamp
[6 empty] | 214 | 4 | Geothermal Heat Pump, EER=13, 10 tons | 214 | 2 | Base Outdoor HID Lamp | 214 | 11 | EMS - Chiller | 214 | 5 | Base Outdoor Mercury Vapor 400W Lamp
[6 empty] | 215 | 5 | Geothermal Heat Pump, EER=13, 10 tons | 215 | 3 | Base Outdoor HID Lamp | 215 | 1 | EMS Optimization | 215 | 6 | Base Outdoor Mercury Vapor 400W Lamp
[6 empty] | 216 | 5 | Geothermal Heat Pump, EER=13, 10 tons | 216 | 4 | Base Outdoor HID Lamp | 216 | 2 | EMS Optimization | 216 | 7 | Base Outdoor Mercury Vapor 400W Lamp
[6 empty] | 217 | 6 | Geothermal Heat Pump, EER=13, 10 tons | 217 | 5 | Base Outdoor HID Lamp | 217 | 3 | EMS Optimization | 217 | 8 | Base Outdoor Mercury Vapor 400W Lamp
[6 empty] | 218 | 6 | Geothermal Heat Pump, EER=13, 10 tons | 218 | 6 | Base Outdoor HID Lamp | 218 | 4 | EMS Optimization | 218 | 9 | Base Outdoor Mercury Vapor 400W Lamp
[6 empty] | 219 | 7 | Geothermal Heat Pump, EER=13, 10 tons | 219 | 7 | Base Outdoor HID Lamp | 219 | 5 | EMS Optimization | 219 | 10 | Base Outdoor Mercury Vapor 400W Lamp
[6 empty] | 220 | 7 | Geothermal Heat Pump, EER=13, 10 tons | 220 | 8 | Base Outdoor HID Lamp | 220 | 6 | EMS Optimization | 220 | 11 | Base Outdoor Mercury Vapor 400W Lamp
[6 empty] | 221 | 8 | Geothermal Heat Pump, EER=13, 10 tons | 221 | 9 | Base Outdoor HID Lamp | 221 | 7 | EMS Optimization | 221 | 1 | Base Packaged HP System, EER=10.3, 10 tons
[6 empty] | 222 | 8 | Geothermal Heat Pump, EER=13, 10 tons | 222 | 10 | Base Outdoor HID Lamp | 222 | 8 | EMS Optimization | 222 | 2 | Base Packaged HP System, EER=10.3, 10 tons
[6 empty] | 223 | 9 | Geothermal Heat Pump, EER=13, 10 tons | 223 | 11 | Base Outdoor HID Lamp | 223 | 10 | EMS Optimization | 223 | 3 | Base Packaged HP System, EER=10.3, 10 tons
[6 empty] | 224 | 10 | Geothermal Heat Pump, EER=13, 10 tons | 224 | 1 | Base Outdoor Mercury Vapor 400W Lamp | 224 | 1 | Energy Recovery Ventilation (ERV) | 224 | 4 | Base Packaged HP System, EER=10.3, 10 tons
[6 empty] | 225 | 10 | Geothermal Heat Pump, EER=13, 10 tons | 225 | 2 | Base Outdoor Mercury Vapor 400W Lamp | 225 | 2 | Energy Recovery Ventilation (ERV) | 225 | 5 | Base Packaged HP System, EER=10.3, 10 tons
[6 empty] | 226 | 11 | Geothermal Heat Pump, EER=13, 10 tons | 226 | 3 | Base Outdoor Mercury Vapor 400W Lamp | 226 | 3 | Energy Recovery Ventilation (ERV) | 226 | 6 | Base Packaged HP System, EER=10.3, 10 tons
[6 empty] | 227 | 1 | HE PTAC, EER=9.6, 1 ton | 227 | 4 | Base Outdoor Mercury Vapor 400W Lamp | 227 | 4 | Energy Recovery Ventilation (ERV) | 227 | 7 | Base Packaged HP System, EER=10.3, 10 tons
[6 empty] | 228 | 2 | HE PTAC, EER=9.6, 1 ton | 228 | 5 | Base Outdoor Mercury Vapor 400W Lamp | 228 | 5 | Energy Recovery Ventilation (ERV) | 228 | 8 | Base Packaged HP System, EER=10.3, 10 tons
[6 empty] | 229 | 3 | HE PTAC, EER=9.6, 1 ton | 229 | 6 | Base Outdoor Mercury Vapor 400W Lamp | 229 | 6 | Energy Recovery Ventilation (ERV) | 229 | 9 | Base Packaged HP System, EER=10.3, 10 tons
[6 empty] | 230 | 4 | HE PTAC, EER=9.6, 1 ton | 230 | 7 | Base Outdoor Mercury Vapor 400W Lamp | 230 | 7 | Energy Recovery Ventilation (ERV) | 230 | 10 | Base Packaged HP System, EER=10.3, 10 tons
[6 empty] | 231 | 5 | HE PTAC, EER=9.6, 1 ton | 231 | 8 | Base Outdoor Mercury Vapor 400W Lamp | 231 | 8 | Energy Recovery Ventilation (ERV) | 231 | 11 | Base Packaged HP System, EER=10.3, 10 tons
[6 empty] | 232 | 6 | HE PTAC, EER=9.6, 1 ton | 232 | 9 | Base Outdoor Mercury Vapor 400W Lamp | 232 | 9 | Energy Recovery Ventilation (ERV) | 232 | 1 | Base PTAC, EER=8.3, 1 ton
[6 empty] | 233 | 7 | HE PTAC, EER=9.6, 1 ton | 233 | 10 | Base Outdoor Mercury Vapor 400W Lamp | 233 | 10 | Energy Recovery Ventilation (ERV) | 233 | 2 | Base PTAC, EER=8.3, 1 ton
[6 empty] | 234 | 8 | HE PTAC, EER=9.6, 1 ton | 234 | 11 | Base Outdoor Mercury Vapor 400W Lamp | 234 | 11 | Energy Recovery Ventilation (ERV) | 234 | 3 | Base PTAC, EER=8.3, 1 ton
[6 empty] | 235 | 10 | HE PTAC, EER=9.6, 1 ton | 235 | 1 | Base Packaged HP System, EER=10.3, 10 tons | 235 | 1 | Energy Star or Better Monitor | 235 | 4 | Base PTAC, EER=8.3, 1 ton
[6 empty] | 236 | 2 | Heat Pump Water Heater (air source) | 236 | 2 | Base Packaged HP System, EER=10.3, 10 tons | 236 | 5 | Energy Star or Better Monitor | 236 | 5 | Base PTAC, EER=8.3, 1 ton
[6 empty] | 237 | 7 | Heat Pump Water Heater (air source) | 237 | 3 | Base Packaged HP System, EER=10.3, 10 tons | 237 | 6 | Energy Star or Better Monitor | 237 | 6 | Base PTAC, EER=8.3, 1 ton
[6 empty] | 238 | 10 | Heat Pump Water Heater (air source) | 238 | 4 | Base Packaged HP System, EER=10.3, 10 tons | 238 | 7 | Energy Star or Better Monitor | 238 | 7 | Base PTAC, EER=8.3, 1 ton
[6 empty] | 239 | 2 | Heat Recovery Unit | 239 | 5 | Base Packaged HP System, EER=10.3, 10 tons | 239 | 8 | Energy Star or Better Monitor | 239 | 8 | Base PTAC, EER=8.3, 1 ton
[6 empty] | 240 | 5 | Heat Recovery Unit | 240 | 6 | Base Packaged HP System, EER=10.3, 10 tons | 240 | 9 | Energy Star or Better Monitor | 240 | 9 | Base PTAC, EER=8.3, 1 ton
[6 empty] | 241 | 7 | Heat Recovery Unit | 241 | 7 | Base Packaged HP System, EER=10.3, 10 tons | 241 | 11 | Energy Star or Better Monitor | 241 | 10 | Base PTAC, EER=8.3, 1 ton
[6 empty] | 242 | 10 | Heat Recovery Unit | 242 | 8 | Base Packaged HP System, EER=10.3, 10 tons | 242 | 4 | Evaporator fan controller for MT walk-ins | 242 | 11 | Base PTAC, EER=8.3, 1 ton
[6 empty] | 243 | 1 | High Bay T5 | 243 | 9 | Base Packaged HP System, EER=10.3, 10 tons | 243 | 4 | Floating head pressure controls | 243 | 1 | Base Refrigeration System
[6 empty] | 244 | 2 | High Bay T5 | 244 | 10 | Base Packaged HP System, EER=10.3, 10 tons | 244 | 4 | Freezer-Cooler Replacement Gaskets | 244 | 2 | Base Refrigeration System
[6 empty] | 245 | 3 | High Bay T5 | 245 | 11 | Base Packaged HP System, EER=10.3, 10 tons | 245 | 1 | Geothermal Heat Pump, EER=13, 10 tons | 245 | 3 | Base Refrigeration System
[6 empty] | 246 | 4 | High Bay T5 | 246 | 1 | Base PTAC, EER=8.3, 1 ton | 246 | 2 | Geothermal Heat Pump, EER=13, 10 tons | 246 | 4 | Base Refrigeration System
[6 empty] | 247 | 5 | High Bay T5 | 247 | 2 | Base PTAC, EER=8.3, 1 ton | 247 | 2 | Geothermal Heat Pump, EER=13, 10 tons | 247 | 5 | Base Refrigeration System
[6 empty] | 248 | 6 | High Bay T5 | 248 | 3 | Base PTAC, EER=8.3, 1 ton | 248 | 3 | Geothermal Heat Pump, EER=13, 10 tons | 248 | 6 | Base Refrigeration System
[6 empty] | 249 | 7 | High Bay T5 | 249 | 4 | Base PTAC, EER=8.3, 1 ton | 249 | 4 | Geothermal Heat Pump, EER=13, 10 tons | 249 | 7 | Base Refrigeration System
[6 empty] | 250 | 8 | High Bay T5 | 250 | 5 | Base PTAC, EER=8.3, 1 ton | 250 | 5 | Geothermal Heat Pump, EER=13, 10 tons | 250 | 8 | Base Refrigeration System
[6 empty] | 251 | 9 | High Bay T5 | 251 | 6 | Base PTAC, EER=8.3, 1 ton | 251 | 6 | Geothermal Heat Pump, EER=13, 10 tons | 251 | 9 | Base Refrigeration System
[6 empty] | 252 | 10 | High Bay T5 | 252 | 7 | Base PTAC, EER=8.3, 1 ton | 252 | 7 | Geothermal Heat Pump, EER=13, 10 tons | 252 | 10 | Base Refrigeration System
[6 empty] | 253 | 11 | High Bay T5 | 253 | 8 | Base PTAC, EER=8.3, 1 ton | 253 | 7 | Geothermal Heat Pump, EER=13, 10 tons | 253 | 11 | Base Refrigeration System
[6 empty] | 254 | 4 | High-efficiency fan motors | 254 | 9 | Base PTAC, EER=8.3, 1 ton | 254 | 8 | Geothermal Heat Pump, EER=13, 10 tons | 254 | 1 | Base T8, EB
[6 empty] | 255 | single segment | Holding Cabinet | 255 | 10 | Base PTAC, EER=8.3, 1 ton | 255 | 10 | Geothermal Heat Pump, EER=13, 10 tons | 255 | 2 | Base T8, EB
[6 empty] | 256 | 1 | Hybrid Dessicant-DX System (Trane CDQ) | 256 | 11 | Base PTAC, EER=8.3, 1 ton | 256 | 11 | Geothermal Heat Pump, EER=13, 10 tons | 256 | 3 | Base T8, EB
[6 empty] | 257 | 2 | Hybrid Dessicant-DX System (Trane CDQ) | 257 | 1 | Base Refrigeration System | 257 | single segment | Griddle | 257 | 4 | Base T8, EB
[6 empty] | 258 | 3 | Hybrid Dessicant-DX System (Trane CDQ) | 258 | 2 | Base Refrigeration System | 258 | 1 | HE PTAC, EER=9.6, 1 ton | 258 | 5 | Base T8, EB
[6 empty] | 259 | 4 | Hybrid Dessicant-DX System (Trane CDQ) | 259 | 3 | Base Refrigeration System | 259 | 2 | HE PTAC, EER=9.6, 1 ton | 259 | 6 | Base T8, EB
[6 empty] | 260 | 5 | Hybrid Dessicant-DX System (Trane CDQ) | 260 | 4 | Base Refrigeration System | 260 | 3 | HE PTAC, EER=9.6, 1 ton | 260 | 7 | Base T8, EB
[6 empty] | 261 | 6 | Hybrid Dessicant-DX System (Trane CDQ) | 261 | 5 | Base Refrigeration System | 261 | 4 | HE PTAC, EER=9.6, 1 ton | 261 | 8 | Base T8, EB
[6 empty] | 262 | 7 | Hybrid Dessicant-DX System (Trane CDQ) | 262 | 6 | Base Refrigeration System | 262 | 5 | HE PTAC, EER=9.6, 1 ton | 262 | 9 | Base T8, EB
[6 empty] | 263 | 8 | Hybrid Dessicant-DX System (Trane CDQ) | 263 | 7 | Base Refrigeration System | 263 | 6 | HE PTAC, EER=9.6, 1 ton | 263 | 10 | Base T8, EB
[6 empty] | 264 | 10 | Hybrid Dessicant-DX System (Trane CDQ) | 264 | 8 | Base Refrigeration System | 264 | 7 | HE PTAC, EER=9.6, 1 ton | 264 | 11 | Base T8, EB
[6 empty] | 265 | 11 | Hybrid Dessicant-DX System (Trane CDQ) | 265 | 9 | Base Refrigeration System | 265 | 8 | HE PTAC, EER=9.6, 1 ton | 265 | 1 | Base Vending Machines
[6 empty] | 266 | 4 | Lighting Control Tuneup | 266 | 10 | Base Refrigeration System | 266 | 9 | HE PTAC, EER=9.6, 1 ton | 266 | 2 | Base Vending Machines
[6 empty] | 267 | 8 | Lighting Control Tuneup | 267 | 11 | Base Refrigeration System | 267 | 10 | HE PTAC, EER=9.6, 1 ton | 267 | 3 | Base Vending Machines
[6 empty] | 268 | 8 | Lighting Control Tuneup | 268 | 1 | Base T8, EB | 268 | 11 | HE PTAC, EER=9.6, 1 ton | 268 | 4 | Base Vending Machines
[6 empty] | 269 | 4 | Multiplex Compressor System | 269 | 2 | Base T8, EB | 269 | 1 | Heat Pump Water Heater (air source) | 269 | 5 | Base Vending Machines
[6 empty] | 270 | 1 | Occupancy Sensor | 270 | 3 | Base T8, EB | 270 | 2 | Heat Pump Water Heater (air source) | 270 | 6 | Base Vending Machines
[6 empty] | 271 | 1 | Occupancy Sensor | 271 | 4 | Base T8, EB | 271 | 4 | Heat Pump Water Heater (air source) | 271 | 7 | Base Vending Machines
[6 empty] | 272 | 2 | Occupancy Sensor | 272 | 5 | Base T8, EB | 272 | 5 | Heat Pump Water Heater (air source) | 272 | 8 | Base Vending Machines
[6 empty] | 273 | 2 | Occupancy Sensor | 273 | 6 | Base T8, EB | 273 | 6 | Heat Pump Water Heater (air source) | 273 | 9 | Base Vending Machines
[6 empty] | 274 | 3 | Occupancy Sensor | 274 | 7 | Base T8, EB | 274 | 7 | Heat Pump Water Heater (air source) | 274 | 10 | Base Vending Machines
[6 empty] | 275 | 3 | Occupancy Sensor | 275 | 8 | Base T8, EB | 275 | 8 | Heat Pump Water Heater (air source) | 275 | 11 | Base Vending Machines
[6 empty] | 276 | 4 | Occupancy Sensor | 276 | 9 | Base T8, EB | 276 | 10 | Heat Pump Water Heater (air source) | 276 | 1 | Base Water Heating
[6 empty] | 277 | 4 | Occupancy Sensor | 277 | 10 | Base T8, EB | 277 | 11 | Heat Pump Water Heater (air source) | 277 | 2 | Base Water Heating
[6 empty] | 278 | 5 | Occupancy Sensor | 278 | 11 | Base T8, EB | 278 | 1 | Heat Recovery Unit | 278 | 3 | Base Water Heating
[6 empty] | 279 | 5 | Occupancy Sensor | 279 | 1 | Base Vending Machines | 279 | 2 | Heat Recovery Unit | 279 | 4 | Base Water Heating
[6 empty] | 280 | 6 | Occupancy Sensor | 280 | 2 | Base Vending Machines | 280 | 4 | Heat Recovery Unit | 280 | 5 | Base Water Heating
[6 empty] | 281 | 6 | Occupancy Sensor | 281 | 3 | Base Vending Machines | 281 | 5 | Heat Recovery Unit | 281 | 6 | Base Water Heating
[6 empty] | 282 | 7 | Occupancy Sensor | 282 | 4 | Base Vending Machines | 282 | 6 | Heat Recovery Unit | 282 | 7 | Base Water Heating
[6 empty] | 283 | 7 | Occupancy Sensor | 283 | 5 | Base Vending Machines | 283 | 7 | Heat Recovery Unit | 283 | 8 | Base Water Heating
[6 empty] | 284 | 8 | Occupancy Sensor | 284 | 6 | Base Vending Machines | 284 | 8 | Heat Recovery Unit | 284 | 9 | Base Water Heating
[6 empty] | 285 | 8 | Occupancy Sensor | 285 | 7 | Base Vending Machines | 285 | 10 | Heat Recovery Unit | 285 | 10 | Base Water Heating
[6 empty] | 286 | 11 | Occupancy Sensor | 286 | 8 | Base Vending Machines | 286 | 11 | Heat Recovery Unit | 286 | 11 | Base Water Heating
[6 empty] | 287 | 4 | Oversized Air Cooled Condenser | 287 | 9 | Base Vending Machines | 287 | 2 | Heat Trap | 287 | 9 | Ceiling Insulation
[6 empty] | 288 | 1 | Packaged HP System, EER=10.9, 10 tons | 288 | 10 | Base Vending Machines | 288 | 7 | Heat Trap | 288 | 9 | Centrifugal Chiller, 0.51 kW/ton, 500 tons
[6 empty] | 289 | 2 | Packaged HP System, EER=10.9, 10 tons | 289 | 11 | Base Vending Machines | 289 | 8 | Heat Trap | 289 | 9 | Chiller Tune Up/Diagnostics
[6 empty] | 290 | 3 | Packaged HP System, EER=10.9, 10 tons | 290 | 1 | Base Water Heating | 290 | 10 | Heat Trap | 290 | 1 | Compressor VSD retrofit
[6 empty] | 291 | 4 | Packaged HP System, EER=10.9, 10 tons | 291 | 2 | Base Water Heating | 291 | 1 | High Bay T5 | 291 | 2 | Compressor VSD retrofit
[6 empty] | 292 | 5 | Packaged HP System, EER=10.9, 10 tons | 292 | 3 | Base Water Heating | 292 | 2 | High Bay T5 | 292 | 3 | Compressor VSD retrofit
[6 empty] | 293 | 6 | Packaged HP System, EER=10.9, 10 tons | 293 | 4 | Base Water Heating | 293 | 3 | High Bay T5 | 293 | 5 | Compressor VSD retrofit
[6 empty] | 294 | 7 | Packaged HP System, EER=10.9, 10 tons | 294 | 5 | Base Water Heating | 294 | 4 | High Bay T5 | 294 | 6 | Compressor VSD retrofit
[6 empty] | 295 | 8 | Packaged HP System, EER=10.9, 10 tons | 295 | 6 | Base Water Heating | 295 | 5 | High Bay T5 | 295 | 7 | Compressor VSD retrofit
[6 empty] | 296 | 10 | Packaged HP System, EER=10.9, 10 tons | 296 | 7 | Base Water Heating | 296 | 6 | High Bay T5 | 296 | 8 | Compressor VSD retrofit
[6 empty] | 297 | 1 | Premium T8, EB, Reflector | 297 | 8 | Base Water Heating | 297 | 7 | High Bay T5 | 297 | 9 | Compressor VSD retrofit
[6 empty] | 298 | 2 | Premium T8, EB, Reflector | 298 | 9 | Base Water Heating | 298 | 8 | High Bay T5 | 298 | 10 | Compressor VSD retrofit
[6 empty] | 299 | 3 | Premium T8, EB, Reflector | 299 | 10 | Base Water Heating | 299 | 9 | High Bay T5 | 299 | 11 | Compressor VSD retrofit
[6 empty] | 300 | 4 | Premium T8, EB, Reflector | 300 | 11 | Base Water Heating | 300 | 10 | High Bay T5 | 300 | 5 | Continuous Dimming
[6 empty] | 301 | 5 | Premium T8, EB, Reflector | 301 | 9 | Centrifugal Chiller, 0.51 kW/ton, 500 tons | 301 | 11 | High Bay T5 | 301 | 6 | Continuous Dimming
[6 empty] | 302 | 6 | Premium T8, EB, Reflector | 302 | 9 | Chiller Tune Up/Diagnostics | 302 | 1 | High Efficiency Chiller Motors | 302 | 9 | Continuous Dimming
[6 empty] | 303 | 7 | Premium T8, EB, Reflector | 303 | 11 | Chiller Tune Up/Diagnostics | 303 | 2 | High Efficiency Chiller Motors | 303 | 10 | Continuous Dimming
[6 empty] | 304 | 8 | Premium T8, EB, Reflector | 304 | 1 | Compressor VSD retrofit | 304 | 3 | High Efficiency Chiller Motors | 304 | 11 | Continuous Dimming
[6 empty] | 305 | 9 | Premium T8, EB, Reflector | 305 | 2 | Compressor VSD retrofit | 305 | 4 | High Efficiency Chiller Motors | 305 | 1 | Convection Oven
[6 empty] | 306 | 10 | Premium T8, EB, Reflector | 306 | 3 | Compressor VSD retrofit | 306 | 5 | High Efficiency Chiller Motors | 306 | 2 | Convection Oven
[6 empty] | 307 | 11 | Premium T8, EB, Reflector | 307 | 4 | Compressor VSD retrofit | 307 | 7 | High Efficiency Chiller Motors | 307 | 3 | Convection Oven
[6 empty] | 308 | 1 | Premium T8, Elecctronic Ballast | 308 | 5 | Compressor VSD retrofit | 308 | 8 | High Efficiency Chiller Motors | 308 | 5 | Convection Oven
[6 empty] | 309 | 2 | Premium T8, Elecctronic Ballast | 309 | 6 | Compressor VSD retrofit | 309 | 10 | High Efficiency Chiller Motors | 309 | 6 | Convection Oven
[6 empty] | 310 | 3 | Premium T8, Elecctronic Ballast | 310 | 7 | Compressor VSD retrofit | 310 | 4 | High Pressure Sodium 250W Lamp | 310 | 7 | Convection Oven
[6 empty] | 311 | 4 | Premium T8, Elecctronic Ballast | 311 | 8 | Compressor VSD retrofit | 311 | 4 | High R-Value Glass Doors | 311 | 8 | Convection Oven
[6 empty] | 312 | 5 | Premium T8, Elecctronic Ballast | 312 | 9 | Compressor VSD retrofit | 312 | 4 | High-efficiency fan motors | 312 | 9 | Convection Oven
[6 empty] | 313 | 6 | Premium T8, Elecctronic Ballast | 313 | 10 | Compressor VSD retrofit | 313 | single segment | Holding Cabinet | 313 | 10 | Convection Oven
[6 empty] | 314 | 7 | Premium T8, Elecctronic Ballast | 314 | 11 | Compressor VSD retrofit | 314 | 1 | Hybrid Dessicant-DX System (Trane CDQ) | 314 | 11 | Convection Oven
[6 empty] | 315 | 8 | Premium T8, Elecctronic Ballast | 315 | 1 | Convection Oven | 315 | 2 | Hybrid Dessicant-DX System (Trane CDQ) | 315 | 9 | Cool Roof - Chiller
[6 empty] | 316 | 11 | Premium T8, Elecctronic Ballast | 316 | 2 | Convection Oven | 316 | 3 | Hybrid Dessicant-DX System (Trane CDQ) | 316 | 9 | Cool Roof - DX
[6 empty] | 317 | 1 | PSMH, 250W, magnetic ballast | 317 | 3 | Convection Oven | 317 | 4 | Hybrid Dessicant-DX System (Trane CDQ) | 317 | 9 | Cool Roof - DX
[6 empty] | 318 | 2 | PSMH, 250W, magnetic ballast | 318 | 4 | Convection Oven | 318 | 5 | Hybrid Dessicant-DX System (Trane CDQ) | 318 | 1 | Copier Power Management Enabling
[6 empty] | 319 | 3 | PSMH, 250W, magnetic ballast | 319 | 5 | Convection Oven | 319 | 6 | Hybrid Dessicant-DX System (Trane CDQ) | 319 | 2 | Copier Power Management Enabling
[6 empty] | 320 | 4 | PSMH, 250W, magnetic ballast | 320 | 6 | Convection Oven | 320 | 7 | Hybrid Dessicant-DX System (Trane CDQ) | 320 | 3 | Copier Power Management Enabling
[6 empty] | 321 | 5 | PSMH, 250W, magnetic ballast | 321 | 7 | Convection Oven | 321 | 8 | Hybrid Dessicant-DX System (Trane CDQ) | 321 | 4 | Copier Power Management Enabling
[6 empty] | 322 | 6 | PSMH, 250W, magnetic ballast | 322 | 8 | Convection Oven | 322 | 9 | Hybrid Dessicant-DX System (Trane CDQ) | 322 | 5 | Copier Power Management Enabling
[6 empty] | 323 | 7 | PSMH, 250W, magnetic ballast | 323 | 9 | Convection Oven | 323 | 10 | Hybrid Dessicant-DX System (Trane CDQ) | 323 | 6 | Copier Power Management Enabling
[6 empty] | 324 | 8 | PSMH, 250W, magnetic ballast | 324 | 10 | Convection Oven | 324 | 11 | Hybrid Dessicant-DX System (Trane CDQ) | 324 | 7 | Copier Power Management Enabling
[6 empty] | 325 | 9 | PSMH, 250W, magnetic ballast | 325 | 11 | Convection Oven | 325 | single segment | Ice Machine | 325 | 8 | Copier Power Management Enabling
[6 empty] | 326 | 10 | PSMH, 250W, magnetic ballast | 326 | 1 | Copier Power Management Enabling | 326 | 4 | LED Display Lighting | 326 | 9 | Copier Power Management Enabling
[6 empty] | 327 | 11 | PSMH, 250W, magnetic ballast | 327 | 2 | Copier Power Management Enabling | 327 | single segment | LED High Bay 83W (400W equivalent) | 327 | 10 | Copier Power Management Enabling
[6 empty] | 328 | 4 | Refrigeration Commissioning | 328 | 3 | Copier Power Management Enabling | 328 | 1 | Lighting Control Tuneup | 328 | 11 | Copier Power Management Enabling
[6 empty] | 329 | 1 | ROB Premium T8, 1EB | 329 | 4 | Copier Power Management Enabling | 329 | 1 | Lighting Control Tuneup | 329 | 3 | Demand Control Ventilation (DCV)
[6 empty] | 330 | 2 | ROB Premium T8, 1EB | 330 | 5 | Copier Power Management Enabling | 330 | 2 | Lighting Control Tuneup | 330 | 6 | Demand Control Ventilation (DCV)
[6 empty] | 331 | 3 | ROB Premium T8, 1EB | 331 | 6 | Copier Power Management Enabling | 331 | 2 | Lighting Control Tuneup | 331 | 9 | Demand Control Ventilation (DCV)
[6 empty] | 332 | 4 | ROB Premium T8, 1EB | 332 | 7 | Copier Power Management Enabling | 332 | 3 | Lighting Control Tuneup | 332 | 10 | Demand Control Ventilation (DCV)
[6 empty] | 333 | 6 | ROB Premium T8, 1EB | 333 | 8 | Copier Power Management Enabling | 333 | 3 | Lighting Control Tuneup | 333 | 1 | Demand controlled circulating systems
[6 empty] | 334 | 7 | ROB Premium T8, 1EB | 334 | 9 | Copier Power Management Enabling | 334 | 4 | Lighting Control Tuneup | 334 | 2 | Demand controlled circulating systems
[6 empty] | 335 | 8 | ROB Premium T8, 1EB | 335 | 10 | Copier Power Management Enabling | 335 | 4 | Lighting Control Tuneup | 335 | 3 | Demand controlled circulating systems
[6 empty] | 336 | 1 | ROB Premium T8, EB, Reflector | 336 | 11 | Copier Power Management Enabling | 336 | 5 | Lighting Control Tuneup | 336 | 4 | Demand controlled circulating systems
[6 empty] | 337 | 2 | ROB Premium T8, EB, Reflector | 337 | 1 | Demand controlled circulating systems | 337 | 5 | Lighting Control Tuneup | 337 | 5 | Demand controlled circulating systems
[6 empty] | 338 | 3 | ROB Premium T8, EB, Reflector | 338 | 2 | Demand controlled circulating systems | 338 | 6 | Lighting Control Tuneup | 338 | 6 | Demand controlled circulating systems
[6 empty] | 339 | 4 | ROB Premium T8, EB, Reflector | 339 | 3 | Demand controlled circulating systems | 339 | 6 | Lighting Control Tuneup | 339 | 9 | Demand controlled circulating systems
[6 empty] | 340 | 5 | ROB Premium T8, EB, Reflector | 340 | 4 | Demand controlled circulating systems | 340 | 7 | Lighting Control Tuneup | 340 | 10 | Demand controlled circulating systems
[6 empty] | 341 | 6 | ROB Premium T8, EB, Reflector | 341 | 5 | Demand controlled circulating systems | 341 | 7 | Lighting Control Tuneup | 341 | 11 | Demand controlled circulating systems
[6 empty] | 342 | 7 | ROB Premium T8, EB, Reflector | 342 | 6 | Demand controlled circulating systems | 342 | 8 | Lighting Control Tuneup | 342 | 1 | Demand Defrost Electric
[6 empty] | 343 | 8 | ROB Premium T8, EB, Reflector | 343 | 7 | Demand controlled circulating systems | 343 | 8 | Lighting Control Tuneup | 343 | 2 | Demand Defrost Electric
[6 empty] | 344 | 9 | ROB Premium T8, EB, Reflector | 344 | 8 | Demand controlled circulating systems | 344 | 11 | Lighting Control Tuneup | 344 | 3 | Demand Defrost Electric
[6 empty] | 345 | 10 | ROB Premium T8, EB, Reflector | 345 | 9 | Demand controlled circulating systems | 345 | 11 | Lighting Control Tuneup | 345 | 5 | Demand Defrost Electric
[6 empty] | 346 | 11 | ROB Premium T8, EB, Reflector | 346 | 10 | Demand controlled circulating systems | 346 | 1 | Monitor Power Management Enabling | 346 | 6 | Demand Defrost Electric
[6 empty] | 347 | 1 | Roof Insulation | 347 | 11 | Demand controlled circulating systems | 347 | 5 | Monitor Power Management Enabling | 347 | 7 | Demand Defrost Electric
[6 empty] | 348 | 1 | Roof Insulation | 348 | 1 | Demand Defrost Electric | 348 | 6 | Monitor Power Management Enabling | 348 | 8 | Demand Defrost Electric
[6 empty] | 349 | 1 | Roof Insulation | 349 | 2 | Demand Defrost Electric | 349 | 7 | Monitor Power Management Enabling | 349 | 9 | Demand Defrost Electric
[6 empty] | 350 | 2 | Roof Insulation | 350 | 3 | Demand Defrost Electric | 350 | 8 | Monitor Power Management Enabling | 350 | 10 | Demand Defrost Electric
[6 empty] | 351 | 2 | Roof Insulation | 351 | 5 | Demand Defrost Electric | 351 | 11 | Monitor Power Management Enabling | 351 | 11 | Demand Defrost Electric
[6 empty] | 352 | 2 | Roof Insulation | 352 | 6 | Demand Defrost Electric | 352 | 4 | Multiplex Compressor System | 352 | 1 | Demand Hot Gas Defrost
[6 empty] | 353 | 3 | Roof Insulation | 353 | 7 | Demand Defrost Electric | 353 | 4 | Night covers for display cases | 353 | 2 | Demand Hot Gas Defrost
[6 empty] | 354 | 3 | Roof Insulation | 354 | 8 | Demand Defrost Electric | 354 | 1 | Occupancy Sensor | 354 | 3 | Demand Hot Gas Defrost
[6 empty] | 355 | 3 | Roof Insulation | 355 | 9 | Demand Defrost Electric | 355 | 1 | Occupancy Sensor | 355 | 5 | Demand Hot Gas Defrost
[6 empty] | 356 | 4 | Roof Insulation | 356 | 10 | Demand Defrost Electric | 356 | 2 | Occupancy Sensor | 356 | 6 | Demand Hot Gas Defrost
[6 empty] | 357 | 4 | Roof Insulation | 357 | 11 | Demand Defrost Electric | 357 | 2 | Occupancy Sensor | 357 | 7 | Demand Hot Gas Defrost
[6 empty] | 358 | 4 | Roof Insulation | 358 | 1 | Demand Hot Gas Defrost | 358 | 3 | Occupancy Sensor | 358 | 8 | Demand Hot Gas Defrost
[6 empty] | 359 | 5 | Roof Insulation | 359 | 2 | Demand Hot Gas Defrost | 359 | 3 | Occupancy Sensor | 359 | 9 | Demand Hot Gas Defrost
[6 empty] | 360 | 5 | Roof Insulation | 360 | 3 | Demand Hot Gas Defrost | 360 | 4 | Occupancy Sensor | 360 | 10 | Demand Hot Gas Defrost
[6 empty] | 361 | 5 | Roof Insulation | 361 | 5 | Demand Hot Gas Defrost | 361 | 4 | Occupancy Sensor | 361 | 11 | Demand Hot Gas Defrost
[6 empty] | 362 | 6 | Roof Insulation | 362 | 6 | Demand Hot Gas Defrost | 362 | 7 | Occupancy Sensor | 362 | 1 | Duct/Pipe Insulation
[6 empty] | 363 | 6 | Roof Insulation | 363 | 7 | Demand Hot Gas Defrost | 363 | 7 | Occupancy Sensor | 363 | 1 | Duct/Pipe Insulation
[6 empty] | 364 | 6 | Roof Insulation | 364 | 8 | Demand Hot Gas Defrost | 364 | 8 | Occupancy Sensor | 364 | 1 | Duct/Pipe Insulation
[6 empty] | 365 | 7 | Roof Insulation | 365 | 9 | Demand Hot Gas Defrost | 365 | 8 | Occupancy Sensor | 365 | 2 | Duct/Pipe Insulation
[6 empty] | 366 | 7 | Roof Insulation | 366 | 10 | Demand Hot Gas Defrost | 366 | 1 | Occupancy Sensor (hotels) | 366 | 2 | Duct/Pipe Insulation
[6 empty] | 367 | 7 | Roof Insulation | 367 | 11 | Demand Hot Gas Defrost | 367 | 2 | Occupancy Sensor (hotels) | 367 | 2 | Duct/Pipe Insulation
[6 empty] | 368 | 8 | Roof Insulation | 368 | 1 | Duct/Pipe Insulation | 368 | 3 | Occupancy Sensor (hotels) | 368 | 3 | Duct/Pipe Insulation
[6 empty] | 369 | 8 | Roof Insulation | 369 | 1 | Duct/Pipe Insulation | 369 | 4 | Occupancy Sensor (hotels) | 369 | 3 | Duct/Pipe Insulation
[6 empty] | 370 | 8 | Roof Insulation | 370 | 1 | Duct/Pipe Insulation | 370 | 5 | Occupancy Sensor (hotels) | 370 | 3 | Duct/Pipe Insulation
[6 empty] | 371 | 10 | Roof Insulation | 371 | 2 | Duct/Pipe Insulation | 371 | 6 | Occupancy Sensor (hotels) | 371 | 4 | Duct/Pipe Insulation
[6 empty] | 372 | 10 | Roof Insulation | 372 | 2 | Duct/Pipe Insulation | 372 | 7 | Occupancy Sensor (hotels) | 372 | 4 | Duct/Pipe Insulation
[6 empty] | 373 | 10 | Roof Insulation | 373 | 2 | Duct/Pipe Insulation | 373 | 8 | Occupancy Sensor (hotels) | 373 | 4 | Duct/Pipe Insulation
[6 empty] | 374 | 11 | Roof Insulation | 374 | 3 | Duct/Pipe Insulation | 374 | 9 | Occupancy Sensor (hotels) | 374 | 5 | Duct/Pipe Insulation
[6 empty] | 375 | 11 | Roof Insulation | 375 | 3 | Duct/Pipe Insulation | 375 | 10 | Occupancy Sensor (hotels) | 375 | 5 | Duct/Pipe Insulation
[6 empty] | 376 | single segment | Run Time Optimizer | 376 | 3 | Duct/Pipe Insulation | 376 | 11 | Occupancy Sensor (hotels) | 376 | 5 | Duct/Pipe Insulation
[6 empty] | 377 | 2 | Separate Makeup Air / Exhaust Hoods AC | 377 | 4 | Duct/Pipe Insulation | 377 | 1 | Optimize Controls | 377 | 6 | Duct/Pipe Insulation
[6 empty] | 378 | single segment | Server Virtualization | 378 | 4 | Duct/Pipe Insulation | 378 | 2 | Optimize Controls | 378 | 6 | Duct/Pipe Insulation
[6 empty] | 379 | single segment | Steamer | 379 | 4 | Duct/Pipe Insulation | 379 | 3 | Optimize Controls | 379 | 6 | Duct/Pipe Insulation
[6 empty] | 380 | 4 | Strip curtains for walk-ins | 380 | 5 | Duct/Pipe Insulation | 380 | 4 | Optimize Controls | 380 | 7 | Duct/Pipe Insulation
[6 empty] | 381 | 1 | Thermal Energy Storage (TES) | 381 | 5 | Duct/Pipe Insulation | 381 | 5 | Optimize Controls | 381 | 7 | Duct/Pipe Insulation
[6 empty] | 382 | 2 | Thermal Energy Storage (TES) | 382 | 5 | Duct/Pipe Insulation | 382 | 6 | Optimize Controls | 382 | 7 | Duct/Pipe Insulation
[6 empty] | 383 | 3 | Thermal Energy Storage (TES) | 383 | 6 | Duct/Pipe Insulation | 383 | 7 | Optimize Controls | 383 | 8 | Duct/Pipe Insulation
[6 empty] | 384 | 4 | Thermal Energy Storage (TES) | 384 | 6 | Duct/Pipe Insulation | 384 | 8 | Optimize Controls | 384 | 8 | Duct/Pipe Insulation
[6 empty] | 385 | 5 | Thermal Energy Storage (TES) | 385 | 6 | Duct/Pipe Insulation | 385 | 10 | Optimize Controls | 385 | 8 | Duct/Pipe Insulation
[6 empty] | 386 | 6 | Thermal Energy Storage (TES) | 386 | 7 | Duct/Pipe Insulation | 386 | 11 | Optimize Controls | 386 | 9 | Duct/Pipe Insulation
[6 empty] | 387 | 7 | Thermal Energy Storage (TES) | 387 | 7 | Duct/Pipe Insulation | 387 | single segment | Outdoor LED 104W | 387 | 9 | Duct/Pipe Insulation
[6 empty] | 388 | 8 | Thermal Energy Storage (TES) | 388 | 7 | Duct/Pipe Insulation | 388 | 2 | Outdoor Lighting Controls (Photocell/Timeclock) | 388 | 9 | Duct/Pipe Insulation
[6 empty] | 389 | 9 | Thermal Energy Storage (TES) | 389 | 8 | Duct/Pipe Insulation | 389 | 3 | Outdoor Lighting Controls (Photocell/Timeclock) | 389 | 10 | Duct/Pipe Insulation
[6 empty] | 390 | 10 | Thermal Energy Storage (TES) | 390 | 8 | Duct/Pipe Insulation | 390 | 4 | Outdoor Lighting Controls (Photocell/Timeclock) | 390 | 10 | Duct/Pipe Insulation
[6 empty] | 391 | 11 | Thermal Energy Storage (TES) | 391 | 8 | Duct/Pipe Insulation | 391 | 4 | Outdoor Lighting Controls (Photocell/Timeclock) | 391 | 10 | Duct/Pipe Insulation
[6 empty] | 392 | 8 | Variable Speed Drive Control | 392 | 9 | Duct/Pipe Insulation | 392 | 6 | Outdoor Lighting Controls (Photocell/Timeclock) | 392 | 11 | Duct/Pipe Insulation
[6 empty] | 393 | 1 | VSD for Chiller Pumps and Towers | 393 | 9 | Duct/Pipe Insulation | 393 | 11 | Outdoor Lighting Controls (Photocell/Timeclock) | 393 | 11 | Duct/Pipe Insulation
[6 empty] | 394 | 2 | VSD for Chiller Pumps and Towers | 394 | 9 | Duct/Pipe Insulation | 394 | 4 | Oversized Air Cooled Condenser | 394 | 11 | Duct/Pipe Insulation
[6 empty] | 395 | 3 | VSD for Chiller Pumps and Towers | 395 | 10 | Duct/Pipe Insulation | 395 | 1 | Packaged HP System, EER=10.9, 10 tons | 395 | 9 | DX Coil Cleaning
[6 empty] | 396 | 4 | VSD for Chiller Pumps and Towers | 396 | 10 | Duct/Pipe Insulation | 396 | 2 | Packaged HP System, EER=10.9, 10 tons | 396 | 9 | DX Packaged System, EER=10.9, 10 tons
[6 empty] | 397 | 5 | VSD for Chiller Pumps and Towers | 397 | 10 | Duct/Pipe Insulation | 397 | 3 | Packaged HP System, EER=10.9, 10 tons | 397 | 9 | DX Tune Up/ Advanced Diagnostics
[6 empty] | 398 | 7 | VSD for Chiller Pumps and Towers | 398 | 11 | Duct/Pipe Insulation | 398 | 4 | Packaged HP System, EER=10.9, 10 tons | 398 | 1 | Efficient compressor motor
[6 empty] | 399 | 8 | VSD for Chiller Pumps and Towers | 399 | 11 | Duct/Pipe Insulation | 399 | 5 | Packaged HP System, EER=10.9, 10 tons | 399 | 2 | Efficient compressor motor
[6 empty] | 400 | 10 | VSD for Chiller Pumps and Towers | 400 | 11 | Duct/Pipe Insulation | 400 | 6 | Packaged HP System, EER=10.9, 10 tons | 400 | 3 | Efficient compressor motor
[6 empty] | 401 | 1 | Window Film (Standard) | 401 | 9 | DX Coil Cleaning | 401 | 7 | Packaged HP System, EER=10.9, 10 tons | 401 | 5 | Efficient compressor motor
[6 empty] | 402 | 2 | Window Film (Standard) | 402 | 11 | DX Coil Cleaning | 402 | 8 | Packaged HP System, EER=10.9, 10 tons | 402 | 6 | Efficient compressor motor
[6 empty] | 403 | 2 | Window Film (Standard) | 403 | 1 | DX Packaged System, EER=10.9, 10 tons | 403 | 10 | Packaged HP System, EER=10.9, 10 tons | 403 | 7 | Efficient compressor motor
[6 empty] | 404 | 2 | Window Film (Standard) | 404 | 3 | DX Packaged System, EER=10.9, 10 tons | 404 | 11 | Packaged HP System, EER=10.9, 10 tons | 404 | 8 | Efficient compressor motor
[6 empty] | 405 | 3 | Window Film (Standard) | 405 | 5 | DX Packaged System, EER=10.9, 10 tons | 405 | 1 | PC Manual Power Management Enabling | 405 | 9 | Efficient compressor motor
[6 empty] | 406 | 4 | Window Film (Standard) | 406 | 6 | DX Packaged System, EER=10.9, 10 tons | 406 | 5 | PC Manual Power Management Enabling | 406 | 10 | Efficient compressor motor
[6 empty] | 407 | 4 | Window Film (Standard) | 407 | 9 | DX Packaged System, EER=10.9, 10 tons | 407 | 6 | PC Manual Power Management Enabling | 407 | 11 | Efficient compressor motor
[6 empty] | 408 | 4 | Window Film (Standard) | 408 | 10 | DX Packaged System, EER=10.9, 10 tons | 408 | 7 | PC Manual Power Management Enabling | 408 | 1 | Efficient Fryer
[6 empty] | 409 | 7 | Window Film (Standard) | 409 | 11 | DX Packaged System, EER=10.9, 10 tons | 409 | 8 | PC Manual Power Management Enabling | 409 | 2 | Efficient Fryer
[6 empty] | 410 | 7 | Window Film (Standard) | 410 | 9 | DX Tune Up/ Advanced Diagnostics | 410 | 11 | PC Manual Power Management Enabling | 410 | 3 | Efficient Fryer
[6 empty] | 411 | 7 | Window Film (Standard) | 411 | 11 | DX Tune Up/ Advanced Diagnostics | 411 | 1 | PC Network Power Management Enabling | 411 | 4 | Efficient Fryer
[6 empty] | 412 | 8 | Window Film (Standard) | 412 | 1 | Efficient compressor motor | 412 | 5 | PC Network Power Management Enabling | 412 | 5 | Efficient Fryer
[6 empty] | 413 | 8 | Window Film (Standard) | 413 | 2 | Efficient compressor motor | 413 | 6 | PC Network Power Management Enabling | 413 | 6 | Efficient Fryer
[6 empty] | 414 | 8 | Window Film (Standard) | 414 | 3 | Efficient compressor motor | 414 | 7 | PC Network Power Management Enabling | 414 | 7 | Efficient Fryer
[9 empty] | 415 | 5 | Efficient compressor motor | 415 | 8 | PC Network Power Management Enabling | 415 | 8 | Efficient Fryer
[9 empty] | 416 | 6 | Efficient compressor motor | 416 | 11 | PC Network Power Management Enabling | 416 | 9 | Efficient Fryer
[9 empty] | 417 | 7 | Efficient compressor motor | 417 | 1 | Premium T8, EB, Reflector | 417 | 10 | Efficient Fryer
[9 empty] | 418 | 8 | Efficient compressor motor | 418 | 2 | Premium T8, EB, Reflector | 418 | 11 | Efficient Fryer
[9 empty] | 419 | 9 | Efficient compressor motor | 419 | 3 | Premium T8, EB, Reflector | 419 | 5 | Electronically Commutated Motors (ECM) on an Air Handler Unit
[9 empty] | 420 | 10 | Efficient compressor motor | 420 | 4 | Premium T8, EB, Reflector | 420 | 9 | Electronically Commutated Motors (ECM) on an Air Handler Unit
[9 empty] | 421 | 11 | Efficient compressor motor | 421 | 5 | Premium T8, EB, Reflector | 421 | 11 | Electronically Commutated Motors (ECM) on an Air Handler Unit
[9 empty] | 422 | 1 | Efficient Fryer | 422 | 6 | Premium T8, EB, Reflector | 422 | 9 | EMS - Chiller
[9 empty] | 423 | 2 | Efficient Fryer | 423 | 7 | Premium T8, EB, Reflector | 423 | 9 | EMS Optimization
[9 empty] | 424 | 3 | Efficient Fryer | 424 | 8 | Premium T8, EB, Reflector | 424 | 11 | EMS Optimization
[9 empty] | 425 | 4 | Efficient Fryer | 425 | 9 | Premium T8, EB, Reflector | 425 | 1 | Energy Star or Better Copier
[9 empty] | 426 | 5 | Efficient Fryer | 426 | 10 | Premium T8, EB, Reflector | 426 | 2 | Energy Star or Better Copier
[9 empty] | 427 | 6 | Efficient Fryer | 427 | 11 | Premium T8, EB, Reflector | 427 | 3 | Energy Star or Better Copier
[9 empty] | 428 | 7 | Efficient Fryer | 428 | 1 | Premium T8, Elecctronic Ballast | 428 | 4 | Energy Star or Better Copier
[9 empty] | 429 | 8 | Efficient Fryer | 429 | 2 | Premium T8, Elecctronic Ballast | 429 | 5 | Energy Star or Better Copier
[9 empty] | 430 | 9 | Efficient Fryer | 430 | 3 | Premium T8, Elecctronic Ballast | 430 | 6 | Energy Star or Better Copier
[9 empty] | 431 | 10 | Efficient Fryer | 431 | 4 | Premium T8, Elecctronic Ballast | 431 | 7 | Energy Star or Better Copier
[9 empty] | 432 | 11 | Efficient Fryer | 432 | 7 | Premium T8, Elecctronic Ballast | 432 | 8 | Energy Star or Better Copier
[9 empty] | 433 | 1 | Electronically Commutated Motors (ECM) on an Air Handler Unit | 433 | 8 | Premium T8, Elecctronic Ballast | 433 | 9 | Energy Star or Better Copier
[9 empty] | 434 | 2 | Electronically Commutated Motors (ECM) on an Air Handler Unit | 434 | 1 | Printer Power Management Enabling | 434 | 10 | Energy Star or Better Copier
[9 empty] | 435 | 3 | Electronically Commutated Motors (ECM) on an Air Handler Unit | 435 | 5 | Printer Power Management Enabling | 435 | 11 | Energy Star or Better Copier
[9 empty] | 436 | 4 | Electronically Commutated Motors (ECM) on an Air Handler Unit | 436 | 6 | Printer Power Management Enabling | 436 | 1 | Energy Star or Better Monitor
[9 empty] | 437 | 5 | Electronically Commutated Motors (ECM) on an Air Handler Unit | 437 | 7 | Printer Power Management Enabling | 437 | 2 | Energy Star or Better Monitor
[9 empty] | 438 | 6 | Electronically Commutated Motors (ECM) on an Air Handler Unit | 438 | 8 | Printer Power Management Enabling | 438 | 2 | Energy Star or Better Monitor
[9 empty] | 439 | 9 | Electronically Commutated Motors (ECM) on an Air Handler Unit | 439 | 11 | Printer Power Management Enabling | 439 | 3 | Energy Star or Better Monitor
[9 empty] | 440 | 10 | Electronically Commutated Motors (ECM) on an Air Handler Unit | 440 | 1 | PSMH, 250W, magnetic ballast | 440 | 3 | Energy Star or Better Monitor
[9 empty] | 441 | 11 | Electronically Commutated Motors (ECM) on an Air Handler Unit | 441 | 2 | PSMH, 250W, magnetic ballast | 441 | 4 | Energy Star or Better Monitor
[9 empty] | 442 | 6 | EMS - Chiller | 442 | 3 | PSMH, 250W, magnetic ballast | 442 | 4 | Energy Star or Better Monitor
[9 empty] | 443 | 9 | EMS - Chiller | 443 | 4 | PSMH, 250W, magnetic ballast | 443 | 5 | Energy Star or Better Monitor
[9 empty] | 444 | 11 | EMS - Chiller | 444 | 5 | PSMH, 250W, magnetic ballast | 444 | 6 | Energy Star or Better Monitor
[9 empty] | 445 | 1 | EMS Optimization | 445 | 6 | PSMH, 250W, magnetic ballast | 445 | 7 | Energy Star or Better Monitor
[9 empty] | 446 | 2 | EMS Optimization | 446 | 7 | PSMH, 250W, magnetic ballast | 446 | 8 | Energy Star or Better Monitor
[9 empty] | 447 | 3 | EMS Optimization | 447 | 8 | PSMH, 250W, magnetic ballast | 447 | 9 | Energy Star or Better Monitor
[9 empty] | 448 | 4 | EMS Optimization | 448 | 9 | PSMH, 250W, magnetic ballast | 448 | 10 | Energy Star or Better Monitor
[9 empty] | 449 | 5 | EMS Optimization | 449 | 10 | PSMH, 250W, magnetic ballast | 449 | 10 | Energy Star or Better Monitor
[9 empty] | 450 | 6 | EMS Optimization | 450 | 11 | PSMH, 250W, magnetic ballast | 450 | 11 | Energy Star or Better Monitor
[9 empty] | 451 | 7 | EMS Optimization | 451 | 4 | Refrigeration Commissioning | 451 | 1 | Evaporator fan controller for MT walk-ins
[9 empty] | 452 | 8 | EMS Optimization | 452 | 1 | ROB Premium T8, 1EB | 452 | 2 | Evaporator fan controller for MT walk-ins
[9 empty] | 453 | 9 | EMS Optimization | 453 | 2 | ROB Premium T8, 1EB | 453 | 3 | Evaporator fan controller for MT walk-ins
[9 empty] | 454 | 10 | EMS Optimization | 454 | 3 | ROB Premium T8, 1EB | 454 | 5 | Evaporator fan controller for MT walk-ins
[9 empty] | 455 | 11 | EMS Optimization | 455 | 4 | ROB Premium T8, 1EB | 455 | 6 | Evaporator fan controller for MT walk-ins
[9 empty] | 456 | 9 | Energy Recovery Ventilation (ERV) | 456 | 5 | ROB Premium T8, 1EB | 456 | 7 | Evaporator fan controller for MT walk-ins
[9 empty] | 457 | 1 | Energy Star or Better Copier | 457 | 6 | ROB Premium T8, 1EB | 457 | 8 | Evaporator fan controller for MT walk-ins
[9 empty] | 458 | 2 | Energy Star or Better Copier | 458 | 7 | ROB Premium T8, 1EB | 458 | 9 | Evaporator fan controller for MT walk-ins
[9 empty] | 459 | 3 | Energy Star or Better Copier | 459 | 8 | ROB Premium T8, 1EB | 459 | 10 | Evaporator fan controller for MT walk-ins
[9 empty] | 460 | 4 | Energy Star or Better Copier | 460 | 10 | ROB Premium T8, 1EB | 460 | 11 | Evaporator fan controller for MT walk-ins
[9 empty] | 461 | 5 | Energy Star or Better Copier | 461 | 11 | ROB Premium T8, 1EB | 461 | 1 | Floating head pressure controls
[9 empty] | 462 | 6 | Energy Star or Better Copier | 462 | 1 | ROB Premium T8, EB, Reflector | 462 | 2 | Floating head pressure controls
[9 empty] | 463 | 7 | Energy Star or Better Copier | 463 | 2 | ROB Premium T8, EB, Reflector | 463 | 3 | Floating head pressure controls
[9 empty] | 464 | 8 | Energy Star or Better Copier | 464 | 3 | ROB Premium T8, EB, Reflector | 464 | 5 | Floating head pressure controls
[9 empty] | 465 | 9 | Energy Star or Better Copier | 465 | 4 | ROB Premium T8, EB, Reflector | 465 | 6 | Floating head pressure controls
[9 empty] | 466 | 10 | Energy Star or Better Copier | 466 | 5 | ROB Premium T8, EB, Reflector | 466 | 7 | Floating head pressure controls
[9 empty] | 467 | 11 | Energy Star or Better Copier | 467 | 6 | ROB Premium T8, EB, Reflector | 467 | 8 | Floating head pressure controls
[9 empty] | 468 | 1 | Energy Star or Better Monitor | 468 | 7 | ROB Premium T8, EB, Reflector | 468 | 9 | Floating head pressure controls
[9 empty] | 469 | 2 | Energy Star or Better Monitor | 469 | 8 | ROB Premium T8, EB, Reflector | 469 | 10 | Floating head pressure controls
[9 empty] | 470 | 2 | Energy Star or Better Monitor | 470 | 9 | ROB Premium T8, EB, Reflector | 470 | 11 | Floating head pressure controls
[9 empty] | 471 | 3 | Energy Star or Better Monitor | 471 | 10 | ROB Premium T8, EB, Reflector | 471 | single segment | Flood LED 14W
[9 empty] | 472 | 3 | Energy Star or Better Monitor | 472 | 11 | ROB Premium T8, EB, Reflector | 472 | 1 | Freezer-Cooler Replacement Gaskets
[9 empty] | 473 | 4 | Energy Star or Better Monitor | 473 | 1 | Roof Insulation | 473 | 2 | Freezer-Cooler Replacement Gaskets
[9 empty] | 474 | 4 | Energy Star or Better Monitor | 474 | 1 | Roof Insulation | 474 | 3 | Freezer-Cooler Replacement Gaskets
[9 empty] | 475 | 5 | Energy Star or Better Monitor | 475 | 2 | Roof Insulation | 475 | 5 | Freezer-Cooler Replacement Gaskets
[9 empty] | 476 | 5 | Energy Star or Better Monitor | 476 | 2 | Roof Insulation | 476 | 6 | Freezer-Cooler Replacement Gaskets
[9 empty] | 477 | 6 | Energy Star or Better Monitor | 477 | 2 | Roof Insulation | 477 | 7 | Freezer-Cooler Replacement Gaskets
[9 empty] | 478 | 7 | Energy Star or Better Monitor | 478 | 3 | Roof Insulation | 478 | 8 | Freezer-Cooler Replacement Gaskets
[9 empty] | 479 | 7 | Energy Star or Better Monitor | 479 | 3 | Roof Insulation | 479 | 9 | Freezer-Cooler Replacement Gaskets
[9 empty] | 480 | 8 | Energy Star or Better Monitor | 480 | 3 | Roof Insulation | 480 | 10 | Freezer-Cooler Replacement Gaskets
[9 empty] | 481 | 8 | Energy Star or Better Monitor | 481 | 4 | Roof Insulation | 481 | 11 | Freezer-Cooler Replacement Gaskets
[9 empty] | 482 | 9 | Energy Star or Better Monitor | 482 | 4 | Roof Insulation | 482 | 1 | Geothermal Heat Pump, EER=13, 10 tons
[9 empty] | 483 | 9 | Energy Star or Better Monitor | 483 | 4 | Roof Insulation | 483 | 3 | Geothermal Heat Pump, EER=13, 10 tons
[9 empty] | 484 | 10 | Energy Star or Better Monitor | 484 | 5 | Roof Insulation | 484 | 4 | Geothermal Heat Pump, EER=13, 10 tons
[9 empty] | 485 | 10 | Energy Star or Better Monitor | 485 | 5 | Roof Insulation | 485 | 5 | Geothermal Heat Pump, EER=13, 10 tons
[9 empty] | 486 | 11 | Energy Star or Better Monitor | 486 | 6 | Roof Insulation | 486 | 6 | Geothermal Heat Pump, EER=13, 10 tons
[9 empty] | 487 | 11 | Energy Star or Better Monitor | 487 | 6 | Roof Insulation | 487 | 8 | Geothermal Heat Pump, EER=13, 10 tons
[9 empty] | 488 | 1 | Evaporator fan controller for MT walk-ins | 488 | 7 | Roof Insulation | 488 | 9 | Geothermal Heat Pump, EER=13, 10 tons
[9 empty] | 489 | 2 | Evaporator fan controller for MT walk-ins | 489 | 7 | Roof Insulation | 489 | 9 | Geothermal Heat Pump, EER=13, 10 tons
[9 empty] | 490 | 3 | Evaporator fan controller for MT walk-ins | 490 | 7 | Roof Insulation | 490 | 10 | Geothermal Heat Pump, EER=13, 10 tons
[9 empty] | 491 | 4 | Evaporator fan controller for MT walk-ins | 491 | 8 | Roof Insulation | 491 | 11 | Geothermal Heat Pump, EER=13, 10 tons
[9 empty] | 492 | 5 | Evaporator fan controller for MT walk-ins | 492 | 8 | Roof Insulation | 492 | 3 | Heat Pump Water Heater (air source)
[9 empty] | 493 | 6 | Evaporator fan controller for MT walk-ins | 493 | 8 | Roof Insulation | 493 | 9 | Heat Pump Water Heater (air source)
[9 empty] | 494 | 7 | Evaporator fan controller for MT walk-ins | 494 | 10 | Roof Insulation | 494 | 3 | Heat Recovery Unit
[9 empty] | 495 | 8 | Evaporator fan controller for MT walk-ins | 495 | 10 | Roof Insulation | 495 | 9 | Heat Recovery Unit
[9 empty] | 496 | 9 | Evaporator fan controller for MT walk-ins | 496 | 10 | Roof Insulation | 496 | 1 | Heat Trap
[9 empty] | 497 | 10 | Evaporator fan controller for MT walk-ins | 497 | 11 | Roof Insulation | 497 | 3 | Heat Trap
[9 empty] | 498 | 11 | Evaporator fan controller for MT walk-ins | 498 | single segment | Run Time Optimizer | 498 | 4 | Heat Trap
[9 empty] | 499 | 1 | Floating head pressure controls | 499 | 2 | Separate Makeup Air / Exhaust Hoods AC | 499 | 5 | Heat Trap
[9 empty] | 500 | 2 | Floating head pressure controls | 500 | 4 | Separate Makeup Air / Exhaust Hoods AC | 500 | 6 | Heat Trap
[9 empty] | 501 | 3 | Floating head pressure controls | 501 | single segment | Server Virtualization | 501 | 9 | Heat Trap
[9 empty] | 502 | 5 | Floating head pressure controls | 502 | single segment | Steamer | 502 | 11 | Heat Trap
[9 empty] | 503 | 6 | Floating head pressure controls | 503 | 4 | Strip curtains for walk-ins | 503 | 6 | High Efficiency Chiller Motors
[9 empty] | 504 | 7 | Floating head pressure controls | 504 | 1 | Thermal Energy Storage (TES) | 504 | 9 | High Efficiency Chiller Motors
[9 empty] | 505 | 8 | Floating head pressure controls | 505 | 2 | Thermal Energy Storage (TES) | 505 | 11 | High Efficiency Chiller Motors
[9 empty] | 506 | 9 | Floating head pressure controls | 506 | 3 | Thermal Energy Storage (TES) | 506 | 1 | High Efficiency Fan Motor, 15hp, 1800rpm, 92.4%
[9 empty] | 507 | 10 | Floating head pressure controls | 507 | 4 | Thermal Energy Storage (TES) | 507 | 2 | High Efficiency Fan Motor, 15hp, 1800rpm, 92.4%
[9 empty] | 508 | 11 | Floating head pressure controls | 508 | 5 | Thermal Energy Storage (TES) | 508 | 3 | High Efficiency Fan Motor, 15hp, 1800rpm, 92.4%
[9 empty] | 509 | single segment | Flood LED 14W | 509 | 6 | Thermal Energy Storage (TES) | 509 | 4 | High Efficiency Fan Motor, 15hp, 1800rpm, 92.4%
[9 empty] | 510 | 1 | Freezer-Cooler Replacement Gaskets | 510 | 7 | Thermal Energy Storage (TES) | 510 | 5 | High Efficiency Fan Motor, 15hp, 1800rpm, 92.4%
[9 empty] | 511 | 2 | Freezer-Cooler Replacement Gaskets | 511 | 8 | Thermal Energy Storage (TES) | 511 | 6 | High Efficiency Fan Motor, 15hp, 1800rpm, 92.4%
[9 empty] | 512 | 3 | Freezer-Cooler Replacement Gaskets | 512 | 9 | Thermal Energy Storage (TES) | 512 | 7 | High Efficiency Fan Motor, 15hp, 1800rpm, 92.4%
[9 empty] | 513 | 5 | Freezer-Cooler Replacement Gaskets | 513 | 10 | Thermal Energy Storage (TES) | 513 | 8 | High Efficiency Fan Motor, 15hp, 1800rpm, 92.4%
[9 empty] | 514 | 6 | Freezer-Cooler Replacement Gaskets | 514 | 11 | Thermal Energy Storage (TES) | 514 | 9 | High Efficiency Fan Motor, 15hp, 1800rpm, 92.4%
[9 empty] | 515 | 7 | Freezer-Cooler Replacement Gaskets | 515 | 1 | Variable Speed Drive Control | 515 | 10 | High Efficiency Fan Motor, 15hp, 1800rpm, 92.4%
[9 empty] | 516 | 8 | Freezer-Cooler Replacement Gaskets | 516 | 2 | Variable Speed Drive Control | 516 | 11 | High Efficiency Fan Motor, 15hp, 1800rpm, 92.4%
[9 empty] | 517 | 9 | Freezer-Cooler Replacement Gaskets | 517 | 3 | Variable Speed Drive Control | 517 | 1 | High Efficiency Water Heater (electric)
[9 empty] | 518 | 10 | Freezer-Cooler Replacement Gaskets | 518 | 4 | Variable Speed Drive Control | 518 | 2 | High Efficiency Water Heater (electric)
[9 empty] | 519 | 11 | Freezer-Cooler Replacement Gaskets | 519 | 5 | Variable Speed Drive Control | 519 | 3 | High Efficiency Water Heater (electric)
[9 empty] | 520 | 9 | Geothermal Heat Pump, EER=13, 10 tons | 520 | 6 | Variable Speed Drive Control | 520 | 4 | High Efficiency Water Heater (electric)
[9 empty] | 521 | 11 | Geothermal Heat Pump, EER=13, 10 tons | 521 | 7 | Variable Speed Drive Control | 521 | 5 | High Efficiency Water Heater (electric)
[9 empty] | 522 | single segment | Griddle | 522 | 8 | Variable Speed Drive Control | 522 | 6 | High Efficiency Water Heater (electric)
[9 empty] | 523 | 9 | HE PTAC, EER=9.6, 1 ton | 523 | 10 | Variable Speed Drive Control | 523 | 7 | High Efficiency Water Heater (electric)
[9 empty] | 524 | 11 | HE PTAC, EER=9.6, 1 ton | 524 | 11 | Variable Speed Drive Control | 524 | 8 | High Efficiency Water Heater (electric)
[9 empty] | 525 | 1 | Heat Pump Water Heater (air source) | 525 | 1 | Vending Misers (cooled machines only) | 525 | 9 | High Efficiency Water Heater (electric)
[9 empty] | 526 | 3 | Heat Pump Water Heater (air source) | 526 | 2 | Vending Misers (cooled machines only) | 526 | 10 | High Efficiency Water Heater (electric)
[9 empty] | 527 | 4 | Heat Pump Water Heater (air source) | 527 | 1 | VSD for Chiller Pumps and Towers | 527 | 11 | High Efficiency Water Heater (electric)
[9 empty] | 528 | 5 | Heat Pump Water Heater (air source) | 528 | 2 | VSD for Chiller Pumps and Towers | 528 | 1 | High Pressure Sodium 250W Lamp
[9 empty] | 529 | 6 | Heat Pump Water Heater (air source) | 529 | 3 | VSD for Chiller Pumps and Towers | 529 | 2 | High Pressure Sodium 250W Lamp
[9 empty] | 530 | 8 | Heat Pump Water Heater (air source) | 530 | 4 | VSD for Chiller Pumps and Towers | 530 | 3 | High Pressure Sodium 250W Lamp
[9 empty] | 531 | 9 | Heat Pump Water Heater (air source) | 531 | 5 | VSD for Chiller Pumps and Towers | 531 | 5 | High Pressure Sodium 250W Lamp
[9 empty] | 532 | 11 | Heat Pump Water Heater (air source) | 532 | 6 | VSD for Chiller Pumps and Towers | 532 | 6 | High Pressure Sodium 250W Lamp
[9 empty] | 533 | 1 | Heat Recovery Unit | 533 | 7 | VSD for Chiller Pumps and Towers | 533 | 7 | High Pressure Sodium 250W Lamp
[9 empty] | 534 | 3 | Heat Recovery Unit | 534 | 8 | VSD for Chiller Pumps and Towers | 534 | 8 | High Pressure Sodium 250W Lamp
[9 empty] | 535 | 4 | Heat Recovery Unit | 535 | 10 | VSD for Chiller Pumps and Towers | 535 | 9 | High Pressure Sodium 250W Lamp
[9 empty] | 536 | 6 | Heat Recovery Unit | 536 | 11 | VSD for Chiller Pumps and Towers | 536 | 10 | High Pressure Sodium 250W Lamp
[9 empty] | 537 | 8 | Heat Recovery Unit | 537 | 1 | Window Film (Standard) | 537 | 11 | High Pressure Sodium 250W Lamp
[9 empty] | 538 | 9 | Heat Recovery Unit | 538 | 1 | Window Film (Standard) | 538 | 1 | High R-Value Glass Doors
[9 empty] | 539 | 11 | Heat Recovery Unit | 539 | 2 | Window Film (Standard) | 539 | 2 | High R-Value Glass Doors
[9 empty] | 540 | 1 | Heat Trap | 540 | 2 | Window Film (Standard) | 540 | 3 | High R-Value Glass Doors
[9 empty] | 541 | 2 | Heat Trap | 541 | 2 | Window Film (Standard) | 541 | 5 | High R-Value Glass Doors
[9 empty] | 542 | 3 | Heat Trap | 542 | 3 | Window Film (Standard) | 542 | 6 | High R-Value Glass Doors
[9 empty] | 543 | 4 | Heat Trap | 543 | 3 | Window Film (Standard) | 543 | 7 | High R-Value Glass Doors
[9 empty] | 544 | 5 | Heat Trap | 544 | 3 | Window Film (Standard) | 544 | 8 | High R-Value Glass Doors
[9 empty] | 545 | 6 | Heat Trap | 545 | 4 | Window Film (Standard) | 545 | 9 | High R-Value Glass Doors
[9 empty] | 546 | 7 | Heat Trap | 546 | 4 | Window Film (Standard) | 546 | 10 | High R-Value Glass Doors
[9 empty] | 547 | 8 | Heat Trap | 547 | 4 | Window Film (Standard) | 547 | 11 | High R-Value Glass Doors
[9 empty] | 548 | 9 | Heat Trap | 548 | 5 | Window Film (Standard) | 548 | 1 | High-efficiency fan motors
[9 empty] | 549 | 10 | Heat Trap | 549 | 5 | Window Film (Standard) | 549 | 2 | High-efficiency fan motors
[9 empty] | 550 | 11 | Heat Trap | 550 | 6 | Window Film (Standard) | 550 | 3 | High-efficiency fan motors
[9 empty] | 551 | 1 | High Efficiency Chiller Motors | 551 | 7 | Window Film (Standard) | 551 | 5 | High-efficiency fan motors
[9 empty] | 552 | 2 | High Efficiency Chiller Motors | 552 | 7 | Window Film (Standard) | 552 | 6 | High-efficiency fan motors
[9 empty] | 553 | 3 | High Efficiency Chiller Motors | 553 | 7 | Window Film (Standard) | 553 | 7 | High-efficiency fan motors
[9 empty] | 554 | 4 | High Efficiency Chiller Motors | 554 | 8 | Window Film (Standard) | 554 | 8 | High-efficiency fan motors
[9 empty] | 555 | 5 | High Efficiency Chiller Motors | 555 | 8 | Window Film (Standard) | 555 | 9 | High-efficiency fan motors
[9 empty] | 556 | 6 | High Efficiency Chiller Motors | 556 | 8 | Window Film (Standard) | 556 | 10 | High-efficiency fan motors
[9 empty] | 557 | 7 | High Efficiency Chiller Motors | 557 | 10 | Window Film (Standard) | 557 | 11 | High-efficiency fan motors
[9 empty] | 558 | 8 | High Efficiency Chiller Motors | 558 | 10 | Window Film (Standard) | 558 | 1 | Hot Water Pipe Insulation
[9 empty] | 559 | 9 | High Efficiency Chiller Motors | 559 | 10 | Window Film (Standard) | 559 | 2 | Hot Water Pipe Insulation
[9 empty] | 560 | 10 | High Efficiency Chiller Motors |  |  |  | 560 | 3 | Hot Water Pipe Insulation
[9 empty] | 561 | 11 | High Efficiency Chiller Motors |  |  |  | 561 | 4 | Hot Water Pipe Insulation
[9 empty] | 562 | 1 | High Efficiency Fan Motor, 15hp, 1800rpm, 92.4% |  |  |  | 562 | 5 | Hot Water Pipe Insulation
[9 empty] | 563 | 2 | High Efficiency Fan Motor, 15hp, 1800rpm, 92.4% |  |  |  | 563 | 6 | Hot Water Pipe Insulation
[9 empty] | 564 | 3 | High Efficiency Fan Motor, 15hp, 1800rpm, 92.4% |  |  |  | 564 | 7 | Hot Water Pipe Insulation
[9 empty] | 565 | 4 | High Efficiency Fan Motor, 15hp, 1800rpm, 92.4% |  |  |  | 565 | 8 | Hot Water Pipe Insulation
[9 empty] | 566 | 5 | High Efficiency Fan Motor, 15hp, 1800rpm, 92.4% |  |  |  | 566 | 9 | Hot Water Pipe Insulation
[9 empty] | 567 | 6 | High Efficiency Fan Motor, 15hp, 1800rpm, 92.4% |  |  |  | 567 | 10 | Hot Water Pipe Insulation
[9 empty] | 568 | 7 | High Efficiency Fan Motor, 15hp, 1800rpm, 92.4% |  |  |  | 568 | 11 | Hot Water Pipe Insulation
[9 empty] | 569 | 8 | High Efficiency Fan Motor, 15hp, 1800rpm, 92.4% |  |  |  | 569 | single segment | LED (12-Watt)
[9 empty] | 570 | 9 | High Efficiency Fan Motor, 15hp, 1800rpm, 92.4% |  |  |  | 570 | 1 | LED Display Lighting
[9 empty] | 571 | 10 | High Efficiency Fan Motor, 15hp, 1800rpm, 92.4% |  |  |  | 571 | 2 | LED Display Lighting
[9 empty] | 572 | 11 | High Efficiency Fan Motor, 15hp, 1800rpm, 92.4% |  |  |  | 572 | 3 | LED Display Lighting
[9 empty] | 573 | 1 | High Efficiency Water Heater (electric) |  |  |  | 573 | 5 | LED Display Lighting
[9 empty] | 574 | 2 | High Efficiency Water Heater (electric) |  |  |  | 574 | 6 | LED Display Lighting
[9 empty] | 575 | 3 | High Efficiency Water Heater (electric) |  |  |  | 575 | 7 | LED Display Lighting
[9 empty] | 576 | 4 | High Efficiency Water Heater (electric) |  |  |  | 576 | 8 | LED Display Lighting
[9 empty] | 577 | 5 | High Efficiency Water Heater (electric) |  |  |  | 577 | 9 | LED Display Lighting
[9 empty] | 578 | 6 | High Efficiency Water Heater (electric) |  |  |  | 578 | 10 | LED Display Lighting
[9 empty] | 579 | 7 | High Efficiency Water Heater (electric) |  |  |  | 579 | 11 | LED Display Lighting
[9 empty] | 580 | 8 | High Efficiency Water Heater (electric) |  |  |  | 580 | 1 | LED Exit Sign
[9 empty] | 581 | 9 | High Efficiency Water Heater (electric) |  |  |  | 581 | 2 | LED Exit Sign
[9 empty] | 582 | 10 | High Efficiency Water Heater (electric) |  |  |  | 582 | 3 | LED Exit Sign
[9 empty] | 583 | 11 | High Efficiency Water Heater (electric) |  |  |  | 583 | 4 | LED Exit Sign
[9 empty] | 584 | 1 | High Pressure Sodium 250W Lamp |  |  |  | 584 | 5 | LED Exit Sign
[9 empty] | 585 | 2 | High Pressure Sodium 250W Lamp |  |  |  | 585 | 6 | LED Exit Sign
[9 empty] | 586 | 3 | High Pressure Sodium 250W Lamp |  |  |  | 586 | 7 | LED Exit Sign
[9 empty] | 587 | 4 | High Pressure Sodium 250W Lamp |  |  |  | 587 | 8 | LED Exit Sign
[9 empty] | 588 | 5 | High Pressure Sodium 250W Lamp |  |  |  | 588 | 9 | LED Exit Sign
[9 empty] | 589 | 6 | High Pressure Sodium 250W Lamp |  |  |  | 589 | 10 | LED Exit Sign
[9 empty] | 590 | 7 | High Pressure Sodium 250W Lamp |  |  |  | 590 | 11 | LED Exit Sign
[9 empty] | 591 | 8 | High Pressure Sodium 250W Lamp |  |  |  | 591 | single segment | LED Linear Tube 22W
[9 empty] | 592 | 9 | High Pressure Sodium 250W Lamp |  |  |  | 592 | 9 | Lighting Control Tuneup
[9 empty] | 593 | 10 | High Pressure Sodium 250W Lamp |  |  |  | 593 | 9 | Lighting Control Tuneup
[9 empty] | 594 | 11 | High Pressure Sodium 250W Lamp |  |  |  | 594 | 10 | Lighting Control Tuneup
[9 empty] | 595 | 1 | High R-Value Glass Doors |  |  |  | 595 | 10 | Lighting Control Tuneup
[9 empty] | 596 | 2 | High R-Value Glass Doors |  |  |  | 596 | 1 | Monitor Power Management Enabling
[9 empty] | 597 | 3 | High R-Value Glass Doors |  |  |  | 597 | 2 | Monitor Power Management Enabling
[9 empty] | 598 | 4 | High R-Value Glass Doors |  |  |  | 598 | 2 | Monitor Power Management Enabling
[9 empty] | 599 | 5 | High R-Value Glass Doors |  |  |  | 599 | 3 | Monitor Power Management Enabling
[9 empty] | 600 | 6 | High R-Value Glass Doors |  |  |  | 600 | 3 | Monitor Power Management Enabling
[9 empty] | 601 | 7 | High R-Value Glass Doors |  |  |  | 601 | 4 | Monitor Power Management Enabling
[9 empty] | 602 | 8 | High R-Value Glass Doors |  |  |  | 602 | 4 | Monitor Power Management Enabling
[9 empty] | 603 | 9 | High R-Value Glass Doors |  |  |  | 603 | 5 | Monitor Power Management Enabling
[9 empty] | 604 | 10 | High R-Value Glass Doors |  |  |  | 604 | 6 | Monitor Power Management Enabling
[9 empty] | 605 | 11 | High R-Value Glass Doors |  |  |  | 605 | 7 | Monitor Power Management Enabling
[9 empty] | 606 | 1 | High-efficiency fan motors |  |  |  | 606 | 8 | Monitor Power Management Enabling
[9 empty] | 607 | 2 | High-efficiency fan motors |  |  |  | 607 | 9 | Monitor Power Management Enabling
[9 empty] | 608 | 3 | High-efficiency fan motors |  |  |  | 608 | 9 | Monitor Power Management Enabling
[9 empty] | 609 | 5 | High-efficiency fan motors |  |  |  | 609 | 10 | Monitor Power Management Enabling
[9 empty] | 610 | 6 | High-efficiency fan motors |  |  |  | 610 | 10 | Monitor Power Management Enabling
[9 empty] | 611 | 7 | High-efficiency fan motors |  |  |  | 611 | 11 | Monitor Power Management Enabling
[9 empty] | 612 | 8 | High-efficiency fan motors |  |  |  | 612 | 1 | Multiplex Compressor System
[9 empty] | 613 | 9 | High-efficiency fan motors |  |  |  | 613 | 2 | Multiplex Compressor System
[9 empty] | 614 | 10 | High-efficiency fan motors |  |  |  | 614 | 3 | Multiplex Compressor System
[9 empty] | 615 | 11 | High-efficiency fan motors |  |  |  | 615 | 5 | Multiplex Compressor System
[9 empty] | 616 | 1 | Hot Water Pipe Insulation |  |  |  | 616 | 6 | Multiplex Compressor System
[9 empty] | 617 | 2 | Hot Water Pipe Insulation |  |  |  | 617 | 7 | Multiplex Compressor System
[9 empty] | 618 | 3 | Hot Water Pipe Insulation |  |  |  | 618 | 8 | Multiplex Compressor System
[9 empty] | 619 | 4 | Hot Water Pipe Insulation |  |  |  | 619 | 9 | Multiplex Compressor System
[9 empty] | 620 | 5 | Hot Water Pipe Insulation |  |  |  | 620 | 10 | Multiplex Compressor System
[9 empty] | 621 | 6 | Hot Water Pipe Insulation |  |  |  | 621 | 11 | Multiplex Compressor System
[9 empty] | 622 | 7 | Hot Water Pipe Insulation |  |  |  | 622 | 1 | Night covers for display cases
[9 empty] | 623 | 8 | Hot Water Pipe Insulation |  |  |  | 623 | 2 | Night covers for display cases
[9 empty] | 624 | 9 | Hot Water Pipe Insulation |  |  |  | 624 | 3 | Night covers for display cases
[9 empty] | 625 | 10 | Hot Water Pipe Insulation |  |  |  | 625 | 5 | Night covers for display cases
[9 empty] | 626 | 11 | Hot Water Pipe Insulation |  |  |  | 626 | 6 | Night covers for display cases
[9 empty] | 627 | 9 | Hybrid Dessicant-DX System (Trane CDQ) |  |  |  | 627 | 7 | Night covers for display cases
[9 empty] | 628 | single segment | Ice Machine |  |  |  | 628 | 8 | Night covers for display cases
[9 empty] | 629 | single segment | LED (12-Watt) |  |  |  | 629 | 9 | Night covers for display cases
[9 empty] | 630 | 1 | LED Display Lighting |  |  |  | 630 | 10 | Night covers for display cases
[9 empty] | 631 | 2 | LED Display Lighting |  |  |  | 631 | 11 | Night covers for display cases
[9 empty] | 632 | 3 | LED Display Lighting |  |  |  | 632 | 5 | Occupancy Sensor
[9 empty] | 633 | 4 | LED Display Lighting |  |  |  | 633 | 5 | Occupancy Sensor
[9 empty] | 634 | 5 | LED Display Lighting |  |  |  | 634 | 6 | Occupancy Sensor
[9 empty] | 635 | 6 | LED Display Lighting |  |  |  | 635 | 6 | Occupancy Sensor
[9 empty] | 636 | 7 | LED Display Lighting |  |  |  | 636 | 9 | Occupancy Sensor
[9 empty] | 637 | 8 | LED Display Lighting |  |  |  | 637 | 9 | Occupancy Sensor
[9 empty] | 638 | 9 | LED Display Lighting |  |  |  | 638 | 10 | Occupancy Sensor
[9 empty] | 639 | 10 | LED Display Lighting |  |  |  | 639 | 10 | Occupancy Sensor
[9 empty] | 640 | 11 | LED Display Lighting |  |  |  | 640 | 11 | Occupancy Sensor
[9 empty] | 641 | 1 | LED Exit Sign |  |  |  | 641 | 11 | Occupancy Sensor
[9 empty] | 642 | 2 | LED Exit Sign |  |  |  | 642 | 9 | Optimize Controls
[9 empty] | 643 | 3 | LED Exit Sign |  |  |  | 643 | 1 | Outdoor Lighting Controls (Photocell/Timeclock)
[9 empty] | 644 | 4 | LED Exit Sign |  |  |  | 644 | 1 | Outdoor Lighting Controls (Photocell/Timeclock)
[9 empty] | 645 | 5 | LED Exit Sign |  |  |  | 645 | 2 | Outdoor Lighting Controls (Photocell/Timeclock)
[9 empty] | 646 | 6 | LED Exit Sign |  |  |  | 646 | 3 | Outdoor Lighting Controls (Photocell/Timeclock)
[9 empty] | 647 | 7 | LED Exit Sign |  |  |  | 647 | 5 | Outdoor Lighting Controls (Photocell/Timeclock)
[9 empty] | 648 | 8 | LED Exit Sign |  |  |  | 648 | 5 | Outdoor Lighting Controls (Photocell/Timeclock)
[9 empty] | 649 | 9 | LED Exit Sign |  |  |  | 649 | 6 | Outdoor Lighting Controls (Photocell/Timeclock)
[9 empty] | 650 | 10 | LED Exit Sign |  |  |  | 650 | 7 | Outdoor Lighting Controls (Photocell/Timeclock)
[9 empty] | 651 | 11 | LED Exit Sign |  |  |  | 651 | 7 | Outdoor Lighting Controls (Photocell/Timeclock)
[9 empty] | 652 | single segment | LED High Bay 83W (400W equivalent) |  |  |  | 652 | 8 | Outdoor Lighting Controls (Photocell/Timeclock)
[9 empty] | 653 | single segment | LED Linear Tube 22W |  |  |  | 653 | 8 | Outdoor Lighting Controls (Photocell/Timeclock)
[9 empty] | 654 | 1 | Lighting Control Tuneup |  |  |  | 654 | 9 | Outdoor Lighting Controls (Photocell/Timeclock)
[9 empty] | 655 | 1 | Lighting Control Tuneup |  |  |  | 655 | 9 | Outdoor Lighting Controls (Photocell/Timeclock)
[9 empty] | 656 | 2 | Lighting Control Tuneup |  |  |  | 656 | 10 | Outdoor Lighting Controls (Photocell/Timeclock)
[9 empty] | 657 | 2 | Lighting Control Tuneup |  |  |  | 657 | 10 | Outdoor Lighting Controls (Photocell/Timeclock)
[9 empty] | 658 | 3 | Lighting Control Tuneup |  |  |  | 658 | 11 | Outdoor Lighting Controls (Photocell/Timeclock)
[9 empty] | 659 | 3 | Lighting Control Tuneup |  |  |  | 659 | 1 | Oversized Air Cooled Condenser
[9 empty] | 660 | 4 | Lighting Control Tuneup |  |  |  | 660 | 2 | Oversized Air Cooled Condenser
[9 empty] | 661 | 5 | Lighting Control Tuneup |  |  |  | 661 | 3 | Oversized Air Cooled Condenser
[9 empty] | 662 | 5 | Lighting Control Tuneup |  |  |  | 662 | 5 | Oversized Air Cooled Condenser
[9 empty] | 663 | 6 | Lighting Control Tuneup |  |  |  | 663 | 6 | Oversized Air Cooled Condenser
[9 empty] | 664 | 6 | Lighting Control Tuneup |  |  |  | 664 | 7 | Oversized Air Cooled Condenser
[9 empty] | 665 | 7 | Lighting Control Tuneup |  |  |  | 665 | 8 | Oversized Air Cooled Condenser
[9 empty] | 666 | 7 | Lighting Control Tuneup |  |  |  | 666 | 9 | Oversized Air Cooled Condenser
[9 empty] | 667 | 9 | Lighting Control Tuneup |  |  |  | 667 | 10 | Oversized Air Cooled Condenser
[9 empty] | 668 | 9 | Lighting Control Tuneup |  |  |  | 668 | 11 | Oversized Air Cooled Condenser
[9 empty] | 669 | 10 | Lighting Control Tuneup |  |  |  | 669 | 9 | Packaged HP System, EER=10.9, 10 tons
[9 empty] | 670 | 10 | Lighting Control Tuneup |  |  |  | 670 | 2 | PC Manual Power Management Enabling
[9 empty] | 671 | 11 | Lighting Control Tuneup |  |  |  | 671 | 3 | PC Manual Power Management Enabling
[9 empty] | 672 | 11 | Lighting Control Tuneup |  |  |  | 672 | 4 | PC Manual Power Management Enabling
[9 empty] | 673 | 1 | Monitor Power Management Enabling |  |  |  | 673 | 9 | PC Manual Power Management Enabling
[9 empty] | 674 | 1 | Monitor Power Management Enabling |  |  |  | 674 | 10 | PC Manual Power Management Enabling
[9 empty] | 675 | 2 | Monitor Power Management Enabling |  |  |  | 675 | 2 | PC Network Power Management Enabling
[9 empty] | 676 | 2 | Monitor Power Management Enabling |  |  |  | 676 | 3 | PC Network Power Management Enabling
[9 empty] | 677 | 3 | Monitor Power Management Enabling |  |  |  | 677 | 4 | PC Network Power Management Enabling
[9 empty] | 678 | 3 | Monitor Power Management Enabling |  |  |  | 678 | 9 | PC Network Power Management Enabling
[9 empty] | 679 | 4 | Monitor Power Management Enabling |  |  |  | 679 | 10 | PC Network Power Management Enabling
[9 empty] | 680 | 4 | Monitor Power Management Enabling |  |  |  | 680 | 5 | Premium T8, Elecctronic Ballast
[9 empty] | 681 | 5 | Monitor Power Management Enabling |  |  |  | 681 | 6 | Premium T8, Elecctronic Ballast
[9 empty] | 682 | 5 | Monitor Power Management Enabling |  |  |  | 682 | 9 | Premium T8, Elecctronic Ballast
[9 empty] | 683 | 6 | Monitor Power Management Enabling |  |  |  | 683 | 10 | Premium T8, Elecctronic Ballast
[9 empty] | 684 | 6 | Monitor Power Management Enabling |  |  |  | 684 | 11 | Premium T8, Elecctronic Ballast
[9 empty] | 685 | 7 | Monitor Power Management Enabling |  |  |  | 685 | 2 | Printer Power Management Enabling
[9 empty] | 686 | 7 | Monitor Power Management Enabling |  |  |  | 686 | 3 | Printer Power Management Enabling
[9 empty] | 687 | 8 | Monitor Power Management Enabling |  |  |  | 687 | 4 | Printer Power Management Enabling
[9 empty] | 688 | 8 | Monitor Power Management Enabling |  |  |  | 688 | 9 | Printer Power Management Enabling
[9 empty] | 689 | 9 | Monitor Power Management Enabling |  |  |  | 689 | 10 | Printer Power Management Enabling
[9 empty] | 690 | 9 | Monitor Power Management Enabling |  |  |  | 690 | 1 | PSMH, 250 W, electronic ballast
[9 empty] | 691 | 10 | Monitor Power Management Enabling |  |  |  | 691 | 2 | PSMH, 250 W, electronic ballast
[9 empty] | 692 | 10 | Monitor Power Management Enabling |  |  |  | 692 | 3 | PSMH, 250 W, electronic ballast
[9 empty] | 693 | 11 | Monitor Power Management Enabling |  |  |  | 693 | 4 | PSMH, 250 W, electronic ballast
[9 empty] | 694 | 11 | Monitor Power Management Enabling |  |  |  | 694 | 5 | PSMH, 250 W, electronic ballast
[9 empty] | 695 | 1 | Multiplex Compressor System |  |  |  | 695 | 6 | PSMH, 250 W, electronic ballast
[9 empty] | 696 | 2 | Multiplex Compressor System |  |  |  | 696 | 7 | PSMH, 250 W, electronic ballast
[9 empty] | 697 | 3 | Multiplex Compressor System |  |  |  | 697 | 8 | PSMH, 250 W, electronic ballast
[9 empty] | 698 | 5 | Multiplex Compressor System |  |  |  | 698 | 9 | PSMH, 250 W, electronic ballast
[9 empty] | 699 | 6 | Multiplex Compressor System |  |  |  | 699 | 10 | PSMH, 250 W, electronic ballast
[9 empty] | 700 | 7 | Multiplex Compressor System |  |  |  | 700 | 11 | PSMH, 250 W, electronic ballast
[9 empty] | 701 | 8 | Multiplex Compressor System |  |  |  | 701 | 1 | Refrigeration Commissioning
[9 empty] | 702 | 9 | Multiplex Compressor System |  |  |  | 702 | 2 | Refrigeration Commissioning
[9 empty] | 703 | 10 | Multiplex Compressor System |  |  |  | 703 | 3 | Refrigeration Commissioning
[9 empty] | 704 | 11 | Multiplex Compressor System |  |  |  | 704 | 5 | Refrigeration Commissioning
[9 empty] | 705 | 1 | Night covers for display cases |  |  |  | 705 | 6 | Refrigeration Commissioning
[9 empty] | 706 | 2 | Night covers for display cases |  |  |  | 706 | 7 | Refrigeration Commissioning
[9 empty] | 707 | 3 | Night covers for display cases |  |  |  | 707 | 8 | Refrigeration Commissioning
[9 empty] | 708 | 4 | Night covers for display cases |  |  |  | 708 | 9 | Refrigeration Commissioning
[9 empty] | 709 | 5 | Night covers for display cases |  |  |  | 709 | 10 | Refrigeration Commissioning
[9 empty] | 710 | 6 | Night covers for display cases |  |  |  | 710 | 11 | Refrigeration Commissioning
[9 empty] | 711 | 7 | Night covers for display cases |  |  |  | 711 | 9 | ROB Premium T8, 1EB
[9 empty] | 712 | 8 | Night covers for display cases |  |  |  | 712 | 1 | Roof Insulation
[9 empty] | 713 | 9 | Night covers for display cases |  |  |  | 713 | 5 | Roof Insulation
[9 empty] | 714 | 10 | Night covers for display cases |  |  |  | 714 | 6 | Roof Insulation
[9 empty] | 715 | 11 | Night covers for display cases |  |  |  | 715 | 9 | Roof Insulation
[9 empty] | 716 | 9 | Occupancy Sensor |  |  |  | 716 | 9 | Roof Insulation
[9 empty] | 717 | 9 | Occupancy Sensor |  |  |  | 717 | 9 | Roof Insulation
[9 empty] | 718 | 10 | Occupancy Sensor |  |  |  | 718 | 11 | Roof Insulation
[9 empty] | 719 | 10 | Occupancy Sensor |  |  |  | 719 | 11 | Roof Insulation
[9 empty] | 720 | 11 | Occupancy Sensor |  |  |  | 720 | 1 | Separate Makeup Air / Exhaust Hoods AC
[9 empty] | 721 | 1 | Occupancy Sensor (hotels) |  |  |  | 721 | 3 | Separate Makeup Air / Exhaust Hoods AC
[9 empty] | 722 | 2 | Occupancy Sensor (hotels) |  |  |  | 722 | 5 | Separate Makeup Air / Exhaust Hoods AC
[9 empty] | 723 | 3 | Occupancy Sensor (hotels) |  |  |  | 723 | 6 | Separate Makeup Air / Exhaust Hoods AC
[9 empty] | 724 | 4 | Occupancy Sensor (hotels) |  |  |  | 724 | 7 | Separate Makeup Air / Exhaust Hoods AC
[9 empty] | 725 | 5 | Occupancy Sensor (hotels) |  |  |  | 725 | 8 | Separate Makeup Air / Exhaust Hoods AC
[9 empty] | 726 | 6 | Occupancy Sensor (hotels) |  |  |  | 726 | 9 | Separate Makeup Air / Exhaust Hoods AC
[9 empty] | 727 | 7 | Occupancy Sensor (hotels) |  |  |  | 727 | 10 | Separate Makeup Air / Exhaust Hoods AC
[9 empty] | 728 | 8 | Occupancy Sensor (hotels) |  |  |  | 728 | 11 | Separate Makeup Air / Exhaust Hoods AC
[9 empty] | 729 | 9 | Occupancy Sensor (hotels) |  |  |  | 729 | 1 | Strip curtains for walk-ins
[9 empty] | 730 | 10 | Occupancy Sensor (hotels) |  |  |  | 730 | 2 | Strip curtains for walk-ins
[9 empty] | 731 | 11 | Occupancy Sensor (hotels) |  |  |  | 731 | 3 | Strip curtains for walk-ins
[9 empty] | 732 | 1 | Optimize Controls |  |  |  | 732 | 5 | Strip curtains for walk-ins
[9 empty] | 733 | 2 | Optimize Controls |  |  |  | 733 | 6 | Strip curtains for walk-ins
[9 empty] | 734 | 3 | Optimize Controls |  |  |  | 734 | 7 | Strip curtains for walk-ins
[9 empty] | 735 | 4 | Optimize Controls |  |  |  | 735 | 8 | Strip curtains for walk-ins
[9 empty] | 736 | 5 | Optimize Controls |  |  |  | 736 | 9 | Strip curtains for walk-ins
[9 empty] | 737 | 6 | Optimize Controls |  |  |  | 737 | 10 | Strip curtains for walk-ins
[9 empty] | 738 | 7 | Optimize Controls |  |  |  | 738 | 11 | Strip curtains for walk-ins
[9 empty] | 739 | 8 | Optimize Controls |  |  |  | 739 | 9 | Variable Speed Drive Control
[9 empty] | 740 | 9 | Optimize Controls |  |  |  | 740 | 3 | Vending Misers (cooled machines only)
[9 empty] | 741 | 10 | Optimize Controls |  |  |  | 741 | 4 | Vending Misers (cooled machines only)
[9 empty] | 742 | 11 | Optimize Controls |  |  |  | 742 | 5 | Vending Misers (cooled machines only)
[9 empty] | 743 | single segment | Outdoor LED 104W |  |  |  | 743 | 6 | Vending Misers (cooled machines only)
[9 empty] | 744 | 1 | Outdoor Lighting Controls (Photocell/Timeclock) |  |  |  | 744 | 7 | Vending Misers (cooled machines only)
[9 empty] | 745 | 1 | Outdoor Lighting Controls (Photocell/Timeclock) |  |  |  | 745 | 8 | Vending Misers (cooled machines only)
[9 empty] | 746 | 2 | Outdoor Lighting Controls (Photocell/Timeclock) |  |  |  | 746 | 9 | Vending Misers (cooled machines only)
[9 empty] | 747 | 2 | Outdoor Lighting Controls (Photocell/Timeclock) |  |  |  | 747 | 10 | Vending Misers (cooled machines only)
[9 empty] | 748 | 3 | Outdoor Lighting Controls (Photocell/Timeclock) |  |  |  | 748 | 11 | Vending Misers (cooled machines only)
[9 empty] | 749 | 3 | Outdoor Lighting Controls (Photocell/Timeclock) |  |  |  | 749 | 9 | VSD for Chiller Pumps and Towers
[9 empty] | 750 | 4 | Outdoor Lighting Controls (Photocell/Timeclock) |  |  |  | 750 | 1 | Window Film (Standard)
[9 empty] | 751 | 4 | Outdoor Lighting Controls (Photocell/Timeclock) |  |  |  | 751 | 5 | Window Film (Standard)
[9 empty] | 752 | 5 | Outdoor Lighting Controls (Photocell/Timeclock) |  |  |  | 752 | 6 | Window Film (Standard)
[9 empty] | 753 | 5 | Outdoor Lighting Controls (Photocell/Timeclock) |  |  |  | 753 | 6 | Window Film (Standard)
[9 empty] | 754 | 6 | Outdoor Lighting Controls (Photocell/Timeclock) |  |  |  | 754 | 9 | Window Film (Standard)
[9 empty] | 755 | 6 | Outdoor Lighting Controls (Photocell/Timeclock) |  |  |  | 755 | 9 | Window Film (Standard)
[9 empty] | 756 | 7 | Outdoor Lighting Controls (Photocell/Timeclock) |  |  |  | 756 | 9 | Window Film (Standard)
[9 empty] | 757 | 7 | Outdoor Lighting Controls (Photocell/Timeclock) |  |  |  | 757 | 11 | Window Film (Standard)
[9 empty] | 758 | 8 | Outdoor Lighting Controls (Photocell/Timeclock) |  |  |  | 758 | 11 | Window Film (Standard)
[9 empty] | 759 | 8 | Outdoor Lighting Controls (Photocell/Timeclock) |  |  |  | 759 | 11 | Window Film (Standard)
[9 empty] | 760 | 9 | Outdoor Lighting Controls (Photocell/Timeclock)
[9 empty] | 761 | 9 | Outdoor Lighting Controls (Photocell/Timeclock)
[9 empty] | 762 | 10 | Outdoor Lighting Controls (Photocell/Timeclock)
[9 empty] | 763 | 10 | Outdoor Lighting Controls (Photocell/Timeclock)
[9 empty] | 764 | 11 | Outdoor Lighting Controls (Photocell/Timeclock)
[9 empty] | 765 | 11 | Outdoor Lighting Controls (Photocell/Timeclock)
[9 empty] | 766 | 1 | Oversized Air Cooled Condenser
[9 empty] | 767 | 2 | Oversized Air Cooled Condenser
[9 empty] | 768 | 3 | Oversized Air Cooled Condenser
[9 empty] | 769 | 5 | Oversized Air Cooled Condenser
[9 empty] | 770 | 6 | Oversized Air Cooled Condenser
[9 empty] | 771 | 7 | Oversized Air Cooled Condenser
[9 empty] | 772 | 8 | Oversized Air Cooled Condenser
[9 empty] | 773 | 9 | Oversized Air Cooled Condenser
[9 empty] | 774 | 10 | Oversized Air Cooled Condenser
[9 empty] | 775 | 11 | Oversized Air Cooled Condenser
[9 empty] | 776 | 9 | Packaged HP System, EER=10.9, 10 tons
[9 empty] | 777 | 11 | Packaged HP System, EER=10.9, 10 tons
[9 empty] | 778 | 1 | PC Manual Power Management Enabling
[9 empty] | 779 | 2 | PC Manual Power Management Enabling
[9 empty] | 780 | 3 | PC Manual Power Management Enabling
[9 empty] | 781 | 4 | PC Manual Power Management Enabling
[9 empty] | 782 | 5 | PC Manual Power Management Enabling
[9 empty] | 783 | 6 | PC Manual Power Management Enabling
[9 empty] | 784 | 7 | PC Manual Power Management Enabling
[9 empty] | 785 | 8 | PC Manual Power Management Enabling
[9 empty] | 786 | 9 | PC Manual Power Management Enabling
[9 empty] | 787 | 10 | PC Manual Power Management Enabling
[9 empty] | 788 | 11 | PC Manual Power Management Enabling
[9 empty] | 789 | 1 | PC Network Power Management Enabling
[9 empty] | 790 | 2 | PC Network Power Management Enabling
[9 empty] | 791 | 3 | PC Network Power Management Enabling
[9 empty] | 792 | 4 | PC Network Power Management Enabling
[9 empty] | 793 | 5 | PC Network Power Management Enabling
[9 empty] | 794 | 6 | PC Network Power Management Enabling
[9 empty] | 795 | 7 | PC Network Power Management Enabling
[9 empty] | 796 | 8 | PC Network Power Management Enabling
[9 empty] | 797 | 9 | PC Network Power Management Enabling
[9 empty] | 798 | 10 | PC Network Power Management Enabling
[9 empty] | 799 | 11 | PC Network Power Management Enabling
[9 empty] | 800 | 9 | Premium T8, Elecctronic Ballast
[9 empty] | 801 | 10 | Premium T8, Elecctronic Ballast
[9 empty] | 802 | 1 | Printer Power Management Enabling
[9 empty] | 803 | 2 | Printer Power Management Enabling
[9 empty] | 804 | 3 | Printer Power Management Enabling
[9 empty] | 805 | 4 | Printer Power Management Enabling
[9 empty] | 806 | 5 | Printer Power Management Enabling
[9 empty] | 807 | 6 | Printer Power Management Enabling
[9 empty] | 808 | 7 | Printer Power Management Enabling
[9 empty] | 809 | 8 | Printer Power Management Enabling
[9 empty] | 810 | 9 | Printer Power Management Enabling
[9 empty] | 811 | 10 | Printer Power Management Enabling
[9 empty] | 812 | 11 | Printer Power Management Enabling
[9 empty] | 813 | 1 | PSMH, 250 W, electronic ballast
[9 empty] | 814 | 2 | PSMH, 250 W, electronic ballast
[9 empty] | 815 | 3 | PSMH, 250 W, electronic ballast
[9 empty] | 816 | 4 | PSMH, 250 W, electronic ballast
[9 empty] | 817 | 5 | PSMH, 250 W, electronic ballast
[9 empty] | 818 | 6 | PSMH, 250 W, electronic ballast
[9 empty] | 819 | 7 | PSMH, 250 W, electronic ballast
[9 empty] | 820 | 8 | PSMH, 250 W, electronic ballast
[9 empty] | 821 | 9 | PSMH, 250 W, electronic ballast
[9 empty] | 822 | 10 | PSMH, 250 W, electronic ballast
[9 empty] | 823 | 11 | PSMH, 250 W, electronic ballast
[9 empty] | 824 | 1 | Refrigeration Commissioning
[9 empty] | 825 | 2 | Refrigeration Commissioning
[9 empty] | 826 | 3 | Refrigeration Commissioning
[9 empty] | 827 | 5 | Refrigeration Commissioning
[9 empty] | 828 | 6 | Refrigeration Commissioning
[9 empty] | 829 | 7 | Refrigeration Commissioning
[9 empty] | 830 | 8 | Refrigeration Commissioning
[9 empty] | 831 | 9 | Refrigeration Commissioning
[9 empty] | 832 | 10 | Refrigeration Commissioning
[9 empty] | 833 | 11 | Refrigeration Commissioning
[9 empty] | 834 | 5 | ROB Premium T8, 1EB
[9 empty] | 835 | 9 | ROB Premium T8, 1EB
[9 empty] | 836 | 10 | ROB Premium T8, 1EB
[9 empty] | 837 | 11 | ROB Premium T8, 1EB
[9 empty] | 838 | 9 | Roof Insulation
[9 empty] | 839 | 9 | Roof Insulation
[9 empty] | 840 | 9 | Roof Insulation
[9 empty] | 841 | 11 | Roof Insulation
[9 empty] | 842 | 1 | Separate Makeup Air / Exhaust Hoods AC
[9 empty] | 843 | 3 | Separate Makeup Air / Exhaust Hoods AC
[9 empty] | 844 | 4 | Separate Makeup Air / Exhaust Hoods AC
[9 empty] | 845 | 5 | Separate Makeup Air / Exhaust Hoods AC
[9 empty] | 846 | 6 | Separate Makeup Air / Exhaust Hoods AC
[9 empty] | 847 | 7 | Separate Makeup Air / Exhaust Hoods AC
[9 empty] | 848 | 8 | Separate Makeup Air / Exhaust Hoods AC
[9 empty] | 849 | 9 | Separate Makeup Air / Exhaust Hoods AC
[9 empty] | 850 | 10 | Separate Makeup Air / Exhaust Hoods AC
[9 empty] | 851 | 11 | Separate Makeup Air / Exhaust Hoods AC
[9 empty] | 852 | 1 | Strip curtains for walk-ins
[9 empty] | 853 | 2 | Strip curtains for walk-ins
[9 empty] | 854 | 3 | Strip curtains for walk-ins
[9 empty] | 855 | 5 | Strip curtains for walk-ins
[9 empty] | 856 | 6 | Strip curtains for walk-ins
[9 empty] | 857 | 7 | Strip curtains for walk-ins
[9 empty] | 858 | 8 | Strip curtains for walk-ins
[9 empty] | 859 | 9 | Strip curtains for walk-ins
[9 empty] | 860 | 10 | Strip curtains for walk-ins
[9 empty] | 861 | 11 | Strip curtains for walk-ins
[9 empty] | 862 | 1 | Variable Speed Drive Control
[9 empty] | 863 | 2 | Variable Speed Drive Control
[9 empty] | 864 | 3 | Variable Speed Drive Control
[9 empty] | 865 | 4 | Variable Speed Drive Control
[9 empty] | 866 | 5 | Variable Speed Drive Control
[9 empty] | 867 | 6 | Variable Speed Drive Control
[9 empty] | 868 | 7 | Variable Speed Drive Control
[9 empty] | 869 | 9 | Variable Speed Drive Control
[9 empty] | 870 | 10 | Variable Speed Drive Control
[9 empty] | 871 | 11 | Variable Speed Drive Control
[9 empty] | 872 | 1 | Vending Misers (cooled machines only)
[9 empty] | 873 | 2 | Vending Misers (cooled machines only)
[9 empty] | 874 | 3 | Vending Misers (cooled machines only)
[9 empty] | 875 | 4 | Vending Misers (cooled machines only)
[9 empty] | 876 | 5 | Vending Misers (cooled machines only)
[9 empty] | 877 | 6 | Vending Misers (cooled machines only)
[9 empty] | 878 | 7 | Vending Misers (cooled machines only)
[9 empty] | 879 | 8 | Vending Misers (cooled machines only)
[9 empty] | 880 | 9 | Vending Misers (cooled machines only)
[9 empty] | 881 | 10 | Vending Misers (cooled machines only)
[9 empty] | 882 | 11 | Vending Misers (cooled machines only)
[9 empty] | 883 | 6 | VSD for Chiller Pumps and Towers
[9 empty] | 884 | 9 | VSD for Chiller Pumps and Towers
[9 empty] | 885 | 11 | VSD for Chiller Pumps and Towers
[9 empty] | 886 | 1 | Window Film (Standard)
[9 empty] | 887 | 1 | Window Film (Standard)
[9 empty] | 888 | 3 | Window Film (Standard)
[9 empty] | 889 | 3 | Window Film (Standard)
[9 empty] | 890 | 5 | Window Film (Standard)
[9 empty] | 891 | 5 | Window Film (Standard)
[9 empty] | 892 | 5 | Window Film (Standard)
[9 empty] | 893 | 6 | Window Film (Standard)
[9 empty] | 894 | 6 | Window Film (Standard)
[9 empty] | 895 | 6 | Window Film (Standard)
[9 empty] | 896 | 9 | Window Film (Standard)
[9 empty] | 897 | 9 | Window Film (Standard)
[9 empty] | 898 | 9 | Window Film (Standard)
[9 empty] | 899 | 10 | Window Film (Standard)
[9 empty] | 900 | 10 | Window Film (Standard)
[9 empty] | 901 | 10 | Window Film (Standard)
[9 empty] | 902 | 11 | Window Film (Standard)
[9 empty] | 903 | 11 | Window Film (Standard)
[9 empty] | 904 | 11 | Window Film (Standard)
Industrial
[6 empty] | RIM | [5 empty] | TRC
[6 empty] | Base Fuel |  | Passing | Failing |  |  | Base Fuel |  | Passing | Failing
[6 empty] | # | Building Segment | Measure Name | # | Building Segment | Measure Name | # | Building Segment | Measure Name | # | Building Segment | Measure Name
[6 empty] | 1 | 3 | Air conveying systems | 1 | 1 | Aerosole Duct Sealing | 1 | 2 | Aerosole Duct Sealing | 1 | 1 | Aerosole Duct Sealing
[6 empty] | 2 | 1 | Bakery - Process | 2 | 2 | Aerosole Duct Sealing | 2 | 2 | Aerosole Duct Sealing - Chiller | 2 | 3 | Aerosole Duct Sealing
[6 empty] | 3 | 1 | CFL Hardwired, Modular 18W | 3 | 3 | Aerosole Duct Sealing | 3 | 12 | Aerosole Duct Sealing - Chiller | 3 | 4 | Aerosole Duct Sealing
[6 empty] | 4 | 2 | CFL Hardwired, Modular 18W | 4 | 4 | Aerosole Duct Sealing | 4 | 3 | Air conveying systems | 4 | 5 | Aerosole Duct Sealing
[6 empty] | 5 | 3 | CFL Hardwired, Modular 18W | 5 | 5 | Aerosole Duct Sealing | 5 | 1 | Bakery - Process | 5 | 6 | Aerosole Duct Sealing
[6 empty] | 6 | 4 | CFL Hardwired, Modular 18W | 6 | 6 | Aerosole Duct Sealing | 6 | 1 | Bakery - Process (Mixing) - O&M | 6 | 7 | Aerosole Duct Sealing
[6 empty] | 7 | 5 | CFL Hardwired, Modular 18W | 7 | 7 | Aerosole Duct Sealing | 7 | 5 | CFL Hardwired, Modular 18W | 7 | 8 | Aerosole Duct Sealing
[6 empty] | 8 | 8 | CFL Hardwired, Modular 18W | 8 | 8 | Aerosole Duct Sealing | 8 | 1 | CFL Screw-in 18W | 8 | 9 | Aerosole Duct Sealing
[6 empty] | 9 | 9 | CFL Hardwired, Modular 18W | 9 | 9 | Aerosole Duct Sealing | 9 | 2 | CFL Screw-in 18W | 9 | 10 | Aerosole Duct Sealing
[6 empty] | 10 | 10 | CFL Hardwired, Modular 18W | 10 | 10 | Aerosole Duct Sealing | 10 | 3 | CFL Screw-in 18W | 10 | 11 | Aerosole Duct Sealing
[6 empty] | 11 | 11 | CFL Hardwired, Modular 18W | 11 | 11 | Aerosole Duct Sealing | 11 | 4 | CFL Screw-in 18W | 11 | 12 | Aerosole Duct Sealing
[6 empty] | 12 | 12 | CFL Hardwired, Modular 18W | 12 | 12 | Aerosole Duct Sealing | 12 | 5 | CFL Screw-in 18W | 12 | 13 | Aerosole Duct Sealing
[6 empty] | 13 | 13 | CFL Hardwired, Modular 18W | 13 | 13 | Aerosole Duct Sealing | 13 | 6 | CFL Screw-in 18W | 13 | 14 | Aerosole Duct Sealing
[6 empty] | 14 | 14 | CFL Hardwired, Modular 18W | 14 | 14 | Aerosole Duct Sealing | 14 | 7 | CFL Screw-in 18W | 14 | 15 | Aerosole Duct Sealing
[6 empty] | 15 | 15 | CFL Hardwired, Modular 18W | 15 | 15 | Aerosole Duct Sealing | 15 | 8 | CFL Screw-in 18W | 15 | 16 | Aerosole Duct Sealing
[6 empty] | 16 | 16 | CFL Hardwired, Modular 18W | 16 | 16 | Aerosole Duct Sealing | 16 | 9 | CFL Screw-in 18W | 16 | 1 | Aerosole Duct Sealing - Chiller
[6 empty] | 17 | 1 | CFL Screw-in 18W | 17 | 1 | Aerosole Duct Sealing - Chiller | 17 | 10 | CFL Screw-in 18W | 17 | 3 | Aerosole Duct Sealing - Chiller
[6 empty] | 18 | 2 | CFL Screw-in 18W | 18 | 2 | Aerosole Duct Sealing - Chiller | 18 | 11 | CFL Screw-in 18W | 18 | 4 | Aerosole Duct Sealing - Chiller
[6 empty] | 19 | 3 | CFL Screw-in 18W | 19 | 3 | Aerosole Duct Sealing - Chiller | 19 | 12 | CFL Screw-in 18W | 19 | 5 | Aerosole Duct Sealing - Chiller
[6 empty] | 20 | 4 | CFL Screw-in 18W | 20 | 4 | Aerosole Duct Sealing - Chiller | 20 | 13 | CFL Screw-in 18W | 20 | 6 | Aerosole Duct Sealing - Chiller
[6 empty] | 21 | 5 | CFL Screw-in 18W | 21 | 5 | Aerosole Duct Sealing - Chiller | 21 | 14 | CFL Screw-in 18W | 21 | 7 | Aerosole Duct Sealing - Chiller
[6 empty] | 22 | 6 | CFL Screw-in 18W | 22 | 6 | Aerosole Duct Sealing - Chiller | 22 | 15 | CFL Screw-in 18W | 22 | 8 | Aerosole Duct Sealing - Chiller
[6 empty] | 23 | 7 | CFL Screw-in 18W | 23 | 7 | Aerosole Duct Sealing - Chiller | 23 | 16 | CFL Screw-in 18W | 23 | 9 | Aerosole Duct Sealing - Chiller
[6 empty] | 24 | 8 | CFL Screw-in 18W | 24 | 8 | Aerosole Duct Sealing - Chiller | 24 | 6 | Clean Room - Controls | 24 | 10 | Aerosole Duct Sealing - Chiller
[6 empty] | 25 | 9 | CFL Screw-in 18W | 25 | 9 | Aerosole Duct Sealing - Chiller | 25 | 13 | Clean Room - Controls | 25 | 11 | Aerosole Duct Sealing - Chiller
[6 empty] | 26 | 10 | CFL Screw-in 18W | 26 | 10 | Aerosole Duct Sealing - Chiller | 26 | 6 | Clean Room - New Designs | 26 | 13 | Aerosole Duct Sealing - Chiller
[6 empty] | 27 | 11 | CFL Screw-in 18W | 27 | 11 | Aerosole Duct Sealing - Chiller | 27 | 2 | Comp Air - ASD (6-100 hp) | 27 | 14 | Aerosole Duct Sealing - Chiller
[6 empty] | 28 | 12 | CFL Screw-in 18W | 28 | 12 | Aerosole Duct Sealing - Chiller | 28 | 1 | Compressed Air - Controls | 28 | 15 | Aerosole Duct Sealing - Chiller
[6 empty] | 29 | 13 | CFL Screw-in 18W | 29 | 13 | Aerosole Duct Sealing - Chiller | 29 | 2 | Compressed Air - Controls | 29 | 16 | Aerosole Duct Sealing - Chiller
[6 empty] | 30 | 14 | CFL Screw-in 18W | 30 | 14 | Aerosole Duct Sealing - Chiller | 30 | 3 | Compressed Air - Controls | 30 | 1 | Base Centrifugal Chiller, 0.58 kW/ton, 500 tons
[6 empty] | 31 | 15 | CFL Screw-in 18W | 31 | 15 | Aerosole Duct Sealing - Chiller | 31 | 4 | Compressed Air - Controls | 31 | 2 | Base Centrifugal Chiller, 0.58 kW/ton, 500 tons
[6 empty] | 32 | 16 | CFL Screw-in 18W | 32 | 16 | Aerosole Duct Sealing - Chiller | 32 | 5 | Compressed Air - Controls | 32 | 3 | Base Centrifugal Chiller, 0.58 kW/ton, 500 tons
[6 empty] | 33 | 2 | Compressed Air - System Optimization | 33 | 1 | Bakery - Process (Mixing) - O&M | 33 | 6 | Compressed Air - Controls | 33 | 4 | Base Centrifugal Chiller, 0.58 kW/ton, 500 tons
[6 empty] | 34 | 2 | Compressed Air-O&M | 34 | 1 | Base Centrifugal Chiller, 0.58 kW/ton, 500 tons | 34 | 7 | Compressed Air - Controls | 34 | 5 | Base Centrifugal Chiller, 0.58 kW/ton, 500 tons
[6 empty] | 35 | 2 | Cool Roof - Chiller | 35 | 2 | Base Centrifugal Chiller, 0.58 kW/ton, 500 tons | 35 | 8 | Compressed Air - Controls | 35 | 6 | Base Centrifugal Chiller, 0.58 kW/ton, 500 tons
[6 empty] | 36 | single segment | Dehumidification Hybrid Desiccant Heat Pump | 36 | 3 | Base Centrifugal Chiller, 0.58 kW/ton, 500 tons | 36 | 9 | Compressed Air - Controls | 36 | 7 | Base Centrifugal Chiller, 0.58 kW/ton, 500 tons
[6 empty] | 37 | 8 | Direct drive Extruders | 37 | 4 | Base Centrifugal Chiller, 0.58 kW/ton, 500 tons | 37 | 10 | Compressed Air - Controls | 37 | 8 | Base Centrifugal Chiller, 0.58 kW/ton, 500 tons
[6 empty] | 38 | 2 | Drying (UV/IR) | 38 | 5 | Base Centrifugal Chiller, 0.58 kW/ton, 500 tons | 38 | 11 | Compressed Air - Controls | 38 | 9 | Base Centrifugal Chiller, 0.58 kW/ton, 500 tons
[6 empty] | 39 | 12 | Efficient Curing ovens | 39 | 6 | Base Centrifugal Chiller, 0.58 kW/ton, 500 tons | 39 | 12 | Compressed Air - Controls | 39 | 10 | Base Centrifugal Chiller, 0.58 kW/ton, 500 tons
[6 empty] | 40 | 8 | Extruders/injection Moulding-multipump | 40 | 7 | Base Centrifugal Chiller, 0.58 kW/ton, 500 tons | 40 | 13 | Compressed Air - Controls | 40 | 11 | Base Centrifugal Chiller, 0.58 kW/ton, 500 tons
[6 empty] | 41 | 2 | Fans - Controls | 41 | 8 | Base Centrifugal Chiller, 0.58 kW/ton, 500 tons | 41 | 14 | Compressed Air - Controls | 41 | 12 | Base Centrifugal Chiller, 0.58 kW/ton, 500 tons
[6 empty] | 42 | 3 | Fans - Controls | 42 | 9 | Base Centrifugal Chiller, 0.58 kW/ton, 500 tons | 42 | 15 | Compressed Air - Controls | 42 | 13 | Base Centrifugal Chiller, 0.58 kW/ton, 500 tons
[6 empty] | 43 | 8 | Fans - Controls | 43 | 10 | Base Centrifugal Chiller, 0.58 kW/ton, 500 tons | 43 | 16 | Compressed Air - Controls | 43 | 14 | Base Centrifugal Chiller, 0.58 kW/ton, 500 tons
[6 empty] | 44 | 10 | Fans - Controls | 44 | 11 | Base Centrifugal Chiller, 0.58 kW/ton, 500 tons | 44 | 1 | Compressed Air - System Optimization | 44 | 15 | Base Centrifugal Chiller, 0.58 kW/ton, 500 tons
[6 empty] | 45 | 11 | Fans - Controls | 45 | 12 | Base Centrifugal Chiller, 0.58 kW/ton, 500 tons | 45 | 2 | Compressed Air - System Optimization | 45 | 16 | Base Centrifugal Chiller, 0.58 kW/ton, 500 tons
[6 empty] | 46 | 12 | Fans - Controls | 46 | 13 | Base Centrifugal Chiller, 0.58 kW/ton, 500 tons | 46 | 3 | Compressed Air - System Optimization | 46 | 1 | Base Compressed Air
[6 empty] | 47 | 14 | Fans - Controls | 47 | 14 | Base Centrifugal Chiller, 0.58 kW/ton, 500 tons | 47 | 4 | Compressed Air - System Optimization | 47 | 2 | Base Compressed Air
[6 empty] | 48 | 2 | Fans - System Optimization | 48 | 15 | Base Centrifugal Chiller, 0.58 kW/ton, 500 tons | 48 | 5 | Compressed Air - System Optimization | 48 | 3 | Base Compressed Air
[6 empty] | 49 | 3 | Heat Pumps - Drying | 49 | 16 | Base Centrifugal Chiller, 0.58 kW/ton, 500 tons | 49 | 6 | Compressed Air - System Optimization | 49 | 4 | Base Compressed Air
[6 empty] | 50 | 1 | High Bay T5 | 50 | 1 | Base Compressed Air | 50 | 7 | Compressed Air - System Optimization | 50 | 5 | Base Compressed Air
[6 empty] | 51 | 2 | High Bay T5 | 51 | 2 | Base Compressed Air | 51 | 8 | Compressed Air - System Optimization | 51 | 6 | Base Compressed Air
[6 empty] | 52 | 3 | High Bay T5 | 52 | 3 | Base Compressed Air | 52 | 9 | Compressed Air - System Optimization | 52 | 7 | Base Compressed Air
[6 empty] | 53 | 5 | High Bay T5 | 53 | 4 | Base Compressed Air | 53 | 10 | Compressed Air - System Optimization | 53 | 8 | Base Compressed Air
[6 empty] | 54 | 8 | High Bay T5 | 54 | 5 | Base Compressed Air | 54 | 11 | Compressed Air - System Optimization | 54 | 9 | Base Compressed Air
[6 empty] | 55 | 10 | High Bay T5 | 55 | 6 | Base Compressed Air | 55 | 12 | Compressed Air - System Optimization | 55 | 10 | Base Compressed Air
[6 empty] | 56 | 11 | High Bay T5 | 56 | 7 | Base Compressed Air | 56 | 13 | Compressed Air - System Optimization | 56 | 11 | Base Compressed Air
[6 empty] | 57 | 12 | High Bay T5 | 57 | 8 | Base Compressed Air | 57 | 14 | Compressed Air - System Optimization | 57 | 12 | Base Compressed Air
[6 empty] | 58 | 13 | High Bay T5 | 58 | 9 | Base Compressed Air | 58 | 15 | Compressed Air - System Optimization | 58 | 13 | Base Compressed Air
[6 empty] | 59 | 14 | High Bay T5 | 59 | 10 | Base Compressed Air | 59 | 16 | Compressed Air - System Optimization | 59 | 14 | Base Compressed Air
[6 empty] | 60 | 15 | High Bay T5 | 60 | 11 | Base Compressed Air | 60 | 1 | Compressed Air- Sizing | 60 | 15 | Base Compressed Air
[6 empty] | 61 | 2 | Hybrid Dessicant-DX System (Trane CDQ) | 61 | 12 | Base Compressed Air | 61 | 2 | Compressed Air- Sizing | 61 | 16 | Base Compressed Air
[6 empty] | 62 | 12 | Hybrid Dessicant-DX System (Trane CDQ) | 62 | 13 | Base Compressed Air | 62 | 3 | Compressed Air- Sizing | 62 | 1 | Base Drives
[6 empty] | 63 | 12 | New transformers welding | 63 | 14 | Base Compressed Air | 63 | 4 | Compressed Air- Sizing | 63 | 2 | Base Drives
[6 empty] | 64 | 14 | New transformers welding | 64 | 15 | Base Compressed Air | 64 | 5 | Compressed Air- Sizing | 64 | 3 | Base Drives
[6 empty] | 65 | 2 | O&M/drives spinning machines | 65 | 16 | Base Compressed Air | 65 | 6 | Compressed Air- Sizing | 65 | 4 | Base Drives
[6 empty] | 66 | 1 | Optimization Refrigeration | 66 | 1 | Base Drives | 66 | 7 | Compressed Air- Sizing | 66 | 5 | Base Drives
[6 empty] | 67 | 2 | Premium T8, Elecctronic Ballast | 67 | 2 | Base Drives | 67 | 8 | Compressed Air- Sizing | 67 | 6 | Base Drives
[6 empty] | 68 | 12 | Premium T8, Elecctronic Ballast | 68 | 3 | Base Drives | 68 | 9 | Compressed Air- Sizing | 68 | 7 | Base Drives
[6 empty] | 69 | 1 | Pumps - Controls | 69 | 4 | Base Drives | 69 | 10 | Compressed Air- Sizing | 69 | 8 | Base Drives
[6 empty] | 70 | 2 | Pumps - Controls | 70 | 5 | Base Drives | 70 | 11 | Compressed Air- Sizing | 70 | 9 | Base Drives
[6 empty] | 71 | 3 | Pumps - Controls | 71 | 6 | Base Drives | 71 | 12 | Compressed Air- Sizing | 71 | 10 | Base Drives
[6 empty] | 72 | 8 | Pumps - Controls | 72 | 7 | Base Drives | 72 | 13 | Compressed Air- Sizing | 72 | 11 | Base Drives
[6 empty] | 73 | 10 | Pumps - Controls | 73 | 8 | Base Drives | 73 | 14 | Compressed Air- Sizing | 73 | 12 | Base Drives
[6 empty] | 74 | 11 | Pumps - Controls | 74 | 9 | Base Drives | 74 | 15 | Compressed Air- Sizing | 74 | 13 | Base Drives
[6 empty] | 75 | 12 | Pumps - Controls | 75 | 10 | Base Drives | 75 | 16 | Compressed Air- Sizing | 75 | 14 | Base Drives
[6 empty] | 76 | 14 | Pumps - Controls | 76 | 11 | Base Drives | 76 | 1 | Compressed Air-O&M | 76 | 15 | Base Drives
[6 empty] | 77 | 2 | Pumps - Sizing | 77 | 12 | Base Drives | 77 | 2 | Compressed Air-O&M | 77 | 16 | Base Drives
[6 empty] | 78 | 2 | Pumps - System Optimization | 78 | 13 | Base Drives | 78 | 3 | Compressed Air-O&M | 78 | 1 | Base DX Packaged System, EER=10.3, 10 tons
[6 empty] | 79 | 3 | Pumps - System Optimization | 79 | 14 | Base Drives | 79 | 4 | Compressed Air-O&M | 79 | 2 | Base DX Packaged System, EER=10.3, 10 tons
[6 empty] | 80 | 10 | Pumps - System Optimization | 80 | 15 | Base Drives | 80 | 5 | Compressed Air-O&M | 80 | 3 | Base DX Packaged System, EER=10.3, 10 tons
[6 empty] | 81 | 11 | Pumps - System Optimization | 81 | 16 | Base Drives | 81 | 6 | Compressed Air-O&M | 81 | 4 | Base DX Packaged System, EER=10.3, 10 tons
[6 empty] | 82 | 12 | Pumps - System Optimization | 82 | 1 | Base DX Packaged System, EER=10.3, 10 tons | 82 | 7 | Compressed Air-O&M | 82 | 5 | Base DX Packaged System, EER=10.3, 10 tons
[6 empty] | 83 | 14 | Pumps - System Optimization | 83 | 2 | Base DX Packaged System, EER=10.3, 10 tons | 83 | 8 | Compressed Air-O&M | 83 | 6 | Base DX Packaged System, EER=10.3, 10 tons
[6 empty] | 84 | single segment | Run Time Optimizer | 84 | 3 | Base DX Packaged System, EER=10.3, 10 tons | 84 | 9 | Compressed Air-O&M | 84 | 7 | Base DX Packaged System, EER=10.3, 10 tons
[9 empty] | 85 | 4 | Base DX Packaged System, EER=10.3, 10 tons | 85 | 10 | Compressed Air-O&M | 85 | 8 | Base DX Packaged System, EER=10.3, 10 tons
[9 empty] | 86 | 5 | Base DX Packaged System, EER=10.3, 10 tons | 86 | 11 | Compressed Air-O&M | 86 | 9 | Base DX Packaged System, EER=10.3, 10 tons
[9 empty] | 87 | 6 | Base DX Packaged System, EER=10.3, 10 tons | 87 | 12 | Compressed Air-O&M | 87 | 10 | Base DX Packaged System, EER=10.3, 10 tons
[9 empty] | 88 | 7 | Base DX Packaged System, EER=10.3, 10 tons | 88 | 13 | Compressed Air-O&M | 88 | 11 | Base DX Packaged System, EER=10.3, 10 tons
[9 empty] | 89 | 8 | Base DX Packaged System, EER=10.3, 10 tons | 89 | 14 | Compressed Air-O&M | 89 | 12 | Base DX Packaged System, EER=10.3, 10 tons
[9 empty] | 90 | 9 | Base DX Packaged System, EER=10.3, 10 tons | 90 | 15 | Compressed Air-O&M | 90 | 13 | Base DX Packaged System, EER=10.3, 10 tons
[9 empty] | 91 | 10 | Base DX Packaged System, EER=10.3, 10 tons | 91 | 16 | Compressed Air-O&M | 91 | 14 | Base DX Packaged System, EER=10.3, 10 tons
[9 empty] | 92 | 11 | Base DX Packaged System, EER=10.3, 10 tons | 92 | single segment | Dehumidification Hybrid Desiccant Heat Pump | 92 | 15 | Base DX Packaged System, EER=10.3, 10 tons
[9 empty] | 93 | 12 | Base DX Packaged System, EER=10.3, 10 tons | 93 | 8 | Direct drive Extruders | 93 | 16 | Base DX Packaged System, EER=10.3, 10 tons
[9 empty] | 94 | 13 | Base DX Packaged System, EER=10.3, 10 tons | 94 | 11 | Drives - Optimization process (M&T) | 94 | 1 | Base Fans
[9 empty] | 95 | 14 | Base DX Packaged System, EER=10.3, 10 tons | 95 | 12 | Drives - Optimization process (M&T) | 95 | 2 | Base Fans
[9 empty] | 96 | 15 | Base DX Packaged System, EER=10.3, 10 tons | 96 | 14 | Drives - Optimization process (M&T) | 96 | 3 | Base Fans
[9 empty] | 97 | 16 | Base DX Packaged System, EER=10.3, 10 tons | 97 | 15 | Drives - Optimization process (M&T) | 97 | 4 | Base Fans
[9 empty] | 98 | 1 | Base Fans | 98 | 2 | Drying (UV/IR) | 98 | 5 | Base Fans
[9 empty] | 99 | 2 | Base Fans | 99 | 11 | Efficient Curing ovens | 99 | 6 | Base Fans
[9 empty] | 100 | 3 | Base Fans | 100 | 12 | Efficient Curing ovens | 100 | 7 | Base Fans
[9 empty] | 101 | 4 | Base Fans | 101 | 13 | Efficient Curing ovens | 101 | 8 | Base Fans
[9 empty] | 102 | 5 | Base Fans | 102 | 14 | Efficient Curing ovens | 102 | 9 | Base Fans
[9 empty] | 103 | 6 | Base Fans | 103 | 15 | Efficient Curing ovens | 103 | 10 | Base Fans
[9 empty] | 104 | 7 | Base Fans | 104 | 16 | Efficient Curing ovens | 104 | 11 | Base Fans
[9 empty] | 105 | 8 | Base Fans | 105 | 7 | Efficient desalter | 105 | 12 | Base Fans
[9 empty] | 106 | 9 | Base Fans | 106 | 10 | Efficient electric melting | 106 | 13 | Base Fans
[9 empty] | 107 | 10 | Base Fans | 107 | 5 | Efficient practices printing press | 107 | 14 | Base Fans
[9 empty] | 108 | 11 | Base Fans | 108 | 5 | Efficient Printing press (fewer cylinders) | 108 | 15 | Base Fans
[9 empty] | 109 | 12 | Base Fans | 109 | 13 | Efficient processes (welding, etc.) | 109 | 16 | Base Fans
[9 empty] | 110 | 13 | Base Fans | 110 | 1 | Efficient Refrigeration - Operations | 110 | 1 | Base Heating
[9 empty] | 111 | 14 | Base Fans | 111 | 8 | Extruders/injection Moulding-multipump | 111 | 2 | Base Heating
[9 empty] | 112 | 15 | Base Fans | 112 | 2 | Fans - ASD (6-100 hp) | 112 | 3 | Base Heating
[9 empty] | 113 | 16 | Base Fans | 113 | 1 | Fans - Controls | 113 | 4 | Base Heating
[9 empty] | 114 | 1 | Base Heating | 114 | 2 | Fans - Controls | 114 | 5 | Base Heating
[9 empty] | 115 | 2 | Base Heating | 115 | 3 | Fans - Controls | 115 | 6 | Base Heating
[9 empty] | 116 | 3 | Base Heating | 116 | 4 | Fans - Controls | 116 | 7 | Base Heating
[9 empty] | 117 | 4 | Base Heating | 117 | 5 | Fans - Controls | 117 | 8 | Base Heating
[9 empty] | 118 | 5 | Base Heating | 118 | 6 | Fans - Controls | 118 | 9 | Base Heating
[9 empty] | 119 | 6 | Base Heating | 119 | 7 | Fans - Controls | 119 | 10 | Base Heating
[9 empty] | 120 | 7 | Base Heating | 120 | 8 | Fans - Controls | 120 | 11 | Base Heating
[9 empty] | 121 | 8 | Base Heating | 121 | 9 | Fans - Controls | 121 | 12 | Base Heating
[9 empty] | 122 | 9 | Base Heating | 122 | 10 | Fans - Controls | 122 | 13 | Base Heating
[9 empty] | 123 | 10 | Base Heating | 123 | 11 | Fans - Controls | 123 | 14 | Base Heating
[9 empty] | 124 | 11 | Base Heating | 124 | 12 | Fans - Controls | 124 | 15 | Base Heating
[9 empty] | 125 | 12 | Base Heating | 125 | 13 | Fans - Controls | 125 | 16 | Base Heating
[9 empty] | 126 | 13 | Base Heating | 126 | 14 | Fans - Controls | 126 | 1 | Base Lighting
[9 empty] | 127 | 14 | Base Heating | 127 | 15 | Fans - Controls | 127 | 2 | Base Lighting
[9 empty] | 128 | 15 | Base Heating | 128 | 16 | Fans - Controls | 128 | 3 | Base Lighting
[9 empty] | 129 | 16 | Base Heating | 129 | 1 | Fans - System Optimization | 129 | 4 | Base Lighting
[9 empty] | 130 | 1 | Base Lighting | 130 | 2 | Fans - System Optimization | 130 | 5 | Base Lighting
[9 empty] | 131 | 2 | Base Lighting | 131 | 3 | Fans - System Optimization | 131 | 6 | Base Lighting
[9 empty] | 132 | 3 | Base Lighting | 132 | 4 | Fans - System Optimization | 132 | 7 | Base Lighting
[9 empty] | 133 | 4 | Base Lighting | 133 | 5 | Fans - System Optimization | 133 | 8 | Base Lighting
[9 empty] | 134 | 5 | Base Lighting | 134 | 6 | Fans - System Optimization | 134 | 9 | Base Lighting
[9 empty] | 135 | 6 | Base Lighting | 135 | 7 | Fans - System Optimization | 135 | 10 | Base Lighting
[9 empty] | 136 | 7 | Base Lighting | 136 | 8 | Fans - System Optimization | 136 | 11 | Base Lighting
[9 empty] | 137 | 8 | Base Lighting | 137 | 9 | Fans - System Optimization | 137 | 12 | Base Lighting
[9 empty] | 138 | 9 | Base Lighting | 138 | 10 | Fans - System Optimization | 138 | 13 | Base Lighting
[9 empty] | 139 | 10 | Base Lighting | 139 | 11 | Fans - System Optimization | 139 | 14 | Base Lighting
[9 empty] | 140 | 11 | Base Lighting | 140 | 12 | Fans - System Optimization | 140 | 15 | Base Lighting
[9 empty] | 141 | 12 | Base Lighting | 141 | 13 | Fans - System Optimization | 141 | 16 | Base Lighting
[9 empty] | 142 | 13 | Base Lighting | 142 | 14 | Fans - System Optimization | 142 | 1 | Base Other
[9 empty] | 143 | 14 | Base Lighting | 143 | 15 | Fans - System Optimization | 143 | 2 | Base Other
[9 empty] | 144 | 15 | Base Lighting | 144 | 16 | Fans - System Optimization | 144 | 3 | Base Other
[9 empty] | 145 | 16 | Base Lighting | 145 | 2 | Fans- Improve components | 145 | 4 | Base Other
[9 empty] | 146 | 1 | Base Other | 146 | 4 | Gap Forming papermachine | 146 | 5 | Base Other
[9 empty] | 147 | 2 | Base Other | 147 | 3 | Heat Pumps - Drying | 147 | 6 | Base Other
[9 empty] | 148 | 3 | Base Other | 148 | 11 | Heating - Optimization process (M&T) | 148 | 7 | Base Other
[9 empty] | 149 | 4 | Base Other | 149 | 12 | Heating - Optimization process (M&T) | 149 | 8 | Base Other
[9 empty] | 150 | 5 | Base Other | 150 | 14 | Heating - Optimization process (M&T) | 150 | 9 | Base Other
[9 empty] | 151 | 6 | Base Other | 151 | 1 | High Bay T5 | 151 | 10 | Base Other
[9 empty] | 152 | 7 | Base Other | 152 | 2 | High Bay T5 | 152 | 11 | Base Other
[9 empty] | 153 | 8 | Base Other | 153 | 3 | High Bay T5 | 153 | 12 | Base Other
[9 empty] | 154 | 9 | Base Other | 154 | 4 | High Bay T5 | 154 | 13 | Base Other
[9 empty] | 155 | 10 | Base Other | 155 | 5 | High Bay T5 | 155 | 14 | Base Other
[9 empty] | 156 | 11 | Base Other | 156 | 6 | High Bay T5 | 156 | 15 | Base Other
[9 empty] | 157 | 12 | Base Other | 157 | 7 | High Bay T5 | 157 | 16 | Base Other
[9 empty] | 158 | 13 | Base Other | 158 | 8 | High Bay T5 | 158 | 1 | Base Other Process
[9 empty] | 159 | 14 | Base Other | 159 | 9 | High Bay T5 | 159 | 2 | Base Other Process
[9 empty] | 160 | 15 | Base Other | 160 | 10 | High Bay T5 | 160 | 3 | Base Other Process
[9 empty] | 161 | 16 | Base Other | 161 | 11 | High Bay T5 | 161 | 4 | Base Other Process
[9 empty] | 162 | 1 | Base Other Process | 162 | 12 | High Bay T5 | 162 | 5 | Base Other Process
[9 empty] | 163 | 2 | Base Other Process | 163 | 13 | High Bay T5 | 163 | 6 | Base Other Process
[9 empty] | 164 | 3 | Base Other Process | 164 | 14 | High Bay T5 | 164 | 7 | Base Other Process
[9 empty] | 165 | 4 | Base Other Process | 165 | 15 | High Bay T5 | 165 | 8 | Base Other Process
[9 empty] | 166 | 5 | Base Other Process | 166 | 16 | High Bay T5 | 166 | 9 | Base Other Process
[9 empty] | 167 | 6 | Base Other Process | 167 | 4 | High Consistency forming | 167 | 10 | Base Other Process
[9 empty] | 168 | 7 | Base Other Process | 168 | 8 | Injection Moulding - Direct drive | 168 | 11 | Base Other Process
[9 empty] | 169 | 8 | Base Other Process | 169 | 8 | Injection Moulding - Impulse Cooling | 169 | 12 | Base Other Process
[9 empty] | 170 | 9 | Base Other Process | 170 | single segment | LED High Bay 83 W | 170 | 13 | Base Other Process
[9 empty] | 171 | 10 | Base Other Process | 171 | 11 | Machinery | 171 | 14 | Base Other Process
[9 empty] | 172 | 11 | Base Other Process | 172 | 12 | Machinery | 172 | 15 | Base Other Process
[9 empty] | 173 | 12 | Base Other Process | 173 | 14 | Machinery | 173 | 16 | Base Other Process
[9 empty] | 174 | 13 | Base Other Process | 174 | 2 | Membranes for wastewater | 174 | 1 | Base Pumps
[9 empty] | 175 | 14 | Base Other Process | 175 | 10 | Near Net Shape Casting | 175 | 2 | Base Pumps
[9 empty] | 176 | 15 | Base Other Process | 176 | 11 | New transformers welding | 176 | 3 | Base Pumps
[9 empty] | 177 | 16 | Base Other Process | 177 | 12 | New transformers welding | 177 | 4 | Base Pumps
[9 empty] | 178 | 1 | Base Pumps | 178 | 14 | New transformers welding | 178 | 5 | Base Pumps
[9 empty] | 179 | 2 | Base Pumps | 179 | 15 | New transformers welding | 179 | 6 | Base Pumps
[9 empty] | 180 | 3 | Base Pumps | 180 | 8 | O&M - Extruders/Injection Moulding | 180 | 7 | Base Pumps
[9 empty] | 181 | 4 | Base Pumps | 181 | 2 | O&M/drives spinning machines | 181 | 8 | Base Pumps
[9 empty] | 182 | 5 | Base Pumps | 182 | 5 | Occupancy Sensor | 182 | 9 | Base Pumps
[9 empty] | 183 | 6 | Base Pumps | 183 | 1 | Optimization Refrigeration | 183 | 10 | Base Pumps
[9 empty] | 184 | 7 | Base Pumps | 184 | 3 | Optimize drying process | 184 | 11 | Base Pumps
[9 empty] | 185 | 8 | Base Pumps | 185 | 5 | Premium T8, Elecctronic Ballast | 185 | 12 | Base Pumps
[9 empty] | 186 | 9 | Base Pumps | 186 | 9 | Process optimization | 186 | 13 | Base Pumps
[9 empty] | 187 | 10 | Base Pumps | 187 | 2 | Pumps - ASD (6-100 hp) | 187 | 14 | Base Pumps
[9 empty] | 188 | 11 | Base Pumps | 188 | 1 | Pumps - Controls | 188 | 15 | Base Pumps
[9 empty] | 189 | 12 | Base Pumps | 189 | 2 | Pumps - Controls | 189 | 16 | Base Pumps
[9 empty] | 190 | 13 | Base Pumps | 190 | 3 | Pumps - Controls | 190 | 1 | Base Refrigeration
[9 empty] | 191 | 14 | Base Pumps | 191 | 4 | Pumps - Controls | 191 | 2 | Base Refrigeration
[9 empty] | 192 | 15 | Base Pumps | 192 | 5 | Pumps - Controls | 192 | 3 | Base Refrigeration
[9 empty] | 193 | 16 | Base Pumps | 193 | 6 | Pumps - Controls | 193 | 4 | Base Refrigeration
[9 empty] | 194 | 1 | Base Refrigeration | 194 | 7 | Pumps - Controls | 194 | 5 | Base Refrigeration
[9 empty] | 195 | 2 | Base Refrigeration | 195 | 8 | Pumps - Controls | 195 | 6 | Base Refrigeration
[9 empty] | 196 | 3 | Base Refrigeration | 196 | 9 | Pumps - Controls | 196 | 7 | Base Refrigeration
[9 empty] | 197 | 4 | Base Refrigeration | 197 | 10 | Pumps - Controls | 197 | 8 | Base Refrigeration
[9 empty] | 198 | 5 | Base Refrigeration | 198 | 11 | Pumps - Controls | 198 | 9 | Base Refrigeration
[9 empty] | 199 | 6 | Base Refrigeration | 199 | 12 | Pumps - Controls | 199 | 10 | Base Refrigeration
[9 empty] | 200 | 7 | Base Refrigeration | 200 | 13 | Pumps - Controls | 200 | 11 | Base Refrigeration
[9 empty] | 201 | 8 | Base Refrigeration | 201 | 14 | Pumps - Controls | 201 | 12 | Base Refrigeration
[9 empty] | 202 | 9 | Base Refrigeration | 202 | 15 | Pumps - Controls | 202 | 13 | Base Refrigeration
[9 empty] | 203 | 10 | Base Refrigeration | 203 | 16 | Pumps - Controls | 203 | 14 | Base Refrigeration
[9 empty] | 204 | 11 | Base Refrigeration | 204 | 1 | Pumps - O&M | 204 | 15 | Base Refrigeration
[9 empty] | 205 | 12 | Base Refrigeration | 205 | 2 | Pumps - O&M | 205 | 16 | Base Refrigeration
[9 empty] | 206 | 13 | Base Refrigeration | 206 | 3 | Pumps - O&M | 206 | 1 | Centrifugal Chiller, 0.51 kW/ton, 500 tons
[9 empty] | 207 | 14 | Base Refrigeration | 207 | 4 | Pumps - O&M | 207 | 2 | Centrifugal Chiller, 0.51 kW/ton, 500 tons
[9 empty] | 208 | 15 | Base Refrigeration | 208 | 5 | Pumps - O&M | 208 | 3 | Centrifugal Chiller, 0.51 kW/ton, 500 tons
[9 empty] | 209 | 16 | Base Refrigeration | 209 | 6 | Pumps - O&M | 209 | 4 | Centrifugal Chiller, 0.51 kW/ton, 500 tons
[9 empty] | 210 | 1 | Centrifugal Chiller, 0.51 kW/ton, 500 tons | 210 | 7 | Pumps - O&M | 210 | 5 | Centrifugal Chiller, 0.51 kW/ton, 500 tons
[9 empty] | 211 | 2 | Centrifugal Chiller, 0.51 kW/ton, 500 tons | 211 | 8 | Pumps - O&M | 211 | 6 | Centrifugal Chiller, 0.51 kW/ton, 500 tons
[9 empty] | 212 | 3 | Centrifugal Chiller, 0.51 kW/ton, 500 tons | 212 | 9 | Pumps - O&M | 212 | 7 | Centrifugal Chiller, 0.51 kW/ton, 500 tons
[9 empty] | 213 | 4 | Centrifugal Chiller, 0.51 kW/ton, 500 tons | 213 | 10 | Pumps - O&M | 213 | 8 | Centrifugal Chiller, 0.51 kW/ton, 500 tons
[9 empty] | 214 | 5 | Centrifugal Chiller, 0.51 kW/ton, 500 tons | 214 | 11 | Pumps - O&M | 214 | 9 | Centrifugal Chiller, 0.51 kW/ton, 500 tons
[9 empty] | 215 | 6 | Centrifugal Chiller, 0.51 kW/ton, 500 tons | 215 | 12 | Pumps - O&M | 215 | 10 | Centrifugal Chiller, 0.51 kW/ton, 500 tons
[9 empty] | 216 | 7 | Centrifugal Chiller, 0.51 kW/ton, 500 tons | 216 | 13 | Pumps - O&M | 216 | 11 | Centrifugal Chiller, 0.51 kW/ton, 500 tons
[9 empty] | 217 | 8 | Centrifugal Chiller, 0.51 kW/ton, 500 tons | 217 | 14 | Pumps - O&M | 217 | 12 | Centrifugal Chiller, 0.51 kW/ton, 500 tons
[9 empty] | 218 | 9 | Centrifugal Chiller, 0.51 kW/ton, 500 tons | 218 | 15 | Pumps - O&M | 218 | 13 | Centrifugal Chiller, 0.51 kW/ton, 500 tons
[9 empty] | 219 | 10 | Centrifugal Chiller, 0.51 kW/ton, 500 tons | 219 | 16 | Pumps - O&M | 219 | 14 | Centrifugal Chiller, 0.51 kW/ton, 500 tons
[9 empty] | 220 | 11 | Centrifugal Chiller, 0.51 kW/ton, 500 tons | 220 | 1 | Pumps - Sizing | 220 | 15 | Centrifugal Chiller, 0.51 kW/ton, 500 tons
[9 empty] | 221 | 12 | Centrifugal Chiller, 0.51 kW/ton, 500 tons | 221 | 2 | Pumps - Sizing | 221 | 16 | Centrifugal Chiller, 0.51 kW/ton, 500 tons
[9 empty] | 222 | 13 | Centrifugal Chiller, 0.51 kW/ton, 500 tons | 222 | 3 | Pumps - Sizing | 222 | 1 | CFL Hardwired, Modular 18W
[9 empty] | 223 | 14 | Centrifugal Chiller, 0.51 kW/ton, 500 tons | 223 | 4 | Pumps - Sizing | 223 | 2 | CFL Hardwired, Modular 18W
[9 empty] | 224 | 15 | Centrifugal Chiller, 0.51 kW/ton, 500 tons | 224 | 5 | Pumps - Sizing | 224 | 3 | CFL Hardwired, Modular 18W
[9 empty] | 225 | 16 | Centrifugal Chiller, 0.51 kW/ton, 500 tons | 225 | 6 | Pumps - Sizing | 225 | 4 | CFL Hardwired, Modular 18W
[9 empty] | 226 | 6 | CFL Hardwired, Modular 18W | 226 | 7 | Pumps - Sizing | 226 | 6 | CFL Hardwired, Modular 18W
[9 empty] | 227 | 7 | CFL Hardwired, Modular 18W | 227 | 8 | Pumps - Sizing | 227 | 7 | CFL Hardwired, Modular 18W
[9 empty] | 228 | 1 | Chiller Tune Up/Diagnostics | 228 | 9 | Pumps - Sizing | 228 | 8 | CFL Hardwired, Modular 18W
[9 empty] | 229 | 2 | Chiller Tune Up/Diagnostics | 229 | 10 | Pumps - Sizing | 229 | 9 | CFL Hardwired, Modular 18W
[9 empty] | 230 | 3 | Chiller Tune Up/Diagnostics | 230 | 11 | Pumps - Sizing | 230 | 10 | CFL Hardwired, Modular 18W
[9 empty] | 231 | 4 | Chiller Tune Up/Diagnostics | 231 | 12 | Pumps - Sizing | 231 | 11 | CFL Hardwired, Modular 18W
[9 empty] | 232 | 5 | Chiller Tune Up/Diagnostics | 232 | 13 | Pumps - Sizing | 232 | 12 | CFL Hardwired, Modular 18W
[9 empty] | 233 | 6 | Chiller Tune Up/Diagnostics | 233 | 14 | Pumps - Sizing | 233 | 13 | CFL Hardwired, Modular 18W
[9 empty] | 234 | 7 | Chiller Tune Up/Diagnostics | 234 | 15 | Pumps - Sizing | 234 | 14 | CFL Hardwired, Modular 18W
[9 empty] | 235 | 8 | Chiller Tune Up/Diagnostics | 235 | 16 | Pumps - Sizing | 235 | 15 | CFL Hardwired, Modular 18W
[9 empty] | 236 | 9 | Chiller Tune Up/Diagnostics | 236 | 1 | Pumps - System Optimization | 236 | 16 | CFL Hardwired, Modular 18W
[9 empty] | 237 | 10 | Chiller Tune Up/Diagnostics | 237 | 2 | Pumps - System Optimization | 237 | 1 | Chiller Tune Up/Diagnostics
[9 empty] | 238 | 11 | Chiller Tune Up/Diagnostics | 238 | 3 | Pumps - System Optimization | 238 | 2 | Chiller Tune Up/Diagnostics
[9 empty] | 239 | 12 | Chiller Tune Up/Diagnostics | 239 | 4 | Pumps - System Optimization | 239 | 3 | Chiller Tune Up/Diagnostics
[9 empty] | 240 | 13 | Chiller Tune Up/Diagnostics | 240 | 5 | Pumps - System Optimization | 240 | 4 | Chiller Tune Up/Diagnostics
[9 empty] | 241 | 14 | Chiller Tune Up/Diagnostics | 241 | 6 | Pumps - System Optimization | 241 | 5 | Chiller Tune Up/Diagnostics
[9 empty] | 242 | 15 | Chiller Tune Up/Diagnostics | 242 | 7 | Pumps - System Optimization | 242 | 6 | Chiller Tune Up/Diagnostics
[9 empty] | 243 | 16 | Chiller Tune Up/Diagnostics | 243 | 8 | Pumps - System Optimization | 243 | 7 | Chiller Tune Up/Diagnostics
[9 empty] | 244 | 6 | Clean Room - Controls | 244 | 9 | Pumps - System Optimization | 244 | 8 | Chiller Tune Up/Diagnostics
[9 empty] | 245 | 13 | Clean Room - Controls | 245 | 10 | Pumps - System Optimization | 245 | 9 | Chiller Tune Up/Diagnostics
[9 empty] | 246 | 6 | Clean Room - New Designs | 246 | 11 | Pumps - System Optimization | 246 | 10 | Chiller Tune Up/Diagnostics
[9 empty] | 247 | 1 | Comp Air - ASD (100+ hp) | 247 | 12 | Pumps - System Optimization | 247 | 11 | Chiller Tune Up/Diagnostics
[9 empty] | 248 | 2 | Comp Air - ASD (100+ hp) | 248 | 13 | Pumps - System Optimization | 248 | 12 | Chiller Tune Up/Diagnostics
[9 empty] | 249 | 3 | Comp Air - ASD (100+ hp) | 249 | 14 | Pumps - System Optimization | 249 | 13 | Chiller Tune Up/Diagnostics
[9 empty] | 250 | 4 | Comp Air - ASD (100+ hp) | 250 | 15 | Pumps - System Optimization | 250 | 14 | Chiller Tune Up/Diagnostics
[9 empty] | 251 | 5 | Comp Air - ASD (100+ hp) | 251 | 16 | Pumps - System Optimization | 251 | 15 | Chiller Tune Up/Diagnostics
[9 empty] | 252 | 6 | Comp Air - ASD (100+ hp) | 252 | single segment | Run Time Optimizer | 252 | 16 | Chiller Tune Up/Diagnostics
[9 empty] | 253 | 7 | Comp Air - ASD (100+ hp) |  |  |  | 253 | 1 | Comp Air - ASD (100+ hp)
[9 empty] | 254 | 8 | Comp Air - ASD (100+ hp) |  |  |  | 254 | 2 | Comp Air - ASD (100+ hp)
[9 empty] | 255 | 9 | Comp Air - ASD (100+ hp) |  |  |  | 255 | 3 | Comp Air - ASD (100+ hp)
[9 empty] | 256 | 10 | Comp Air - ASD (100+ hp) |  |  |  | 256 | 4 | Comp Air - ASD (100+ hp)
[9 empty] | 257 | 11 | Comp Air - ASD (100+ hp) |  |  |  | 257 | 5 | Comp Air - ASD (100+ hp)
[9 empty] | 258 | 12 | Comp Air - ASD (100+ hp) |  |  |  | 258 | 6 | Comp Air - ASD (100+ hp)
[9 empty] | 259 | 13 | Comp Air - ASD (100+ hp) |  |  |  | 259 | 7 | Comp Air - ASD (100+ hp)
[9 empty] | 260 | 14 | Comp Air - ASD (100+ hp) |  |  |  | 260 | 8 | Comp Air - ASD (100+ hp)
[9 empty] | 261 | 15 | Comp Air - ASD (100+ hp) |  |  |  | 261 | 9 | Comp Air - ASD (100+ hp)
[9 empty] | 262 | 16 | Comp Air - ASD (100+ hp) |  |  |  | 262 | 10 | Comp Air - ASD (100+ hp)
[9 empty] | 263 | 1 | Comp Air - ASD (1-5 hp) |  |  |  | 263 | 11 | Comp Air - ASD (100+ hp)
[9 empty] | 264 | 2 | Comp Air - ASD (1-5 hp) |  |  |  | 264 | 12 | Comp Air - ASD (100+ hp)
[9 empty] | 265 | 3 | Comp Air - ASD (1-5 hp) |  |  |  | 265 | 13 | Comp Air - ASD (100+ hp)
[9 empty] | 266 | 4 | Comp Air - ASD (1-5 hp) |  |  |  | 266 | 14 | Comp Air - ASD (100+ hp)
[9 empty] | 267 | 5 | Comp Air - ASD (1-5 hp) |  |  |  | 267 | 15 | Comp Air - ASD (100+ hp)
[9 empty] | 268 | 6 | Comp Air - ASD (1-5 hp) |  |  |  | 268 | 16 | Comp Air - ASD (100+ hp)
[9 empty] | 269 | 7 | Comp Air - ASD (1-5 hp) |  |  |  | 269 | 1 | Comp Air - ASD (1-5 hp)
[9 empty] | 270 | 8 | Comp Air - ASD (1-5 hp) |  |  |  | 270 | 2 | Comp Air - ASD (1-5 hp)
[9 empty] | 271 | 9 | Comp Air - ASD (1-5 hp) |  |  |  | 271 | 3 | Comp Air - ASD (1-5 hp)
[9 empty] | 272 | 10 | Comp Air - ASD (1-5 hp) |  |  |  | 272 | 4 | Comp Air - ASD (1-5 hp)
[9 empty] | 273 | 11 | Comp Air - ASD (1-5 hp) |  |  |  | 273 | 5 | Comp Air - ASD (1-5 hp)
[9 empty] | 274 | 12 | Comp Air - ASD (1-5 hp) |  |  |  | 274 | 6 | Comp Air - ASD (1-5 hp)
[9 empty] | 275 | 13 | Comp Air - ASD (1-5 hp) |  |  |  | 275 | 7 | Comp Air - ASD (1-5 hp)
[9 empty] | 276 | 14 | Comp Air - ASD (1-5 hp) |  |  |  | 276 | 8 | Comp Air - ASD (1-5 hp)
[9 empty] | 277 | 15 | Comp Air - ASD (1-5 hp) |  |  |  | 277 | 9 | Comp Air - ASD (1-5 hp)
[9 empty] | 278 | 16 | Comp Air - ASD (1-5 hp) |  |  |  | 278 | 10 | Comp Air - ASD (1-5 hp)
[9 empty] | 279 | 1 | Comp Air - ASD (6-100 hp) |  |  |  | 279 | 11 | Comp Air - ASD (1-5 hp)
[9 empty] | 280 | 2 | Comp Air - ASD (6-100 hp) |  |  |  | 280 | 12 | Comp Air - ASD (1-5 hp)
[9 empty] | 281 | 3 | Comp Air - ASD (6-100 hp) |  |  |  | 281 | 13 | Comp Air - ASD (1-5 hp)
[9 empty] | 282 | 4 | Comp Air - ASD (6-100 hp) |  |  |  | 282 | 14 | Comp Air - ASD (1-5 hp)
[9 empty] | 283 | 5 | Comp Air - ASD (6-100 hp) |  |  |  | 283 | 15 | Comp Air - ASD (1-5 hp)
[9 empty] | 284 | 6 | Comp Air - ASD (6-100 hp) |  |  |  | 284 | 16 | Comp Air - ASD (1-5 hp)
[9 empty] | 285 | 7 | Comp Air - ASD (6-100 hp) |  |  |  | 285 | 1 | Comp Air - ASD (6-100 hp)
[9 empty] | 286 | 8 | Comp Air - ASD (6-100 hp) |  |  |  | 286 | 3 | Comp Air - ASD (6-100 hp)
[9 empty] | 287 | 9 | Comp Air - ASD (6-100 hp) |  |  |  | 287 | 4 | Comp Air - ASD (6-100 hp)
[9 empty] | 288 | 10 | Comp Air - ASD (6-100 hp) |  |  |  | 288 | 5 | Comp Air - ASD (6-100 hp)
[9 empty] | 289 | 11 | Comp Air - ASD (6-100 hp) |  |  |  | 289 | 6 | Comp Air - ASD (6-100 hp)
[9 empty] | 290 | 12 | Comp Air - ASD (6-100 hp) |  |  |  | 290 | 7 | Comp Air - ASD (6-100 hp)
[9 empty] | 291 | 13 | Comp Air - ASD (6-100 hp) |  |  |  | 291 | 8 | Comp Air - ASD (6-100 hp)
[9 empty] | 292 | 14 | Comp Air - ASD (6-100 hp) |  |  |  | 292 | 9 | Comp Air - ASD (6-100 hp)
[9 empty] | 293 | 15 | Comp Air - ASD (6-100 hp) |  |  |  | 293 | 10 | Comp Air - ASD (6-100 hp)
[9 empty] | 294 | 16 | Comp Air - ASD (6-100 hp) |  |  |  | 294 | 11 | Comp Air - ASD (6-100 hp)
[9 empty] | 295 | 1 | Comp Air - Motor practices-1 (100+ HP) |  |  |  | 295 | 12 | Comp Air - ASD (6-100 hp)
[9 empty] | 296 | 2 | Comp Air - Motor practices-1 (100+ HP) |  |  |  | 296 | 13 | Comp Air - ASD (6-100 hp)
[9 empty] | 297 | 3 | Comp Air - Motor practices-1 (100+ HP) |  |  |  | 297 | 14 | Comp Air - ASD (6-100 hp)
[9 empty] | 298 | 4 | Comp Air - Motor practices-1 (100+ HP) |  |  |  | 298 | 15 | Comp Air - ASD (6-100 hp)
[9 empty] | 299 | 5 | Comp Air - Motor practices-1 (100+ HP) |  |  |  | 299 | 16 | Comp Air - ASD (6-100 hp)
[9 empty] | 300 | 6 | Comp Air - Motor practices-1 (100+ HP) |  |  |  | 300 | 1 | Comp Air - Motor practices-1 (100+ HP)
[9 empty] | 301 | 7 | Comp Air - Motor practices-1 (100+ HP) |  |  |  | 301 | 2 | Comp Air - Motor practices-1 (100+ HP)
[9 empty] | 302 | 8 | Comp Air - Motor practices-1 (100+ HP) |  |  |  | 302 | 3 | Comp Air - Motor practices-1 (100+ HP)
[9 empty] | 303 | 9 | Comp Air - Motor practices-1 (100+ HP) |  |  |  | 303 | 4 | Comp Air - Motor practices-1 (100+ HP)
[9 empty] | 304 | 10 | Comp Air - Motor practices-1 (100+ HP) |  |  |  | 304 | 5 | Comp Air - Motor practices-1 (100+ HP)
[9 empty] | 305 | 11 | Comp Air - Motor practices-1 (100+ HP) |  |  |  | 305 | 6 | Comp Air - Motor practices-1 (100+ HP)
[9 empty] | 306 | 12 | Comp Air - Motor practices-1 (100+ HP) |  |  |  | 306 | 7 | Comp Air - Motor practices-1 (100+ HP)
[9 empty] | 307 | 13 | Comp Air - Motor practices-1 (100+ HP) |  |  |  | 307 | 8 | Comp Air - Motor practices-1 (100+ HP)
[9 empty] | 308 | 14 | Comp Air - Motor practices-1 (100+ HP) |  |  |  | 308 | 9 | Comp Air - Motor practices-1 (100+ HP)
[9 empty] | 309 | 15 | Comp Air - Motor practices-1 (100+ HP) |  |  |  | 309 | 10 | Comp Air - Motor practices-1 (100+ HP)
[9 empty] | 310 | 16 | Comp Air - Motor practices-1 (100+ HP) |  |  |  | 310 | 11 | Comp Air - Motor practices-1 (100+ HP)
[9 empty] | 311 | 1 | Comp Air - Motor practices-1 (1-5 HP) |  |  |  | 311 | 12 | Comp Air - Motor practices-1 (100+ HP)
[9 empty] | 312 | 2 | Comp Air - Motor practices-1 (1-5 HP) |  |  |  | 312 | 13 | Comp Air - Motor practices-1 (100+ HP)
[9 empty] | 313 | 3 | Comp Air - Motor practices-1 (1-5 HP) |  |  |  | 313 | 14 | Comp Air - Motor practices-1 (100+ HP)
[9 empty] | 314 | 4 | Comp Air - Motor practices-1 (1-5 HP) |  |  |  | 314 | 15 | Comp Air - Motor practices-1 (100+ HP)
[9 empty] | 315 | 5 | Comp Air - Motor practices-1 (1-5 HP) |  |  |  | 315 | 16 | Comp Air - Motor practices-1 (100+ HP)
[9 empty] | 316 | 6 | Comp Air - Motor practices-1 (1-5 HP) |  |  |  | 316 | 1 | Comp Air - Motor practices-1 (1-5 HP)
[9 empty] | 317 | 7 | Comp Air - Motor practices-1 (1-5 HP) |  |  |  | 317 | 2 | Comp Air - Motor practices-1 (1-5 HP)
[9 empty] | 318 | 8 | Comp Air - Motor practices-1 (1-5 HP) |  |  |  | 318 | 3 | Comp Air - Motor practices-1 (1-5 HP)
[9 empty] | 319 | 9 | Comp Air - Motor practices-1 (1-5 HP) |  |  |  | 319 | 4 | Comp Air - Motor practices-1 (1-5 HP)
[9 empty] | 320 | 10 | Comp Air - Motor practices-1 (1-5 HP) |  |  |  | 320 | 5 | Comp Air - Motor practices-1 (1-5 HP)
[9 empty] | 321 | 11 | Comp Air - Motor practices-1 (1-5 HP) |  |  |  | 321 | 6 | Comp Air - Motor practices-1 (1-5 HP)
[9 empty] | 322 | 12 | Comp Air - Motor practices-1 (1-5 HP) |  |  |  | 322 | 7 | Comp Air - Motor practices-1 (1-5 HP)
[9 empty] | 323 | 13 | Comp Air - Motor practices-1 (1-5 HP) |  |  |  | 323 | 8 | Comp Air - Motor practices-1 (1-5 HP)
[9 empty] | 324 | 14 | Comp Air - Motor practices-1 (1-5 HP) |  |  |  | 324 | 9 | Comp Air - Motor practices-1 (1-5 HP)
[9 empty] | 325 | 15 | Comp Air - Motor practices-1 (1-5 HP) |  |  |  | 325 | 10 | Comp Air - Motor practices-1 (1-5 HP)
[9 empty] | 326 | 16 | Comp Air - Motor practices-1 (1-5 HP) |  |  |  | 326 | 11 | Comp Air - Motor practices-1 (1-5 HP)
[9 empty] | 327 | 1 | Comp Air - Motor practices-1 (6-100 HP) |  |  |  | 327 | 12 | Comp Air - Motor practices-1 (1-5 HP)
[9 empty] | 328 | 2 | Comp Air - Motor practices-1 (6-100 HP) |  |  |  | 328 | 13 | Comp Air - Motor practices-1 (1-5 HP)
[9 empty] | 329 | 3 | Comp Air - Motor practices-1 (6-100 HP) |  |  |  | 329 | 14 | Comp Air - Motor practices-1 (1-5 HP)
[9 empty] | 330 | 4 | Comp Air - Motor practices-1 (6-100 HP) |  |  |  | 330 | 15 | Comp Air - Motor practices-1 (1-5 HP)
[9 empty] | 331 | 5 | Comp Air - Motor practices-1 (6-100 HP) |  |  |  | 331 | 16 | Comp Air - Motor practices-1 (1-5 HP)
[9 empty] | 332 | 6 | Comp Air - Motor practices-1 (6-100 HP) |  |  |  | 332 | 1 | Comp Air - Motor practices-1 (6-100 HP)
[9 empty] | 333 | 7 | Comp Air - Motor practices-1 (6-100 HP) |  |  |  | 333 | 2 | Comp Air - Motor practices-1 (6-100 HP)
[9 empty] | 334 | 8 | Comp Air - Motor practices-1 (6-100 HP) |  |  |  | 334 | 3 | Comp Air - Motor practices-1 (6-100 HP)
[9 empty] | 335 | 9 | Comp Air - Motor practices-1 (6-100 HP) |  |  |  | 335 | 4 | Comp Air - Motor practices-1 (6-100 HP)
[9 empty] | 336 | 10 | Comp Air - Motor practices-1 (6-100 HP) |  |  |  | 336 | 5 | Comp Air - Motor practices-1 (6-100 HP)
[9 empty] | 337 | 11 | Comp Air - Motor practices-1 (6-100 HP) |  |  |  | 337 | 6 | Comp Air - Motor practices-1 (6-100 HP)
[9 empty] | 338 | 12 | Comp Air - Motor practices-1 (6-100 HP) |  |  |  | 338 | 7 | Comp Air - Motor practices-1 (6-100 HP)
[9 empty] | 339 | 13 | Comp Air - Motor practices-1 (6-100 HP) |  |  |  | 339 | 8 | Comp Air - Motor practices-1 (6-100 HP)
[9 empty] | 340 | 14 | Comp Air - Motor practices-1 (6-100 HP) |  |  |  | 340 | 9 | Comp Air - Motor practices-1 (6-100 HP)
[9 empty] | 341 | 15 | Comp Air - Motor practices-1 (6-100 HP) |  |  |  | 341 | 10 | Comp Air - Motor practices-1 (6-100 HP)
[9 empty] | 342 | 16 | Comp Air - Motor practices-1 (6-100 HP) |  |  |  | 342 | 11 | Comp Air - Motor practices-1 (6-100 HP)
[9 empty] | 343 | 1 | Comp Air - Replace 100+ HP motor |  |  |  | 343 | 12 | Comp Air - Motor practices-1 (6-100 HP)
[9 empty] | 344 | 2 | Comp Air - Replace 100+ HP motor |  |  |  | 344 | 13 | Comp Air - Motor practices-1 (6-100 HP)
[9 empty] | 345 | 3 | Comp Air - Replace 100+ HP motor |  |  |  | 345 | 14 | Comp Air - Motor practices-1 (6-100 HP)
[9 empty] | 346 | 4 | Comp Air - Replace 100+ HP motor |  |  |  | 346 | 15 | Comp Air - Motor practices-1 (6-100 HP)
[9 empty] | 347 | 5 | Comp Air - Replace 100+ HP motor |  |  |  | 347 | 16 | Comp Air - Motor practices-1 (6-100 HP)
[9 empty] | 348 | 6 | Comp Air - Replace 100+ HP motor |  |  |  | 348 | 1 | Comp Air - Replace 100+ HP motor
[9 empty] | 349 | 7 | Comp Air - Replace 100+ HP motor |  |  |  | 349 | 2 | Comp Air - Replace 100+ HP motor
[9 empty] | 350 | 8 | Comp Air - Replace 100+ HP motor |  |  |  | 350 | 3 | Comp Air - Replace 100+ HP motor
[9 empty] | 351 | 9 | Comp Air - Replace 100+ HP motor |  |  |  | 351 | 4 | Comp Air - Replace 100+ HP motor
[9 empty] | 352 | 10 | Comp Air - Replace 100+ HP motor |  |  |  | 352 | 5 | Comp Air - Replace 100+ HP motor
[9 empty] | 353 | 11 | Comp Air - Replace 100+ HP motor |  |  |  | 353 | 6 | Comp Air - Replace 100+ HP motor
[9 empty] | 354 | 12 | Comp Air - Replace 100+ HP motor |  |  |  | 354 | 7 | Comp Air - Replace 100+ HP motor
[9 empty] | 355 | 13 | Comp Air - Replace 100+ HP motor |  |  |  | 355 | 8 | Comp Air - Replace 100+ HP motor
[9 empty] | 356 | 14 | Comp Air - Replace 100+ HP motor |  |  |  | 356 | 9 | Comp Air - Replace 100+ HP motor
[9 empty] | 357 | 15 | Comp Air - Replace 100+ HP motor |  |  |  | 357 | 10 | Comp Air - Replace 100+ HP motor
[9 empty] | 358 | 16 | Comp Air - Replace 100+ HP motor |  |  |  | 358 | 11 | Comp Air - Replace 100+ HP motor
[9 empty] | 359 | 1 | Comp Air - Replace 1-5 HP motor |  |  |  | 359 | 12 | Comp Air - Replace 100+ HP motor
[9 empty] | 360 | 2 | Comp Air - Replace 1-5 HP motor |  |  |  | 360 | 13 | Comp Air - Replace 100+ HP motor
[9 empty] | 361 | 3 | Comp Air - Replace 1-5 HP motor |  |  |  | 361 | 14 | Comp Air - Replace 100+ HP motor
[9 empty] | 362 | 4 | Comp Air - Replace 1-5 HP motor |  |  |  | 362 | 15 | Comp Air - Replace 100+ HP motor
[9 empty] | 363 | 5 | Comp Air - Replace 1-5 HP motor |  |  |  | 363 | 16 | Comp Air - Replace 100+ HP motor
[9 empty] | 364 | 6 | Comp Air - Replace 1-5 HP motor |  |  |  | 364 | 1 | Comp Air - Replace 1-5 HP motor
[9 empty] | 365 | 7 | Comp Air - Replace 1-5 HP motor |  |  |  | 365 | 2 | Comp Air - Replace 1-5 HP motor
[9 empty] | 366 | 8 | Comp Air - Replace 1-5 HP motor |  |  |  | 366 | 3 | Comp Air - Replace 1-5 HP motor
[9 empty] | 367 | 9 | Comp Air - Replace 1-5 HP motor |  |  |  | 367 | 4 | Comp Air - Replace 1-5 HP motor
[9 empty] | 368 | 10 | Comp Air - Replace 1-5 HP motor |  |  |  | 368 | 5 | Comp Air - Replace 1-5 HP motor
[9 empty] | 369 | 11 | Comp Air - Replace 1-5 HP motor |  |  |  | 369 | 6 | Comp Air - Replace 1-5 HP motor
[9 empty] | 370 | 12 | Comp Air - Replace 1-5 HP motor |  |  |  | 370 | 7 | Comp Air - Replace 1-5 HP motor
[9 empty] | 371 | 13 | Comp Air - Replace 1-5 HP motor |  |  |  | 371 | 8 | Comp Air - Replace 1-5 HP motor
[9 empty] | 372 | 14 | Comp Air - Replace 1-5 HP motor |  |  |  | 372 | 9 | Comp Air - Replace 1-5 HP motor
[9 empty] | 373 | 15 | Comp Air - Replace 1-5 HP motor |  |  |  | 373 | 10 | Comp Air - Replace 1-5 HP motor
[9 empty] | 374 | 16 | Comp Air - Replace 1-5 HP motor |  |  |  | 374 | 11 | Comp Air - Replace 1-5 HP motor
[9 empty] | 375 | 1 | Comp Air - Replace 6-100 HP motor |  |  |  | 375 | 12 | Comp Air - Replace 1-5 HP motor
[9 empty] | 376 | 2 | Comp Air - Replace 6-100 HP motor |  |  |  | 376 | 13 | Comp Air - Replace 1-5 HP motor
[9 empty] | 377 | 3 | Comp Air - Replace 6-100 HP motor |  |  |  | 377 | 14 | Comp Air - Replace 1-5 HP motor
[9 empty] | 378 | 4 | Comp Air - Replace 6-100 HP motor |  |  |  | 378 | 15 | Comp Air - Replace 1-5 HP motor
[9 empty] | 379 | 5 | Comp Air - Replace 6-100 HP motor |  |  |  | 379 | 16 | Comp Air - Replace 1-5 HP motor
[9 empty] | 380 | 6 | Comp Air - Replace 6-100 HP motor |  |  |  | 380 | 1 | Comp Air - Replace 6-100 HP motor
[9 empty] | 381 | 7 | Comp Air - Replace 6-100 HP motor |  |  |  | 381 | 2 | Comp Air - Replace 6-100 HP motor
[9 empty] | 382 | 8 | Comp Air - Replace 6-100 HP motor |  |  |  | 382 | 3 | Comp Air - Replace 6-100 HP motor
[9 empty] | 383 | 9 | Comp Air - Replace 6-100 HP motor |  |  |  | 383 | 4 | Comp Air - Replace 6-100 HP motor
[9 empty] | 384 | 10 | Comp Air - Replace 6-100 HP motor |  |  |  | 384 | 5 | Comp Air - Replace 6-100 HP motor
[9 empty] | 385 | 11 | Comp Air - Replace 6-100 HP motor |  |  |  | 385 | 6 | Comp Air - Replace 6-100 HP motor
[9 empty] | 386 | 12 | Comp Air - Replace 6-100 HP motor |  |  |  | 386 | 7 | Comp Air - Replace 6-100 HP motor
[9 empty] | 387 | 13 | Comp Air - Replace 6-100 HP motor |  |  |  | 387 | 8 | Comp Air - Replace 6-100 HP motor
[9 empty] | 388 | 14 | Comp Air - Replace 6-100 HP motor |  |  |  | 388 | 9 | Comp Air - Replace 6-100 HP motor
[9 empty] | 389 | 15 | Comp Air - Replace 6-100 HP motor |  |  |  | 389 | 10 | Comp Air - Replace 6-100 HP motor
[9 empty] | 390 | 16 | Comp Air - Replace 6-100 HP motor |  |  |  | 390 | 11 | Comp Air - Replace 6-100 HP motor
[9 empty] | 391 | 1 | Compressed Air - Controls |  |  |  | 391 | 12 | Comp Air - Replace 6-100 HP motor
[9 empty] | 392 | 2 | Compressed Air - Controls |  |  |  | 392 | 13 | Comp Air - Replace 6-100 HP motor
[9 empty] | 393 | 3 | Compressed Air - Controls |  |  |  | 393 | 14 | Comp Air - Replace 6-100 HP motor
[9 empty] | 394 | 4 | Compressed Air - Controls |  |  |  | 394 | 15 | Comp Air - Replace 6-100 HP motor
[9 empty] | 395 | 5 | Compressed Air - Controls |  |  |  | 395 | 16 | Comp Air - Replace 6-100 HP motor
[9 empty] | 396 | 6 | Compressed Air - Controls |  |  |  | 396 | 1 | Cool Roof - Chiller
[9 empty] | 397 | 7 | Compressed Air - Controls |  |  |  | 397 | 2 | Cool Roof - Chiller
[9 empty] | 398 | 8 | Compressed Air - Controls |  |  |  | 398 | 3 | Cool Roof - Chiller
[9 empty] | 399 | 9 | Compressed Air - Controls |  |  |  | 399 | 4 | Cool Roof - Chiller
[9 empty] | 400 | 10 | Compressed Air - Controls |  |  |  | 400 | 5 | Cool Roof - Chiller
[9 empty] | 401 | 11 | Compressed Air - Controls |  |  |  | 401 | 6 | Cool Roof - Chiller
[9 empty] | 402 | 12 | Compressed Air - Controls |  |  |  | 402 | 7 | Cool Roof - Chiller
[9 empty] | 403 | 13 | Compressed Air - Controls |  |  |  | 403 | 8 | Cool Roof - Chiller
[9 empty] | 404 | 14 | Compressed Air - Controls |  |  |  | 404 | 9 | Cool Roof - Chiller
[9 empty] | 405 | 15 | Compressed Air - Controls |  |  |  | 405 | 10 | Cool Roof - Chiller
[9 empty] | 406 | 16 | Compressed Air - Controls |  |  |  | 406 | 11 | Cool Roof - Chiller
[9 empty] | 407 | 1 | Compressed Air - System Optimization |  |  |  | 407 | 12 | Cool Roof - Chiller
[9 empty] | 408 | 3 | Compressed Air - System Optimization |  |  |  | 408 | 13 | Cool Roof - Chiller
[9 empty] | 409 | 4 | Compressed Air - System Optimization |  |  |  | 409 | 14 | Cool Roof - Chiller
[9 empty] | 410 | 5 | Compressed Air - System Optimization |  |  |  | 410 | 15 | Cool Roof - Chiller
[9 empty] | 411 | 6 | Compressed Air - System Optimization |  |  |  | 411 | 16 | Cool Roof - Chiller
[9 empty] | 412 | 7 | Compressed Air - System Optimization |  |  |  | 412 | 1 | Cool Roof - DX
[9 empty] | 413 | 8 | Compressed Air - System Optimization |  |  |  | 413 | 2 | Cool Roof - DX
[9 empty] | 414 | 9 | Compressed Air - System Optimization |  |  |  | 414 | 3 | Cool Roof - DX
[9 empty] | 415 | 10 | Compressed Air - System Optimization |  |  |  | 415 | 4 | Cool Roof - DX
[9 empty] | 416 | 11 | Compressed Air - System Optimization |  |  |  | 416 | 5 | Cool Roof - DX
[9 empty] | 417 | 12 | Compressed Air - System Optimization |  |  |  | 417 | 6 | Cool Roof - DX
[9 empty] | 418 | 13 | Compressed Air - System Optimization |  |  |  | 418 | 7 | Cool Roof - DX
[9 empty] | 419 | 14 | Compressed Air - System Optimization |  |  |  | 419 | 8 | Cool Roof - DX
[9 empty] | 420 | 15 | Compressed Air - System Optimization |  |  |  | 420 | 9 | Cool Roof - DX
[9 empty] | 421 | 16 | Compressed Air - System Optimization |  |  |  | 421 | 10 | Cool Roof - DX
[9 empty] | 422 | 1 | Compressed Air- Sizing |  |  |  | 422 | 11 | Cool Roof - DX
[9 empty] | 423 | 2 | Compressed Air- Sizing |  |  |  | 423 | 12 | Cool Roof - DX
[9 empty] | 424 | 3 | Compressed Air- Sizing |  |  |  | 424 | 13 | Cool Roof - DX
[9 empty] | 425 | 4 | Compressed Air- Sizing |  |  |  | 425 | 14 | Cool Roof - DX
[9 empty] | 426 | 5 | Compressed Air- Sizing |  |  |  | 426 | 15 | Cool Roof - DX
[9 empty] | 427 | 6 | Compressed Air- Sizing |  |  |  | 427 | 16 | Cool Roof - DX
[9 empty] | 428 | 7 | Compressed Air- Sizing |  |  |  | 428 | 3 | Drives - EE motor
[9 empty] | 429 | 8 | Compressed Air- Sizing |  |  |  | 429 | 4 | Drives - EE motor
[9 empty] | 430 | 9 | Compressed Air- Sizing |  |  |  | 430 | 9 | Drives - EE motor
[9 empty] | 431 | 10 | Compressed Air- Sizing |  |  |  | 431 | 10 | Drives - Process Control
[9 empty] | 432 | 11 | Compressed Air- Sizing |  |  |  | 432 | 6 | Drives - Process Controls (batch + site)
[9 empty] | 433 | 12 | Compressed Air- Sizing |  |  |  | 433 | 9 | Drives - Process Controls (batch + site)
[9 empty] | 434 | 13 | Compressed Air- Sizing |  |  |  | 434 | 10 | Drives - Process Controls (batch + site)
[9 empty] | 435 | 14 | Compressed Air- Sizing |  |  |  | 435 | 11 | Drives - Scheduling
[9 empty] | 436 | 15 | Compressed Air- Sizing |  |  |  | 436 | 12 | Drives - Scheduling
[9 empty] | 437 | 16 | Compressed Air- Sizing |  |  |  | 437 | 13 | Drives - Scheduling
[9 empty] | 438 | 1 | Compressed Air-O&M |  |  |  | 438 | 14 | Drives - Scheduling
[9 empty] | 439 | 3 | Compressed Air-O&M |  |  |  | 439 | 15 | Drives - Scheduling
[9 empty] | 440 | 4 | Compressed Air-O&M |  |  |  | 440 | 16 | Drives - Scheduling
[9 empty] | 441 | 5 | Compressed Air-O&M |  |  |  | 441 | 1 | Duct/Pipe Insulation
[9 empty] | 442 | 6 | Compressed Air-O&M |  |  |  | 442 | 2 | Duct/Pipe Insulation
[9 empty] | 443 | 7 | Compressed Air-O&M |  |  |  | 443 | 3 | Duct/Pipe Insulation
[9 empty] | 444 | 8 | Compressed Air-O&M |  |  |  | 444 | 4 | Duct/Pipe Insulation
[9 empty] | 445 | 9 | Compressed Air-O&M |  |  |  | 445 | 5 | Duct/Pipe Insulation
[9 empty] | 446 | 10 | Compressed Air-O&M |  |  |  | 446 | 6 | Duct/Pipe Insulation
[9 empty] | 447 | 11 | Compressed Air-O&M |  |  |  | 447 | 7 | Duct/Pipe Insulation
[9 empty] | 448 | 12 | Compressed Air-O&M |  |  |  | 448 | 8 | Duct/Pipe Insulation
[9 empty] | 449 | 13 | Compressed Air-O&M |  |  |  | 449 | 9 | Duct/Pipe Insulation
[9 empty] | 450 | 14 | Compressed Air-O&M |  |  |  | 450 | 10 | Duct/Pipe Insulation
[9 empty] | 451 | 15 | Compressed Air-O&M |  |  |  | 451 | 11 | Duct/Pipe Insulation
[9 empty] | 452 | 16 | Compressed Air-O&M |  |  |  | 452 | 12 | Duct/Pipe Insulation
[9 empty] | 453 | 1 | Cool Roof - Chiller |  |  |  | 453 | 13 | Duct/Pipe Insulation
[9 empty] | 454 | 3 | Cool Roof - Chiller |  |  |  | 454 | 14 | Duct/Pipe Insulation
[9 empty] | 455 | 4 | Cool Roof - Chiller |  |  |  | 455 | 15 | Duct/Pipe Insulation
[9 empty] | 456 | 5 | Cool Roof - Chiller |  |  |  | 456 | 16 | Duct/Pipe Insulation
[9 empty] | 457 | 6 | Cool Roof - Chiller |  |  |  | 457 | 1 | Duct/Pipe Insulation - Chiller
[9 empty] | 458 | 7 | Cool Roof - Chiller |  |  |  | 458 | 2 | Duct/Pipe Insulation - Chiller
[9 empty] | 459 | 8 | Cool Roof - Chiller |  |  |  | 459 | 3 | Duct/Pipe Insulation - Chiller
[9 empty] | 460 | 9 | Cool Roof - Chiller |  |  |  | 460 | 4 | Duct/Pipe Insulation - Chiller
[9 empty] | 461 | 10 | Cool Roof - Chiller |  |  |  | 461 | 5 | Duct/Pipe Insulation - Chiller
[9 empty] | 462 | 11 | Cool Roof - Chiller |  |  |  | 462 | 6 | Duct/Pipe Insulation - Chiller
[9 empty] | 463 | 12 | Cool Roof - Chiller |  |  |  | 463 | 7 | Duct/Pipe Insulation - Chiller
[9 empty] | 464 | 13 | Cool Roof - Chiller |  |  |  | 464 | 8 | Duct/Pipe Insulation - Chiller
[9 empty] | 465 | 14 | Cool Roof - Chiller |  |  |  | 465 | 9 | Duct/Pipe Insulation - Chiller
[9 empty] | 466 | 15 | Cool Roof - Chiller |  |  |  | 466 | 10 | Duct/Pipe Insulation - Chiller
[9 empty] | 467 | 16 | Cool Roof - Chiller |  |  |  | 467 | 11 | Duct/Pipe Insulation - Chiller
[9 empty] | 468 | 1 | Cool Roof - DX |  |  |  | 468 | 12 | Duct/Pipe Insulation - Chiller
[9 empty] | 469 | 2 | Cool Roof - DX |  |  |  | 469 | 13 | Duct/Pipe Insulation - Chiller
[9 empty] | 470 | 3 | Cool Roof - DX |  |  |  | 470 | 14 | Duct/Pipe Insulation - Chiller
[9 empty] | 471 | 4 | Cool Roof - DX |  |  |  | 471 | 15 | Duct/Pipe Insulation - Chiller
[9 empty] | 472 | 5 | Cool Roof - DX |  |  |  | 472 | 16 | Duct/Pipe Insulation - Chiller
[9 empty] | 473 | 6 | Cool Roof - DX |  |  |  | 473 | 1 | DX Coil Cleaning
[9 empty] | 474 | 7 | Cool Roof - DX |  |  |  | 474 | 2 | DX Coil Cleaning
[9 empty] | 475 | 8 | Cool Roof - DX |  |  |  | 475 | 3 | DX Coil Cleaning
[9 empty] | 476 | 9 | Cool Roof - DX |  |  |  | 476 | 4 | DX Coil Cleaning
[9 empty] | 477 | 10 | Cool Roof - DX |  |  |  | 477 | 5 | DX Coil Cleaning
[9 empty] | 478 | 11 | Cool Roof - DX |  |  |  | 478 | 6 | DX Coil Cleaning
[9 empty] | 479 | 12 | Cool Roof - DX |  |  |  | 479 | 7 | DX Coil Cleaning
[9 empty] | 480 | 13 | Cool Roof - DX |  |  |  | 480 | 8 | DX Coil Cleaning
[9 empty] | 481 | 14 | Cool Roof - DX |  |  |  | 481 | 9 | DX Coil Cleaning
[9 empty] | 482 | 15 | Cool Roof - DX |  |  |  | 482 | 10 | DX Coil Cleaning
[9 empty] | 483 | 16 | Cool Roof - DX |  |  |  | 483 | 11 | DX Coil Cleaning
[9 empty] | 484 | 3 | Drives - EE motor |  |  |  | 484 | 12 | DX Coil Cleaning
[9 empty] | 485 | 4 | Drives - EE motor |  |  |  | 485 | 13 | DX Coil Cleaning
[9 empty] | 486 | 9 | Drives - EE motor |  |  |  | 486 | 14 | DX Coil Cleaning
[9 empty] | 487 | 11 | Drives - Optimization process (M&T) |  |  |  | 487 | 15 | DX Coil Cleaning
[9 empty] | 488 | 12 | Drives - Optimization process (M&T) |  |  |  | 488 | 16 | DX Coil Cleaning
[9 empty] | 489 | 14 | Drives - Optimization process (M&T) |  |  |  | 489 | 1 | DX Packaged System, EER=10.9, 10 tons
[9 empty] | 490 | 15 | Drives - Optimization process (M&T) |  |  |  | 490 | 2 | DX Packaged System, EER=10.9, 10 tons
[9 empty] | 491 | 10 | Drives - Process Control |  |  |  | 491 | 3 | DX Packaged System, EER=10.9, 10 tons
[9 empty] | 492 | 6 | Drives - Process Controls (batch + site) |  |  |  | 492 | 4 | DX Packaged System, EER=10.9, 10 tons
[9 empty] | 493 | 9 | Drives - Process Controls (batch + site) |  |  |  | 493 | 5 | DX Packaged System, EER=10.9, 10 tons
[9 empty] | 494 | 10 | Drives - Process Controls (batch + site) |  |  |  | 494 | 6 | DX Packaged System, EER=10.9, 10 tons
[9 empty] | 495 | 11 | Drives - Scheduling |  |  |  | 495 | 7 | DX Packaged System, EER=10.9, 10 tons
[9 empty] | 496 | 12 | Drives - Scheduling |  |  |  | 496 | 8 | DX Packaged System, EER=10.9, 10 tons
[9 empty] | 497 | 13 | Drives - Scheduling |  |  |  | 497 | 9 | DX Packaged System, EER=10.9, 10 tons
[9 empty] | 498 | 14 | Drives - Scheduling |  |  |  | 498 | 10 | DX Packaged System, EER=10.9, 10 tons
[9 empty] | 499 | 15 | Drives - Scheduling |  |  |  | 499 | 11 | DX Packaged System, EER=10.9, 10 tons
[9 empty] | 500 | 16 | Drives - Scheduling |  |  |  | 500 | 12 | DX Packaged System, EER=10.9, 10 tons
[9 empty] | 501 | 1 | Duct/Pipe Insulation |  |  |  | 501 | 13 | DX Packaged System, EER=10.9, 10 tons
[9 empty] | 502 | 2 | Duct/Pipe Insulation |  |  |  | 502 | 14 | DX Packaged System, EER=10.9, 10 tons
[9 empty] | 503 | 3 | Duct/Pipe Insulation |  |  |  | 503 | 15 | DX Packaged System, EER=10.9, 10 tons
[9 empty] | 504 | 4 | Duct/Pipe Insulation |  |  |  | 504 | 16 | DX Packaged System, EER=10.9, 10 tons
[9 empty] | 505 | 5 | Duct/Pipe Insulation |  |  |  | 505 | 1 | DX Tune Up/ Advanced Diagnostics
[9 empty] | 506 | 6 | Duct/Pipe Insulation |  |  |  | 506 | 2 | DX Tune Up/ Advanced Diagnostics
[9 empty] | 507 | 7 | Duct/Pipe Insulation |  |  |  | 507 | 3 | DX Tune Up/ Advanced Diagnostics
[9 empty] | 508 | 8 | Duct/Pipe Insulation |  |  |  | 508 | 4 | DX Tune Up/ Advanced Diagnostics
[9 empty] | 509 | 9 | Duct/Pipe Insulation |  |  |  | 509 | 5 | DX Tune Up/ Advanced Diagnostics
[9 empty] | 510 | 10 | Duct/Pipe Insulation |  |  |  | 510 | 6 | DX Tune Up/ Advanced Diagnostics
[9 empty] | 511 | 11 | Duct/Pipe Insulation |  |  |  | 511 | 7 | DX Tune Up/ Advanced Diagnostics
[9 empty] | 512 | 12 | Duct/Pipe Insulation |  |  |  | 512 | 8 | DX Tune Up/ Advanced Diagnostics
[9 empty] | 513 | 13 | Duct/Pipe Insulation |  |  |  | 513 | 9 | DX Tune Up/ Advanced Diagnostics
[9 empty] | 514 | 14 | Duct/Pipe Insulation |  |  |  | 514 | 10 | DX Tune Up/ Advanced Diagnostics
[9 empty] | 515 | 15 | Duct/Pipe Insulation |  |  |  | 515 | 11 | DX Tune Up/ Advanced Diagnostics
[9 empty] | 516 | 16 | Duct/Pipe Insulation |  |  |  | 516 | 12 | DX Tune Up/ Advanced Diagnostics
[9 empty] | 517 | 1 | Duct/Pipe Insulation - Chiller |  |  |  | 517 | 13 | DX Tune Up/ Advanced Diagnostics
[9 empty] | 518 | 2 | Duct/Pipe Insulation - Chiller |  |  |  | 518 | 14 | DX Tune Up/ Advanced Diagnostics
[9 empty] | 519 | 3 | Duct/Pipe Insulation - Chiller |  |  |  | 519 | 15 | DX Tune Up/ Advanced Diagnostics
[9 empty] | 520 | 4 | Duct/Pipe Insulation - Chiller |  |  |  | 520 | 16 | DX Tune Up/ Advanced Diagnostics
[9 empty] | 521 | 5 | Duct/Pipe Insulation - Chiller |  |  |  | 521 | 5 | Efficient drives
[9 empty] | 522 | 6 | Duct/Pipe Insulation - Chiller |  |  |  | 522 | 10 | Efficient drives - rolling
[9 empty] | 523 | 7 | Duct/Pipe Insulation - Chiller |  |  |  | 523 | 9 | Efficient grinding
[9 empty] | 524 | 8 | Duct/Pipe Insulation - Chiller |  |  |  | 524 | 16 | Efficient Machinery
[9 empty] | 525 | 9 | Duct/Pipe Insulation - Chiller |  |  |  | 525 | 1 | EMS - Chiller
[9 empty] | 526 | 10 | Duct/Pipe Insulation - Chiller |  |  |  | 526 | 2 | EMS - Chiller
[9 empty] | 527 | 11 | Duct/Pipe Insulation - Chiller |  |  |  | 527 | 3 | EMS - Chiller
[9 empty] | 528 | 12 | Duct/Pipe Insulation - Chiller |  |  |  | 528 | 4 | EMS - Chiller
[9 empty] | 529 | 13 | Duct/Pipe Insulation - Chiller |  |  |  | 529 | 5 | EMS - Chiller
[9 empty] | 530 | 14 | Duct/Pipe Insulation - Chiller |  |  |  | 530 | 6 | EMS - Chiller
[9 empty] | 531 | 15 | Duct/Pipe Insulation - Chiller |  |  |  | 531 | 7 | EMS - Chiller
[9 empty] | 532 | 16 | Duct/Pipe Insulation - Chiller |  |  |  | 532 | 8 | EMS - Chiller
[9 empty] | 533 | 1 | DX Coil Cleaning |  |  |  | 533 | 9 | EMS - Chiller
[9 empty] | 534 | 2 | DX Coil Cleaning |  |  |  | 534 | 10 | EMS - Chiller
[9 empty] | 535 | 3 | DX Coil Cleaning |  |  |  | 535 | 11 | EMS - Chiller
[9 empty] | 536 | 4 | DX Coil Cleaning |  |  |  | 536 | 12 | EMS - Chiller
[9 empty] | 537 | 5 | DX Coil Cleaning |  |  |  | 537 | 13 | EMS - Chiller
[9 empty] | 538 | 6 | DX Coil Cleaning |  |  |  | 538 | 14 | EMS - Chiller
[9 empty] | 539 | 7 | DX Coil Cleaning |  |  |  | 539 | 15 | EMS - Chiller
[9 empty] | 540 | 8 | DX Coil Cleaning |  |  |  | 540 | 16 | EMS - Chiller
[9 empty] | 541 | 9 | DX Coil Cleaning |  |  |  | 541 | 1 | EMS Optimization - Chiller
[9 empty] | 542 | 10 | DX Coil Cleaning |  |  |  | 542 | 2 | EMS Optimization - Chiller
[9 empty] | 543 | 11 | DX Coil Cleaning |  |  |  | 543 | 3 | EMS Optimization - Chiller
[9 empty] | 544 | 12 | DX Coil Cleaning |  |  |  | 544 | 4 | EMS Optimization - Chiller
[9 empty] | 545 | 13 | DX Coil Cleaning |  |  |  | 545 | 5 | EMS Optimization - Chiller
[9 empty] | 546 | 14 | DX Coil Cleaning |  |  |  | 546 | 6 | EMS Optimization - Chiller
[9 empty] | 547 | 15 | DX Coil Cleaning |  |  |  | 547 | 7 | EMS Optimization - Chiller
[9 empty] | 548 | 16 | DX Coil Cleaning |  |  |  | 548 | 8 | EMS Optimization - Chiller
[9 empty] | 549 | 1 | DX Packaged System, EER=10.9, 10 tons |  |  |  | 549 | 9 | EMS Optimization - Chiller
[9 empty] | 550 | 2 | DX Packaged System, EER=10.9, 10 tons |  |  |  | 550 | 10 | EMS Optimization - Chiller
[9 empty] | 551 | 3 | DX Packaged System, EER=10.9, 10 tons |  |  |  | 551 | 11 | EMS Optimization - Chiller
[9 empty] | 552 | 4 | DX Packaged System, EER=10.9, 10 tons |  |  |  | 552 | 12 | EMS Optimization - Chiller
[9 empty] | 553 | 5 | DX Packaged System, EER=10.9, 10 tons |  |  |  | 553 | 13 | EMS Optimization - Chiller
[9 empty] | 554 | 6 | DX Packaged System, EER=10.9, 10 tons |  |  |  | 554 | 14 | EMS Optimization - Chiller
[9 empty] | 555 | 7 | DX Packaged System, EER=10.9, 10 tons |  |  |  | 555 | 15 | EMS Optimization - Chiller
[9 empty] | 556 | 8 | DX Packaged System, EER=10.9, 10 tons |  |  |  | 556 | 16 | EMS Optimization - Chiller
[9 empty] | 557 | 9 | DX Packaged System, EER=10.9, 10 tons |  |  |  | 557 | 1 | Fans - ASD (100+ hp)
[9 empty] | 558 | 10 | DX Packaged System, EER=10.9, 10 tons |  |  |  | 558 | 2 | Fans - ASD (100+ hp)
[9 empty] | 559 | 11 | DX Packaged System, EER=10.9, 10 tons |  |  |  | 559 | 3 | Fans - ASD (100+ hp)
[9 empty] | 560 | 12 | DX Packaged System, EER=10.9, 10 tons |  |  |  | 560 | 4 | Fans - ASD (100+ hp)
[9 empty] | 561 | 13 | DX Packaged System, EER=10.9, 10 tons |  |  |  | 561 | 5 | Fans - ASD (100+ hp)
[9 empty] | 562 | 14 | DX Packaged System, EER=10.9, 10 tons |  |  |  | 562 | 6 | Fans - ASD (100+ hp)
[9 empty] | 563 | 15 | DX Packaged System, EER=10.9, 10 tons |  |  |  | 563 | 7 | Fans - ASD (100+ hp)
[9 empty] | 564 | 16 | DX Packaged System, EER=10.9, 10 tons |  |  |  | 564 | 8 | Fans - ASD (100+ hp)
[9 empty] | 565 | 1 | DX Tune Up/ Advanced Diagnostics |  |  |  | 565 | 9 | Fans - ASD (100+ hp)
[9 empty] | 566 | 2 | DX Tune Up/ Advanced Diagnostics |  |  |  | 566 | 10 | Fans - ASD (100+ hp)
[9 empty] | 567 | 3 | DX Tune Up/ Advanced Diagnostics |  |  |  | 567 | 11 | Fans - ASD (100+ hp)
[9 empty] | 568 | 4 | DX Tune Up/ Advanced Diagnostics |  |  |  | 568 | 12 | Fans - ASD (100+ hp)
[9 empty] | 569 | 5 | DX Tune Up/ Advanced Diagnostics |  |  |  | 569 | 13 | Fans - ASD (100+ hp)
[9 empty] | 570 | 6 | DX Tune Up/ Advanced Diagnostics |  |  |  | 570 | 14 | Fans - ASD (100+ hp)
[9 empty] | 571 | 7 | DX Tune Up/ Advanced Diagnostics |  |  |  | 571 | 15 | Fans - ASD (100+ hp)
[9 empty] | 572 | 8 | DX Tune Up/ Advanced Diagnostics |  |  |  | 572 | 16 | Fans - ASD (100+ hp)
[9 empty] | 573 | 9 | DX Tune Up/ Advanced Diagnostics |  |  |  | 573 | 1 | Fans - ASD (1-5 hp)
[9 empty] | 574 | 10 | DX Tune Up/ Advanced Diagnostics |  |  |  | 574 | 2 | Fans - ASD (1-5 hp)
[9 empty] | 575 | 11 | DX Tune Up/ Advanced Diagnostics |  |  |  | 575 | 3 | Fans - ASD (1-5 hp)
[9 empty] | 576 | 12 | DX Tune Up/ Advanced Diagnostics |  |  |  | 576 | 4 | Fans - ASD (1-5 hp)
[9 empty] | 577 | 13 | DX Tune Up/ Advanced Diagnostics |  |  |  | 577 | 5 | Fans - ASD (1-5 hp)
[9 empty] | 578 | 14 | DX Tune Up/ Advanced Diagnostics |  |  |  | 578 | 6 | Fans - ASD (1-5 hp)
[9 empty] | 579 | 15 | DX Tune Up/ Advanced Diagnostics |  |  |  | 579 | 7 | Fans - ASD (1-5 hp)
[9 empty] | 580 | 16 | DX Tune Up/ Advanced Diagnostics |  |  |  | 580 | 8 | Fans - ASD (1-5 hp)
[9 empty] | 581 | 11 | Efficient Curing ovens |  |  |  | 581 | 9 | Fans - ASD (1-5 hp)
[9 empty] | 582 | 13 | Efficient Curing ovens |  |  |  | 582 | 10 | Fans - ASD (1-5 hp)
[9 empty] | 583 | 14 | Efficient Curing ovens |  |  |  | 583 | 11 | Fans - ASD (1-5 hp)
[9 empty] | 584 | 15 | Efficient Curing ovens |  |  |  | 584 | 12 | Fans - ASD (1-5 hp)
[9 empty] | 585 | 16 | Efficient Curing ovens |  |  |  | 585 | 13 | Fans - ASD (1-5 hp)
[9 empty] | 586 | 7 | Efficient desalter |  |  |  | 586 | 14 | Fans - ASD (1-5 hp)
[9 empty] | 587 | 5 | Efficient drives |  |  |  | 587 | 15 | Fans - ASD (1-5 hp)
[9 empty] | 588 | 10 | Efficient drives - rolling |  |  |  | 588 | 16 | Fans - ASD (1-5 hp)
[9 empty] | 589 | 10 | Efficient electric melting |  |  |  | 589 | 1 | Fans - ASD (6-100 hp)
[9 empty] | 590 | 9 | Efficient grinding |  |  |  | 590 | 3 | Fans - ASD (6-100 hp)
[9 empty] | 591 | 16 | Efficient Machinery |  |  |  | 591 | 4 | Fans - ASD (6-100 hp)
[9 empty] | 592 | 5 | Efficient practices printing press |  |  |  | 592 | 5 | Fans - ASD (6-100 hp)
[9 empty] | 593 | 5 | Efficient Printing press (fewer cylinders) |  |  |  | 593 | 6 | Fans - ASD (6-100 hp)
[9 empty] | 594 | 13 | Efficient processes (welding, etc.) |  |  |  | 594 | 7 | Fans - ASD (6-100 hp)
[9 empty] | 595 | 1 | Efficient Refrigeration - Operations |  |  |  | 595 | 8 | Fans - ASD (6-100 hp)
[9 empty] | 596 | 1 | EMS - Chiller |  |  |  | 596 | 9 | Fans - ASD (6-100 hp)
[9 empty] | 597 | 2 | EMS - Chiller |  |  |  | 597 | 10 | Fans - ASD (6-100 hp)
[9 empty] | 598 | 3 | EMS - Chiller |  |  |  | 598 | 11 | Fans - ASD (6-100 hp)
[9 empty] | 599 | 4 | EMS - Chiller |  |  |  | 599 | 12 | Fans - ASD (6-100 hp)
[9 empty] | 600 | 5 | EMS - Chiller |  |  |  | 600 | 13 | Fans - ASD (6-100 hp)
[9 empty] | 601 | 6 | EMS - Chiller |  |  |  | 601 | 14 | Fans - ASD (6-100 hp)
[9 empty] | 602 | 7 | EMS - Chiller |  |  |  | 602 | 15 | Fans - ASD (6-100 hp)
[9 empty] | 603 | 8 | EMS - Chiller |  |  |  | 603 | 16 | Fans - ASD (6-100 hp)
[9 empty] | 604 | 9 | EMS - Chiller |  |  |  | 604 | 1 | Fans - Motor practices-1 (100+ HP)
[9 empty] | 605 | 10 | EMS - Chiller |  |  |  | 605 | 2 | Fans - Motor practices-1 (100+ HP)
[9 empty] | 606 | 11 | EMS - Chiller |  |  |  | 606 | 3 | Fans - Motor practices-1 (100+ HP)
[9 empty] | 607 | 12 | EMS - Chiller |  |  |  | 607 | 4 | Fans - Motor practices-1 (100+ HP)
[9 empty] | 608 | 13 | EMS - Chiller |  |  |  | 608 | 5 | Fans - Motor practices-1 (100+ HP)
[9 empty] | 609 | 14 | EMS - Chiller |  |  |  | 609 | 6 | Fans - Motor practices-1 (100+ HP)
[9 empty] | 610 | 15 | EMS - Chiller |  |  |  | 610 | 7 | Fans - Motor practices-1 (100+ HP)
[9 empty] | 611 | 16 | EMS - Chiller |  |  |  | 611 | 8 | Fans - Motor practices-1 (100+ HP)
[9 empty] | 612 | 1 | EMS Optimization - Chiller |  |  |  | 612 | 9 | Fans - Motor practices-1 (100+ HP)
[9 empty] | 613 | 2 | EMS Optimization - Chiller |  |  |  | 613 | 10 | Fans - Motor practices-1 (100+ HP)
[9 empty] | 614 | 3 | EMS Optimization - Chiller |  |  |  | 614 | 11 | Fans - Motor practices-1 (100+ HP)
[9 empty] | 615 | 4 | EMS Optimization - Chiller |  |  |  | 615 | 12 | Fans - Motor practices-1 (100+ HP)
[9 empty] | 616 | 5 | EMS Optimization - Chiller |  |  |  | 616 | 13 | Fans - Motor practices-1 (100+ HP)
[9 empty] | 617 | 6 | EMS Optimization - Chiller |  |  |  | 617 | 14 | Fans - Motor practices-1 (100+ HP)
[9 empty] | 618 | 7 | EMS Optimization - Chiller |  |  |  | 618 | 15 | Fans - Motor practices-1 (100+ HP)
[9 empty] | 619 | 8 | EMS Optimization - Chiller |  |  |  | 619 | 16 | Fans - Motor practices-1 (100+ HP)
[9 empty] | 620 | 9 | EMS Optimization - Chiller |  |  |  | 620 | 1 | Fans - Motor practices-1 (1-5 HP)
[9 empty] | 621 | 10 | EMS Optimization - Chiller |  |  |  | 621 | 2 | Fans - Motor practices-1 (1-5 HP)
[9 empty] | 622 | 11 | EMS Optimization - Chiller |  |  |  | 622 | 3 | Fans - Motor practices-1 (1-5 HP)
[9 empty] | 623 | 12 | EMS Optimization - Chiller |  |  |  | 623 | 4 | Fans - Motor practices-1 (1-5 HP)
[9 empty] | 624 | 13 | EMS Optimization - Chiller |  |  |  | 624 | 5 | Fans - Motor practices-1 (1-5 HP)
[9 empty] | 625 | 14 | EMS Optimization - Chiller |  |  |  | 625 | 6 | Fans - Motor practices-1 (1-5 HP)
[9 empty] | 626 | 15 | EMS Optimization - Chiller |  |  |  | 626 | 7 | Fans - Motor practices-1 (1-5 HP)
[9 empty] | 627 | 16 | EMS Optimization - Chiller |  |  |  | 627 | 8 | Fans - Motor practices-1 (1-5 HP)
[9 empty] | 628 | 1 | Fans - ASD (100+ hp) |  |  |  | 628 | 9 | Fans - Motor practices-1 (1-5 HP)
[9 empty] | 629 | 2 | Fans - ASD (100+ hp) |  |  |  | 629 | 10 | Fans - Motor practices-1 (1-5 HP)
[9 empty] | 630 | 3 | Fans - ASD (100+ hp) |  |  |  | 630 | 11 | Fans - Motor practices-1 (1-5 HP)
[9 empty] | 631 | 4 | Fans - ASD (100+ hp) |  |  |  | 631 | 12 | Fans - Motor practices-1 (1-5 HP)
[9 empty] | 632 | 5 | Fans - ASD (100+ hp) |  |  |  | 632 | 13 | Fans - Motor practices-1 (1-5 HP)
[9 empty] | 633 | 6 | Fans - ASD (100+ hp) |  |  |  | 633 | 14 | Fans - Motor practices-1 (1-5 HP)
[9 empty] | 634 | 7 | Fans - ASD (100+ hp) |  |  |  | 634 | 15 | Fans - Motor practices-1 (1-5 HP)
[9 empty] | 635 | 8 | Fans - ASD (100+ hp) |  |  |  | 635 | 16 | Fans - Motor practices-1 (1-5 HP)
[9 empty] | 636 | 9 | Fans - ASD (100+ hp) |  |  |  | 636 | 1 | Fans - Motor practices-1 (6-100 HP)
[9 empty] | 637 | 10 | Fans - ASD (100+ hp) |  |  |  | 637 | 2 | Fans - Motor practices-1 (6-100 HP)
[9 empty] | 638 | 11 | Fans - ASD (100+ hp) |  |  |  | 638 | 3 | Fans - Motor practices-1 (6-100 HP)
[9 empty] | 639 | 12 | Fans - ASD (100+ hp) |  |  |  | 639 | 4 | Fans - Motor practices-1 (6-100 HP)
[9 empty] | 640 | 13 | Fans - ASD (100+ hp) |  |  |  | 640 | 5 | Fans - Motor practices-1 (6-100 HP)
[9 empty] | 641 | 14 | Fans - ASD (100+ hp) |  |  |  | 641 | 6 | Fans - Motor practices-1 (6-100 HP)
[9 empty] | 642 | 15 | Fans - ASD (100+ hp) |  |  |  | 642 | 7 | Fans - Motor practices-1 (6-100 HP)
[9 empty] | 643 | 16 | Fans - ASD (100+ hp) |  |  |  | 643 | 8 | Fans - Motor practices-1 (6-100 HP)
[9 empty] | 644 | 1 | Fans - ASD (1-5 hp) |  |  |  | 644 | 9 | Fans - Motor practices-1 (6-100 HP)
[9 empty] | 645 | 2 | Fans - ASD (1-5 hp) |  |  |  | 645 | 10 | Fans - Motor practices-1 (6-100 HP)
[9 empty] | 646 | 3 | Fans - ASD (1-5 hp) |  |  |  | 646 | 11 | Fans - Motor practices-1 (6-100 HP)
[9 empty] | 647 | 4 | Fans - ASD (1-5 hp) |  |  |  | 647 | 12 | Fans - Motor practices-1 (6-100 HP)
[9 empty] | 648 | 5 | Fans - ASD (1-5 hp) |  |  |  | 648 | 13 | Fans - Motor practices-1 (6-100 HP)
[9 empty] | 649 | 6 | Fans - ASD (1-5 hp) |  |  |  | 649 | 14 | Fans - Motor practices-1 (6-100 HP)
[9 empty] | 650 | 7 | Fans - ASD (1-5 hp) |  |  |  | 650 | 15 | Fans - Motor practices-1 (6-100 HP)
[9 empty] | 651 | 8 | Fans - ASD (1-5 hp) |  |  |  | 651 | 16 | Fans - Motor practices-1 (6-100 HP)
[9 empty] | 652 | 9 | Fans - ASD (1-5 hp) |  |  |  | 652 | 1 | Fans - O&M
[9 empty] | 653 | 10 | Fans - ASD (1-5 hp) |  |  |  | 653 | 2 | Fans - O&M
[9 empty] | 654 | 11 | Fans - ASD (1-5 hp) |  |  |  | 654 | 3 | Fans - O&M
[9 empty] | 655 | 12 | Fans - ASD (1-5 hp) |  |  |  | 655 | 4 | Fans - O&M
[9 empty] | 656 | 13 | Fans - ASD (1-5 hp) |  |  |  | 656 | 5 | Fans - O&M
[9 empty] | 657 | 14 | Fans - ASD (1-5 hp) |  |  |  | 657 | 6 | Fans - O&M
[9 empty] | 658 | 15 | Fans - ASD (1-5 hp) |  |  |  | 658 | 7 | Fans - O&M
[9 empty] | 659 | 16 | Fans - ASD (1-5 hp) |  |  |  | 659 | 8 | Fans - O&M
[9 empty] | 660 | 1 | Fans - ASD (6-100 hp) |  |  |  | 660 | 9 | Fans - O&M
[9 empty] | 661 | 2 | Fans - ASD (6-100 hp) |  |  |  | 661 | 10 | Fans - O&M
[9 empty] | 662 | 3 | Fans - ASD (6-100 hp) |  |  |  | 662 | 11 | Fans - O&M
[9 empty] | 663 | 4 | Fans - ASD (6-100 hp) |  |  |  | 663 | 12 | Fans - O&M
[9 empty] | 664 | 5 | Fans - ASD (6-100 hp) |  |  |  | 664 | 13 | Fans - O&M
[9 empty] | 665 | 6 | Fans - ASD (6-100 hp) |  |  |  | 665 | 14 | Fans - O&M
[9 empty] | 666 | 7 | Fans - ASD (6-100 hp) |  |  |  | 666 | 15 | Fans - O&M
[9 empty] | 667 | 8 | Fans - ASD (6-100 hp) |  |  |  | 667 | 16 | Fans - O&M
[9 empty] | 668 | 9 | Fans - ASD (6-100 hp) |  |  |  | 668 | 1 | Fans - Replace 100+ HP motor
[9 empty] | 669 | 10 | Fans - ASD (6-100 hp) |  |  |  | 669 | 2 | Fans - Replace 100+ HP motor
[9 empty] | 670 | 11 | Fans - ASD (6-100 hp) |  |  |  | 670 | 3 | Fans - Replace 100+ HP motor
[9 empty] | 671 | 12 | Fans - ASD (6-100 hp) |  |  |  | 671 | 4 | Fans - Replace 100+ HP motor
[9 empty] | 672 | 13 | Fans - ASD (6-100 hp) |  |  |  | 672 | 5 | Fans - Replace 100+ HP motor
[9 empty] | 673 | 14 | Fans - ASD (6-100 hp) |  |  |  | 673 | 6 | Fans - Replace 100+ HP motor
[9 empty] | 674 | 15 | Fans - ASD (6-100 hp) |  |  |  | 674 | 7 | Fans - Replace 100+ HP motor
[9 empty] | 675 | 16 | Fans - ASD (6-100 hp) |  |  |  | 675 | 8 | Fans - Replace 100+ HP motor
[9 empty] | 676 | 1 | Fans - Controls |  |  |  | 676 | 9 | Fans - Replace 100+ HP motor
[9 empty] | 677 | 4 | Fans - Controls |  |  |  | 677 | 10 | Fans - Replace 100+ HP motor
[9 empty] | 678 | 5 | Fans - Controls |  |  |  | 678 | 11 | Fans - Replace 100+ HP motor
[9 empty] | 679 | 6 | Fans - Controls |  |  |  | 679 | 12 | Fans - Replace 100+ HP motor
[9 empty] | 680 | 7 | Fans - Controls |  |  |  | 680 | 13 | Fans - Replace 100+ HP motor
[9 empty] | 681 | 9 | Fans - Controls |  |  |  | 681 | 14 | Fans - Replace 100+ HP motor
[9 empty] | 682 | 13 | Fans - Controls |  |  |  | 682 | 15 | Fans - Replace 100+ HP motor
[9 empty] | 683 | 15 | Fans - Controls |  |  |  | 683 | 16 | Fans - Replace 100+ HP motor
[9 empty] | 684 | 16 | Fans - Controls |  |  |  | 684 | 1 | Fans - Replace 1-5 HP motor
[9 empty] | 685 | 1 | Fans - Motor practices-1 (100+ HP) |  |  |  | 685 | 2 | Fans - Replace 1-5 HP motor
[9 empty] | 686 | 2 | Fans - Motor practices-1 (100+ HP) |  |  |  | 686 | 3 | Fans - Replace 1-5 HP motor
[9 empty] | 687 | 3 | Fans - Motor practices-1 (100+ HP) |  |  |  | 687 | 4 | Fans - Replace 1-5 HP motor
[9 empty] | 688 | 4 | Fans - Motor practices-1 (100+ HP) |  |  |  | 688 | 5 | Fans - Replace 1-5 HP motor
[9 empty] | 689 | 5 | Fans - Motor practices-1 (100+ HP) |  |  |  | 689 | 6 | Fans - Replace 1-5 HP motor
[9 empty] | 690 | 6 | Fans - Motor practices-1 (100+ HP) |  |  |  | 690 | 7 | Fans - Replace 1-5 HP motor
[9 empty] | 691 | 7 | Fans - Motor practices-1 (100+ HP) |  |  |  | 691 | 8 | Fans - Replace 1-5 HP motor
[9 empty] | 692 | 8 | Fans - Motor practices-1 (100+ HP) |  |  |  | 692 | 9 | Fans - Replace 1-5 HP motor
[9 empty] | 693 | 9 | Fans - Motor practices-1 (100+ HP) |  |  |  | 693 | 10 | Fans - Replace 1-5 HP motor
[9 empty] | 694 | 10 | Fans - Motor practices-1 (100+ HP) |  |  |  | 694 | 11 | Fans - Replace 1-5 HP motor
[9 empty] | 695 | 11 | Fans - Motor practices-1 (100+ HP) |  |  |  | 695 | 12 | Fans - Replace 1-5 HP motor
[9 empty] | 696 | 12 | Fans - Motor practices-1 (100+ HP) |  |  |  | 696 | 13 | Fans - Replace 1-5 HP motor
[9 empty] | 697 | 13 | Fans - Motor practices-1 (100+ HP) |  |  |  | 697 | 14 | Fans - Replace 1-5 HP motor
[9 empty] | 698 | 14 | Fans - Motor practices-1 (100+ HP) |  |  |  | 698 | 15 | Fans - Replace 1-5 HP motor
[9 empty] | 699 | 15 | Fans - Motor practices-1 (100+ HP) |  |  |  | 699 | 16 | Fans - Replace 1-5 HP motor
[9 empty] | 700 | 16 | Fans - Motor practices-1 (100+ HP) |  |  |  | 700 | 1 | Fans - Replace 6-100 HP motor
[9 empty] | 701 | 1 | Fans - Motor practices-1 (1-5 HP) |  |  |  | 701 | 2 | Fans - Replace 6-100 HP motor
[9 empty] | 702 | 2 | Fans - Motor practices-1 (1-5 HP) |  |  |  | 702 | 3 | Fans - Replace 6-100 HP motor
[9 empty] | 703 | 3 | Fans - Motor practices-1 (1-5 HP) |  |  |  | 703 | 4 | Fans - Replace 6-100 HP motor
[9 empty] | 704 | 4 | Fans - Motor practices-1 (1-5 HP) |  |  |  | 704 | 5 | Fans - Replace 6-100 HP motor
[9 empty] | 705 | 5 | Fans - Motor practices-1 (1-5 HP) |  |  |  | 705 | 6 | Fans - Replace 6-100 HP motor
[9 empty] | 706 | 6 | Fans - Motor practices-1 (1-5 HP) |  |  |  | 706 | 7 | Fans - Replace 6-100 HP motor
[9 empty] | 707 | 7 | Fans - Motor practices-1 (1-5 HP) |  |  |  | 707 | 8 | Fans - Replace 6-100 HP motor
[9 empty] | 708 | 8 | Fans - Motor practices-1 (1-5 HP) |  |  |  | 708 | 9 | Fans - Replace 6-100 HP motor
[9 empty] | 709 | 9 | Fans - Motor practices-1 (1-5 HP) |  |  |  | 709 | 10 | Fans - Replace 6-100 HP motor
[9 empty] | 710 | 10 | Fans - Motor practices-1 (1-5 HP) |  |  |  | 710 | 11 | Fans - Replace 6-100 HP motor
[9 empty] | 711 | 11 | Fans - Motor practices-1 (1-5 HP) |  |  |  | 711 | 12 | Fans - Replace 6-100 HP motor
[9 empty] | 712 | 12 | Fans - Motor practices-1 (1-5 HP) |  |  |  | 712 | 13 | Fans - Replace 6-100 HP motor
[9 empty] | 713 | 13 | Fans - Motor practices-1 (1-5 HP) |  |  |  | 713 | 14 | Fans - Replace 6-100 HP motor
[9 empty] | 714 | 14 | Fans - Motor practices-1 (1-5 HP) |  |  |  | 714 | 15 | Fans - Replace 6-100 HP motor
[9 empty] | 715 | 15 | Fans - Motor practices-1 (1-5 HP) |  |  |  | 715 | 16 | Fans - Replace 6-100 HP motor
[9 empty] | 716 | 16 | Fans - Motor practices-1 (1-5 HP) |  |  |  | 716 | 1 | Fans- Improve components
[9 empty] | 717 | 1 | Fans - Motor practices-1 (6-100 HP) |  |  |  | 717 | 3 | Fans- Improve components
[9 empty] | 718 | 2 | Fans - Motor practices-1 (6-100 HP) |  |  |  | 718 | 4 | Fans- Improve components
[9 empty] | 719 | 3 | Fans - Motor practices-1 (6-100 HP) |  |  |  | 719 | 5 | Fans- Improve components
[9 empty] | 720 | 4 | Fans - Motor practices-1 (6-100 HP) |  |  |  | 720 | 6 | Fans- Improve components
[9 empty] | 721 | 5 | Fans - Motor practices-1 (6-100 HP) |  |  |  | 721 | 7 | Fans- Improve components
[9 empty] | 722 | 6 | Fans - Motor practices-1 (6-100 HP) |  |  |  | 722 | 8 | Fans- Improve components
[9 empty] | 723 | 7 | Fans - Motor practices-1 (6-100 HP) |  |  |  | 723 | 9 | Fans- Improve components
[9 empty] | 724 | 8 | Fans - Motor practices-1 (6-100 HP) |  |  |  | 724 | 10 | Fans- Improve components
[9 empty] | 725 | 9 | Fans - Motor practices-1 (6-100 HP) |  |  |  | 725 | 11 | Fans- Improve components
[9 empty] | 726 | 10 | Fans - Motor practices-1 (6-100 HP) |  |  |  | 726 | 12 | Fans- Improve components
[9 empty] | 727 | 11 | Fans - Motor practices-1 (6-100 HP) |  |  |  | 727 | 13 | Fans- Improve components
[9 empty] | 728 | 12 | Fans - Motor practices-1 (6-100 HP) |  |  |  | 728 | 14 | Fans- Improve components
[9 empty] | 729 | 13 | Fans - Motor practices-1 (6-100 HP) |  |  |  | 729 | 15 | Fans- Improve components
[9 empty] | 730 | 14 | Fans - Motor practices-1 (6-100 HP) |  |  |  | 730 | 16 | Fans- Improve components
[9 empty] | 731 | 15 | Fans - Motor practices-1 (6-100 HP) |  |  |  | 731 | single segment | Flood LED 14 W
[9 empty] | 732 | 16 | Fans - Motor practices-1 (6-100 HP) |  |  |  | 732 | 1 | Geothermal Heat Pump, EER=13, 10 tons
[9 empty] | 733 | 1 | Fans - O&M |  |  |  | 733 | 2 | Geothermal Heat Pump, EER=13, 10 tons
[9 empty] | 734 | 2 | Fans - O&M |  |  |  | 734 | 3 | Geothermal Heat Pump, EER=13, 10 tons
[9 empty] | 735 | 3 | Fans - O&M |  |  |  | 735 | 4 | Geothermal Heat Pump, EER=13, 10 tons
[9 empty] | 736 | 4 | Fans - O&M |  |  |  | 736 | 5 | Geothermal Heat Pump, EER=13, 10 tons
[9 empty] | 737 | 5 | Fans - O&M |  |  |  | 737 | 6 | Geothermal Heat Pump, EER=13, 10 tons
[9 empty] | 738 | 6 | Fans - O&M |  |  |  | 738 | 7 | Geothermal Heat Pump, EER=13, 10 tons
[9 empty] | 739 | 7 | Fans - O&M |  |  |  | 739 | 8 | Geothermal Heat Pump, EER=13, 10 tons
[9 empty] | 740 | 8 | Fans - O&M |  |  |  | 740 | 9 | Geothermal Heat Pump, EER=13, 10 tons
[9 empty] | 741 | 9 | Fans - O&M |  |  |  | 741 | 10 | Geothermal Heat Pump, EER=13, 10 tons
[9 empty] | 742 | 10 | Fans - O&M |  |  |  | 742 | 11 | Geothermal Heat Pump, EER=13, 10 tons
[9 empty] | 743 | 11 | Fans - O&M |  |  |  | 743 | 12 | Geothermal Heat Pump, EER=13, 10 tons
[9 empty] | 744 | 12 | Fans - O&M |  |  |  | 744 | 13 | Geothermal Heat Pump, EER=13, 10 tons
[9 empty] | 745 | 13 | Fans - O&M |  |  |  | 745 | 14 | Geothermal Heat Pump, EER=13, 10 tons
[9 empty] | 746 | 14 | Fans - O&M |  |  |  | 746 | 15 | Geothermal Heat Pump, EER=13, 10 tons
[9 empty] | 747 | 15 | Fans - O&M |  |  |  | 747 | 16 | Geothermal Heat Pump, EER=13, 10 tons
[9 empty] | 748 | 16 | Fans - O&M |  |  |  | 748 | 10 | Heating - Process Control
[9 empty] | 749 | 1 | Fans - Replace 100+ HP motor |  |  |  | 749 | 11 | Heating - Scheduling
[9 empty] | 750 | 2 | Fans - Replace 100+ HP motor |  |  |  | 750 | 12 | Heating - Scheduling
[9 empty] | 751 | 3 | Fans - Replace 100+ HP motor |  |  |  | 751 | 1 | High Efficiency Chiller Motors
[9 empty] | 752 | 4 | Fans - Replace 100+ HP motor |  |  |  | 752 | 2 | High Efficiency Chiller Motors
[9 empty] | 753 | 5 | Fans - Replace 100+ HP motor |  |  |  | 753 | 3 | High Efficiency Chiller Motors
[9 empty] | 754 | 6 | Fans - Replace 100+ HP motor |  |  |  | 754 | 4 | High Efficiency Chiller Motors
[9 empty] | 755 | 7 | Fans - Replace 100+ HP motor |  |  |  | 755 | 5 | High Efficiency Chiller Motors
[9 empty] | 756 | 8 | Fans - Replace 100+ HP motor |  |  |  | 756 | 6 | High Efficiency Chiller Motors
[9 empty] | 757 | 9 | Fans - Replace 100+ HP motor |  |  |  | 757 | 7 | High Efficiency Chiller Motors
[9 empty] | 758 | 10 | Fans - Replace 100+ HP motor |  |  |  | 758 | 8 | High Efficiency Chiller Motors
[9 empty] | 759 | 11 | Fans - Replace 100+ HP motor |  |  |  | 759 | 9 | High Efficiency Chiller Motors
[9 empty] | 760 | 12 | Fans - Replace 100+ HP motor |  |  |  | 760 | 10 | High Efficiency Chiller Motors
[9 empty] | 761 | 13 | Fans - Replace 100+ HP motor |  |  |  | 761 | 11 | High Efficiency Chiller Motors
[9 empty] | 762 | 14 | Fans - Replace 100+ HP motor |  |  |  | 762 | 12 | High Efficiency Chiller Motors
[9 empty] | 763 | 15 | Fans - Replace 100+ HP motor |  |  |  | 763 | 13 | High Efficiency Chiller Motors
[9 empty] | 764 | 16 | Fans - Replace 100+ HP motor |  |  |  | 764 | 14 | High Efficiency Chiller Motors
[9 empty] | 765 | 1 | Fans - Replace 1-5 HP motor |  |  |  | 765 | 15 | High Efficiency Chiller Motors
[9 empty] | 766 | 2 | Fans - Replace 1-5 HP motor |  |  |  | 766 | 16 | High Efficiency Chiller Motors
[9 empty] | 767 | 3 | Fans - Replace 1-5 HP motor |  |  |  | 767 | 1 | Hybrid Dessicant-DX System (Trane CDQ)
[9 empty] | 768 | 4 | Fans - Replace 1-5 HP motor |  |  |  | 768 | 2 | Hybrid Dessicant-DX System (Trane CDQ)
[9 empty] | 769 | 5 | Fans - Replace 1-5 HP motor |  |  |  | 769 | 3 | Hybrid Dessicant-DX System (Trane CDQ)
[9 empty] | 770 | 6 | Fans - Replace 1-5 HP motor |  |  |  | 770 | 4 | Hybrid Dessicant-DX System (Trane CDQ)
[9 empty] | 771 | 7 | Fans - Replace 1-5 HP motor |  |  |  | 771 | 5 | Hybrid Dessicant-DX System (Trane CDQ)
[9 empty] | 772 | 8 | Fans - Replace 1-5 HP motor |  |  |  | 772 | 6 | Hybrid Dessicant-DX System (Trane CDQ)
[9 empty] | 773 | 9 | Fans - Replace 1-5 HP motor |  |  |  | 773 | 7 | Hybrid Dessicant-DX System (Trane CDQ)
[9 empty] | 774 | 10 | Fans - Replace 1-5 HP motor |  |  |  | 774 | 8 | Hybrid Dessicant-DX System (Trane CDQ)
[9 empty] | 775 | 11 | Fans - Replace 1-5 HP motor |  |  |  | 775 | 9 | Hybrid Dessicant-DX System (Trane CDQ)
[9 empty] | 776 | 12 | Fans - Replace 1-5 HP motor |  |  |  | 776 | 10 | Hybrid Dessicant-DX System (Trane CDQ)
[9 empty] | 777 | 13 | Fans - Replace 1-5 HP motor |  |  |  | 777 | 11 | Hybrid Dessicant-DX System (Trane CDQ)
[9 empty] | 778 | 14 | Fans - Replace 1-5 HP motor |  |  |  | 778 | 12 | Hybrid Dessicant-DX System (Trane CDQ)
[9 empty] | 779 | 15 | Fans - Replace 1-5 HP motor |  |  |  | 779 | 13 | Hybrid Dessicant-DX System (Trane CDQ)
[9 empty] | 780 | 16 | Fans - Replace 1-5 HP motor |  |  |  | 780 | 14 | Hybrid Dessicant-DX System (Trane CDQ)
[9 empty] | 781 | 1 | Fans - Replace 6-100 HP motor |  |  |  | 781 | 15 | Hybrid Dessicant-DX System (Trane CDQ)
[9 empty] | 782 | 2 | Fans - Replace 6-100 HP motor |  |  |  | 782 | 16 | Hybrid Dessicant-DX System (Trane CDQ)
[9 empty] | 783 | 3 | Fans - Replace 6-100 HP motor |  |  |  | 783 | 10 | Intelligent extruder (DOE)
[9 empty] | 784 | 4 | Fans - Replace 6-100 HP motor |  |  |  | 784 | single segment | LED Linear Tube 22 W
[9 empty] | 785 | 5 | Fans - Replace 6-100 HP motor |  |  |  | 785 | 5 | Light cylinders
[9 empty] | 786 | 6 | Fans - Replace 6-100 HP motor |  |  |  | 786 | 13 | Machinery
[9 empty] | 787 | 7 | Fans - Replace 6-100 HP motor |  |  |  | 787 | 15 | Machinery
[9 empty] | 788 | 8 | Fans - Replace 6-100 HP motor |  |  |  | 788 | 1 | Occupancy Sensor
[9 empty] | 789 | 9 | Fans - Replace 6-100 HP motor |  |  |  | 789 | 2 | Occupancy Sensor
[9 empty] | 790 | 10 | Fans - Replace 6-100 HP motor |  |  |  | 790 | 3 | Occupancy Sensor
[9 empty] | 791 | 11 | Fans - Replace 6-100 HP motor |  |  |  | 791 | 4 | Occupancy Sensor
[9 empty] | 792 | 12 | Fans - Replace 6-100 HP motor |  |  |  | 792 | 6 | Occupancy Sensor
[9 empty] | 793 | 13 | Fans - Replace 6-100 HP motor |  |  |  | 793 | 7 | Occupancy Sensor
[9 empty] | 794 | 14 | Fans - Replace 6-100 HP motor |  |  |  | 794 | 8 | Occupancy Sensor
[9 empty] | 795 | 15 | Fans - Replace 6-100 HP motor |  |  |  | 795 | 9 | Occupancy Sensor
[9 empty] | 796 | 16 | Fans - Replace 6-100 HP motor |  |  |  | 796 | 10 | Occupancy Sensor
[9 empty] | 797 | 1 | Fans - System Optimization |  |  |  | 797 | 11 | Occupancy Sensor
[9 empty] | 798 | 3 | Fans - System Optimization |  |  |  | 798 | 12 | Occupancy Sensor
[9 empty] | 799 | 4 | Fans - System Optimization |  |  |  | 799 | 13 | Occupancy Sensor
[9 empty] | 800 | 5 | Fans - System Optimization |  |  |  | 800 | 14 | Occupancy Sensor
[9 empty] | 801 | 6 | Fans - System Optimization |  |  |  | 801 | 15 | Occupancy Sensor
[9 empty] | 802 | 7 | Fans - System Optimization |  |  |  | 802 | 16 | Occupancy Sensor
[9 empty] | 803 | 8 | Fans - System Optimization |  |  |  | 803 | 4 | Optimization control PM
[9 empty] | 804 | 9 | Fans - System Optimization |  |  |  | 804 | 1 | Optimize Controls
[9 empty] | 805 | 10 | Fans - System Optimization |  |  |  | 805 | 2 | Optimize Controls
[9 empty] | 806 | 11 | Fans - System Optimization |  |  |  | 806 | 3 | Optimize Controls
[9 empty] | 807 | 12 | Fans - System Optimization |  |  |  | 807 | 4 | Optimize Controls
[9 empty] | 808 | 13 | Fans - System Optimization |  |  |  | 808 | 5 | Optimize Controls
[9 empty] | 809 | 14 | Fans - System Optimization |  |  |  | 809 | 6 | Optimize Controls
[9 empty] | 810 | 15 | Fans - System Optimization |  |  |  | 810 | 7 | Optimize Controls
[9 empty] | 811 | 16 | Fans - System Optimization |  |  |  | 811 | 8 | Optimize Controls
[9 empty] | 812 | 1 | Fans- Improve components |  |  |  | 812 | 9 | Optimize Controls
[9 empty] | 813 | 2 | Fans- Improve components |  |  |  | 813 | 10 | Optimize Controls
[9 empty] | 814 | 3 | Fans- Improve components |  |  |  | 814 | 11 | Optimize Controls
[9 empty] | 815 | 4 | Fans- Improve components |  |  |  | 815 | 12 | Optimize Controls
[9 empty] | 816 | 5 | Fans- Improve components |  |  |  | 816 | 13 | Optimize Controls
[9 empty] | 817 | 6 | Fans- Improve components |  |  |  | 817 | 14 | Optimize Controls
[9 empty] | 818 | 7 | Fans- Improve components |  |  |  | 818 | 15 | Optimize Controls
[9 empty] | 819 | 8 | Fans- Improve components |  |  |  | 819 | 16 | Optimize Controls
[9 empty] | 820 | 9 | Fans- Improve components |  |  |  | 820 | 6 | Other Process Controls (batch + site)
[9 empty] | 821 | 10 | Fans- Improve components |  |  |  | 821 | 7 | Power recovery
[9 empty] | 822 | 11 | Fans- Improve components |  |  |  | 822 | 7 | Power recovery
[9 empty] | 823 | 12 | Fans- Improve components |  |  |  | 823 | 7 | Power recovery
[9 empty] | 824 | 13 | Fans- Improve components |  |  |  | 824 | 7 | Power recovery
[9 empty] | 825 | 14 | Fans- Improve components |  |  |  | 825 | 1 | Premium T8, Elecctronic Ballast
[9 empty] | 826 | 15 | Fans- Improve components |  |  |  | 826 | 2 | Premium T8, Elecctronic Ballast
[9 empty] | 827 | 16 | Fans- Improve components |  |  |  | 827 | 3 | Premium T8, Elecctronic Ballast
[9 empty] | 828 | single segment | Flood LED 14 W |  |  |  | 828 | 4 | Premium T8, Elecctronic Ballast
[9 empty] | 829 | 4 | Gap Forming papermachine |  |  |  | 829 | 6 | Premium T8, Elecctronic Ballast
[9 empty] | 830 | 1 | Geothermal Heat Pump, EER=13, 10 tons |  |  |  | 830 | 7 | Premium T8, Elecctronic Ballast
[9 empty] | 831 | 2 | Geothermal Heat Pump, EER=13, 10 tons |  |  |  | 831 | 8 | Premium T8, Elecctronic Ballast
[9 empty] | 832 | 3 | Geothermal Heat Pump, EER=13, 10 tons |  |  |  | 832 | 9 | Premium T8, Elecctronic Ballast
[9 empty] | 833 | 4 | Geothermal Heat Pump, EER=13, 10 tons |  |  |  | 833 | 10 | Premium T8, Elecctronic Ballast
[9 empty] | 834 | 5 | Geothermal Heat Pump, EER=13, 10 tons |  |  |  | 834 | 11 | Premium T8, Elecctronic Ballast
[9 empty] | 835 | 6 | Geothermal Heat Pump, EER=13, 10 tons |  |  |  | 835 | 12 | Premium T8, Elecctronic Ballast
[9 empty] | 836 | 7 | Geothermal Heat Pump, EER=13, 10 tons |  |  |  | 836 | 13 | Premium T8, Elecctronic Ballast
[9 empty] | 837 | 8 | Geothermal Heat Pump, EER=13, 10 tons |  |  |  | 837 | 14 | Premium T8, Elecctronic Ballast
[9 empty] | 838 | 9 | Geothermal Heat Pump, EER=13, 10 tons |  |  |  | 838 | 15 | Premium T8, Elecctronic Ballast
[9 empty] | 839 | 10 | Geothermal Heat Pump, EER=13, 10 tons |  |  |  | 839 | 16 | Premium T8, Elecctronic Ballast
[9 empty] | 840 | 11 | Geothermal Heat Pump, EER=13, 10 tons |  |  |  | 840 | 9 | Process control
[9 empty] | 841 | 12 | Geothermal Heat Pump, EER=13, 10 tons |  |  |  | 841 | 16 | Process control
[9 empty] | 842 | 13 | Geothermal Heat Pump, EER=13, 10 tons |  |  |  | 842 | 6 | Process Drives - ASD
[9 empty] | 843 | 14 | Geothermal Heat Pump, EER=13, 10 tons |  |  |  | 843 | 16 | Process Drives - ASD
[9 empty] | 844 | 15 | Geothermal Heat Pump, EER=13, 10 tons |  |  |  | 844 | 1 | Pumps - ASD (100+ hp)
[9 empty] | 845 | 16 | Geothermal Heat Pump, EER=13, 10 tons |  |  |  | 845 | 2 | Pumps - ASD (100+ hp)
[9 empty] | 846 | 11 | Heating - Optimization process (M&T) |  |  |  | 846 | 3 | Pumps - ASD (100+ hp)
[9 empty] | 847 | 12 | Heating - Optimization process (M&T) |  |  |  | 847 | 4 | Pumps - ASD (100+ hp)
[9 empty] | 848 | 14 | Heating - Optimization process (M&T) |  |  |  | 848 | 5 | Pumps - ASD (100+ hp)
[9 empty] | 849 | 10 | Heating - Process Control |  |  |  | 849 | 6 | Pumps - ASD (100+ hp)
[9 empty] | 850 | 11 | Heating - Scheduling |  |  |  | 850 | 7 | Pumps - ASD (100+ hp)
[9 empty] | 851 | 12 | Heating - Scheduling |  |  |  | 851 | 8 | Pumps - ASD (100+ hp)
[9 empty] | 852 | 4 | High Bay T5 |  |  |  | 852 | 9 | Pumps - ASD (100+ hp)
[9 empty] | 853 | 6 | High Bay T5 |  |  |  | 853 | 10 | Pumps - ASD (100+ hp)
[9 empty] | 854 | 7 | High Bay T5 |  |  |  | 854 | 11 | Pumps - ASD (100+ hp)
[9 empty] | 855 | 9 | High Bay T5 |  |  |  | 855 | 12 | Pumps - ASD (100+ hp)
[9 empty] | 856 | 16 | High Bay T5 |  |  |  | 856 | 13 | Pumps - ASD (100+ hp)
[9 empty] | 857 | 4 | High Consistency forming |  |  |  | 857 | 14 | Pumps - ASD (100+ hp)
[9 empty] | 858 | 1 | High Efficiency Chiller Motors |  |  |  | 858 | 15 | Pumps - ASD (100+ hp)
[9 empty] | 859 | 2 | High Efficiency Chiller Motors |  |  |  | 859 | 16 | Pumps - ASD (100+ hp)
[9 empty] | 860 | 3 | High Efficiency Chiller Motors |  |  |  | 860 | 1 | Pumps - ASD (1-5 hp)
[9 empty] | 861 | 4 | High Efficiency Chiller Motors |  |  |  | 861 | 2 | Pumps - ASD (1-5 hp)
[9 empty] | 862 | 5 | High Efficiency Chiller Motors |  |  |  | 862 | 3 | Pumps - ASD (1-5 hp)
[9 empty] | 863 | 6 | High Efficiency Chiller Motors |  |  |  | 863 | 4 | Pumps - ASD (1-5 hp)
[9 empty] | 864 | 7 | High Efficiency Chiller Motors |  |  |  | 864 | 5 | Pumps - ASD (1-5 hp)
[9 empty] | 865 | 8 | High Efficiency Chiller Motors |  |  |  | 865 | 6 | Pumps - ASD (1-5 hp)
[9 empty] | 866 | 9 | High Efficiency Chiller Motors |  |  |  | 866 | 7 | Pumps - ASD (1-5 hp)
[9 empty] | 867 | 10 | High Efficiency Chiller Motors |  |  |  | 867 | 8 | Pumps - ASD (1-5 hp)
[9 empty] | 868 | 11 | High Efficiency Chiller Motors |  |  |  | 868 | 9 | Pumps - ASD (1-5 hp)
[9 empty] | 869 | 12 | High Efficiency Chiller Motors |  |  |  | 869 | 10 | Pumps - ASD (1-5 hp)
[9 empty] | 870 | 13 | High Efficiency Chiller Motors |  |  |  | 870 | 11 | Pumps - ASD (1-5 hp)
[9 empty] | 871 | 14 | High Efficiency Chiller Motors |  |  |  | 871 | 12 | Pumps - ASD (1-5 hp)
[9 empty] | 872 | 15 | High Efficiency Chiller Motors |  |  |  | 872 | 13 | Pumps - ASD (1-5 hp)
[9 empty] | 873 | 16 | High Efficiency Chiller Motors |  |  |  | 873 | 14 | Pumps - ASD (1-5 hp)
[9 empty] | 874 | 1 | Hybrid Dessicant-DX System (Trane CDQ) |  |  |  | 874 | 15 | Pumps - ASD (1-5 hp)
[9 empty] | 875 | 3 | Hybrid Dessicant-DX System (Trane CDQ) |  |  |  | 875 | 16 | Pumps - ASD (1-5 hp)
[9 empty] | 876 | 4 | Hybrid Dessicant-DX System (Trane CDQ) |  |  |  | 876 | 1 | Pumps - ASD (6-100 hp)
[9 empty] | 877 | 5 | Hybrid Dessicant-DX System (Trane CDQ) |  |  |  | 877 | 3 | Pumps - ASD (6-100 hp)
[9 empty] | 878 | 6 | Hybrid Dessicant-DX System (Trane CDQ) |  |  |  | 878 | 4 | Pumps - ASD (6-100 hp)
[9 empty] | 879 | 7 | Hybrid Dessicant-DX System (Trane CDQ) |  |  |  | 879 | 5 | Pumps - ASD (6-100 hp)
[9 empty] | 880 | 8 | Hybrid Dessicant-DX System (Trane CDQ) |  |  |  | 880 | 6 | Pumps - ASD (6-100 hp)
[9 empty] | 881 | 9 | Hybrid Dessicant-DX System (Trane CDQ) |  |  |  | 881 | 7 | Pumps - ASD (6-100 hp)
[9 empty] | 882 | 10 | Hybrid Dessicant-DX System (Trane CDQ) |  |  |  | 882 | 8 | Pumps - ASD (6-100 hp)
[9 empty] | 883 | 11 | Hybrid Dessicant-DX System (Trane CDQ) |  |  |  | 883 | 9 | Pumps - ASD (6-100 hp)
[9 empty] | 884 | 13 | Hybrid Dessicant-DX System (Trane CDQ) |  |  |  | 884 | 10 | Pumps - ASD (6-100 hp)
[9 empty] | 885 | 14 | Hybrid Dessicant-DX System (Trane CDQ) |  |  |  | 885 | 11 | Pumps - ASD (6-100 hp)
[9 empty] | 886 | 15 | Hybrid Dessicant-DX System (Trane CDQ) |  |  |  | 886 | 12 | Pumps - ASD (6-100 hp)
[9 empty] | 887 | 16 | Hybrid Dessicant-DX System (Trane CDQ) |  |  |  | 887 | 13 | Pumps - ASD (6-100 hp)
[9 empty] | 888 | 8 | Injection Moulding - Direct drive |  |  |  | 888 | 14 | Pumps - ASD (6-100 hp)
[9 empty] | 889 | 8 | Injection Moulding - Impulse Cooling |  |  |  | 889 | 15 | Pumps - ASD (6-100 hp)
[9 empty] | 890 | 10 | Intelligent extruder (DOE) |  |  |  | 890 | 16 | Pumps - ASD (6-100 hp)
[9 empty] | 891 | single segment | LED High Bay 83 W |  |  |  | 891 | 1 | Pumps - Motor practices-1 (100+ HP)
[9 empty] | 892 | single segment | LED Linear Tube 22 W |  |  |  | 892 | 2 | Pumps - Motor practices-1 (100+ HP)
[9 empty] | 893 | 5 | Light cylinders |  |  |  | 893 | 3 | Pumps - Motor practices-1 (100+ HP)
[9 empty] | 894 | 11 | Machinery |  |  |  | 894 | 4 | Pumps - Motor practices-1 (100+ HP)
[9 empty] | 895 | 12 | Machinery |  |  |  | 895 | 5 | Pumps - Motor practices-1 (100+ HP)
[9 empty] | 896 | 13 | Machinery |  |  |  | 896 | 6 | Pumps - Motor practices-1 (100+ HP)
[9 empty] | 897 | 14 | Machinery |  |  |  | 897 | 7 | Pumps - Motor practices-1 (100+ HP)
[9 empty] | 898 | 15 | Machinery |  |  |  | 898 | 8 | Pumps - Motor practices-1 (100+ HP)
[9 empty] | 899 | 2 | Membranes for wastewater |  |  |  | 899 | 9 | Pumps - Motor practices-1 (100+ HP)
[9 empty] | 900 | 10 | Near Net Shape Casting |  |  |  | 900 | 10 | Pumps - Motor practices-1 (100+ HP)
[9 empty] | 901 | 11 | New transformers welding |  |  |  | 901 | 11 | Pumps - Motor practices-1 (100+ HP)
[9 empty] | 902 | 15 | New transformers welding |  |  |  | 902 | 12 | Pumps - Motor practices-1 (100+ HP)
[9 empty] | 903 | 8 | O&M - Extruders/Injection Moulding |  |  |  | 903 | 13 | Pumps - Motor practices-1 (100+ HP)
[9 empty] | 904 | 1 | Occupancy Sensor |  |  |  | 904 | 14 | Pumps - Motor practices-1 (100+ HP)
[9 empty] | 905 | 2 | Occupancy Sensor |  |  |  | 905 | 15 | Pumps - Motor practices-1 (100+ HP)
[9 empty] | 906 | 3 | Occupancy Sensor |  |  |  | 906 | 16 | Pumps - Motor practices-1 (100+ HP)
[9 empty] | 907 | 4 | Occupancy Sensor |  |  |  | 907 | 1 | Pumps - Motor practices-1 (1-5 HP)
[9 empty] | 908 | 5 | Occupancy Sensor |  |  |  | 908 | 2 | Pumps - Motor practices-1 (1-5 HP)
[9 empty] | 909 | 6 | Occupancy Sensor |  |  |  | 909 | 3 | Pumps - Motor practices-1 (1-5 HP)
[9 empty] | 910 | 7 | Occupancy Sensor |  |  |  | 910 | 4 | Pumps - Motor practices-1 (1-5 HP)
[9 empty] | 911 | 8 | Occupancy Sensor |  |  |  | 911 | 5 | Pumps - Motor practices-1 (1-5 HP)
[9 empty] | 912 | 9 | Occupancy Sensor |  |  |  | 912 | 6 | Pumps - Motor practices-1 (1-5 HP)
[9 empty] | 913 | 10 | Occupancy Sensor |  |  |  | 913 | 7 | Pumps - Motor practices-1 (1-5 HP)
[9 empty] | 914 | 11 | Occupancy Sensor |  |  |  | 914 | 8 | Pumps - Motor practices-1 (1-5 HP)
[9 empty] | 915 | 12 | Occupancy Sensor |  |  |  | 915 | 9 | Pumps - Motor practices-1 (1-5 HP)
[9 empty] | 916 | 13 | Occupancy Sensor |  |  |  | 916 | 10 | Pumps - Motor practices-1 (1-5 HP)
[9 empty] | 917 | 14 | Occupancy Sensor |  |  |  | 917 | 11 | Pumps - Motor practices-1 (1-5 HP)
[9 empty] | 918 | 15 | Occupancy Sensor |  |  |  | 918 | 12 | Pumps - Motor practices-1 (1-5 HP)
[9 empty] | 919 | 16 | Occupancy Sensor |  |  |  | 919 | 13 | Pumps - Motor practices-1 (1-5 HP)
[9 empty] | 920 | 4 | Optimization control PM |  |  |  | 920 | 14 | Pumps - Motor practices-1 (1-5 HP)
[9 empty] | 921 | 1 | Optimize Controls |  |  |  | 921 | 15 | Pumps - Motor practices-1 (1-5 HP)
[9 empty] | 922 | 2 | Optimize Controls |  |  |  | 922 | 16 | Pumps - Motor practices-1 (1-5 HP)
[9 empty] | 923 | 3 | Optimize Controls |  |  |  | 923 | 1 | Pumps - Motor practices-1 (6-100 HP)
[9 empty] | 924 | 4 | Optimize Controls |  |  |  | 924 | 2 | Pumps - Motor practices-1 (6-100 HP)
[9 empty] | 925 | 5 | Optimize Controls |  |  |  | 925 | 3 | Pumps - Motor practices-1 (6-100 HP)
[9 empty] | 926 | 6 | Optimize Controls |  |  |  | 926 | 4 | Pumps - Motor practices-1 (6-100 HP)
[9 empty] | 927 | 7 | Optimize Controls |  |  |  | 927 | 5 | Pumps - Motor practices-1 (6-100 HP)
[9 empty] | 928 | 8 | Optimize Controls |  |  |  | 928 | 6 | Pumps - Motor practices-1 (6-100 HP)
[9 empty] | 929 | 9 | Optimize Controls |  |  |  | 929 | 7 | Pumps - Motor practices-1 (6-100 HP)
[9 empty] | 930 | 10 | Optimize Controls |  |  |  | 930 | 8 | Pumps - Motor practices-1 (6-100 HP)
[9 empty] | 931 | 11 | Optimize Controls |  |  |  | 931 | 9 | Pumps - Motor practices-1 (6-100 HP)
[9 empty] | 932 | 12 | Optimize Controls |  |  |  | 932 | 10 | Pumps - Motor practices-1 (6-100 HP)
[9 empty] | 933 | 13 | Optimize Controls |  |  |  | 933 | 11 | Pumps - Motor practices-1 (6-100 HP)
[9 empty] | 934 | 14 | Optimize Controls |  |  |  | 934 | 12 | Pumps - Motor practices-1 (6-100 HP)
[9 empty] | 935 | 15 | Optimize Controls |  |  |  | 935 | 13 | Pumps - Motor practices-1 (6-100 HP)
[9 empty] | 936 | 16 | Optimize Controls |  |  |  | 936 | 14 | Pumps - Motor practices-1 (6-100 HP)
[9 empty] | 937 | 3 | Optimize drying process |  |  |  | 937 | 15 | Pumps - Motor practices-1 (6-100 HP)
[9 empty] | 938 | 6 | Other Process Controls (batch + site) |  |  |  | 938 | 16 | Pumps - Motor practices-1 (6-100 HP)
[9 empty] | 939 | 7 | Power recovery |  |  |  | 939 | 1 | Pumps - Replace 100+ HP motor
[9 empty] | 940 | 7 | Power recovery |  |  |  | 940 | 2 | Pumps - Replace 100+ HP motor
[9 empty] | 941 | 7 | Power recovery |  |  |  | 941 | 3 | Pumps - Replace 100+ HP motor
[9 empty] | 942 | 7 | Power recovery |  |  |  | 942 | 4 | Pumps - Replace 100+ HP motor
[9 empty] | 943 | 1 | Premium T8, Elecctronic Ballast |  |  |  | 943 | 5 | Pumps - Replace 100+ HP motor
[9 empty] | 944 | 3 | Premium T8, Elecctronic Ballast |  |  |  | 944 | 6 | Pumps - Replace 100+ HP motor
[9 empty] | 945 | 4 | Premium T8, Elecctronic Ballast |  |  |  | 945 | 7 | Pumps - Replace 100+ HP motor
[9 empty] | 946 | 5 | Premium T8, Elecctronic Ballast |  |  |  | 946 | 8 | Pumps - Replace 100+ HP motor
[9 empty] | 947 | 6 | Premium T8, Elecctronic Ballast |  |  |  | 947 | 9 | Pumps - Replace 100+ HP motor
[9 empty] | 948 | 7 | Premium T8, Elecctronic Ballast |  |  |  | 948 | 10 | Pumps - Replace 100+ HP motor
[9 empty] | 949 | 8 | Premium T8, Elecctronic Ballast |  |  |  | 949 | 11 | Pumps - Replace 100+ HP motor
[9 empty] | 950 | 9 | Premium T8, Elecctronic Ballast |  |  |  | 950 | 12 | Pumps - Replace 100+ HP motor
[9 empty] | 951 | 10 | Premium T8, Elecctronic Ballast |  |  |  | 951 | 13 | Pumps - Replace 100+ HP motor
[9 empty] | 952 | 11 | Premium T8, Elecctronic Ballast |  |  |  | 952 | 14 | Pumps - Replace 100+ HP motor
[9 empty] | 953 | 13 | Premium T8, Elecctronic Ballast |  |  |  | 953 | 15 | Pumps - Replace 100+ HP motor
[9 empty] | 954 | 14 | Premium T8, Elecctronic Ballast |  |  |  | 954 | 16 | Pumps - Replace 100+ HP motor
[9 empty] | 955 | 15 | Premium T8, Elecctronic Ballast |  |  |  | 955 | 1 | Pumps - Replace 1-5 HP motor
[9 empty] | 956 | 16 | Premium T8, Elecctronic Ballast |  |  |  | 956 | 2 | Pumps - Replace 1-5 HP motor
[9 empty] | 957 | 9 | Process control |  |  |  | 957 | 3 | Pumps - Replace 1-5 HP motor
[9 empty] | 958 | 16 | Process control |  |  |  | 958 | 4 | Pumps - Replace 1-5 HP motor
[9 empty] | 959 | 6 | Process Drives - ASD |  |  |  | 959 | 5 | Pumps - Replace 1-5 HP motor
[9 empty] | 960 | 16 | Process Drives - ASD |  |  |  | 960 | 6 | Pumps - Replace 1-5 HP motor
[9 empty] | 961 | 9 | Process optimization |  |  |  | 961 | 7 | Pumps - Replace 1-5 HP motor
[9 empty] | 962 | 1 | Pumps - ASD (100+ hp) |  |  |  | 962 | 8 | Pumps - Replace 1-5 HP motor
[9 empty] | 963 | 2 | Pumps - ASD (100+ hp) |  |  |  | 963 | 9 | Pumps - Replace 1-5 HP motor
[9 empty] | 964 | 3 | Pumps - ASD (100+ hp) |  |  |  | 964 | 10 | Pumps - Replace 1-5 HP motor
[9 empty] | 965 | 4 | Pumps - ASD (100+ hp) |  |  |  | 965 | 11 | Pumps - Replace 1-5 HP motor
[9 empty] | 966 | 5 | Pumps - ASD (100+ hp) |  |  |  | 966 | 12 | Pumps - Replace 1-5 HP motor
[9 empty] | 967 | 6 | Pumps - ASD (100+ hp) |  |  |  | 967 | 13 | Pumps - Replace 1-5 HP motor
[9 empty] | 968 | 7 | Pumps - ASD (100+ hp) |  |  |  | 968 | 14 | Pumps - Replace 1-5 HP motor
[9 empty] | 969 | 8 | Pumps - ASD (100+ hp) |  |  |  | 969 | 15 | Pumps - Replace 1-5 HP motor
[9 empty] | 970 | 9 | Pumps - ASD (100+ hp) |  |  |  | 970 | 16 | Pumps - Replace 1-5 HP motor
[9 empty] | 971 | 10 | Pumps - ASD (100+ hp) |  |  |  | 971 | 1 | Pumps - Replace 6-100 HP motor
[9 empty] | 972 | 11 | Pumps - ASD (100+ hp) |  |  |  | 972 | 2 | Pumps - Replace 6-100 HP motor
[9 empty] | 973 | 12 | Pumps - ASD (100+ hp) |  |  |  | 973 | 3 | Pumps - Replace 6-100 HP motor
[9 empty] | 974 | 13 | Pumps - ASD (100+ hp) |  |  |  | 974 | 4 | Pumps - Replace 6-100 HP motor
[9 empty] | 975 | 14 | Pumps - ASD (100+ hp) |  |  |  | 975 | 5 | Pumps - Replace 6-100 HP motor
[9 empty] | 976 | 15 | Pumps - ASD (100+ hp) |  |  |  | 976 | 6 | Pumps - Replace 6-100 HP motor
[9 empty] | 977 | 16 | Pumps - ASD (100+ hp) |  |  |  | 977 | 7 | Pumps - Replace 6-100 HP motor
[9 empty] | 978 | 1 | Pumps - ASD (1-5 hp) |  |  |  | 978 | 8 | Pumps - Replace 6-100 HP motor
[9 empty] | 979 | 2 | Pumps - ASD (1-5 hp) |  |  |  | 979 | 9 | Pumps - Replace 6-100 HP motor
[9 empty] | 980 | 3 | Pumps - ASD (1-5 hp) |  |  |  | 980 | 10 | Pumps - Replace 6-100 HP motor
[9 empty] | 981 | 4 | Pumps - ASD (1-5 hp) |  |  |  | 981 | 11 | Pumps - Replace 6-100 HP motor
[9 empty] | 982 | 5 | Pumps - ASD (1-5 hp) |  |  |  | 982 | 12 | Pumps - Replace 6-100 HP motor
[9 empty] | 983 | 6 | Pumps - ASD (1-5 hp) |  |  |  | 983 | 13 | Pumps - Replace 6-100 HP motor
[9 empty] | 984 | 7 | Pumps - ASD (1-5 hp) |  |  |  | 984 | 14 | Pumps - Replace 6-100 HP motor
[9 empty] | 985 | 8 | Pumps - ASD (1-5 hp) |  |  |  | 985 | 15 | Pumps - Replace 6-100 HP motor
[9 empty] | 986 | 9 | Pumps - ASD (1-5 hp) |  |  |  | 986 | 16 | Pumps - Replace 6-100 HP motor
[9 empty] | 987 | 10 | Pumps - ASD (1-5 hp) |  |  |  | 987 | 7 | Refinery Controls
[9 empty] | 988 | 11 | Pumps - ASD (1-5 hp) |  |  |  | 988 | 7 | Refinery Controls
[9 empty] | 989 | 12 | Pumps - ASD (1-5 hp) |  |  |  | 989 | 7 | Refinery Controls
[9 empty] | 990 | 13 | Pumps - ASD (1-5 hp) |  |  |  | 990 | 7 | Refinery Controls
[9 empty] | 991 | 14 | Pumps - ASD (1-5 hp) |  |  |  | 991 | 1 | Replace V-belts
[9 empty] | 992 | 15 | Pumps - ASD (1-5 hp) |  |  |  | 992 | 2 | Replace V-belts
[9 empty] | 993 | 16 | Pumps - ASD (1-5 hp) |  |  |  | 993 | 3 | Replace V-Belts
[9 empty] | 994 | 1 | Pumps - ASD (6-100 hp) |  |  |  | 994 | 3 | Replace V-belts
[9 empty] | 995 | 2 | Pumps - ASD (6-100 hp) |  |  |  | 995 | 4 | Replace V-belts
[9 empty] | 996 | 3 | Pumps - ASD (6-100 hp) |  |  |  | 996 | 5 | Replace V-belts
[9 empty] | 997 | 4 | Pumps - ASD (6-100 hp) |  |  |  | 997 | 7 | Replace V-belts
[9 empty] | 998 | 5 | Pumps - ASD (6-100 hp) |  |  |  | 998 | 8 | Replace V-belts
[9 empty] | 999 | 6 | Pumps - ASD (6-100 hp) |  |  |  | 999 | 9 | Replace V-belts
[9 empty] | 1000 | 7 | Pumps - ASD (6-100 hp) |  |  |  | 1000 | 10 | Replace V-belts
[9 empty] | 1001 | 8 | Pumps - ASD (6-100 hp) |  |  |  | 1001 | 11 | Replace V-belts
[9 empty] | 1002 | 9 | Pumps - ASD (6-100 hp) |  |  |  | 1002 | 12 | Replace V-belts
[9 empty] | 1003 | 10 | Pumps - ASD (6-100 hp) |  |  |  | 1003 | 13 | Replace V-belts
[9 empty] | 1004 | 11 | Pumps - ASD (6-100 hp) |  |  |  | 1004 | 14 | Replace V-belts
[9 empty] | 1005 | 12 | Pumps - ASD (6-100 hp) |  |  |  | 1005 | 15 | Replace V-belts
[9 empty] | 1006 | 13 | Pumps - ASD (6-100 hp) |  |  |  | 1006 | 16 | Replace V-belts
[9 empty] | 1007 | 14 | Pumps - ASD (6-100 hp) |  |  |  | 1007 | 1 | Roof Insulation
[9 empty] | 1008 | 15 | Pumps - ASD (6-100 hp) |  |  |  | 1008 | 2 | Roof Insulation
[9 empty] | 1009 | 16 | Pumps - ASD (6-100 hp) |  |  |  | 1009 | 3 | Roof Insulation
[9 empty] | 1010 | 4 | Pumps - Controls |  |  |  | 1010 | 4 | Roof Insulation
[9 empty] | 1011 | 5 | Pumps - Controls |  |  |  | 1011 | 5 | Roof Insulation
[9 empty] | 1012 | 6 | Pumps - Controls |  |  |  | 1012 | 6 | Roof Insulation
[9 empty] | 1013 | 7 | Pumps - Controls |  |  |  | 1013 | 7 | Roof Insulation
[9 empty] | 1014 | 9 | Pumps - Controls |  |  |  | 1014 | 8 | Roof Insulation
[9 empty] | 1015 | 13 | Pumps - Controls |  |  |  | 1015 | 9 | Roof Insulation
[9 empty] | 1016 | 15 | Pumps - Controls |  |  |  | 1016 | 10 | Roof Insulation
[9 empty] | 1017 | 16 | Pumps - Controls |  |  |  | 1017 | 11 | Roof Insulation
[9 empty] | 1018 | 1 | Pumps - Motor practices-1 (100+ HP) |  |  |  | 1018 | 12 | Roof Insulation
[9 empty] | 1019 | 2 | Pumps - Motor practices-1 (100+ HP) |  |  |  | 1019 | 13 | Roof Insulation
[9 empty] | 1020 | 3 | Pumps - Motor practices-1 (100+ HP) |  |  |  | 1020 | 14 | Roof Insulation
[9 empty] | 1021 | 4 | Pumps - Motor practices-1 (100+ HP) |  |  |  | 1021 | 15 | Roof Insulation
[9 empty] | 1022 | 5 | Pumps - Motor practices-1 (100+ HP) |  |  |  | 1022 | 16 | Roof Insulation
[9 empty] | 1023 | 6 | Pumps - Motor practices-1 (100+ HP) |  |  |  | 1023 | 1 | Roof Insulation - Chiller
[9 empty] | 1024 | 7 | Pumps - Motor practices-1 (100+ HP) |  |  |  | 1024 | 2 | Roof Insulation - Chiller
[9 empty] | 1025 | 8 | Pumps - Motor practices-1 (100+ HP) |  |  |  | 1025 | 3 | Roof Insulation - Chiller
[9 empty] | 1026 | 9 | Pumps - Motor practices-1 (100+ HP) |  |  |  | 1026 | 4 | Roof Insulation - Chiller
[9 empty] | 1027 | 10 | Pumps - Motor practices-1 (100+ HP) |  |  |  | 1027 | 5 | Roof Insulation - Chiller
[9 empty] | 1028 | 11 | Pumps - Motor practices-1 (100+ HP) |  |  |  | 1028 | 6 | Roof Insulation - Chiller
[9 empty] | 1029 | 12 | Pumps - Motor practices-1 (100+ HP) |  |  |  | 1029 | 7 | Roof Insulation - Chiller
[9 empty] | 1030 | 13 | Pumps - Motor practices-1 (100+ HP) |  |  |  | 1030 | 8 | Roof Insulation - Chiller
[9 empty] | 1031 | 14 | Pumps - Motor practices-1 (100+ HP) |  |  |  | 1031 | 9 | Roof Insulation - Chiller
[9 empty] | 1032 | 15 | Pumps - Motor practices-1 (100+ HP) |  |  |  | 1032 | 10 | Roof Insulation - Chiller
[9 empty] | 1033 | 16 | Pumps - Motor practices-1 (100+ HP) |  |  |  | 1033 | 11 | Roof Insulation - Chiller
[9 empty] | 1034 | 1 | Pumps - Motor practices-1 (1-5 HP) |  |  |  | 1034 | 12 | Roof Insulation - Chiller
[9 empty] | 1035 | 2 | Pumps - Motor practices-1 (1-5 HP) |  |  |  | 1035 | 13 | Roof Insulation - Chiller
[9 empty] | 1036 | 3 | Pumps - Motor practices-1 (1-5 HP) |  |  |  | 1036 | 14 | Roof Insulation - Chiller
[9 empty] | 1037 | 4 | Pumps - Motor practices-1 (1-5 HP) |  |  |  | 1037 | 15 | Roof Insulation - Chiller
[9 empty] | 1038 | 5 | Pumps - Motor practices-1 (1-5 HP) |  |  |  | 1038 | 16 | Roof Insulation - Chiller
[9 empty] | 1039 | 6 | Pumps - Motor practices-1 (1-5 HP) |  |  |  | 1039 | 9 | Top-heating (glass)
[9 empty] | 1040 | 7 | Pumps - Motor practices-1 (1-5 HP) |  |  |  | 1040 | 1 | VSD for Chiller Pumps and Towers
[9 empty] | 1041 | 8 | Pumps - Motor practices-1 (1-5 HP) |  |  |  | 1041 | 2 | VSD for Chiller Pumps and Towers
[9 empty] | 1042 | 9 | Pumps - Motor practices-1 (1-5 HP) |  |  |  | 1042 | 3 | VSD for Chiller Pumps and Towers
[9 empty] | 1043 | 10 | Pumps - Motor practices-1 (1-5 HP) |  |  |  | 1043 | 4 | VSD for Chiller Pumps and Towers
[9 empty] | 1044 | 11 | Pumps - Motor practices-1 (1-5 HP) |  |  |  | 1044 | 5 | VSD for Chiller Pumps and Towers
[9 empty] | 1045 | 12 | Pumps - Motor practices-1 (1-5 HP) |  |  |  | 1045 | 6 | VSD for Chiller Pumps and Towers
[9 empty] | 1046 | 13 | Pumps - Motor practices-1 (1-5 HP) |  |  |  | 1046 | 7 | VSD for Chiller Pumps and Towers
[9 empty] | 1047 | 14 | Pumps - Motor practices-1 (1-5 HP) |  |  |  | 1047 | 8 | VSD for Chiller Pumps and Towers
[9 empty] | 1048 | 15 | Pumps - Motor practices-1 (1-5 HP) |  |  |  | 1048 | 9 | VSD for Chiller Pumps and Towers
[9 empty] | 1049 | 16 | Pumps - Motor practices-1 (1-5 HP) |  |  |  | 1049 | 10 | VSD for Chiller Pumps and Towers
[9 empty] | 1050 | 1 | Pumps - Motor practices-1 (6-100 HP) |  |  |  | 1050 | 11 | VSD for Chiller Pumps and Towers
[9 empty] | 1051 | 2 | Pumps - Motor practices-1 (6-100 HP) |  |  |  | 1051 | 12 | VSD for Chiller Pumps and Towers
[9 empty] | 1052 | 3 | Pumps - Motor practices-1 (6-100 HP) |  |  |  | 1052 | 13 | VSD for Chiller Pumps and Towers
[9 empty] | 1053 | 4 | Pumps - Motor practices-1 (6-100 HP) |  |  |  | 1053 | 14 | VSD for Chiller Pumps and Towers
[9 empty] | 1054 | 5 | Pumps - Motor practices-1 (6-100 HP) |  |  |  | 1054 | 15 | VSD for Chiller Pumps and Towers
[9 empty] | 1055 | 6 | Pumps - Motor practices-1 (6-100 HP) |  |  |  | 1055 | 16 | VSD for Chiller Pumps and Towers
[9 empty] | 1056 | 7 | Pumps - Motor practices-1 (6-100 HP) |  |  |  | 1056 | 1 | Window Film (Standard)
[9 empty] | 1057 | 8 | Pumps - Motor practices-1 (6-100 HP) |  |  |  | 1057 | 2 | Window Film (Standard)
[9 empty] | 1058 | 9 | Pumps - Motor practices-1 (6-100 HP) |  |  |  | 1058 | 3 | Window Film (Standard)
[9 empty] | 1059 | 10 | Pumps - Motor practices-1 (6-100 HP) |  |  |  | 1059 | 4 | Window Film (Standard)
[9 empty] | 1060 | 11 | Pumps - Motor practices-1 (6-100 HP) |  |  |  | 1060 | 5 | Window Film (Standard)
[9 empty] | 1061 | 12 | Pumps - Motor practices-1 (6-100 HP) |  |  |  | 1061 | 6 | Window Film (Standard)
[9 empty] | 1062 | 13 | Pumps - Motor practices-1 (6-100 HP) |  |  |  | 1062 | 7 | Window Film (Standard)
[9 empty] | 1063 | 14 | Pumps - Motor practices-1 (6-100 HP) |  |  |  | 1063 | 8 | Window Film (Standard)
[9 empty] | 1064 | 15 | Pumps - Motor practices-1 (6-100 HP) |  |  |  | 1064 | 9 | Window Film (Standard)
[9 empty] | 1065 | 16 | Pumps - Motor practices-1 (6-100 HP) |  |  |  | 1065 | 10 | Window Film (Standard)
[9 empty] | 1066 | 1 | Pumps - O&M |  |  |  | 1066 | 11 | Window Film (Standard)
[9 empty] | 1067 | 2 | Pumps - O&M |  |  |  | 1067 | 12 | Window Film (Standard)
[9 empty] | 1068 | 3 | Pumps - O&M |  |  |  | 1068 | 13 | Window Film (Standard)
[9 empty] | 1069 | 4 | Pumps - O&M |  |  |  | 1069 | 14 | Window Film (Standard)
[9 empty] | 1070 | 5 | Pumps - O&M |  |  |  | 1070 | 15 | Window Film (Standard)
[9 empty] | 1071 | 6 | Pumps - O&M |  |  |  | 1071 | 16 | Window Film (Standard)
[9 empty] | 1072 | 7 | Pumps - O&M |  |  |  | 1072 | 1 | Window Film (Standard) - Chiller
[9 empty] | 1073 | 8 | Pumps - O&M |  |  |  | 1073 | 2 | Window Film (Standard) - Chiller
[9 empty] | 1074 | 9 | Pumps - O&M |  |  |  | 1074 | 3 | Window Film (Standard) - Chiller
[9 empty] | 1075 | 10 | Pumps - O&M |  |  |  | 1075 | 4 | Window Film (Standard) - Chiller
[9 empty] | 1076 | 11 | Pumps - O&M |  |  |  | 1076 | 5 | Window Film (Standard) - Chiller
[9 empty] | 1077 | 12 | Pumps - O&M |  |  |  | 1077 | 6 | Window Film (Standard) - Chiller
[9 empty] | 1078 | 13 | Pumps - O&M |  |  |  | 1078 | 7 | Window Film (Standard) - Chiller
[9 empty] | 1079 | 14 | Pumps - O&M |  |  |  | 1079 | 8 | Window Film (Standard) - Chiller
[9 empty] | 1080 | 15 | Pumps - O&M |  |  |  | 1080 | 9 | Window Film (Standard) - Chiller
[9 empty] | 1081 | 16 | Pumps - O&M |  |  |  | 1081 | 10 | Window Film (Standard) - Chiller
[9 empty] | 1082 | 1 | Pumps - Replace 100+ HP motor |  |  |  | 1082 | 11 | Window Film (Standard) - Chiller
[9 empty] | 1083 | 2 | Pumps - Replace 100+ HP motor |  |  |  | 1083 | 12 | Window Film (Standard) - Chiller
[9 empty] | 1084 | 3 | Pumps - Replace 100+ HP motor |  |  |  | 1084 | 13 | Window Film (Standard) - Chiller
[9 empty] | 1085 | 4 | Pumps - Replace 100+ HP motor |  |  |  | 1085 | 14 | Window Film (Standard) - Chiller
[9 empty] | 1086 | 5 | Pumps - Replace 100+ HP motor |  |  |  | 1086 | 15 | Window Film (Standard) - Chiller
[9 empty] | 1087 | 6 | Pumps - Replace 100+ HP motor |  |  |  | 1087 | 16 | Window Film (Standard) - Chiller
[9 empty] | 1088 | 7 | Pumps - Replace 100+ HP motor
[9 empty] | 1089 | 8 | Pumps - Replace 100+ HP motor
[9 empty] | 1090 | 9 | Pumps - Replace 100+ HP motor
[9 empty] | 1091 | 10 | Pumps - Replace 100+ HP motor
[9 empty] | 1092 | 11 | Pumps - Replace 100+ HP motor
[9 empty] | 1093 | 12 | Pumps - Replace 100+ HP motor
[9 empty] | 1094 | 13 | Pumps - Replace 100+ HP motor
[9 empty] | 1095 | 14 | Pumps - Replace 100+ HP motor
[9 empty] | 1096 | 15 | Pumps - Replace 100+ HP motor
[9 empty] | 1097 | 16 | Pumps - Replace 100+ HP motor
[9 empty] | 1098 | 1 | Pumps - Replace 1-5 HP motor
[9 empty] | 1099 | 2 | Pumps - Replace 1-5 HP motor
[9 empty] | 1100 | 3 | Pumps - Replace 1-5 HP motor
[9 empty] | 1101 | 4 | Pumps - Replace 1-5 HP motor
[9 empty] | 1102 | 5 | Pumps - Replace 1-5 HP motor
[9 empty] | 1103 | 6 | Pumps - Replace 1-5 HP motor
[9 empty] | 1104 | 7 | Pumps - Replace 1-5 HP motor
[9 empty] | 1105 | 8 | Pumps - Replace 1-5 HP motor
[9 empty] | 1106 | 9 | Pumps - Replace 1-5 HP motor
[9 empty] | 1107 | 10 | Pumps - Replace 1-5 HP motor
[9 empty] | 1108 | 11 | Pumps - Replace 1-5 HP motor
[9 empty] | 1109 | 12 | Pumps - Replace 1-5 HP motor
[9 empty] | 1110 | 13 | Pumps - Replace 1-5 HP motor
[9 empty] | 1111 | 14 | Pumps - Replace 1-5 HP motor
[9 empty] | 1112 | 15 | Pumps - Replace 1-5 HP motor
[9 empty] | 1113 | 16 | Pumps - Replace 1-5 HP motor
[9 empty] | 1114 | 1 | Pumps - Replace 6-100 HP motor
[9 empty] | 1115 | 2 | Pumps - Replace 6-100 HP motor
[9 empty] | 1116 | 3 | Pumps - Replace 6-100 HP motor
[9 empty] | 1117 | 4 | Pumps - Replace 6-100 HP motor
[9 empty] | 1118 | 5 | Pumps - Replace 6-100 HP motor
[9 empty] | 1119 | 6 | Pumps - Replace 6-100 HP motor
[9 empty] | 1120 | 7 | Pumps - Replace 6-100 HP motor
[9 empty] | 1121 | 8 | Pumps - Replace 6-100 HP motor
[9 empty] | 1122 | 9 | Pumps - Replace 6-100 HP motor
[9 empty] | 1123 | 10 | Pumps - Replace 6-100 HP motor
[9 empty] | 1124 | 11 | Pumps - Replace 6-100 HP motor
[9 empty] | 1125 | 12 | Pumps - Replace 6-100 HP motor
[9 empty] | 1126 | 13 | Pumps - Replace 6-100 HP motor
[9 empty] | 1127 | 14 | Pumps - Replace 6-100 HP motor
[9 empty] | 1128 | 15 | Pumps - Replace 6-100 HP motor
[9 empty] | 1129 | 16 | Pumps - Replace 6-100 HP motor
[9 empty] | 1130 | 1 | Pumps - Sizing
[9 empty] | 1131 | 3 | Pumps - Sizing
[9 empty] | 1132 | 4 | Pumps - Sizing
[9 empty] | 1133 | 5 | Pumps - Sizing
[9 empty] | 1134 | 6 | Pumps - Sizing
[9 empty] | 1135 | 7 | Pumps - Sizing
[9 empty] | 1136 | 8 | Pumps - Sizing
[9 empty] | 1137 | 9 | Pumps - Sizing
[9 empty] | 1138 | 10 | Pumps - Sizing
[9 empty] | 1139 | 11 | Pumps - Sizing
[9 empty] | 1140 | 12 | Pumps - Sizing
[9 empty] | 1141 | 13 | Pumps - Sizing
[9 empty] | 1142 | 14 | Pumps - Sizing
[9 empty] | 1143 | 15 | Pumps - Sizing
[9 empty] | 1144 | 16 | Pumps - Sizing
[9 empty] | 1145 | 1 | Pumps - System Optimization
[9 empty] | 1146 | 4 | Pumps - System Optimization
[9 empty] | 1147 | 5 | Pumps - System Optimization
[9 empty] | 1148 | 6 | Pumps - System Optimization
[9 empty] | 1149 | 7 | Pumps - System Optimization
[9 empty] | 1150 | 8 | Pumps - System Optimization
[9 empty] | 1151 | 9 | Pumps - System Optimization
[9 empty] | 1152 | 13 | Pumps - System Optimization
[9 empty] | 1153 | 15 | Pumps - System Optimization
[9 empty] | 1154 | 16 | Pumps - System Optimization
[9 empty] | 1155 | 7 | Refinery Controls
[9 empty] | 1156 | 7 | Refinery Controls
[9 empty] | 1157 | 7 | Refinery Controls
[9 empty] | 1158 | 7 | Refinery Controls
[9 empty] | 1159 | 1 | Replace V-belts
[9 empty] | 1160 | 2 | Replace V-belts
[9 empty] | 1161 | 3 | Replace V-Belts
[9 empty] | 1162 | 3 | Replace V-belts
[9 empty] | 1163 | 4 | Replace V-belts
[9 empty] | 1164 | 5 | Replace V-belts
[9 empty] | 1165 | 7 | Replace V-belts
[9 empty] | 1166 | 8 | Replace V-belts
[9 empty] | 1167 | 9 | Replace V-belts
[9 empty] | 1168 | 10 | Replace V-belts
[9 empty] | 1169 | 11 | Replace V-belts
[9 empty] | 1170 | 12 | Replace V-belts
[9 empty] | 1171 | 13 | Replace V-belts
[9 empty] | 1172 | 14 | Replace V-belts
[9 empty] | 1173 | 15 | Replace V-belts
[9 empty] | 1174 | 16 | Replace V-belts
[9 empty] | 1175 | 1 | Roof Insulation
[9 empty] | 1176 | 2 | Roof Insulation
[9 empty] | 1177 | 3 | Roof Insulation
[9 empty] | 1178 | 4 | Roof Insulation
[9 empty] | 1179 | 5 | Roof Insulation
[9 empty] | 1180 | 6 | Roof Insulation
[9 empty] | 1181 | 7 | Roof Insulation
[9 empty] | 1182 | 8 | Roof Insulation
[9 empty] | 1183 | 9 | Roof Insulation
[9 empty] | 1184 | 10 | Roof Insulation
[9 empty] | 1185 | 11 | Roof Insulation
[9 empty] | 1186 | 12 | Roof Insulation
[9 empty] | 1187 | 13 | Roof Insulation
[9 empty] | 1188 | 14 | Roof Insulation
[9 empty] | 1189 | 15 | Roof Insulation
[9 empty] | 1190 | 16 | Roof Insulation
[9 empty] | 1191 | 1 | Roof Insulation - Chiller
[9 empty] | 1192 | 2 | Roof Insulation - Chiller
[9 empty] | 1193 | 3 | Roof Insulation - Chiller
[9 empty] | 1194 | 4 | Roof Insulation - Chiller
[9 empty] | 1195 | 5 | Roof Insulation - Chiller
[9 empty] | 1196 | 6 | Roof Insulation - Chiller
[9 empty] | 1197 | 7 | Roof Insulation - Chiller
[9 empty] | 1198 | 8 | Roof Insulation - Chiller
[9 empty] | 1199 | 9 | Roof Insulation - Chiller
[9 empty] | 1200 | 10 | Roof Insulation - Chiller
[9 empty] | 1201 | 11 | Roof Insulation - Chiller
[9 empty] | 1202 | 12 | Roof Insulation - Chiller
[9 empty] | 1203 | 13 | Roof Insulation - Chiller
[9 empty] | 1204 | 14 | Roof Insulation - Chiller
[9 empty] | 1205 | 15 | Roof Insulation - Chiller
[9 empty] | 1206 | 16 | Roof Insulation - Chiller
[9 empty] | 1207 | 9 | Top-heating (glass)
[9 empty] | 1208 | 1 | VSD for Chiller Pumps and Towers
[9 empty] | 1209 | 2 | VSD for Chiller Pumps and Towers
[9 empty] | 1210 | 3 | VSD for Chiller Pumps and Towers
[9 empty] | 1211 | 4 | VSD for Chiller Pumps and Towers
[9 empty] | 1212 | 5 | VSD for Chiller Pumps and Towers
[9 empty] | 1213 | 6 | VSD for Chiller Pumps and Towers
[9 empty] | 1214 | 7 | VSD for Chiller Pumps and Towers
[9 empty] | 1215 | 8 | VSD for Chiller Pumps and Towers
[9 empty] | 1216 | 9 | VSD for Chiller Pumps and Towers
[9 empty] | 1217 | 10 | VSD for Chiller Pumps and Towers
[9 empty] | 1218 | 11 | VSD for Chiller Pumps and Towers
[9 empty] | 1219 | 12 | VSD for Chiller Pumps and Towers
[9 empty] | 1220 | 13 | VSD for Chiller Pumps and Towers
[9 empty] | 1221 | 14 | VSD for Chiller Pumps and Towers
[9 empty] | 1222 | 15 | VSD for Chiller Pumps and Towers
[9 empty] | 1223 | 16 | VSD for Chiller Pumps and Towers
[9 empty] | 1224 | 1 | Window Film (Standard)
[9 empty] | 1225 | 2 | Window Film (Standard)
[9 empty] | 1226 | 3 | Window Film (Standard)
[9 empty] | 1227 | 4 | Window Film (Standard)
[9 empty] | 1228 | 5 | Window Film (Standard)
[9 empty] | 1229 | 6 | Window Film (Standard)
[9 empty] | 1230 | 7 | Window Film (Standard)
[9 empty] | 1231 | 8 | Window Film (Standard)
[9 empty] | 1232 | 9 | Window Film (Standard)
[9 empty] | 1233 | 10 | Window Film (Standard)
[9 empty] | 1234 | 11 | Window Film (Standard)
[9 empty] | 1235 | 12 | Window Film (Standard)
[9 empty] | 1236 | 13 | Window Film (Standard)
[9 empty] | 1237 | 14 | Window Film (Standard)
[9 empty] | 1238 | 15 | Window Film (Standard)
[9 empty] | 1239 | 16 | Window Film (Standard)
[9 empty] | 1240 | 1 | Window Film (Standard) - Chiller
[9 empty] | 1241 | 2 | Window Film (Standard) - Chiller
[9 empty] | 1242 | 3 | Window Film (Standard) - Chiller
[9 empty] | 1243 | 4 | Window Film (Standard) - Chiller
[9 empty] | 1244 | 5 | Window Film (Standard) - Chiller
[9 empty] | 1245 | 6 | Window Film (Standard) - Chiller
[9 empty] | 1246 | 7 | Window Film (Standard) - Chiller
[9 empty] | 1247 | 8 | Window Film (Standard) - Chiller
[9 empty] | 1248 | 9 | Window Film (Standard) - Chiller
[9 empty] | 1249 | 10 | Window Film (Standard) - Chiller
[9 empty] | 1250 | 11 | Window Film (Standard) - Chiller
[9 empty] | 1251 | 12 | Window Film (Standard) - Chiller
[9 empty] | 1252 | 13 | Window Film (Standard) - Chiller
[9 empty] | 1253 | 14 | Window Film (Standard) - Chiller
[9 empty] | 1254 | 15 | Window Film (Standard) - Chiller
[9 empty] | 1255 | 16 | Window Film (Standard) - Chiller
[6 empty] | RIM | [5 empty] | TRC
[6 empty] | High Fuel |  | Passing | Failing |  |  | High Fuel |  | Passing | Failing
[6 empty] | # | Building Segment | Measure Name | # | Building Segment | Measure Name | # | Building Segment | Measure Name | # | Building Segment | Measure Name
[6 empty] | 1 | 3 | Air conveying systems | 1 | 1 | Aerosole Duct Sealing | 1 | 2 | Aerosole Duct Sealing | 1 | 1 | Aerosole Duct Sealing
[6 empty] | 2 | 1 | Bakery - Process | 2 | 2 | Aerosole Duct Sealing | 2 | 12 | Aerosole Duct Sealing | 2 | 3 | Aerosole Duct Sealing
[6 empty] | 3 | 1 | CFL Hardwired, Modular 18W | 3 | 3 | Aerosole Duct Sealing | 3 | 2 | Aerosole Duct Sealing - Chiller | 3 | 4 | Aerosole Duct Sealing
[6 empty] | 4 | 2 | CFL Hardwired, Modular 18W | 4 | 4 | Aerosole Duct Sealing | 4 | 3 | Aerosole Duct Sealing - Chiller | 4 | 5 | Aerosole Duct Sealing
[6 empty] | 5 | 3 | CFL Hardwired, Modular 18W | 5 | 5 | Aerosole Duct Sealing | 5 | 12 | Aerosole Duct Sealing - Chiller | 5 | 6 | Aerosole Duct Sealing
[6 empty] | 6 | 4 | CFL Hardwired, Modular 18W | 6 | 6 | Aerosole Duct Sealing | 6 | 14 | Aerosole Duct Sealing - Chiller | 6 | 7 | Aerosole Duct Sealing
[6 empty] | 7 | 5 | CFL Hardwired, Modular 18W | 7 | 7 | Aerosole Duct Sealing | 7 | 3 | Air conveying systems | 7 | 8 | Aerosole Duct Sealing
[6 empty] | 8 | 8 | CFL Hardwired, Modular 18W | 8 | 8 | Aerosole Duct Sealing | 8 | 1 | Bakery - Process | 8 | 9 | Aerosole Duct Sealing
[6 empty] | 9 | 9 | CFL Hardwired, Modular 18W | 9 | 9 | Aerosole Duct Sealing | 9 | 1 | Bakery - Process (Mixing) - O&M | 9 | 10 | Aerosole Duct Sealing
[6 empty] | 10 | 10 | CFL Hardwired, Modular 18W | 10 | 10 | Aerosole Duct Sealing | 10 | 5 | CFL Hardwired, Modular 18W | 10 | 11 | Aerosole Duct Sealing
[6 empty] | 11 | 11 | CFL Hardwired, Modular 18W | 11 | 11 | Aerosole Duct Sealing | 11 | 1 | CFL Screw-in 18W | 11 | 13 | Aerosole Duct Sealing
[6 empty] | 12 | 12 | CFL Hardwired, Modular 18W | 12 | 12 | Aerosole Duct Sealing | 12 | 2 | CFL Screw-in 18W | 12 | 14 | Aerosole Duct Sealing
[6 empty] | 13 | 13 | CFL Hardwired, Modular 18W | 13 | 13 | Aerosole Duct Sealing | 13 | 3 | CFL Screw-in 18W | 13 | 15 | Aerosole Duct Sealing
[6 empty] | 14 | 14 | CFL Hardwired, Modular 18W | 14 | 14 | Aerosole Duct Sealing | 14 | 4 | CFL Screw-in 18W | 14 | 16 | Aerosole Duct Sealing
[6 empty] | 15 | 15 | CFL Hardwired, Modular 18W | 15 | 15 | Aerosole Duct Sealing | 15 | 5 | CFL Screw-in 18W | 15 | 1 | Aerosole Duct Sealing - Chiller
[6 empty] | 16 | 16 | CFL Hardwired, Modular 18W | 16 | 16 | Aerosole Duct Sealing | 16 | 6 | CFL Screw-in 18W | 16 | 4 | Aerosole Duct Sealing - Chiller
[6 empty] | 17 | 1 | CFL Screw-in 18W | 17 | 1 | Aerosole Duct Sealing - Chiller | 17 | 7 | CFL Screw-in 18W | 17 | 5 | Aerosole Duct Sealing - Chiller
[6 empty] | 18 | 2 | CFL Screw-in 18W | 18 | 2 | Aerosole Duct Sealing - Chiller | 18 | 8 | CFL Screw-in 18W | 18 | 6 | Aerosole Duct Sealing - Chiller
[6 empty] | 19 | 3 | CFL Screw-in 18W | 19 | 3 | Aerosole Duct Sealing - Chiller | 19 | 9 | CFL Screw-in 18W | 19 | 7 | Aerosole Duct Sealing - Chiller
[6 empty] | 20 | 4 | CFL Screw-in 18W | 20 | 4 | Aerosole Duct Sealing - Chiller | 20 | 10 | CFL Screw-in 18W | 20 | 8 | Aerosole Duct Sealing - Chiller
[6 empty] | 21 | 5 | CFL Screw-in 18W | 21 | 5 | Aerosole Duct Sealing - Chiller | 21 | 11 | CFL Screw-in 18W | 21 | 9 | Aerosole Duct Sealing - Chiller
[6 empty] | 22 | 6 | CFL Screw-in 18W | 22 | 6 | Aerosole Duct Sealing - Chiller | 22 | 12 | CFL Screw-in 18W | 22 | 10 | Aerosole Duct Sealing - Chiller
[6 empty] | 23 | 7 | CFL Screw-in 18W | 23 | 7 | Aerosole Duct Sealing - Chiller | 23 | 13 | CFL Screw-in 18W | 23 | 11 | Aerosole Duct Sealing - Chiller
[6 empty] | 24 | 8 | CFL Screw-in 18W | 24 | 8 | Aerosole Duct Sealing - Chiller | 24 | 14 | CFL Screw-in 18W | 24 | 13 | Aerosole Duct Sealing - Chiller
[6 empty] | 25 | 9 | CFL Screw-in 18W | 25 | 9 | Aerosole Duct Sealing - Chiller | 25 | 15 | CFL Screw-in 18W | 25 | 15 | Aerosole Duct Sealing - Chiller
[6 empty] | 26 | 10 | CFL Screw-in 18W | 26 | 10 | Aerosole Duct Sealing - Chiller | 26 | 16 | CFL Screw-in 18W | 26 | 16 | Aerosole Duct Sealing - Chiller
[6 empty] | 27 | 11 | CFL Screw-in 18W | 27 | 11 | Aerosole Duct Sealing - Chiller | 27 | 6 | Clean Room - Controls | 27 | 1 | Base Centrifugal Chiller, 0.58 kW/ton, 500 tons
[6 empty] | 28 | 12 | CFL Screw-in 18W | 28 | 12 | Aerosole Duct Sealing - Chiller | 28 | 13 | Clean Room - Controls | 28 | 2 | Base Centrifugal Chiller, 0.58 kW/ton, 500 tons
[6 empty] | 29 | 13 | CFL Screw-in 18W | 29 | 13 | Aerosole Duct Sealing - Chiller | 29 | 6 | Clean Room - New Designs | 29 | 3 | Base Centrifugal Chiller, 0.58 kW/ton, 500 tons
[6 empty] | 30 | 14 | CFL Screw-in 18W | 30 | 14 | Aerosole Duct Sealing - Chiller | 30 | 2 | Comp Air - ASD (6-100 hp) | 30 | 4 | Base Centrifugal Chiller, 0.58 kW/ton, 500 tons
[6 empty] | 31 | 15 | CFL Screw-in 18W | 31 | 15 | Aerosole Duct Sealing - Chiller | 31 | 3 | Comp Air - ASD (6-100 hp) | 31 | 5 | Base Centrifugal Chiller, 0.58 kW/ton, 500 tons
[6 empty] | 32 | 16 | CFL Screw-in 18W | 32 | 16 | Aerosole Duct Sealing - Chiller | 32 | 4 | Comp Air - ASD (6-100 hp) | 32 | 6 | Base Centrifugal Chiller, 0.58 kW/ton, 500 tons
[6 empty] | 33 | 2 | Compressed Air - System Optimization | 33 | 1 | Bakery - Process (Mixing) - O&M | 33 | 8 | Comp Air - ASD (6-100 hp) | 33 | 7 | Base Centrifugal Chiller, 0.58 kW/ton, 500 tons
[6 empty] | 34 | 2 | Compressed Air-O&M | 34 | 1 | Base Centrifugal Chiller, 0.58 kW/ton, 500 tons | 34 | 10 | Comp Air - ASD (6-100 hp) | 34 | 8 | Base Centrifugal Chiller, 0.58 kW/ton, 500 tons
[6 empty] | 35 | 2 | Cool Roof - Chiller | 35 | 2 | Base Centrifugal Chiller, 0.58 kW/ton, 500 tons | 35 | 11 | Comp Air - ASD (6-100 hp) | 35 | 9 | Base Centrifugal Chiller, 0.58 kW/ton, 500 tons
[6 empty] | 36 | single segment | Dehumidification Hybrid Desiccant Heat Pump | 36 | 3 | Base Centrifugal Chiller, 0.58 kW/ton, 500 tons | 36 | 12 | Comp Air - ASD (6-100 hp) | 36 | 10 | Base Centrifugal Chiller, 0.58 kW/ton, 500 tons
[6 empty] | 37 | 8 | Direct drive Extruders | 37 | 4 | Base Centrifugal Chiller, 0.58 kW/ton, 500 tons | 37 | 14 | Comp Air - ASD (6-100 hp) | 37 | 11 | Base Centrifugal Chiller, 0.58 kW/ton, 500 tons
[6 empty] | 38 | 2 | Drying (UV/IR) | 38 | 5 | Base Centrifugal Chiller, 0.58 kW/ton, 500 tons | 38 | 1 | Compressed Air - Controls | 38 | 12 | Base Centrifugal Chiller, 0.58 kW/ton, 500 tons
[6 empty] | 39 | 12 | Efficient Curing ovens | 39 | 6 | Base Centrifugal Chiller, 0.58 kW/ton, 500 tons | 39 | 2 | Compressed Air - Controls | 39 | 13 | Base Centrifugal Chiller, 0.58 kW/ton, 500 tons
[6 empty] | 40 | 8 | Extruders/injection Moulding-multipump | 40 | 7 | Base Centrifugal Chiller, 0.58 kW/ton, 500 tons | 40 | 3 | Compressed Air - Controls | 40 | 14 | Base Centrifugal Chiller, 0.58 kW/ton, 500 tons
[6 empty] | 41 | 1 | Fans - Controls | 41 | 8 | Base Centrifugal Chiller, 0.58 kW/ton, 500 tons | 41 | 4 | Compressed Air - Controls | 41 | 15 | Base Centrifugal Chiller, 0.58 kW/ton, 500 tons
[6 empty] | 42 | 2 | Fans - Controls | 42 | 9 | Base Centrifugal Chiller, 0.58 kW/ton, 500 tons | 42 | 5 | Compressed Air - Controls | 42 | 16 | Base Centrifugal Chiller, 0.58 kW/ton, 500 tons
[6 empty] | 43 | 3 | Fans - Controls | 43 | 10 | Base Centrifugal Chiller, 0.58 kW/ton, 500 tons | 43 | 6 | Compressed Air - Controls | 43 | 1 | Base Compressed Air
[6 empty] | 44 | 5 | Fans - Controls | 44 | 11 | Base Centrifugal Chiller, 0.58 kW/ton, 500 tons | 44 | 7 | Compressed Air - Controls | 44 | 2 | Base Compressed Air
[6 empty] | 45 | 8 | Fans - Controls | 45 | 12 | Base Centrifugal Chiller, 0.58 kW/ton, 500 tons | 45 | 8 | Compressed Air - Controls | 45 | 3 | Base Compressed Air
[6 empty] | 46 | 10 | Fans - Controls | 46 | 13 | Base Centrifugal Chiller, 0.58 kW/ton, 500 tons | 46 | 9 | Compressed Air - Controls | 46 | 4 | Base Compressed Air
[6 empty] | 47 | 11 | Fans - Controls | 47 | 14 | Base Centrifugal Chiller, 0.58 kW/ton, 500 tons | 47 | 10 | Compressed Air - Controls | 47 | 5 | Base Compressed Air
[6 empty] | 48 | 12 | Fans - Controls | 48 | 15 | Base Centrifugal Chiller, 0.58 kW/ton, 500 tons | 48 | 11 | Compressed Air - Controls | 48 | 6 | Base Compressed Air
[6 empty] | 49 | 13 | Fans - Controls | 49 | 16 | Base Centrifugal Chiller, 0.58 kW/ton, 500 tons | 49 | 12 | Compressed Air - Controls | 49 | 7 | Base Compressed Air
[6 empty] | 50 | 14 | Fans - Controls | 50 | 1 | Base Compressed Air | 50 | 13 | Compressed Air - Controls | 50 | 8 | Base Compressed Air
[6 empty] | 51 | 15 | Fans - Controls | 51 | 2 | Base Compressed Air | 51 | 14 | Compressed Air - Controls | 51 | 9 | Base Compressed Air
[6 empty] | 52 | 2 | Fans - System Optimization | 52 | 3 | Base Compressed Air | 52 | 15 | Compressed Air - Controls | 52 | 10 | Base Compressed Air
[6 empty] | 53 | 3 | Heat Pumps - Drying | 53 | 4 | Base Compressed Air | 53 | 16 | Compressed Air - Controls | 53 | 11 | Base Compressed Air
[6 empty] | 54 | 1 | High Bay T5 | 54 | 5 | Base Compressed Air | 54 | 1 | Compressed Air - System Optimization | 54 | 12 | Base Compressed Air
[6 empty] | 55 | 2 | High Bay T5 | 55 | 6 | Base Compressed Air | 55 | 2 | Compressed Air - System Optimization | 55 | 13 | Base Compressed Air
[6 empty] | 56 | 3 | High Bay T5 | 56 | 7 | Base Compressed Air | 56 | 3 | Compressed Air - System Optimization | 56 | 14 | Base Compressed Air
[6 empty] | 57 | 5 | High Bay T5 | 57 | 8 | Base Compressed Air | 57 | 4 | Compressed Air - System Optimization | 57 | 15 | Base Compressed Air
[6 empty] | 58 | 8 | High Bay T5 | 58 | 9 | Base Compressed Air | 58 | 5 | Compressed Air - System Optimization | 58 | 16 | Base Compressed Air
[6 empty] | 59 | 9 | High Bay T5 | 59 | 10 | Base Compressed Air | 59 | 6 | Compressed Air - System Optimization | 59 | 1 | Base Drives
[6 empty] | 60 | 10 | High Bay T5 | 60 | 11 | Base Compressed Air | 60 | 7 | Compressed Air - System Optimization | 60 | 2 | Base Drives
[6 empty] | 61 | 11 | High Bay T5 | 61 | 12 | Base Compressed Air | 61 | 8 | Compressed Air - System Optimization | 61 | 3 | Base Drives
[6 empty] | 62 | 12 | High Bay T5 | 62 | 13 | Base Compressed Air | 62 | 9 | Compressed Air - System Optimization | 62 | 4 | Base Drives
[6 empty] | 63 | 13 | High Bay T5 | 63 | 14 | Base Compressed Air | 63 | 10 | Compressed Air - System Optimization | 63 | 5 | Base Drives
[6 empty] | 64 | 14 | High Bay T5 | 64 | 15 | Base Compressed Air | 64 | 11 | Compressed Air - System Optimization | 64 | 6 | Base Drives
[6 empty] | 65 | 15 | High Bay T5 | 65 | 16 | Base Compressed Air | 65 | 12 | Compressed Air - System Optimization | 65 | 7 | Base Drives
[6 empty] | 66 | 16 | High Bay T5 | 66 | 1 | Base Drives | 66 | 13 | Compressed Air - System Optimization | 66 | 8 | Base Drives
[6 empty] | 67 | 2 | Hybrid Dessicant-DX System (Trane CDQ) | 67 | 2 | Base Drives | 67 | 14 | Compressed Air - System Optimization | 67 | 9 | Base Drives
[6 empty] | 68 | 3 | Hybrid Dessicant-DX System (Trane CDQ) | 68 | 3 | Base Drives | 68 | 15 | Compressed Air - System Optimization | 68 | 10 | Base Drives
[6 empty] | 69 | 12 | Hybrid Dessicant-DX System (Trane CDQ) | 69 | 4 | Base Drives | 69 | 16 | Compressed Air - System Optimization | 69 | 11 | Base Drives
[6 empty] | 70 | 14 | Hybrid Dessicant-DX System (Trane CDQ) | 70 | 5 | Base Drives | 70 | 1 | Compressed Air- Sizing | 70 | 12 | Base Drives
[6 empty] | 71 | 11 | New transformers welding | 71 | 6 | Base Drives | 71 | 2 | Compressed Air- Sizing | 71 | 13 | Base Drives
[6 empty] | 72 | 12 | New transformers welding | 72 | 7 | Base Drives | 72 | 3 | Compressed Air- Sizing | 72 | 14 | Base Drives
[6 empty] | 73 | 14 | New transformers welding | 73 | 8 | Base Drives | 73 | 4 | Compressed Air- Sizing | 73 | 15 | Base Drives
[6 empty] | 74 | 2 | O&M/drives spinning machines | 74 | 9 | Base Drives | 74 | 5 | Compressed Air- Sizing | 74 | 16 | Base Drives
[6 empty] | 75 | 1 | Optimization Refrigeration | 75 | 10 | Base Drives | 75 | 6 | Compressed Air- Sizing | 75 | 1 | Base DX Packaged System, EER=10.3, 10 tons
[6 empty] | 76 | 2 | Premium T8, Elecctronic Ballast | 76 | 11 | Base Drives | 76 | 7 | Compressed Air- Sizing | 76 | 2 | Base DX Packaged System, EER=10.3, 10 tons
[6 empty] | 77 | 3 | Premium T8, Elecctronic Ballast | 77 | 12 | Base Drives | 77 | 8 | Compressed Air- Sizing | 77 | 3 | Base DX Packaged System, EER=10.3, 10 tons
[6 empty] | 78 | 12 | Premium T8, Elecctronic Ballast | 78 | 13 | Base Drives | 78 | 9 | Compressed Air- Sizing | 78 | 4 | Base DX Packaged System, EER=10.3, 10 tons
[6 empty] | 79 | 1 | Pumps - Controls | 79 | 14 | Base Drives | 79 | 10 | Compressed Air- Sizing | 79 | 5 | Base DX Packaged System, EER=10.3, 10 tons
[6 empty] | 80 | 2 | Pumps - Controls | 80 | 15 | Base Drives | 80 | 11 | Compressed Air- Sizing | 80 | 6 | Base DX Packaged System, EER=10.3, 10 tons
[6 empty] | 81 | 3 | Pumps - Controls | 81 | 16 | Base Drives | 81 | 12 | Compressed Air- Sizing | 81 | 7 | Base DX Packaged System, EER=10.3, 10 tons
[6 empty] | 82 | 5 | Pumps - Controls | 82 | 1 | Base DX Packaged System, EER=10.3, 10 tons | 82 | 13 | Compressed Air- Sizing | 82 | 8 | Base DX Packaged System, EER=10.3, 10 tons
[6 empty] | 83 | 8 | Pumps - Controls | 83 | 2 | Base DX Packaged System, EER=10.3, 10 tons | 83 | 14 | Compressed Air- Sizing | 83 | 9 | Base DX Packaged System, EER=10.3, 10 tons
[6 empty] | 84 | 10 | Pumps - Controls | 84 | 3 | Base DX Packaged System, EER=10.3, 10 tons | 84 | 15 | Compressed Air- Sizing | 84 | 10 | Base DX Packaged System, EER=10.3, 10 tons
[6 empty] | 85 | 11 | Pumps - Controls | 85 | 4 | Base DX Packaged System, EER=10.3, 10 tons | 85 | 16 | Compressed Air- Sizing | 85 | 11 | Base DX Packaged System, EER=10.3, 10 tons
[6 empty] | 86 | 12 | Pumps - Controls | 86 | 5 | Base DX Packaged System, EER=10.3, 10 tons | 86 | 1 | Compressed Air-O&M | 86 | 12 | Base DX Packaged System, EER=10.3, 10 tons
[6 empty] | 87 | 13 | Pumps - Controls | 87 | 6 | Base DX Packaged System, EER=10.3, 10 tons | 87 | 2 | Compressed Air-O&M | 87 | 13 | Base DX Packaged System, EER=10.3, 10 tons
[6 empty] | 88 | 14 | Pumps - Controls | 88 | 7 | Base DX Packaged System, EER=10.3, 10 tons | 88 | 3 | Compressed Air-O&M | 88 | 14 | Base DX Packaged System, EER=10.3, 10 tons
[6 empty] | 89 | 15 | Pumps - Controls | 89 | 8 | Base DX Packaged System, EER=10.3, 10 tons | 89 | 4 | Compressed Air-O&M | 89 | 15 | Base DX Packaged System, EER=10.3, 10 tons
[6 empty] | 90 | 2 | Pumps - Sizing | 90 | 9 | Base DX Packaged System, EER=10.3, 10 tons | 90 | 5 | Compressed Air-O&M | 90 | 16 | Base DX Packaged System, EER=10.3, 10 tons
[6 empty] | 91 | 12 | Pumps - Sizing | 91 | 10 | Base DX Packaged System, EER=10.3, 10 tons | 91 | 6 | Compressed Air-O&M | 91 | 1 | Base Fans
[6 empty] | 92 | 1 | Pumps - System Optimization | 92 | 11 | Base DX Packaged System, EER=10.3, 10 tons | 92 | 7 | Compressed Air-O&M | 92 | 2 | Base Fans
[6 empty] | 93 | 2 | Pumps - System Optimization | 93 | 12 | Base DX Packaged System, EER=10.3, 10 tons | 93 | 8 | Compressed Air-O&M | 93 | 3 | Base Fans
[6 empty] | 94 | 3 | Pumps - System Optimization | 94 | 13 | Base DX Packaged System, EER=10.3, 10 tons | 94 | 9 | Compressed Air-O&M | 94 | 4 | Base Fans
[6 empty] | 95 | 8 | Pumps - System Optimization | 95 | 14 | Base DX Packaged System, EER=10.3, 10 tons | 95 | 10 | Compressed Air-O&M | 95 | 5 | Base Fans
[6 empty] | 96 | 10 | Pumps - System Optimization | 96 | 15 | Base DX Packaged System, EER=10.3, 10 tons | 96 | 11 | Compressed Air-O&M | 96 | 6 | Base Fans
[6 empty] | 97 | 11 | Pumps - System Optimization | 97 | 16 | Base DX Packaged System, EER=10.3, 10 tons | 97 | 12 | Compressed Air-O&M | 97 | 7 | Base Fans
[6 empty] | 98 | 12 | Pumps - System Optimization | 98 | 1 | Base Fans | 98 | 13 | Compressed Air-O&M | 98 | 8 | Base Fans
[6 empty] | 99 | 14 | Pumps - System Optimization | 99 | 2 | Base Fans | 99 | 14 | Compressed Air-O&M | 99 | 9 | Base Fans
[6 empty] | 100 | single segment | Run Time Optimizer | 100 | 3 | Base Fans | 100 | 15 | Compressed Air-O&M | 100 | 10 | Base Fans
[9 empty] | 101 | 4 | Base Fans | 101 | 16 | Compressed Air-O&M | 101 | 11 | Base Fans
[9 empty] | 102 | 5 | Base Fans | 102 | single segment | Dehumidification Hybrid Desiccant Heat Pump | 102 | 12 | Base Fans
[9 empty] | 103 | 6 | Base Fans | 103 | 8 | Direct drive Extruders | 103 | 13 | Base Fans
[9 empty] | 104 | 7 | Base Fans | 104 | 11 | Drives - Optimization process (M&T) | 104 | 14 | Base Fans
[9 empty] | 105 | 8 | Base Fans | 105 | 12 | Drives - Optimization process (M&T) | 105 | 15 | Base Fans
[9 empty] | 106 | 9 | Base Fans | 106 | 14 | Drives - Optimization process (M&T) | 106 | 16 | Base Fans
[9 empty] | 107 | 10 | Base Fans | 107 | 15 | Drives - Optimization process (M&T) | 107 | 1 | Base Heating
[9 empty] | 108 | 11 | Base Fans | 108 | 6 | Drives - Process Controls (batch + site) | 108 | 2 | Base Heating
[9 empty] | 109 | 12 | Base Fans | 109 | 2 | Drying (UV/IR) | 109 | 3 | Base Heating
[9 empty] | 110 | 13 | Base Fans | 110 | 11 | Efficient Curing ovens | 110 | 4 | Base Heating
[9 empty] | 111 | 14 | Base Fans | 111 | 12 | Efficient Curing ovens | 111 | 5 | Base Heating
[9 empty] | 112 | 15 | Base Fans | 112 | 13 | Efficient Curing ovens | 112 | 6 | Base Heating
[9 empty] | 113 | 16 | Base Fans | 113 | 14 | Efficient Curing ovens | 113 | 7 | Base Heating
[9 empty] | 114 | 1 | Base Heating | 114 | 15 | Efficient Curing ovens | 114 | 8 | Base Heating
[9 empty] | 115 | 2 | Base Heating | 115 | 16 | Efficient Curing ovens | 115 | 9 | Base Heating
[9 empty] | 116 | 3 | Base Heating | 116 | 7 | Efficient desalter | 116 | 10 | Base Heating
[9 empty] | 117 | 4 | Base Heating | 117 | 10 | Efficient drives - rolling | 117 | 11 | Base Heating
[9 empty] | 118 | 5 | Base Heating | 118 | 10 | Efficient electric melting | 118 | 12 | Base Heating
[9 empty] | 119 | 6 | Base Heating | 119 | 9 | Efficient grinding | 119 | 13 | Base Heating
[9 empty] | 120 | 7 | Base Heating | 120 | 5 | Efficient practices printing press | 120 | 14 | Base Heating
[9 empty] | 121 | 8 | Base Heating | 121 | 5 | Efficient Printing press (fewer cylinders) | 121 | 15 | Base Heating
[9 empty] | 122 | 9 | Base Heating | 122 | 13 | Efficient processes (welding, etc.) | 122 | 16 | Base Heating
[9 empty] | 123 | 10 | Base Heating | 123 | 1 | Efficient Refrigeration - Operations | 123 | 1 | Base Lighting
[9 empty] | 124 | 11 | Base Heating | 124 | 8 | Extruders/injection Moulding-multipump | 124 | 2 | Base Lighting
[9 empty] | 125 | 12 | Base Heating | 125 | 2 | Fans - ASD (100+ hp) | 125 | 3 | Base Lighting
[9 empty] | 126 | 13 | Base Heating | 126 | 10 | Fans - ASD (100+ hp) | 126 | 4 | Base Lighting
[9 empty] | 127 | 14 | Base Heating | 127 | 2 | Fans - ASD (6-100 hp) | 127 | 5 | Base Lighting
[9 empty] | 128 | 15 | Base Heating | 128 | 3 | Fans - ASD (6-100 hp) | 128 | 6 | Base Lighting
[9 empty] | 129 | 16 | Base Heating | 129 | 4 | Fans - ASD (6-100 hp) | 129 | 7 | Base Lighting
[9 empty] | 130 | 1 | Base Lighting | 130 | 8 | Fans - ASD (6-100 hp) | 130 | 8 | Base Lighting
[9 empty] | 131 | 2 | Base Lighting | 131 | 10 | Fans - ASD (6-100 hp) | 131 | 9 | Base Lighting
[9 empty] | 132 | 3 | Base Lighting | 132 | 11 | Fans - ASD (6-100 hp) | 132 | 10 | Base Lighting
[9 empty] | 133 | 4 | Base Lighting | 133 | 12 | Fans - ASD (6-100 hp) | 133 | 11 | Base Lighting
[9 empty] | 134 | 5 | Base Lighting | 134 | 14 | Fans - ASD (6-100 hp) | 134 | 12 | Base Lighting
[9 empty] | 135 | 6 | Base Lighting | 135 | 1 | Fans - Controls | 135 | 13 | Base Lighting
[9 empty] | 136 | 7 | Base Lighting | 136 | 2 | Fans - Controls | 136 | 14 | Base Lighting
[9 empty] | 137 | 8 | Base Lighting | 137 | 3 | Fans - Controls | 137 | 15 | Base Lighting
[9 empty] | 138 | 9 | Base Lighting | 138 | 4 | Fans - Controls | 138 | 16 | Base Lighting
[9 empty] | 139 | 10 | Base Lighting | 139 | 5 | Fans - Controls | 139 | 1 | Base Other
[9 empty] | 140 | 11 | Base Lighting | 140 | 6 | Fans - Controls | 140 | 2 | Base Other
[9 empty] | 141 | 12 | Base Lighting | 141 | 7 | Fans - Controls | 141 | 3 | Base Other
[9 empty] | 142 | 13 | Base Lighting | 142 | 8 | Fans - Controls | 142 | 4 | Base Other
[9 empty] | 143 | 14 | Base Lighting | 143 | 9 | Fans - Controls | 143 | 5 | Base Other
[9 empty] | 144 | 15 | Base Lighting | 144 | 10 | Fans - Controls | 144 | 6 | Base Other
[9 empty] | 145 | 16 | Base Lighting | 145 | 11 | Fans - Controls | 145 | 7 | Base Other
[9 empty] | 146 | 1 | Base Other | 146 | 12 | Fans - Controls | 146 | 8 | Base Other
[9 empty] | 147 | 2 | Base Other | 147 | 13 | Fans - Controls | 147 | 9 | Base Other
[9 empty] | 148 | 3 | Base Other | 148 | 14 | Fans - Controls | 148 | 10 | Base Other
[9 empty] | 149 | 4 | Base Other | 149 | 15 | Fans - Controls | 149 | 11 | Base Other
[9 empty] | 150 | 5 | Base Other | 150 | 16 | Fans - Controls | 150 | 12 | Base Other
[9 empty] | 151 | 6 | Base Other | 151 | 1 | Fans - System Optimization | 151 | 13 | Base Other
[9 empty] | 152 | 7 | Base Other | 152 | 2 | Fans - System Optimization | 152 | 14 | Base Other
[9 empty] | 153 | 8 | Base Other | 153 | 3 | Fans - System Optimization | 153 | 15 | Base Other
[9 empty] | 154 | 9 | Base Other | 154 | 4 | Fans - System Optimization | 154 | 16 | Base Other
[9 empty] | 155 | 10 | Base Other | 155 | 5 | Fans - System Optimization | 155 | 1 | Base Other Process
[9 empty] | 156 | 11 | Base Other | 156 | 6 | Fans - System Optimization | 156 | 2 | Base Other Process
[9 empty] | 157 | 12 | Base Other | 157 | 7 | Fans - System Optimization | 157 | 3 | Base Other Process
[9 empty] | 158 | 13 | Base Other | 158 | 8 | Fans - System Optimization | 158 | 4 | Base Other Process
[9 empty] | 159 | 14 | Base Other | 159 | 9 | Fans - System Optimization | 159 | 5 | Base Other Process
[9 empty] | 160 | 15 | Base Other | 160 | 10 | Fans - System Optimization | 160 | 6 | Base Other Process
[9 empty] | 161 | 16 | Base Other | 161 | 11 | Fans - System Optimization | 161 | 7 | Base Other Process
[9 empty] | 162 | 1 | Base Other Process | 162 | 12 | Fans - System Optimization | 162 | 8 | Base Other Process
[9 empty] | 163 | 2 | Base Other Process | 163 | 13 | Fans - System Optimization | 163 | 9 | Base Other Process
[9 empty] | 164 | 3 | Base Other Process | 164 | 14 | Fans - System Optimization | 164 | 10 | Base Other Process
[9 empty] | 165 | 4 | Base Other Process | 165 | 15 | Fans - System Optimization | 165 | 11 | Base Other Process
[9 empty] | 166 | 5 | Base Other Process | 166 | 16 | Fans - System Optimization | 166 | 12 | Base Other Process
[9 empty] | 167 | 6 | Base Other Process | 167 | 2 | Fans- Improve components | 167 | 13 | Base Other Process
[9 empty] | 168 | 7 | Base Other Process | 168 | 3 | Fans- Improve components | 168 | 14 | Base Other Process
[9 empty] | 169 | 8 | Base Other Process | 169 | 12 | Fans- Improve components | 169 | 15 | Base Other Process
[9 empty] | 170 | 9 | Base Other Process | 170 | 4 | Gap Forming papermachine | 170 | 16 | Base Other Process
[9 empty] | 171 | 10 | Base Other Process | 171 | 3 | Heat Pumps - Drying | 171 | 1 | Base Pumps
[9 empty] | 172 | 11 | Base Other Process | 172 | 11 | Heating - Optimization process (M&T) | 172 | 2 | Base Pumps
[9 empty] | 173 | 12 | Base Other Process | 173 | 12 | Heating - Optimization process (M&T) | 173 | 3 | Base Pumps
[9 empty] | 174 | 13 | Base Other Process | 174 | 14 | Heating - Optimization process (M&T) | 174 | 4 | Base Pumps
[9 empty] | 175 | 14 | Base Other Process | 175 | 1 | High Bay T5 | 175 | 5 | Base Pumps
[9 empty] | 176 | 15 | Base Other Process | 176 | 2 | High Bay T5 | 176 | 6 | Base Pumps
[9 empty] | 177 | 16 | Base Other Process | 177 | 3 | High Bay T5 | 177 | 7 | Base Pumps
[9 empty] | 178 | 1 | Base Pumps | 178 | 4 | High Bay T5 | 178 | 8 | Base Pumps
[9 empty] | 179 | 2 | Base Pumps | 179 | 5 | High Bay T5 | 179 | 9 | Base Pumps
[9 empty] | 180 | 3 | Base Pumps | 180 | 6 | High Bay T5 | 180 | 10 | Base Pumps
[9 empty] | 181 | 4 | Base Pumps | 181 | 7 | High Bay T5 | 181 | 11 | Base Pumps
[9 empty] | 182 | 5 | Base Pumps | 182 | 8 | High Bay T5 | 182 | 12 | Base Pumps
[9 empty] | 183 | 6 | Base Pumps | 183 | 9 | High Bay T5 | 183 | 13 | Base Pumps
[9 empty] | 184 | 7 | Base Pumps | 184 | 10 | High Bay T5 | 184 | 14 | Base Pumps
[9 empty] | 185 | 8 | Base Pumps | 185 | 11 | High Bay T5 | 185 | 15 | Base Pumps
[9 empty] | 186 | 9 | Base Pumps | 186 | 12 | High Bay T5 | 186 | 16 | Base Pumps
[9 empty] | 187 | 10 | Base Pumps | 187 | 13 | High Bay T5 | 187 | 1 | Base Refrigeration
[9 empty] | 188 | 11 | Base Pumps | 188 | 14 | High Bay T5 | 188 | 2 | Base Refrigeration
[9 empty] | 189 | 12 | Base Pumps | 189 | 15 | High Bay T5 | 189 | 3 | Base Refrigeration
[9 empty] | 190 | 13 | Base Pumps | 190 | 16 | High Bay T5 | 190 | 4 | Base Refrigeration
[9 empty] | 191 | 14 | Base Pumps | 191 | 4 | High Consistency forming | 191 | 5 | Base Refrigeration
[9 empty] | 192 | 15 | Base Pumps | 192 | 8 | Injection Moulding - Direct drive | 192 | 6 | Base Refrigeration
[9 empty] | 193 | 16 | Base Pumps | 193 | 8 | Injection Moulding - Impulse Cooling | 193 | 7 | Base Refrigeration
[9 empty] | 194 | 1 | Base Refrigeration | 194 | single segment | LED High Bay 83 W | 194 | 8 | Base Refrigeration
[9 empty] | 195 | 2 | Base Refrigeration | 195 | 11 | Machinery | 195 | 9 | Base Refrigeration
[9 empty] | 196 | 3 | Base Refrigeration | 196 | 12 | Machinery | 196 | 10 | Base Refrigeration
[9 empty] | 197 | 4 | Base Refrigeration | 197 | 14 | Machinery | 197 | 11 | Base Refrigeration
[9 empty] | 198 | 5 | Base Refrigeration | 198 | 15 | Machinery | 198 | 12 | Base Refrigeration
[9 empty] | 199 | 6 | Base Refrigeration | 199 | 2 | Membranes for wastewater | 199 | 13 | Base Refrigeration
[9 empty] | 200 | 7 | Base Refrigeration | 200 | 10 | Near Net Shape Casting | 200 | 14 | Base Refrigeration
[9 empty] | 201 | 8 | Base Refrigeration | 201 | 11 | New transformers welding | 201 | 15 | Base Refrigeration
[9 empty] | 202 | 9 | Base Refrigeration | 202 | 12 | New transformers welding | 202 | 16 | Base Refrigeration
[9 empty] | 203 | 10 | Base Refrigeration | 203 | 14 | New transformers welding | 203 | 1 | Centrifugal Chiller, 0.51 kW/ton, 500 tons
[9 empty] | 204 | 11 | Base Refrigeration | 204 | 15 | New transformers welding | 204 | 2 | Centrifugal Chiller, 0.51 kW/ton, 500 tons
[9 empty] | 205 | 12 | Base Refrigeration | 205 | 8 | O&M - Extruders/Injection Moulding | 205 | 3 | Centrifugal Chiller, 0.51 kW/ton, 500 tons
[9 empty] | 206 | 13 | Base Refrigeration | 206 | 2 | O&M/drives spinning machines | 206 | 4 | Centrifugal Chiller, 0.51 kW/ton, 500 tons
[9 empty] | 207 | 14 | Base Refrigeration | 207 | 5 | Occupancy Sensor | 207 | 5 | Centrifugal Chiller, 0.51 kW/ton, 500 tons
[9 empty] | 208 | 15 | Base Refrigeration | 208 | 1 | Optimization Refrigeration | 208 | 6 | Centrifugal Chiller, 0.51 kW/ton, 500 tons
[9 empty] | 209 | 16 | Base Refrigeration | 209 | 3 | Optimize drying process | 209 | 7 | Centrifugal Chiller, 0.51 kW/ton, 500 tons
[9 empty] | 210 | 1 | Centrifugal Chiller, 0.51 kW/ton, 500 tons | 210 | 6 | Other Process Controls (batch + site) | 210 | 8 | Centrifugal Chiller, 0.51 kW/ton, 500 tons
[9 empty] | 211 | 2 | Centrifugal Chiller, 0.51 kW/ton, 500 tons | 211 | 5 | Premium T8, Elecctronic Ballast | 211 | 9 | Centrifugal Chiller, 0.51 kW/ton, 500 tons
[9 empty] | 212 | 3 | Centrifugal Chiller, 0.51 kW/ton, 500 tons | 212 | 9 | Process optimization | 212 | 10 | Centrifugal Chiller, 0.51 kW/ton, 500 tons
[9 empty] | 213 | 4 | Centrifugal Chiller, 0.51 kW/ton, 500 tons | 213 | 2 | Pumps - ASD (6-100 hp) | 213 | 11 | Centrifugal Chiller, 0.51 kW/ton, 500 tons
[9 empty] | 214 | 5 | Centrifugal Chiller, 0.51 kW/ton, 500 tons | 214 | 3 | Pumps - ASD (6-100 hp) | 214 | 12 | Centrifugal Chiller, 0.51 kW/ton, 500 tons
[9 empty] | 215 | 6 | Centrifugal Chiller, 0.51 kW/ton, 500 tons | 215 | 4 | Pumps - ASD (6-100 hp) | 215 | 13 | Centrifugal Chiller, 0.51 kW/ton, 500 tons
[9 empty] | 216 | 7 | Centrifugal Chiller, 0.51 kW/ton, 500 tons | 216 | 8 | Pumps - ASD (6-100 hp) | 216 | 14 | Centrifugal Chiller, 0.51 kW/ton, 500 tons
[9 empty] | 217 | 8 | Centrifugal Chiller, 0.51 kW/ton, 500 tons | 217 | 10 | Pumps - ASD (6-100 hp) | 217 | 15 | Centrifugal Chiller, 0.51 kW/ton, 500 tons
[9 empty] | 218 | 9 | Centrifugal Chiller, 0.51 kW/ton, 500 tons | 218 | 11 | Pumps - ASD (6-100 hp) | 218 | 16 | Centrifugal Chiller, 0.51 kW/ton, 500 tons
[9 empty] | 219 | 10 | Centrifugal Chiller, 0.51 kW/ton, 500 tons | 219 | 12 | Pumps - ASD (6-100 hp) | 219 | 1 | CFL Hardwired, Modular 18W
[9 empty] | 220 | 11 | Centrifugal Chiller, 0.51 kW/ton, 500 tons | 220 | 14 | Pumps - ASD (6-100 hp) | 220 | 2 | CFL Hardwired, Modular 18W
[9 empty] | 221 | 12 | Centrifugal Chiller, 0.51 kW/ton, 500 tons | 221 | 1 | Pumps - Controls | 221 | 3 | CFL Hardwired, Modular 18W
[9 empty] | 222 | 13 | Centrifugal Chiller, 0.51 kW/ton, 500 tons | 222 | 2 | Pumps - Controls | 222 | 4 | CFL Hardwired, Modular 18W
[9 empty] | 223 | 14 | Centrifugal Chiller, 0.51 kW/ton, 500 tons | 223 | 3 | Pumps - Controls | 223 | 6 | CFL Hardwired, Modular 18W
[9 empty] | 224 | 15 | Centrifugal Chiller, 0.51 kW/ton, 500 tons | 224 | 4 | Pumps - Controls | 224 | 7 | CFL Hardwired, Modular 18W
[9 empty] | 225 | 16 | Centrifugal Chiller, 0.51 kW/ton, 500 tons | 225 | 5 | Pumps - Controls | 225 | 8 | CFL Hardwired, Modular 18W
[9 empty] | 226 | 6 | CFL Hardwired, Modular 18W | 226 | 6 | Pumps - Controls | 226 | 9 | CFL Hardwired, Modular 18W
[9 empty] | 227 | 7 | CFL Hardwired, Modular 18W | 227 | 7 | Pumps - Controls | 227 | 10 | CFL Hardwired, Modular 18W
[9 empty] | 228 | 1 | Chiller Tune Up/Diagnostics | 228 | 8 | Pumps - Controls | 228 | 11 | CFL Hardwired, Modular 18W
[9 empty] | 229 | 2 | Chiller Tune Up/Diagnostics | 229 | 9 | Pumps - Controls | 229 | 12 | CFL Hardwired, Modular 18W
[9 empty] | 230 | 3 | Chiller Tune Up/Diagnostics | 230 | 10 | Pumps - Controls | 230 | 13 | CFL Hardwired, Modular 18W
[9 empty] | 231 | 4 | Chiller Tune Up/Diagnostics | 231 | 11 | Pumps - Controls | 231 | 14 | CFL Hardwired, Modular 18W
[9 empty] | 232 | 5 | Chiller Tune Up/Diagnostics | 232 | 12 | Pumps - Controls | 232 | 15 | CFL Hardwired, Modular 18W
[9 empty] | 233 | 6 | Chiller Tune Up/Diagnostics | 233 | 13 | Pumps - Controls | 233 | 16 | CFL Hardwired, Modular 18W
[9 empty] | 234 | 7 | Chiller Tune Up/Diagnostics | 234 | 14 | Pumps - Controls | 234 | 1 | Chiller Tune Up/Diagnostics
[9 empty] | 235 | 8 | Chiller Tune Up/Diagnostics | 235 | 15 | Pumps - Controls | 235 | 2 | Chiller Tune Up/Diagnostics
[9 empty] | 236 | 9 | Chiller Tune Up/Diagnostics | 236 | 16 | Pumps - Controls | 236 | 3 | Chiller Tune Up/Diagnostics
[9 empty] | 237 | 10 | Chiller Tune Up/Diagnostics | 237 | 1 | Pumps - O&M | 237 | 4 | Chiller Tune Up/Diagnostics
[9 empty] | 238 | 11 | Chiller Tune Up/Diagnostics | 238 | 2 | Pumps - O&M | 238 | 5 | Chiller Tune Up/Diagnostics
[9 empty] | 239 | 12 | Chiller Tune Up/Diagnostics | 239 | 3 | Pumps - O&M | 239 | 6 | Chiller Tune Up/Diagnostics
[9 empty] | 240 | 13 | Chiller Tune Up/Diagnostics | 240 | 4 | Pumps - O&M | 240 | 7 | Chiller Tune Up/Diagnostics
[9 empty] | 241 | 14 | Chiller Tune Up/Diagnostics | 241 | 5 | Pumps - O&M | 241 | 8 | Chiller Tune Up/Diagnostics
[9 empty] | 242 | 15 | Chiller Tune Up/Diagnostics | 242 | 6 | Pumps - O&M | 242 | 9 | Chiller Tune Up/Diagnostics
[9 empty] | 243 | 16 | Chiller Tune Up/Diagnostics | 243 | 7 | Pumps - O&M | 243 | 10 | Chiller Tune Up/Diagnostics
[9 empty] | 244 | 6 | Clean Room - Controls | 244 | 8 | Pumps - O&M | 244 | 11 | Chiller Tune Up/Diagnostics
[9 empty] | 245 | 13 | Clean Room - Controls | 245 | 9 | Pumps - O&M | 245 | 12 | Chiller Tune Up/Diagnostics
[9 empty] | 246 | 6 | Clean Room - New Designs | 246 | 10 | Pumps - O&M | 246 | 13 | Chiller Tune Up/Diagnostics
[9 empty] | 247 | 1 | Comp Air - ASD (100+ hp) | 247 | 11 | Pumps - O&M | 247 | 14 | Chiller Tune Up/Diagnostics
[9 empty] | 248 | 2 | Comp Air - ASD (100+ hp) | 248 | 12 | Pumps - O&M | 248 | 15 | Chiller Tune Up/Diagnostics
[9 empty] | 249 | 3 | Comp Air - ASD (100+ hp) | 249 | 13 | Pumps - O&M | 249 | 16 | Chiller Tune Up/Diagnostics
[9 empty] | 250 | 4 | Comp Air - ASD (100+ hp) | 250 | 14 | Pumps - O&M | 250 | 1 | Comp Air - ASD (100+ hp)
[9 empty] | 251 | 5 | Comp Air - ASD (100+ hp) | 251 | 15 | Pumps - O&M | 251 | 2 | Comp Air - ASD (100+ hp)
[9 empty] | 252 | 6 | Comp Air - ASD (100+ hp) | 252 | 16 | Pumps - O&M | 252 | 3 | Comp Air - ASD (100+ hp)
[9 empty] | 253 | 7 | Comp Air - ASD (100+ hp) | 253 | 1 | Pumps - Sizing | 253 | 4 | Comp Air - ASD (100+ hp)
[9 empty] | 254 | 8 | Comp Air - ASD (100+ hp) | 254 | 2 | Pumps - Sizing | 254 | 5 | Comp Air - ASD (100+ hp)
[9 empty] | 255 | 9 | Comp Air - ASD (100+ hp) | 255 | 3 | Pumps - Sizing | 255 | 6 | Comp Air - ASD (100+ hp)
[9 empty] | 256 | 10 | Comp Air - ASD (100+ hp) | 256 | 4 | Pumps - Sizing | 256 | 7 | Comp Air - ASD (100+ hp)
[9 empty] | 257 | 11 | Comp Air - ASD (100+ hp) | 257 | 5 | Pumps - Sizing | 257 | 8 | Comp Air - ASD (100+ hp)
[9 empty] | 258 | 12 | Comp Air - ASD (100+ hp) | 258 | 6 | Pumps - Sizing | 258 | 9 | Comp Air - ASD (100+ hp)
[9 empty] | 259 | 13 | Comp Air - ASD (100+ hp) | 259 | 7 | Pumps - Sizing | 259 | 10 | Comp Air - ASD (100+ hp)
[9 empty] | 260 | 14 | Comp Air - ASD (100+ hp) | 260 | 8 | Pumps - Sizing | 260 | 11 | Comp Air - ASD (100+ hp)
[9 empty] | 261 | 15 | Comp Air - ASD (100+ hp) | 261 | 9 | Pumps - Sizing | 261 | 12 | Comp Air - ASD (100+ hp)
[9 empty] | 262 | 16 | Comp Air - ASD (100+ hp) | 262 | 10 | Pumps - Sizing | 262 | 13 | Comp Air - ASD (100+ hp)
[9 empty] | 263 | 1 | Comp Air - ASD (1-5 hp) | 263 | 11 | Pumps - Sizing | 263 | 14 | Comp Air - ASD (100+ hp)
[9 empty] | 264 | 2 | Comp Air - ASD (1-5 hp) | 264 | 12 | Pumps - Sizing | 264 | 15 | Comp Air - ASD (100+ hp)
[9 empty] | 265 | 3 | Comp Air - ASD (1-5 hp) | 265 | 13 | Pumps - Sizing | 265 | 16 | Comp Air - ASD (100+ hp)
[9 empty] | 266 | 4 | Comp Air - ASD (1-5 hp) | 266 | 14 | Pumps - Sizing | 266 | 1 | Comp Air - ASD (1-5 hp)
[9 empty] | 267 | 5 | Comp Air - ASD (1-5 hp) | 267 | 15 | Pumps - Sizing | 267 | 2 | Comp Air - ASD (1-5 hp)
[9 empty] | 268 | 6 | Comp Air - ASD (1-5 hp) | 268 | 16 | Pumps - Sizing | 268 | 3 | Comp Air - ASD (1-5 hp)
[9 empty] | 269 | 7 | Comp Air - ASD (1-5 hp) | 269 | 1 | Pumps - System Optimization | 269 | 4 | Comp Air - ASD (1-5 hp)
[9 empty] | 270 | 8 | Comp Air - ASD (1-5 hp) | 270 | 2 | Pumps - System Optimization | 270 | 5 | Comp Air - ASD (1-5 hp)
[9 empty] | 271 | 9 | Comp Air - ASD (1-5 hp) | 271 | 3 | Pumps - System Optimization | 271 | 6 | Comp Air - ASD (1-5 hp)
[9 empty] | 272 | 10 | Comp Air - ASD (1-5 hp) | 272 | 4 | Pumps - System Optimization | 272 | 7 | Comp Air - ASD (1-5 hp)
[9 empty] | 273 | 11 | Comp Air - ASD (1-5 hp) | 273 | 5 | Pumps - System Optimization | 273 | 8 | Comp Air - ASD (1-5 hp)
[9 empty] | 274 | 12 | Comp Air - ASD (1-5 hp) | 274 | 6 | Pumps - System Optimization | 274 | 9 | Comp Air - ASD (1-5 hp)
[9 empty] | 275 | 13 | Comp Air - ASD (1-5 hp) | 275 | 7 | Pumps - System Optimization | 275 | 10 | Comp Air - ASD (1-5 hp)
[9 empty] | 276 | 14 | Comp Air - ASD (1-5 hp) | 276 | 8 | Pumps - System Optimization | 276 | 11 | Comp Air - ASD (1-5 hp)
[9 empty] | 277 | 15 | Comp Air - ASD (1-5 hp) | 277 | 9 | Pumps - System Optimization | 277 | 12 | Comp Air - ASD (1-5 hp)
[9 empty] | 278 | 16 | Comp Air - ASD (1-5 hp) | 278 | 10 | Pumps - System Optimization | 278 | 13 | Comp Air - ASD (1-5 hp)
[9 empty] | 279 | 1 | Comp Air - ASD (6-100 hp) | 279 | 11 | Pumps - System Optimization | 279 | 14 | Comp Air - ASD (1-5 hp)
[9 empty] | 280 | 2 | Comp Air - ASD (6-100 hp) | 280 | 12 | Pumps - System Optimization | 280 | 15 | Comp Air - ASD (1-5 hp)
[9 empty] | 281 | 3 | Comp Air - ASD (6-100 hp) | 281 | 13 | Pumps - System Optimization | 281 | 16 | Comp Air - ASD (1-5 hp)
[9 empty] | 282 | 4 | Comp Air - ASD (6-100 hp) | 282 | 14 | Pumps - System Optimization | 282 | 1 | Comp Air - ASD (6-100 hp)
[9 empty] | 283 | 5 | Comp Air - ASD (6-100 hp) | 283 | 15 | Pumps - System Optimization | 283 | 5 | Comp Air - ASD (6-100 hp)
[9 empty] | 284 | 6 | Comp Air - ASD (6-100 hp) | 284 | 16 | Pumps - System Optimization | 284 | 6 | Comp Air - ASD (6-100 hp)
[9 empty] | 285 | 7 | Comp Air - ASD (6-100 hp) | 285 | 3 | Replace V-Belts | 285 | 7 | Comp Air - ASD (6-100 hp)
[9 empty] | 286 | 8 | Comp Air - ASD (6-100 hp) | 286 | single segment | Run Time Optimizer | 286 | 9 | Comp Air - ASD (6-100 hp)
[9 empty] | 287 | 9 | Comp Air - ASD (6-100 hp) |  |  |  | 287 | 13 | Comp Air - ASD (6-100 hp)
[9 empty] | 288 | 10 | Comp Air - ASD (6-100 hp) |  |  |  | 288 | 15 | Comp Air - ASD (6-100 hp)
[9 empty] | 289 | 11 | Comp Air - ASD (6-100 hp) |  |  |  | 289 | 16 | Comp Air - ASD (6-100 hp)
[9 empty] | 290 | 12 | Comp Air - ASD (6-100 hp) |  |  |  | 290 | 1 | Comp Air - Motor practices-1 (100+ HP)
[9 empty] | 291 | 13 | Comp Air - ASD (6-100 hp) |  |  |  | 291 | 2 | Comp Air - Motor practices-1 (100+ HP)
[9 empty] | 292 | 14 | Comp Air - ASD (6-100 hp) |  |  |  | 292 | 3 | Comp Air - Motor practices-1 (100+ HP)
[9 empty] | 293 | 15 | Comp Air - ASD (6-100 hp) |  |  |  | 293 | 4 | Comp Air - Motor practices-1 (100+ HP)
[9 empty] | 294 | 16 | Comp Air - ASD (6-100 hp) |  |  |  | 294 | 5 | Comp Air - Motor practices-1 (100+ HP)
[9 empty] | 295 | 1 | Comp Air - Motor practices-1 (100+ HP) |  |  |  | 295 | 6 | Comp Air - Motor practices-1 (100+ HP)
[9 empty] | 296 | 2 | Comp Air - Motor practices-1 (100+ HP) |  |  |  | 296 | 7 | Comp Air - Motor practices-1 (100+ HP)
[9 empty] | 297 | 3 | Comp Air - Motor practices-1 (100+ HP) |  |  |  | 297 | 8 | Comp Air - Motor practices-1 (100+ HP)
[9 empty] | 298 | 4 | Comp Air - Motor practices-1 (100+ HP) |  |  |  | 298 | 9 | Comp Air - Motor practices-1 (100+ HP)
[9 empty] | 299 | 5 | Comp Air - Motor practices-1 (100+ HP) |  |  |  | 299 | 10 | Comp Air - Motor practices-1 (100+ HP)
[9 empty] | 300 | 6 | Comp Air - Motor practices-1 (100+ HP) |  |  |  | 300 | 11 | Comp Air - Motor practices-1 (100+ HP)
[9 empty] | 301 | 7 | Comp Air - Motor practices-1 (100+ HP) |  |  |  | 301 | 12 | Comp Air - Motor practices-1 (100+ HP)
[9 empty] | 302 | 8 | Comp Air - Motor practices-1 (100+ HP) |  |  |  | 302 | 13 | Comp Air - Motor practices-1 (100+ HP)
[9 empty] | 303 | 9 | Comp Air - Motor practices-1 (100+ HP) |  |  |  | 303 | 14 | Comp Air - Motor practices-1 (100+ HP)
[9 empty] | 304 | 10 | Comp Air - Motor practices-1 (100+ HP) |  |  |  | 304 | 15 | Comp Air - Motor practices-1 (100+ HP)
[9 empty] | 305 | 11 | Comp Air - Motor practices-1 (100+ HP) |  |  |  | 305 | 16 | Comp Air - Motor practices-1 (100+ HP)
[9 empty] | 306 | 12 | Comp Air - Motor practices-1 (100+ HP) |  |  |  | 306 | 1 | Comp Air - Motor practices-1 (1-5 HP)
[9 empty] | 307 | 13 | Comp Air - Motor practices-1 (100+ HP) |  |  |  | 307 | 2 | Comp Air - Motor practices-1 (1-5 HP)
[9 empty] | 308 | 14 | Comp Air - Motor practices-1 (100+ HP) |  |  |  | 308 | 3 | Comp Air - Motor practices-1 (1-5 HP)
[9 empty] | 309 | 15 | Comp Air - Motor practices-1 (100+ HP) |  |  |  | 309 | 4 | Comp Air - Motor practices-1 (1-5 HP)
[9 empty] | 310 | 16 | Comp Air - Motor practices-1 (100+ HP) |  |  |  | 310 | 5 | Comp Air - Motor practices-1 (1-5 HP)
[9 empty] | 311 | 1 | Comp Air - Motor practices-1 (1-5 HP) |  |  |  | 311 | 6 | Comp Air - Motor practices-1 (1-5 HP)
[9 empty] | 312 | 2 | Comp Air - Motor practices-1 (1-5 HP) |  |  |  | 312 | 7 | Comp Air - Motor practices-1 (1-5 HP)
[9 empty] | 313 | 3 | Comp Air - Motor practices-1 (1-5 HP) |  |  |  | 313 | 8 | Comp Air - Motor practices-1 (1-5 HP)
[9 empty] | 314 | 4 | Comp Air - Motor practices-1 (1-5 HP) |  |  |  | 314 | 9 | Comp Air - Motor practices-1 (1-5 HP)
[9 empty] | 315 | 5 | Comp Air - Motor practices-1 (1-5 HP) |  |  |  | 315 | 10 | Comp Air - Motor practices-1 (1-5 HP)
[9 empty] | 316 | 6 | Comp Air - Motor practices-1 (1-5 HP) |  |  |  | 316 | 11 | Comp Air - Motor practices-1 (1-5 HP)
[9 empty] | 317 | 7 | Comp Air - Motor practices-1 (1-5 HP) |  |  |  | 317 | 12 | Comp Air - Motor practices-1 (1-5 HP)
[9 empty] | 318 | 8 | Comp Air - Motor practices-1 (1-5 HP) |  |  |  | 318 | 13 | Comp Air - Motor practices-1 (1-5 HP)
[9 empty] | 319 | 9 | Comp Air - Motor practices-1 (1-5 HP) |  |  |  | 319 | 14 | Comp Air - Motor practices-1 (1-5 HP)
[9 empty] | 320 | 10 | Comp Air - Motor practices-1 (1-5 HP) |  |  |  | 320 | 15 | Comp Air - Motor practices-1 (1-5 HP)
[9 empty] | 321 | 11 | Comp Air - Motor practices-1 (1-5 HP) |  |  |  | 321 | 16 | Comp Air - Motor practices-1 (1-5 HP)
[9 empty] | 322 | 12 | Comp Air - Motor practices-1 (1-5 HP) |  |  |  | 322 | 1 | Comp Air - Motor practices-1 (6-100 HP)
[9 empty] | 323 | 13 | Comp Air - Motor practices-1 (1-5 HP) |  |  |  | 323 | 2 | Comp Air - Motor practices-1 (6-100 HP)
[9 empty] | 324 | 14 | Comp Air - Motor practices-1 (1-5 HP) |  |  |  | 324 | 3 | Comp Air - Motor practices-1 (6-100 HP)
[9 empty] | 325 | 15 | Comp Air - Motor practices-1 (1-5 HP) |  |  |  | 325 | 4 | Comp Air - Motor practices-1 (6-100 HP)
[9 empty] | 326 | 16 | Comp Air - Motor practices-1 (1-5 HP) |  |  |  | 326 | 5 | Comp Air - Motor practices-1 (6-100 HP)
[9 empty] | 327 | 1 | Comp Air - Motor practices-1 (6-100 HP) |  |  |  | 327 | 6 | Comp Air - Motor practices-1 (6-100 HP)
[9 empty] | 328 | 2 | Comp Air - Motor practices-1 (6-100 HP) |  |  |  | 328 | 7 | Comp Air - Motor practices-1 (6-100 HP)
[9 empty] | 329 | 3 | Comp Air - Motor practices-1 (6-100 HP) |  |  |  | 329 | 8 | Comp Air - Motor practices-1 (6-100 HP)
[9 empty] | 330 | 4 | Comp Air - Motor practices-1 (6-100 HP) |  |  |  | 330 | 9 | Comp Air - Motor practices-1 (6-100 HP)
[9 empty] | 331 | 5 | Comp Air - Motor practices-1 (6-100 HP) |  |  |  | 331 | 10 | Comp Air - Motor practices-1 (6-100 HP)
[9 empty] | 332 | 6 | Comp Air - Motor practices-1 (6-100 HP) |  |  |  | 332 | 11 | Comp Air - Motor practices-1 (6-100 HP)
[9 empty] | 333 | 7 | Comp Air - Motor practices-1 (6-100 HP) |  |  |  | 333 | 12 | Comp Air - Motor practices-1 (6-100 HP)
[9 empty] | 334 | 8 | Comp Air - Motor practices-1 (6-100 HP) |  |  |  | 334 | 13 | Comp Air - Motor practices-1 (6-100 HP)
[9 empty] | 335 | 9 | Comp Air - Motor practices-1 (6-100 HP) |  |  |  | 335 | 14 | Comp Air - Motor practices-1 (6-100 HP)
[9 empty] | 336 | 10 | Comp Air - Motor practices-1 (6-100 HP) |  |  |  | 336 | 15 | Comp Air - Motor practices-1 (6-100 HP)
[9 empty] | 337 | 11 | Comp Air - Motor practices-1 (6-100 HP) |  |  |  | 337 | 16 | Comp Air - Motor practices-1 (6-100 HP)
[9 empty] | 338 | 12 | Comp Air - Motor practices-1 (6-100 HP) |  |  |  | 338 | 1 | Comp Air - Replace 100+ HP motor
[9 empty] | 339 | 13 | Comp Air - Motor practices-1 (6-100 HP) |  |  |  | 339 | 2 | Comp Air - Replace 100+ HP motor
[9 empty] | 340 | 14 | Comp Air - Motor practices-1 (6-100 HP) |  |  |  | 340 | 3 | Comp Air - Replace 100+ HP motor
[9 empty] | 341 | 15 | Comp Air - Motor practices-1 (6-100 HP) |  |  |  | 341 | 4 | Comp Air - Replace 100+ HP motor
[9 empty] | 342 | 16 | Comp Air - Motor practices-1 (6-100 HP) |  |  |  | 342 | 5 | Comp Air - Replace 100+ HP motor
[9 empty] | 343 | 1 | Comp Air - Replace 100+ HP motor |  |  |  | 343 | 6 | Comp Air - Replace 100+ HP motor
[9 empty] | 344 | 2 | Comp Air - Replace 100+ HP motor |  |  |  | 344 | 7 | Comp Air - Replace 100+ HP motor
[9 empty] | 345 | 3 | Comp Air - Replace 100+ HP motor |  |  |  | 345 | 8 | Comp Air - Replace 100+ HP motor
[9 empty] | 346 | 4 | Comp Air - Replace 100+ HP motor |  |  |  | 346 | 9 | Comp Air - Replace 100+ HP motor
[9 empty] | 347 | 5 | Comp Air - Replace 100+ HP motor |  |  |  | 347 | 10 | Comp Air - Replace 100+ HP motor
[9 empty] | 348 | 6 | Comp Air - Replace 100+ HP motor |  |  |  | 348 | 11 | Comp Air - Replace 100+ HP motor
[9 empty] | 349 | 7 | Comp Air - Replace 100+ HP motor |  |  |  | 349 | 12 | Comp Air - Replace 100+ HP motor
[9 empty] | 350 | 8 | Comp Air - Replace 100+ HP motor |  |  |  | 350 | 13 | Comp Air - Replace 100+ HP motor
[9 empty] | 351 | 9 | Comp Air - Replace 100+ HP motor |  |  |  | 351 | 14 | Comp Air - Replace 100+ HP motor
[9 empty] | 352 | 10 | Comp Air - Replace 100+ HP motor |  |  |  | 352 | 15 | Comp Air - Replace 100+ HP motor
[9 empty] | 353 | 11 | Comp Air - Replace 100+ HP motor |  |  |  | 353 | 16 | Comp Air - Replace 100+ HP motor
[9 empty] | 354 | 12 | Comp Air - Replace 100+ HP motor |  |  |  | 354 | 1 | Comp Air - Replace 1-5 HP motor
[9 empty] | 355 | 13 | Comp Air - Replace 100+ HP motor |  |  |  | 355 | 2 | Comp Air - Replace 1-5 HP motor
[9 empty] | 356 | 14 | Comp Air - Replace 100+ HP motor |  |  |  | 356 | 3 | Comp Air - Replace 1-5 HP motor
[9 empty] | 357 | 15 | Comp Air - Replace 100+ HP motor |  |  |  | 357 | 4 | Comp Air - Replace 1-5 HP motor
[9 empty] | 358 | 16 | Comp Air - Replace 100+ HP motor |  |  |  | 358 | 5 | Comp Air - Replace 1-5 HP motor
[9 empty] | 359 | 1 | Comp Air - Replace 1-5 HP motor |  |  |  | 359 | 6 | Comp Air - Replace 1-5 HP motor
[9 empty] | 360 | 2 | Comp Air - Replace 1-5 HP motor |  |  |  | 360 | 7 | Comp Air - Replace 1-5 HP motor
[9 empty] | 361 | 3 | Comp Air - Replace 1-5 HP motor |  |  |  | 361 | 8 | Comp Air - Replace 1-5 HP motor
[9 empty] | 362 | 4 | Comp Air - Replace 1-5 HP motor |  |  |  | 362 | 9 | Comp Air - Replace 1-5 HP motor
[9 empty] | 363 | 5 | Comp Air - Replace 1-5 HP motor |  |  |  | 363 | 10 | Comp Air - Replace 1-5 HP motor
[9 empty] | 364 | 6 | Comp Air - Replace 1-5 HP motor |  |  |  | 364 | 11 | Comp Air - Replace 1-5 HP motor
[9 empty] | 365 | 7 | Comp Air - Replace 1-5 HP motor |  |  |  | 365 | 12 | Comp Air - Replace 1-5 HP motor
[9 empty] | 366 | 8 | Comp Air - Replace 1-5 HP motor |  |  |  | 366 | 13 | Comp Air - Replace 1-5 HP motor
[9 empty] | 367 | 9 | Comp Air - Replace 1-5 HP motor |  |  |  | 367 | 14 | Comp Air - Replace 1-5 HP motor
[9 empty] | 368 | 10 | Comp Air - Replace 1-5 HP motor |  |  |  | 368 | 15 | Comp Air - Replace 1-5 HP motor
[9 empty] | 369 | 11 | Comp Air - Replace 1-5 HP motor |  |  |  | 369 | 16 | Comp Air - Replace 1-5 HP motor
[9 empty] | 370 | 12 | Comp Air - Replace 1-5 HP motor |  |  |  | 370 | 1 | Comp Air - Replace 6-100 HP motor
[9 empty] | 371 | 13 | Comp Air - Replace 1-5 HP motor |  |  |  | 371 | 2 | Comp Air - Replace 6-100 HP motor
[9 empty] | 372 | 14 | Comp Air - Replace 1-5 HP motor |  |  |  | 372 | 3 | Comp Air - Replace 6-100 HP motor
[9 empty] | 373 | 15 | Comp Air - Replace 1-5 HP motor |  |  |  | 373 | 4 | Comp Air - Replace 6-100 HP motor
[9 empty] | 374 | 16 | Comp Air - Replace 1-5 HP motor |  |  |  | 374 | 5 | Comp Air - Replace 6-100 HP motor
[9 empty] | 375 | 1 | Comp Air - Replace 6-100 HP motor |  |  |  | 375 | 6 | Comp Air - Replace 6-100 HP motor
[9 empty] | 376 | 2 | Comp Air - Replace 6-100 HP motor |  |  |  | 376 | 7 | Comp Air - Replace 6-100 HP motor
[9 empty] | 377 | 3 | Comp Air - Replace 6-100 HP motor |  |  |  | 377 | 8 | Comp Air - Replace 6-100 HP motor
[9 empty] | 378 | 4 | Comp Air - Replace 6-100 HP motor |  |  |  | 378 | 9 | Comp Air - Replace 6-100 HP motor
[9 empty] | 379 | 5 | Comp Air - Replace 6-100 HP motor |  |  |  | 379 | 10 | Comp Air - Replace 6-100 HP motor
[9 empty] | 380 | 6 | Comp Air - Replace 6-100 HP motor |  |  |  | 380 | 11 | Comp Air - Replace 6-100 HP motor
[9 empty] | 381 | 7 | Comp Air - Replace 6-100 HP motor |  |  |  | 381 | 12 | Comp Air - Replace 6-100 HP motor
[9 empty] | 382 | 8 | Comp Air - Replace 6-100 HP motor |  |  |  | 382 | 13 | Comp Air - Replace 6-100 HP motor
[9 empty] | 383 | 9 | Comp Air - Replace 6-100 HP motor |  |  |  | 383 | 14 | Comp Air - Replace 6-100 HP motor
[9 empty] | 384 | 10 | Comp Air - Replace 6-100 HP motor |  |  |  | 384 | 15 | Comp Air - Replace 6-100 HP motor
[9 empty] | 385 | 11 | Comp Air - Replace 6-100 HP motor |  |  |  | 385 | 16 | Comp Air - Replace 6-100 HP motor
[9 empty] | 386 | 12 | Comp Air - Replace 6-100 HP motor |  |  |  | 386 | 1 | Cool Roof - Chiller
[9 empty] | 387 | 13 | Comp Air - Replace 6-100 HP motor |  |  |  | 387 | 2 | Cool Roof - Chiller
[9 empty] | 388 | 14 | Comp Air - Replace 6-100 HP motor |  |  |  | 388 | 3 | Cool Roof - Chiller
[9 empty] | 389 | 15 | Comp Air - Replace 6-100 HP motor |  |  |  | 389 | 4 | Cool Roof - Chiller
[9 empty] | 390 | 16 | Comp Air - Replace 6-100 HP motor |  |  |  | 390 | 5 | Cool Roof - Chiller
[9 empty] | 391 | 1 | Compressed Air - Controls |  |  |  | 391 | 6 | Cool Roof - Chiller
[9 empty] | 392 | 2 | Compressed Air - Controls |  |  |  | 392 | 7 | Cool Roof - Chiller
[9 empty] | 393 | 3 | Compressed Air - Controls |  |  |  | 393 | 8 | Cool Roof - Chiller
[9 empty] | 394 | 4 | Compressed Air - Controls |  |  |  | 394 | 9 | Cool Roof - Chiller
[9 empty] | 395 | 5 | Compressed Air - Controls |  |  |  | 395 | 10 | Cool Roof - Chiller
[9 empty] | 396 | 6 | Compressed Air - Controls |  |  |  | 396 | 11 | Cool Roof - Chiller
[9 empty] | 397 | 7 | Compressed Air - Controls |  |  |  | 397 | 12 | Cool Roof - Chiller
[9 empty] | 398 | 8 | Compressed Air - Controls |  |  |  | 398 | 13 | Cool Roof - Chiller
[9 empty] | 399 | 9 | Compressed Air - Controls |  |  |  | 399 | 14 | Cool Roof - Chiller
[9 empty] | 400 | 10 | Compressed Air - Controls |  |  |  | 400 | 15 | Cool Roof - Chiller
[9 empty] | 401 | 11 | Compressed Air - Controls |  |  |  | 401 | 16 | Cool Roof - Chiller
[9 empty] | 402 | 12 | Compressed Air - Controls |  |  |  | 402 | 1 | Cool Roof - DX
[9 empty] | 403 | 13 | Compressed Air - Controls |  |  |  | 403 | 2 | Cool Roof - DX
[9 empty] | 404 | 14 | Compressed Air - Controls |  |  |  | 404 | 3 | Cool Roof - DX
[9 empty] | 405 | 15 | Compressed Air - Controls |  |  |  | 405 | 4 | Cool Roof - DX
[9 empty] | 406 | 16 | Compressed Air - Controls |  |  |  | 406 | 5 | Cool Roof - DX
[9 empty] | 407 | 1 | Compressed Air - System Optimization |  |  |  | 407 | 6 | Cool Roof - DX
[9 empty] | 408 | 3 | Compressed Air - System Optimization |  |  |  | 408 | 7 | Cool Roof - DX
[9 empty] | 409 | 4 | Compressed Air - System Optimization |  |  |  | 409 | 8 | Cool Roof - DX
[9 empty] | 410 | 5 | Compressed Air - System Optimization |  |  |  | 410 | 9 | Cool Roof - DX
[9 empty] | 411 | 6 | Compressed Air - System Optimization |  |  |  | 411 | 10 | Cool Roof - DX
[9 empty] | 412 | 7 | Compressed Air - System Optimization |  |  |  | 412 | 11 | Cool Roof - DX
[9 empty] | 413 | 8 | Compressed Air - System Optimization |  |  |  | 413 | 12 | Cool Roof - DX
[9 empty] | 414 | 9 | Compressed Air - System Optimization |  |  |  | 414 | 13 | Cool Roof - DX
[9 empty] | 415 | 10 | Compressed Air - System Optimization |  |  |  | 415 | 14 | Cool Roof - DX
[9 empty] | 416 | 11 | Compressed Air - System Optimization |  |  |  | 416 | 15 | Cool Roof - DX
[9 empty] | 417 | 12 | Compressed Air - System Optimization |  |  |  | 417 | 16 | Cool Roof - DX
[9 empty] | 418 | 13 | Compressed Air - System Optimization |  |  |  | 418 | 3 | Drives - EE motor
[9 empty] | 419 | 14 | Compressed Air - System Optimization |  |  |  | 419 | 4 | Drives - EE motor
[9 empty] | 420 | 15 | Compressed Air - System Optimization |  |  |  | 420 | 9 | Drives - EE motor
[9 empty] | 421 | 16 | Compressed Air - System Optimization |  |  |  | 421 | 10 | Drives - Process Control
[9 empty] | 422 | 1 | Compressed Air- Sizing |  |  |  | 422 | 9 | Drives - Process Controls (batch + site)
[9 empty] | 423 | 2 | Compressed Air- Sizing |  |  |  | 423 | 10 | Drives - Process Controls (batch + site)
[9 empty] | 424 | 3 | Compressed Air- Sizing |  |  |  | 424 | 11 | Drives - Scheduling
[9 empty] | 425 | 4 | Compressed Air- Sizing |  |  |  | 425 | 12 | Drives - Scheduling
[9 empty] | 426 | 5 | Compressed Air- Sizing |  |  |  | 426 | 13 | Drives - Scheduling
[9 empty] | 427 | 6 | Compressed Air- Sizing |  |  |  | 427 | 14 | Drives - Scheduling
[9 empty] | 428 | 7 | Compressed Air- Sizing |  |  |  | 428 | 15 | Drives - Scheduling
[9 empty] | 429 | 8 | Compressed Air- Sizing |  |  |  | 429 | 16 | Drives - Scheduling
[9 empty] | 430 | 9 | Compressed Air- Sizing |  |  |  | 430 | 1 | Duct/Pipe Insulation
[9 empty] | 431 | 10 | Compressed Air- Sizing |  |  |  | 431 | 2 | Duct/Pipe Insulation
[9 empty] | 432 | 11 | Compressed Air- Sizing |  |  |  | 432 | 3 | Duct/Pipe Insulation
[9 empty] | 433 | 12 | Compressed Air- Sizing |  |  |  | 433 | 4 | Duct/Pipe Insulation
[9 empty] | 434 | 13 | Compressed Air- Sizing |  |  |  | 434 | 5 | Duct/Pipe Insulation
[9 empty] | 435 | 14 | Compressed Air- Sizing |  |  |  | 435 | 6 | Duct/Pipe Insulation
[9 empty] | 436 | 15 | Compressed Air- Sizing |  |  |  | 436 | 7 | Duct/Pipe Insulation
[9 empty] | 437 | 16 | Compressed Air- Sizing |  |  |  | 437 | 8 | Duct/Pipe Insulation
[9 empty] | 438 | 1 | Compressed Air-O&M |  |  |  | 438 | 9 | Duct/Pipe Insulation
[9 empty] | 439 | 3 | Compressed Air-O&M |  |  |  | 439 | 10 | Duct/Pipe Insulation
[9 empty] | 440 | 4 | Compressed Air-O&M |  |  |  | 440 | 11 | Duct/Pipe Insulation
[9 empty] | 441 | 5 | Compressed Air-O&M |  |  |  | 441 | 12 | Duct/Pipe Insulation
[9 empty] | 442 | 6 | Compressed Air-O&M |  |  |  | 442 | 13 | Duct/Pipe Insulation
[9 empty] | 443 | 7 | Compressed Air-O&M |  |  |  | 443 | 14 | Duct/Pipe Insulation
[9 empty] | 444 | 8 | Compressed Air-O&M |  |  |  | 444 | 15 | Duct/Pipe Insulation
[9 empty] | 445 | 9 | Compressed Air-O&M |  |  |  | 445 | 16 | Duct/Pipe Insulation
[9 empty] | 446 | 10 | Compressed Air-O&M |  |  |  | 446 | 1 | Duct/Pipe Insulation - Chiller
[9 empty] | 447 | 11 | Compressed Air-O&M |  |  |  | 447 | 2 | Duct/Pipe Insulation - Chiller
[9 empty] | 448 | 12 | Compressed Air-O&M |  |  |  | 448 | 3 | Duct/Pipe Insulation - Chiller
[9 empty] | 449 | 13 | Compressed Air-O&M |  |  |  | 449 | 4 | Duct/Pipe Insulation - Chiller
[9 empty] | 450 | 14 | Compressed Air-O&M |  |  |  | 450 | 5 | Duct/Pipe Insulation - Chiller
[9 empty] | 451 | 15 | Compressed Air-O&M |  |  |  | 451 | 6 | Duct/Pipe Insulation - Chiller
[9 empty] | 452 | 16 | Compressed Air-O&M |  |  |  | 452 | 7 | Duct/Pipe Insulation - Chiller
[9 empty] | 453 | 1 | Cool Roof - Chiller |  |  |  | 453 | 8 | Duct/Pipe Insulation - Chiller
[9 empty] | 454 | 3 | Cool Roof - Chiller |  |  |  | 454 | 9 | Duct/Pipe Insulation - Chiller
[9 empty] | 455 | 4 | Cool Roof - Chiller |  |  |  | 455 | 10 | Duct/Pipe Insulation - Chiller
[9 empty] | 456 | 5 | Cool Roof - Chiller |  |  |  | 456 | 11 | Duct/Pipe Insulation - Chiller
[9 empty] | 457 | 6 | Cool Roof - Chiller |  |  |  | 457 | 12 | Duct/Pipe Insulation - Chiller
[9 empty] | 458 | 7 | Cool Roof - Chiller |  |  |  | 458 | 13 | Duct/Pipe Insulation - Chiller
[9 empty] | 459 | 8 | Cool Roof - Chiller |  |  |  | 459 | 14 | Duct/Pipe Insulation - Chiller
[9 empty] | 460 | 9 | Cool Roof - Chiller |  |  |  | 460 | 15 | Duct/Pipe Insulation - Chiller
[9 empty] | 461 | 10 | Cool Roof - Chiller |  |  |  | 461 | 16 | Duct/Pipe Insulation - Chiller
[9 empty] | 462 | 11 | Cool Roof - Chiller |  |  |  | 462 | 1 | DX Coil Cleaning
[9 empty] | 463 | 12 | Cool Roof - Chiller |  |  |  | 463 | 2 | DX Coil Cleaning
[9 empty] | 464 | 13 | Cool Roof - Chiller |  |  |  | 464 | 3 | DX Coil Cleaning
[9 empty] | 465 | 14 | Cool Roof - Chiller |  |  |  | 465 | 4 | DX Coil Cleaning
[9 empty] | 466 | 15 | Cool Roof - Chiller |  |  |  | 466 | 5 | DX Coil Cleaning
[9 empty] | 467 | 16 | Cool Roof - Chiller |  |  |  | 467 | 6 | DX Coil Cleaning
[9 empty] | 468 | 1 | Cool Roof - DX |  |  |  | 468 | 7 | DX Coil Cleaning
[9 empty] | 469 | 2 | Cool Roof - DX |  |  |  | 469 | 8 | DX Coil Cleaning
[9 empty] | 470 | 3 | Cool Roof - DX |  |  |  | 470 | 9 | DX Coil Cleaning
[9 empty] | 471 | 4 | Cool Roof - DX |  |  |  | 471 | 10 | DX Coil Cleaning
[9 empty] | 472 | 5 | Cool Roof - DX |  |  |  | 472 | 11 | DX Coil Cleaning
[9 empty] | 473 | 6 | Cool Roof - DX |  |  |  | 473 | 12 | DX Coil Cleaning
[9 empty] | 474 | 7 | Cool Roof - DX |  |  |  | 474 | 13 | DX Coil Cleaning
[9 empty] | 475 | 8 | Cool Roof - DX |  |  |  | 475 | 14 | DX Coil Cleaning
[9 empty] | 476 | 9 | Cool Roof - DX |  |  |  | 476 | 15 | DX Coil Cleaning
[9 empty] | 477 | 10 | Cool Roof - DX |  |  |  | 477 | 16 | DX Coil Cleaning
[9 empty] | 478 | 11 | Cool Roof - DX |  |  |  | 478 | 1 | DX Packaged System, EER=10.9, 10 tons
[9 empty] | 479 | 12 | Cool Roof - DX |  |  |  | 479 | 2 | DX Packaged System, EER=10.9, 10 tons
[9 empty] | 480 | 13 | Cool Roof - DX |  |  |  | 480 | 3 | DX Packaged System, EER=10.9, 10 tons
[9 empty] | 481 | 14 | Cool Roof - DX |  |  |  | 481 | 4 | DX Packaged System, EER=10.9, 10 tons
[9 empty] | 482 | 15 | Cool Roof - DX |  |  |  | 482 | 5 | DX Packaged System, EER=10.9, 10 tons
[9 empty] | 483 | 16 | Cool Roof - DX |  |  |  | 483 | 6 | DX Packaged System, EER=10.9, 10 tons
[9 empty] | 484 | 3 | Drives - EE motor |  |  |  | 484 | 7 | DX Packaged System, EER=10.9, 10 tons
[9 empty] | 485 | 4 | Drives - EE motor |  |  |  | 485 | 8 | DX Packaged System, EER=10.9, 10 tons
[9 empty] | 486 | 9 | Drives - EE motor |  |  |  | 486 | 9 | DX Packaged System, EER=10.9, 10 tons
[9 empty] | 487 | 11 | Drives - Optimization process (M&T) |  |  |  | 487 | 10 | DX Packaged System, EER=10.9, 10 tons
[9 empty] | 488 | 12 | Drives - Optimization process (M&T) |  |  |  | 488 | 11 | DX Packaged System, EER=10.9, 10 tons
[9 empty] | 489 | 14 | Drives - Optimization process (M&T) |  |  |  | 489 | 12 | DX Packaged System, EER=10.9, 10 tons
[9 empty] | 490 | 15 | Drives - Optimization process (M&T) |  |  |  | 490 | 13 | DX Packaged System, EER=10.9, 10 tons
[9 empty] | 491 | 10 | Drives - Process Control |  |  |  | 491 | 14 | DX Packaged System, EER=10.9, 10 tons
[9 empty] | 492 | 6 | Drives - Process Controls (batch + site) |  |  |  | 492 | 15 | DX Packaged System, EER=10.9, 10 tons
[9 empty] | 493 | 9 | Drives - Process Controls (batch + site) |  |  |  | 493 | 16 | DX Packaged System, EER=10.9, 10 tons
[9 empty] | 494 | 10 | Drives - Process Controls (batch + site) |  |  |  | 494 | 1 | DX Tune Up/ Advanced Diagnostics
[9 empty] | 495 | 11 | Drives - Scheduling |  |  |  | 495 | 2 | DX Tune Up/ Advanced Diagnostics
[9 empty] | 496 | 12 | Drives - Scheduling |  |  |  | 496 | 3 | DX Tune Up/ Advanced Diagnostics
[9 empty] | 497 | 13 | Drives - Scheduling |  |  |  | 497 | 4 | DX Tune Up/ Advanced Diagnostics
[9 empty] | 498 | 14 | Drives - Scheduling |  |  |  | 498 | 5 | DX Tune Up/ Advanced Diagnostics
[9 empty] | 499 | 15 | Drives - Scheduling |  |  |  | 499 | 6 | DX Tune Up/ Advanced Diagnostics
[9 empty] | 500 | 16 | Drives - Scheduling |  |  |  | 500 | 7 | DX Tune Up/ Advanced Diagnostics
[9 empty] | 501 | 1 | Duct/Pipe Insulation |  |  |  | 501 | 8 | DX Tune Up/ Advanced Diagnostics
[9 empty] | 502 | 2 | Duct/Pipe Insulation |  |  |  | 502 | 9 | DX Tune Up/ Advanced Diagnostics
[9 empty] | 503 | 3 | Duct/Pipe Insulation |  |  |  | 503 | 10 | DX Tune Up/ Advanced Diagnostics
[9 empty] | 504 | 4 | Duct/Pipe Insulation |  |  |  | 504 | 11 | DX Tune Up/ Advanced Diagnostics
[9 empty] | 505 | 5 | Duct/Pipe Insulation |  |  |  | 505 | 12 | DX Tune Up/ Advanced Diagnostics
[9 empty] | 506 | 6 | Duct/Pipe Insulation |  |  |  | 506 | 13 | DX Tune Up/ Advanced Diagnostics
[9 empty] | 507 | 7 | Duct/Pipe Insulation |  |  |  | 507 | 14 | DX Tune Up/ Advanced Diagnostics
[9 empty] | 508 | 8 | Duct/Pipe Insulation |  |  |  | 508 | 15 | DX Tune Up/ Advanced Diagnostics
[9 empty] | 509 | 9 | Duct/Pipe Insulation |  |  |  | 509 | 16 | DX Tune Up/ Advanced Diagnostics
[9 empty] | 510 | 10 | Duct/Pipe Insulation |  |  |  | 510 | 5 | Efficient drives
[9 empty] | 511 | 11 | Duct/Pipe Insulation |  |  |  | 511 | 16 | Efficient Machinery
[9 empty] | 512 | 12 | Duct/Pipe Insulation |  |  |  | 512 | 1 | EMS - Chiller
[9 empty] | 513 | 13 | Duct/Pipe Insulation |  |  |  | 513 | 2 | EMS - Chiller
[9 empty] | 514 | 14 | Duct/Pipe Insulation |  |  |  | 514 | 3 | EMS - Chiller
[9 empty] | 515 | 15 | Duct/Pipe Insulation |  |  |  | 515 | 4 | EMS - Chiller
[9 empty] | 516 | 16 | Duct/Pipe Insulation |  |  |  | 516 | 5 | EMS - Chiller
[9 empty] | 517 | 1 | Duct/Pipe Insulation - Chiller |  |  |  | 517 | 6 | EMS - Chiller
[9 empty] | 518 | 2 | Duct/Pipe Insulation - Chiller |  |  |  | 518 | 7 | EMS - Chiller
[9 empty] | 519 | 3 | Duct/Pipe Insulation - Chiller |  |  |  | 519 | 8 | EMS - Chiller
[9 empty] | 520 | 4 | Duct/Pipe Insulation - Chiller |  |  |  | 520 | 9 | EMS - Chiller
[9 empty] | 521 | 5 | Duct/Pipe Insulation - Chiller |  |  |  | 521 | 10 | EMS - Chiller
[9 empty] | 522 | 6 | Duct/Pipe Insulation - Chiller |  |  |  | 522 | 11 | EMS - Chiller
[9 empty] | 523 | 7 | Duct/Pipe Insulation - Chiller |  |  |  | 523 | 12 | EMS - Chiller
[9 empty] | 524 | 8 | Duct/Pipe Insulation - Chiller |  |  |  | 524 | 13 | EMS - Chiller
[9 empty] | 525 | 9 | Duct/Pipe Insulation - Chiller |  |  |  | 525 | 14 | EMS - Chiller
[9 empty] | 526 | 10 | Duct/Pipe Insulation - Chiller |  |  |  | 526 | 15 | EMS - Chiller
[9 empty] | 527 | 11 | Duct/Pipe Insulation - Chiller |  |  |  | 527 | 16 | EMS - Chiller
[9 empty] | 528 | 12 | Duct/Pipe Insulation - Chiller |  |  |  | 528 | 1 | EMS Optimization - Chiller
[9 empty] | 529 | 13 | Duct/Pipe Insulation - Chiller |  |  |  | 529 | 2 | EMS Optimization - Chiller
[9 empty] | 530 | 14 | Duct/Pipe Insulation - Chiller |  |  |  | 530 | 3 | EMS Optimization - Chiller
[9 empty] | 531 | 15 | Duct/Pipe Insulation - Chiller |  |  |  | 531 | 4 | EMS Optimization - Chiller
[9 empty] | 532 | 16 | Duct/Pipe Insulation - Chiller |  |  |  | 532 | 5 | EMS Optimization - Chiller
[9 empty] | 533 | 1 | DX Coil Cleaning |  |  |  | 533 | 6 | EMS Optimization - Chiller
[9 empty] | 534 | 2 | DX Coil Cleaning |  |  |  | 534 | 7 | EMS Optimization - Chiller
[9 empty] | 535 | 3 | DX Coil Cleaning |  |  |  | 535 | 8 | EMS Optimization - Chiller
[9 empty] | 536 | 4 | DX Coil Cleaning |  |  |  | 536 | 9 | EMS Optimization - Chiller
[9 empty] | 537 | 5 | DX Coil Cleaning |  |  |  | 537 | 10 | EMS Optimization - Chiller
[9 empty] | 538 | 6 | DX Coil Cleaning |  |  |  | 538 | 11 | EMS Optimization - Chiller
[9 empty] | 539 | 7 | DX Coil Cleaning |  |  |  | 539 | 12 | EMS Optimization - Chiller
[9 empty] | 540 | 8 | DX Coil Cleaning |  |  |  | 540 | 13 | EMS Optimization - Chiller
[9 empty] | 541 | 9 | DX Coil Cleaning |  |  |  | 541 | 14 | EMS Optimization - Chiller
[9 empty] | 542 | 10 | DX Coil Cleaning |  |  |  | 542 | 15 | EMS Optimization - Chiller
[9 empty] | 543 | 11 | DX Coil Cleaning |  |  |  | 543 | 16 | EMS Optimization - Chiller
[9 empty] | 544 | 12 | DX Coil Cleaning |  |  |  | 544 | 1 | Fans - ASD (100+ hp)
[9 empty] | 545 | 13 | DX Coil Cleaning |  |  |  | 545 | 3 | Fans - ASD (100+ hp)
[9 empty] | 546 | 14 | DX Coil Cleaning |  |  |  | 546 | 4 | Fans - ASD (100+ hp)
[9 empty] | 547 | 15 | DX Coil Cleaning |  |  |  | 547 | 5 | Fans - ASD (100+ hp)
[9 empty] | 548 | 16 | DX Coil Cleaning |  |  |  | 548 | 6 | Fans - ASD (100+ hp)
[9 empty] | 549 | 1 | DX Packaged System, EER=10.9, 10 tons |  |  |  | 549 | 7 | Fans - ASD (100+ hp)
[9 empty] | 550 | 2 | DX Packaged System, EER=10.9, 10 tons |  |  |  | 550 | 8 | Fans - ASD (100+ hp)
[9 empty] | 551 | 3 | DX Packaged System, EER=10.9, 10 tons |  |  |  | 551 | 9 | Fans - ASD (100+ hp)
[9 empty] | 552 | 4 | DX Packaged System, EER=10.9, 10 tons |  |  |  | 552 | 11 | Fans - ASD (100+ hp)
[9 empty] | 553 | 5 | DX Packaged System, EER=10.9, 10 tons |  |  |  | 553 | 12 | Fans - ASD (100+ hp)
[9 empty] | 554 | 6 | DX Packaged System, EER=10.9, 10 tons |  |  |  | 554 | 13 | Fans - ASD (100+ hp)
[9 empty] | 555 | 7 | DX Packaged System, EER=10.9, 10 tons |  |  |  | 555 | 14 | Fans - ASD (100+ hp)
[9 empty] | 556 | 8 | DX Packaged System, EER=10.9, 10 tons |  |  |  | 556 | 15 | Fans - ASD (100+ hp)
[9 empty] | 557 | 9 | DX Packaged System, EER=10.9, 10 tons |  |  |  | 557 | 16 | Fans - ASD (100+ hp)
[9 empty] | 558 | 10 | DX Packaged System, EER=10.9, 10 tons |  |  |  | 558 | 1 | Fans - ASD (1-5 hp)
[9 empty] | 559 | 11 | DX Packaged System, EER=10.9, 10 tons |  |  |  | 559 | 2 | Fans - ASD (1-5 hp)
[9 empty] | 560 | 12 | DX Packaged System, EER=10.9, 10 tons |  |  |  | 560 | 3 | Fans - ASD (1-5 hp)
[9 empty] | 561 | 13 | DX Packaged System, EER=10.9, 10 tons |  |  |  | 561 | 4 | Fans - ASD (1-5 hp)
[9 empty] | 562 | 14 | DX Packaged System, EER=10.9, 10 tons |  |  |  | 562 | 5 | Fans - ASD (1-5 hp)
[9 empty] | 563 | 15 | DX Packaged System, EER=10.9, 10 tons |  |  |  | 563 | 6 | Fans - ASD (1-5 hp)
[9 empty] | 564 | 16 | DX Packaged System, EER=10.9, 10 tons |  |  |  | 564 | 7 | Fans - ASD (1-5 hp)
[9 empty] | 565 | 1 | DX Tune Up/ Advanced Diagnostics |  |  |  | 565 | 8 | Fans - ASD (1-5 hp)
[9 empty] | 566 | 2 | DX Tune Up/ Advanced Diagnostics |  |  |  | 566 | 9 | Fans - ASD (1-5 hp)
[9 empty] | 567 | 3 | DX Tune Up/ Advanced Diagnostics |  |  |  | 567 | 10 | Fans - ASD (1-5 hp)
[9 empty] | 568 | 4 | DX Tune Up/ Advanced Diagnostics |  |  |  | 568 | 11 | Fans - ASD (1-5 hp)
[9 empty] | 569 | 5 | DX Tune Up/ Advanced Diagnostics |  |  |  | 569 | 12 | Fans - ASD (1-5 hp)
[9 empty] | 570 | 6 | DX Tune Up/ Advanced Diagnostics |  |  |  | 570 | 13 | Fans - ASD (1-5 hp)
[9 empty] | 571 | 7 | DX Tune Up/ Advanced Diagnostics |  |  |  | 571 | 14 | Fans - ASD (1-5 hp)
[9 empty] | 572 | 8 | DX Tune Up/ Advanced Diagnostics |  |  |  | 572 | 15 | Fans - ASD (1-5 hp)
[9 empty] | 573 | 9 | DX Tune Up/ Advanced Diagnostics |  |  |  | 573 | 16 | Fans - ASD (1-5 hp)
[9 empty] | 574 | 10 | DX Tune Up/ Advanced Diagnostics |  |  |  | 574 | 1 | Fans - ASD (6-100 hp)
[9 empty] | 575 | 11 | DX Tune Up/ Advanced Diagnostics |  |  |  | 575 | 5 | Fans - ASD (6-100 hp)
[9 empty] | 576 | 12 | DX Tune Up/ Advanced Diagnostics |  |  |  | 576 | 6 | Fans - ASD (6-100 hp)
[9 empty] | 577 | 13 | DX Tune Up/ Advanced Diagnostics |  |  |  | 577 | 7 | Fans - ASD (6-100 hp)
[9 empty] | 578 | 14 | DX Tune Up/ Advanced Diagnostics |  |  |  | 578 | 9 | Fans - ASD (6-100 hp)
[9 empty] | 579 | 15 | DX Tune Up/ Advanced Diagnostics |  |  |  | 579 | 13 | Fans - ASD (6-100 hp)
[9 empty] | 580 | 16 | DX Tune Up/ Advanced Diagnostics |  |  |  | 580 | 15 | Fans - ASD (6-100 hp)
[9 empty] | 581 | 11 | Efficient Curing ovens |  |  |  | 581 | 16 | Fans - ASD (6-100 hp)
[9 empty] | 582 | 13 | Efficient Curing ovens |  |  |  | 582 | 1 | Fans - Motor practices-1 (100+ HP)
[9 empty] | 583 | 14 | Efficient Curing ovens |  |  |  | 583 | 2 | Fans - Motor practices-1 (100+ HP)
[9 empty] | 584 | 15 | Efficient Curing ovens |  |  |  | 584 | 3 | Fans - Motor practices-1 (100+ HP)
[9 empty] | 585 | 16 | Efficient Curing ovens |  |  |  | 585 | 4 | Fans - Motor practices-1 (100+ HP)
[9 empty] | 586 | 7 | Efficient desalter |  |  |  | 586 | 5 | Fans - Motor practices-1 (100+ HP)
[9 empty] | 587 | 5 | Efficient drives |  |  |  | 587 | 6 | Fans - Motor practices-1 (100+ HP)
[9 empty] | 588 | 10 | Efficient drives - rolling |  |  |  | 588 | 7 | Fans - Motor practices-1 (100+ HP)
[9 empty] | 589 | 10 | Efficient electric melting |  |  |  | 589 | 8 | Fans - Motor practices-1 (100+ HP)
[9 empty] | 590 | 9 | Efficient grinding |  |  |  | 590 | 9 | Fans - Motor practices-1 (100+ HP)
[9 empty] | 591 | 16 | Efficient Machinery |  |  |  | 591 | 10 | Fans - Motor practices-1 (100+ HP)
[9 empty] | 592 | 5 | Efficient practices printing press |  |  |  | 592 | 11 | Fans - Motor practices-1 (100+ HP)
[9 empty] | 593 | 5 | Efficient Printing press (fewer cylinders) |  |  |  | 593 | 12 | Fans - Motor practices-1 (100+ HP)
[9 empty] | 594 | 13 | Efficient processes (welding, etc.) |  |  |  | 594 | 13 | Fans - Motor practices-1 (100+ HP)
[9 empty] | 595 | 1 | Efficient Refrigeration - Operations |  |  |  | 595 | 14 | Fans - Motor practices-1 (100+ HP)
[9 empty] | 596 | 1 | EMS - Chiller |  |  |  | 596 | 15 | Fans - Motor practices-1 (100+ HP)
[9 empty] | 597 | 2 | EMS - Chiller |  |  |  | 597 | 16 | Fans - Motor practices-1 (100+ HP)
[9 empty] | 598 | 3 | EMS - Chiller |  |  |  | 598 | 1 | Fans - Motor practices-1 (1-5 HP)
[9 empty] | 599 | 4 | EMS - Chiller |  |  |  | 599 | 2 | Fans - Motor practices-1 (1-5 HP)
[9 empty] | 600 | 5 | EMS - Chiller |  |  |  | 600 | 3 | Fans - Motor practices-1 (1-5 HP)
[9 empty] | 601 | 6 | EMS - Chiller |  |  |  | 601 | 4 | Fans - Motor practices-1 (1-5 HP)
[9 empty] | 602 | 7 | EMS - Chiller |  |  |  | 602 | 5 | Fans - Motor practices-1 (1-5 HP)
[9 empty] | 603 | 8 | EMS - Chiller |  |  |  | 603 | 6 | Fans - Motor practices-1 (1-5 HP)
[9 empty] | 604 | 9 | EMS - Chiller |  |  |  | 604 | 7 | Fans - Motor practices-1 (1-5 HP)
[9 empty] | 605 | 10 | EMS - Chiller |  |  |  | 605 | 8 | Fans - Motor practices-1 (1-5 HP)
[9 empty] | 606 | 11 | EMS - Chiller |  |  |  | 606 | 9 | Fans - Motor practices-1 (1-5 HP)
[9 empty] | 607 | 12 | EMS - Chiller |  |  |  | 607 | 10 | Fans - Motor practices-1 (1-5 HP)
[9 empty] | 608 | 13 | EMS - Chiller |  |  |  | 608 | 11 | Fans - Motor practices-1 (1-5 HP)
[9 empty] | 609 | 14 | EMS - Chiller |  |  |  | 609 | 12 | Fans - Motor practices-1 (1-5 HP)
[9 empty] | 610 | 15 | EMS - Chiller |  |  |  | 610 | 13 | Fans - Motor practices-1 (1-5 HP)
[9 empty] | 611 | 16 | EMS - Chiller |  |  |  | 611 | 14 | Fans - Motor practices-1 (1-5 HP)
[9 empty] | 612 | 1 | EMS Optimization - Chiller |  |  |  | 612 | 15 | Fans - Motor practices-1 (1-5 HP)
[9 empty] | 613 | 2 | EMS Optimization - Chiller |  |  |  | 613 | 16 | Fans - Motor practices-1 (1-5 HP)
[9 empty] | 614 | 3 | EMS Optimization - Chiller |  |  |  | 614 | 1 | Fans - Motor practices-1 (6-100 HP)
[9 empty] | 615 | 4 | EMS Optimization - Chiller |  |  |  | 615 | 2 | Fans - Motor practices-1 (6-100 HP)
[9 empty] | 616 | 5 | EMS Optimization - Chiller |  |  |  | 616 | 3 | Fans - Motor practices-1 (6-100 HP)
[9 empty] | 617 | 6 | EMS Optimization - Chiller |  |  |  | 617 | 4 | Fans - Motor practices-1 (6-100 HP)
[9 empty] | 618 | 7 | EMS Optimization - Chiller |  |  |  | 618 | 5 | Fans - Motor practices-1 (6-100 HP)
[9 empty] | 619 | 8 | EMS Optimization - Chiller |  |  |  | 619 | 6 | Fans - Motor practices-1 (6-100 HP)
[9 empty] | 620 | 9 | EMS Optimization - Chiller |  |  |  | 620 | 7 | Fans - Motor practices-1 (6-100 HP)
[9 empty] | 621 | 10 | EMS Optimization - Chiller |  |  |  | 621 | 8 | Fans - Motor practices-1 (6-100 HP)
[9 empty] | 622 | 11 | EMS Optimization - Chiller |  |  |  | 622 | 9 | Fans - Motor practices-1 (6-100 HP)
[9 empty] | 623 | 12 | EMS Optimization - Chiller |  |  |  | 623 | 10 | Fans - Motor practices-1 (6-100 HP)
[9 empty] | 624 | 13 | EMS Optimization - Chiller |  |  |  | 624 | 11 | Fans - Motor practices-1 (6-100 HP)
[9 empty] | 625 | 14 | EMS Optimization - Chiller |  |  |  | 625 | 12 | Fans - Motor practices-1 (6-100 HP)
[9 empty] | 626 | 15 | EMS Optimization - Chiller |  |  |  | 626 | 13 | Fans - Motor practices-1 (6-100 HP)
[9 empty] | 627 | 16 | EMS Optimization - Chiller |  |  |  | 627 | 14 | Fans - Motor practices-1 (6-100 HP)
[9 empty] | 628 | 1 | Fans - ASD (100+ hp) |  |  |  | 628 | 15 | Fans - Motor practices-1 (6-100 HP)
[9 empty] | 629 | 2 | Fans - ASD (100+ hp) |  |  |  | 629 | 16 | Fans - Motor practices-1 (6-100 HP)
[9 empty] | 630 | 3 | Fans - ASD (100+ hp) |  |  |  | 630 | 1 | Fans - O&M
[9 empty] | 631 | 4 | Fans - ASD (100+ hp) |  |  |  | 631 | 2 | Fans - O&M
[9 empty] | 632 | 5 | Fans - ASD (100+ hp) |  |  |  | 632 | 3 | Fans - O&M
[9 empty] | 633 | 6 | Fans - ASD (100+ hp) |  |  |  | 633 | 4 | Fans - O&M
[9 empty] | 634 | 7 | Fans - ASD (100+ hp) |  |  |  | 634 | 5 | Fans - O&M
[9 empty] | 635 | 8 | Fans - ASD (100+ hp) |  |  |  | 635 | 6 | Fans - O&M
[9 empty] | 636 | 9 | Fans - ASD (100+ hp) |  |  |  | 636 | 7 | Fans - O&M
[9 empty] | 637 | 10 | Fans - ASD (100+ hp) |  |  |  | 637 | 8 | Fans - O&M
[9 empty] | 638 | 11 | Fans - ASD (100+ hp) |  |  |  | 638 | 9 | Fans - O&M
[9 empty] | 639 | 12 | Fans - ASD (100+ hp) |  |  |  | 639 | 10 | Fans - O&M
[9 empty] | 640 | 13 | Fans - ASD (100+ hp) |  |  |  | 640 | 11 | Fans - O&M
[9 empty] | 641 | 14 | Fans - ASD (100+ hp) |  |  |  | 641 | 12 | Fans - O&M
[9 empty] | 642 | 15 | Fans - ASD (100+ hp) |  |  |  | 642 | 13 | Fans - O&M
[9 empty] | 643 | 16 | Fans - ASD (100+ hp) |  |  |  | 643 | 14 | Fans - O&M
[9 empty] | 644 | 1 | Fans - ASD (1-5 hp) |  |  |  | 644 | 15 | Fans - O&M
[9 empty] | 645 | 2 | Fans - ASD (1-5 hp) |  |  |  | 645 | 16 | Fans - O&M
[9 empty] | 646 | 3 | Fans - ASD (1-5 hp) |  |  |  | 646 | 1 | Fans - Replace 100+ HP motor
[9 empty] | 647 | 4 | Fans - ASD (1-5 hp) |  |  |  | 647 | 2 | Fans - Replace 100+ HP motor
[9 empty] | 648 | 5 | Fans - ASD (1-5 hp) |  |  |  | 648 | 3 | Fans - Replace 100+ HP motor
[9 empty] | 649 | 6 | Fans - ASD (1-5 hp) |  |  |  | 649 | 4 | Fans - Replace 100+ HP motor
[9 empty] | 650 | 7 | Fans - ASD (1-5 hp) |  |  |  | 650 | 5 | Fans - Replace 100+ HP motor
[9 empty] | 651 | 8 | Fans - ASD (1-5 hp) |  |  |  | 651 | 6 | Fans - Replace 100+ HP motor
[9 empty] | 652 | 9 | Fans - ASD (1-5 hp) |  |  |  | 652 | 7 | Fans - Replace 100+ HP motor
[9 empty] | 653 | 10 | Fans - ASD (1-5 hp) |  |  |  | 653 | 8 | Fans - Replace 100+ HP motor
[9 empty] | 654 | 11 | Fans - ASD (1-5 hp) |  |  |  | 654 | 9 | Fans - Replace 100+ HP motor
[9 empty] | 655 | 12 | Fans - ASD (1-5 hp) |  |  |  | 655 | 10 | Fans - Replace 100+ HP motor
[9 empty] | 656 | 13 | Fans - ASD (1-5 hp) |  |  |  | 656 | 11 | Fans - Replace 100+ HP motor
[9 empty] | 657 | 14 | Fans - ASD (1-5 hp) |  |  |  | 657 | 12 | Fans - Replace 100+ HP motor
[9 empty] | 658 | 15 | Fans - ASD (1-5 hp) |  |  |  | 658 | 13 | Fans - Replace 100+ HP motor
[9 empty] | 659 | 16 | Fans - ASD (1-5 hp) |  |  |  | 659 | 14 | Fans - Replace 100+ HP motor
[9 empty] | 660 | 1 | Fans - ASD (6-100 hp) |  |  |  | 660 | 15 | Fans - Replace 100+ HP motor
[9 empty] | 661 | 2 | Fans - ASD (6-100 hp) |  |  |  | 661 | 16 | Fans - Replace 100+ HP motor
[9 empty] | 662 | 3 | Fans - ASD (6-100 hp) |  |  |  | 662 | 1 | Fans - Replace 1-5 HP motor
[9 empty] | 663 | 4 | Fans - ASD (6-100 hp) |  |  |  | 663 | 2 | Fans - Replace 1-5 HP motor
[9 empty] | 664 | 5 | Fans - ASD (6-100 hp) |  |  |  | 664 | 3 | Fans - Replace 1-5 HP motor
[9 empty] | 665 | 6 | Fans - ASD (6-100 hp) |  |  |  | 665 | 4 | Fans - Replace 1-5 HP motor
[9 empty] | 666 | 7 | Fans - ASD (6-100 hp) |  |  |  | 666 | 5 | Fans - Replace 1-5 HP motor
[9 empty] | 667 | 8 | Fans - ASD (6-100 hp) |  |  |  | 667 | 6 | Fans - Replace 1-5 HP motor
[9 empty] | 668 | 9 | Fans - ASD (6-100 hp) |  |  |  | 668 | 7 | Fans - Replace 1-5 HP motor
[9 empty] | 669 | 10 | Fans - ASD (6-100 hp) |  |  |  | 669 | 8 | Fans - Replace 1-5 HP motor
[9 empty] | 670 | 11 | Fans - ASD (6-100 hp) |  |  |  | 670 | 9 | Fans - Replace 1-5 HP motor
[9 empty] | 671 | 12 | Fans - ASD (6-100 hp) |  |  |  | 671 | 10 | Fans - Replace 1-5 HP motor
[9 empty] | 672 | 13 | Fans - ASD (6-100 hp) |  |  |  | 672 | 11 | Fans - Replace 1-5 HP motor
[9 empty] | 673 | 14 | Fans - ASD (6-100 hp) |  |  |  | 673 | 12 | Fans - Replace 1-5 HP motor
[9 empty] | 674 | 15 | Fans - ASD (6-100 hp) |  |  |  | 674 | 13 | Fans - Replace 1-5 HP motor
[9 empty] | 675 | 16 | Fans - ASD (6-100 hp) |  |  |  | 675 | 14 | Fans - Replace 1-5 HP motor
[9 empty] | 676 | 4 | Fans - Controls |  |  |  | 676 | 15 | Fans - Replace 1-5 HP motor
[9 empty] | 677 | 6 | Fans - Controls |  |  |  | 677 | 16 | Fans - Replace 1-5 HP motor
[9 empty] | 678 | 7 | Fans - Controls |  |  |  | 678 | 1 | Fans - Replace 6-100 HP motor
[9 empty] | 679 | 9 | Fans - Controls |  |  |  | 679 | 2 | Fans - Replace 6-100 HP motor
[9 empty] | 680 | 16 | Fans - Controls |  |  |  | 680 | 3 | Fans - Replace 6-100 HP motor
[9 empty] | 681 | 1 | Fans - Motor practices-1 (100+ HP) |  |  |  | 681 | 4 | Fans - Replace 6-100 HP motor
[9 empty] | 682 | 2 | Fans - Motor practices-1 (100+ HP) |  |  |  | 682 | 5 | Fans - Replace 6-100 HP motor
[9 empty] | 683 | 3 | Fans - Motor practices-1 (100+ HP) |  |  |  | 683 | 6 | Fans - Replace 6-100 HP motor
[9 empty] | 684 | 4 | Fans - Motor practices-1 (100+ HP) |  |  |  | 684 | 7 | Fans - Replace 6-100 HP motor
[9 empty] | 685 | 5 | Fans - Motor practices-1 (100+ HP) |  |  |  | 685 | 8 | Fans - Replace 6-100 HP motor
[9 empty] | 686 | 6 | Fans - Motor practices-1 (100+ HP) |  |  |  | 686 | 9 | Fans - Replace 6-100 HP motor
[9 empty] | 687 | 7 | Fans - Motor practices-1 (100+ HP) |  |  |  | 687 | 10 | Fans - Replace 6-100 HP motor
[9 empty] | 688 | 8 | Fans - Motor practices-1 (100+ HP) |  |  |  | 688 | 11 | Fans - Replace 6-100 HP motor
[9 empty] | 689 | 9 | Fans - Motor practices-1 (100+ HP) |  |  |  | 689 | 12 | Fans - Replace 6-100 HP motor
[9 empty] | 690 | 10 | Fans - Motor practices-1 (100+ HP) |  |  |  | 690 | 13 | Fans - Replace 6-100 HP motor
[9 empty] | 691 | 11 | Fans - Motor practices-1 (100+ HP) |  |  |  | 691 | 14 | Fans - Replace 6-100 HP motor
[9 empty] | 692 | 12 | Fans - Motor practices-1 (100+ HP) |  |  |  | 692 | 15 | Fans - Replace 6-100 HP motor
[9 empty] | 693 | 13 | Fans - Motor practices-1 (100+ HP) |  |  |  | 693 | 16 | Fans - Replace 6-100 HP motor
[9 empty] | 694 | 14 | Fans - Motor practices-1 (100+ HP) |  |  |  | 694 | 1 | Fans- Improve components
[9 empty] | 695 | 15 | Fans - Motor practices-1 (100+ HP) |  |  |  | 695 | 4 | Fans- Improve components
[9 empty] | 696 | 16 | Fans - Motor practices-1 (100+ HP) |  |  |  | 696 | 5 | Fans- Improve components
[9 empty] | 697 | 1 | Fans - Motor practices-1 (1-5 HP) |  |  |  | 697 | 6 | Fans- Improve components
[9 empty] | 698 | 2 | Fans - Motor practices-1 (1-5 HP) |  |  |  | 698 | 7 | Fans- Improve components
[9 empty] | 699 | 3 | Fans - Motor practices-1 (1-5 HP) |  |  |  | 699 | 8 | Fans- Improve components
[9 empty] | 700 | 4 | Fans - Motor practices-1 (1-5 HP) |  |  |  | 700 | 9 | Fans- Improve components
[9 empty] | 701 | 5 | Fans - Motor practices-1 (1-5 HP) |  |  |  | 701 | 10 | Fans- Improve components
[9 empty] | 702 | 6 | Fans - Motor practices-1 (1-5 HP) |  |  |  | 702 | 11 | Fans- Improve components
[9 empty] | 703 | 7 | Fans - Motor practices-1 (1-5 HP) |  |  |  | 703 | 13 | Fans- Improve components
[9 empty] | 704 | 8 | Fans - Motor practices-1 (1-5 HP) |  |  |  | 704 | 14 | Fans- Improve components
[9 empty] | 705 | 9 | Fans - Motor practices-1 (1-5 HP) |  |  |  | 705 | 15 | Fans- Improve components
[9 empty] | 706 | 10 | Fans - Motor practices-1 (1-5 HP) |  |  |  | 706 | 16 | Fans- Improve components
[9 empty] | 707 | 11 | Fans - Motor practices-1 (1-5 HP) |  |  |  | 707 | single segment | Flood LED 14 W
[9 empty] | 708 | 12 | Fans - Motor practices-1 (1-5 HP) |  |  |  | 708 | 1 | Geothermal Heat Pump, EER=13, 10 tons
[9 empty] | 709 | 13 | Fans - Motor practices-1 (1-5 HP) |  |  |  | 709 | 2 | Geothermal Heat Pump, EER=13, 10 tons
[9 empty] | 710 | 14 | Fans - Motor practices-1 (1-5 HP) |  |  |  | 710 | 3 | Geothermal Heat Pump, EER=13, 10 tons
[9 empty] | 711 | 15 | Fans - Motor practices-1 (1-5 HP) |  |  |  | 711 | 4 | Geothermal Heat Pump, EER=13, 10 tons
[9 empty] | 712 | 16 | Fans - Motor practices-1 (1-5 HP) |  |  |  | 712 | 5 | Geothermal Heat Pump, EER=13, 10 tons
[9 empty] | 713 | 1 | Fans - Motor practices-1 (6-100 HP) |  |  |  | 713 | 6 | Geothermal Heat Pump, EER=13, 10 tons
[9 empty] | 714 | 2 | Fans - Motor practices-1 (6-100 HP) |  |  |  | 714 | 7 | Geothermal Heat Pump, EER=13, 10 tons
[9 empty] | 715 | 3 | Fans - Motor practices-1 (6-100 HP) |  |  |  | 715 | 8 | Geothermal Heat Pump, EER=13, 10 tons
[9 empty] | 716 | 4 | Fans - Motor practices-1 (6-100 HP) |  |  |  | 716 | 9 | Geothermal Heat Pump, EER=13, 10 tons
[9 empty] | 717 | 5 | Fans - Motor practices-1 (6-100 HP) |  |  |  | 717 | 10 | Geothermal Heat Pump, EER=13, 10 tons
[9 empty] | 718 | 6 | Fans - Motor practices-1 (6-100 HP) |  |  |  | 718 | 11 | Geothermal Heat Pump, EER=13, 10 tons
[9 empty] | 719 | 7 | Fans - Motor practices-1 (6-100 HP) |  |  |  | 719 | 12 | Geothermal Heat Pump, EER=13, 10 tons
[9 empty] | 720 | 8 | Fans - Motor practices-1 (6-100 HP) |  |  |  | 720 | 13 | Geothermal Heat Pump, EER=13, 10 tons
[9 empty] | 721 | 9 | Fans - Motor practices-1 (6-100 HP) |  |  |  | 721 | 14 | Geothermal Heat Pump, EER=13, 10 tons
[9 empty] | 722 | 10 | Fans - Motor practices-1 (6-100 HP) |  |  |  | 722 | 15 | Geothermal Heat Pump, EER=13, 10 tons
[9 empty] | 723 | 11 | Fans - Motor practices-1 (6-100 HP) |  |  |  | 723 | 16 | Geothermal Heat Pump, EER=13, 10 tons
[9 empty] | 724 | 12 | Fans - Motor practices-1 (6-100 HP) |  |  |  | 724 | 10 | Heating - Process Control
[9 empty] | 725 | 13 | Fans - Motor practices-1 (6-100 HP) |  |  |  | 725 | 11 | Heating - Scheduling
[9 empty] | 726 | 14 | Fans - Motor practices-1 (6-100 HP) |  |  |  | 726 | 12 | Heating - Scheduling
[9 empty] | 727 | 15 | Fans - Motor practices-1 (6-100 HP) |  |  |  | 727 | 1 | High Efficiency Chiller Motors
[9 empty] | 728 | 16 | Fans - Motor practices-1 (6-100 HP) |  |  |  | 728 | 2 | High Efficiency Chiller Motors
[9 empty] | 729 | 1 | Fans - O&M |  |  |  | 729 | 3 | High Efficiency Chiller Motors
[9 empty] | 730 | 2 | Fans - O&M |  |  |  | 730 | 4 | High Efficiency Chiller Motors
[9 empty] | 731 | 3 | Fans - O&M |  |  |  | 731 | 5 | High Efficiency Chiller Motors
[9 empty] | 732 | 4 | Fans - O&M |  |  |  | 732 | 6 | High Efficiency Chiller Motors
[9 empty] | 733 | 5 | Fans - O&M |  |  |  | 733 | 7 | High Efficiency Chiller Motors
[9 empty] | 734 | 6 | Fans - O&M |  |  |  | 734 | 8 | High Efficiency Chiller Motors
[9 empty] | 735 | 7 | Fans - O&M |  |  |  | 735 | 9 | High Efficiency Chiller Motors
[9 empty] | 736 | 8 | Fans - O&M |  |  |  | 736 | 10 | High Efficiency Chiller Motors
[9 empty] | 737 | 9 | Fans - O&M |  |  |  | 737 | 11 | High Efficiency Chiller Motors
[9 empty] | 738 | 10 | Fans - O&M |  |  |  | 738 | 12 | High Efficiency Chiller Motors
[9 empty] | 739 | 11 | Fans - O&M |  |  |  | 739 | 13 | High Efficiency Chiller Motors
[9 empty] | 740 | 12 | Fans - O&M |  |  |  | 740 | 14 | High Efficiency Chiller Motors
[9 empty] | 741 | 13 | Fans - O&M |  |  |  | 741 | 15 | High Efficiency Chiller Motors
[9 empty] | 742 | 14 | Fans - O&M |  |  |  | 742 | 16 | High Efficiency Chiller Motors
[9 empty] | 743 | 15 | Fans - O&M |  |  |  | 743 | 1 | Hybrid Dessicant-DX System (Trane CDQ)
[9 empty] | 744 | 16 | Fans - O&M |  |  |  | 744 | 2 | Hybrid Dessicant-DX System (Trane CDQ)
[9 empty] | 745 | 1 | Fans - Replace 100+ HP motor |  |  |  | 745 | 3 | Hybrid Dessicant-DX System (Trane CDQ)
[9 empty] | 746 | 2 | Fans - Replace 100+ HP motor |  |  |  | 746 | 4 | Hybrid Dessicant-DX System (Trane CDQ)
[9 empty] | 747 | 3 | Fans - Replace 100+ HP motor |  |  |  | 747 | 5 | Hybrid Dessicant-DX System (Trane CDQ)
[9 empty] | 748 | 4 | Fans - Replace 100+ HP motor |  |  |  | 748 | 6 | Hybrid Dessicant-DX System (Trane CDQ)
[9 empty] | 749 | 5 | Fans - Replace 100+ HP motor |  |  |  | 749 | 7 | Hybrid Dessicant-DX System (Trane CDQ)
[9 empty] | 750 | 6 | Fans - Replace 100+ HP motor |  |  |  | 750 | 8 | Hybrid Dessicant-DX System (Trane CDQ)
[9 empty] | 751 | 7 | Fans - Replace 100+ HP motor |  |  |  | 751 | 9 | Hybrid Dessicant-DX System (Trane CDQ)
[9 empty] | 752 | 8 | Fans - Replace 100+ HP motor |  |  |  | 752 | 10 | Hybrid Dessicant-DX System (Trane CDQ)
[9 empty] | 753 | 9 | Fans - Replace 100+ HP motor |  |  |  | 753 | 11 | Hybrid Dessicant-DX System (Trane CDQ)
[9 empty] | 754 | 10 | Fans - Replace 100+ HP motor |  |  |  | 754 | 12 | Hybrid Dessicant-DX System (Trane CDQ)
[9 empty] | 755 | 11 | Fans - Replace 100+ HP motor |  |  |  | 755 | 13 | Hybrid Dessicant-DX System (Trane CDQ)
[9 empty] | 756 | 12 | Fans - Replace 100+ HP motor |  |  |  | 756 | 14 | Hybrid Dessicant-DX System (Trane CDQ)
[9 empty] | 757 | 13 | Fans - Replace 100+ HP motor |  |  |  | 757 | 15 | Hybrid Dessicant-DX System (Trane CDQ)
[9 empty] | 758 | 14 | Fans - Replace 100+ HP motor |  |  |  | 758 | 16 | Hybrid Dessicant-DX System (Trane CDQ)
[9 empty] | 759 | 15 | Fans - Replace 100+ HP motor |  |  |  | 759 | 10 | Intelligent extruder (DOE)
[9 empty] | 760 | 16 | Fans - Replace 100+ HP motor |  |  |  | 760 | single segment | LED Linear Tube 22 W
[9 empty] | 761 | 1 | Fans - Replace 1-5 HP motor |  |  |  | 761 | 5 | Light cylinders
[9 empty] | 762 | 2 | Fans - Replace 1-5 HP motor |  |  |  | 762 | 13 | Machinery
[9 empty] | 763 | 3 | Fans - Replace 1-5 HP motor |  |  |  | 763 | 1 | Occupancy Sensor
[9 empty] | 764 | 4 | Fans - Replace 1-5 HP motor |  |  |  | 764 | 2 | Occupancy Sensor
[9 empty] | 765 | 5 | Fans - Replace 1-5 HP motor |  |  |  | 765 | 3 | Occupancy Sensor
[9 empty] | 766 | 6 | Fans - Replace 1-5 HP motor |  |  |  | 766 | 4 | Occupancy Sensor
[9 empty] | 767 | 7 | Fans - Replace 1-5 HP motor |  |  |  | 767 | 6 | Occupancy Sensor
[9 empty] | 768 | 8 | Fans - Replace 1-5 HP motor |  |  |  | 768 | 7 | Occupancy Sensor
[9 empty] | 769 | 9 | Fans - Replace 1-5 HP motor |  |  |  | 769 | 8 | Occupancy Sensor
[9 empty] | 770 | 10 | Fans - Replace 1-5 HP motor |  |  |  | 770 | 9 | Occupancy Sensor
[9 empty] | 771 | 11 | Fans - Replace 1-5 HP motor |  |  |  | 771 | 10 | Occupancy Sensor
[9 empty] | 772 | 12 | Fans - Replace 1-5 HP motor |  |  |  | 772 | 11 | Occupancy Sensor
[9 empty] | 773 | 13 | Fans - Replace 1-5 HP motor |  |  |  | 773 | 12 | Occupancy Sensor
[9 empty] | 774 | 14 | Fans - Replace 1-5 HP motor |  |  |  | 774 | 13 | Occupancy Sensor
[9 empty] | 775 | 15 | Fans - Replace 1-5 HP motor |  |  |  | 775 | 14 | Occupancy Sensor
[9 empty] | 776 | 16 | Fans - Replace 1-5 HP motor |  |  |  | 776 | 15 | Occupancy Sensor
[9 empty] | 777 | 1 | Fans - Replace 6-100 HP motor |  |  |  | 777 | 16 | Occupancy Sensor
[9 empty] | 778 | 2 | Fans - Replace 6-100 HP motor |  |  |  | 778 | 4 | Optimization control PM
[9 empty] | 779 | 3 | Fans - Replace 6-100 HP motor |  |  |  | 779 | 1 | Optimize Controls
[9 empty] | 780 | 4 | Fans - Replace 6-100 HP motor |  |  |  | 780 | 2 | Optimize Controls
[9 empty] | 781 | 5 | Fans - Replace 6-100 HP motor |  |  |  | 781 | 3 | Optimize Controls
[9 empty] | 782 | 6 | Fans - Replace 6-100 HP motor |  |  |  | 782 | 4 | Optimize Controls
[9 empty] | 783 | 7 | Fans - Replace 6-100 HP motor |  |  |  | 783 | 5 | Optimize Controls
[9 empty] | 784 | 8 | Fans - Replace 6-100 HP motor |  |  |  | 784 | 6 | Optimize Controls
[9 empty] | 785 | 9 | Fans - Replace 6-100 HP motor |  |  |  | 785 | 7 | Optimize Controls
[9 empty] | 786 | 10 | Fans - Replace 6-100 HP motor |  |  |  | 786 | 8 | Optimize Controls
[9 empty] | 787 | 11 | Fans - Replace 6-100 HP motor |  |  |  | 787 | 9 | Optimize Controls
[9 empty] | 788 | 12 | Fans - Replace 6-100 HP motor |  |  |  | 788 | 10 | Optimize Controls
[9 empty] | 789 | 13 | Fans - Replace 6-100 HP motor |  |  |  | 789 | 11 | Optimize Controls
[9 empty] | 790 | 14 | Fans - Replace 6-100 HP motor |  |  |  | 790 | 12 | Optimize Controls
[9 empty] | 791 | 15 | Fans - Replace 6-100 HP motor |  |  |  | 791 | 13 | Optimize Controls
[9 empty] | 792 | 16 | Fans - Replace 6-100 HP motor |  |  |  | 792 | 14 | Optimize Controls
[9 empty] | 793 | 1 | Fans - System Optimization |  |  |  | 793 | 15 | Optimize Controls
[9 empty] | 794 | 3 | Fans - System Optimization |  |  |  | 794 | 16 | Optimize Controls
[9 empty] | 795 | 4 | Fans - System Optimization |  |  |  | 795 | 7 | Power recovery
[9 empty] | 796 | 5 | Fans - System Optimization |  |  |  | 796 | 7 | Power recovery
[9 empty] | 797 | 6 | Fans - System Optimization |  |  |  | 797 | 7 | Power recovery
[9 empty] | 798 | 7 | Fans - System Optimization |  |  |  | 798 | 7 | Power recovery
[9 empty] | 799 | 8 | Fans - System Optimization |  |  |  | 799 | 1 | Premium T8, Elecctronic Ballast
[9 empty] | 800 | 9 | Fans - System Optimization |  |  |  | 800 | 2 | Premium T8, Elecctronic Ballast
[9 empty] | 801 | 10 | Fans - System Optimization |  |  |  | 801 | 3 | Premium T8, Elecctronic Ballast
[9 empty] | 802 | 11 | Fans - System Optimization |  |  |  | 802 | 4 | Premium T8, Elecctronic Ballast
[9 empty] | 803 | 12 | Fans - System Optimization |  |  |  | 803 | 6 | Premium T8, Elecctronic Ballast
[9 empty] | 804 | 13 | Fans - System Optimization |  |  |  | 804 | 7 | Premium T8, Elecctronic Ballast
[9 empty] | 805 | 14 | Fans - System Optimization |  |  |  | 805 | 8 | Premium T8, Elecctronic Ballast
[9 empty] | 806 | 15 | Fans - System Optimization |  |  |  | 806 | 9 | Premium T8, Elecctronic Ballast
[9 empty] | 807 | 16 | Fans - System Optimization |  |  |  | 807 | 10 | Premium T8, Elecctronic Ballast
[9 empty] | 808 | 1 | Fans- Improve components |  |  |  | 808 | 11 | Premium T8, Elecctronic Ballast
[9 empty] | 809 | 2 | Fans- Improve components |  |  |  | 809 | 12 | Premium T8, Elecctronic Ballast
[9 empty] | 810 | 3 | Fans- Improve components |  |  |  | 810 | 13 | Premium T8, Elecctronic Ballast
[9 empty] | 811 | 4 | Fans- Improve components |  |  |  | 811 | 14 | Premium T8, Elecctronic Ballast
[9 empty] | 812 | 5 | Fans- Improve components |  |  |  | 812 | 15 | Premium T8, Elecctronic Ballast
[9 empty] | 813 | 6 | Fans- Improve components |  |  |  | 813 | 16 | Premium T8, Elecctronic Ballast
[9 empty] | 814 | 7 | Fans- Improve components |  |  |  | 814 | 9 | Process control
[9 empty] | 815 | 8 | Fans- Improve components |  |  |  | 815 | 16 | Process control
[9 empty] | 816 | 9 | Fans- Improve components |  |  |  | 816 | 6 | Process Drives - ASD
[9 empty] | 817 | 10 | Fans- Improve components |  |  |  | 817 | 16 | Process Drives - ASD
[9 empty] | 818 | 11 | Fans- Improve components |  |  |  | 818 | 1 | Pumps - ASD (100+ hp)
[9 empty] | 819 | 12 | Fans- Improve components |  |  |  | 819 | 2 | Pumps - ASD (100+ hp)
[9 empty] | 820 | 13 | Fans- Improve components |  |  |  | 820 | 3 | Pumps - ASD (100+ hp)
[9 empty] | 821 | 14 | Fans- Improve components |  |  |  | 821 | 4 | Pumps - ASD (100+ hp)
[9 empty] | 822 | 15 | Fans- Improve components |  |  |  | 822 | 5 | Pumps - ASD (100+ hp)
[9 empty] | 823 | 16 | Fans- Improve components |  |  |  | 823 | 6 | Pumps - ASD (100+ hp)
[9 empty] | 824 | single segment | Flood LED 14 W |  |  |  | 824 | 7 | Pumps - ASD (100+ hp)
[9 empty] | 825 | 4 | Gap Forming papermachine |  |  |  | 825 | 8 | Pumps - ASD (100+ hp)
[9 empty] | 826 | 1 | Geothermal Heat Pump, EER=13, 10 tons |  |  |  | 826 | 9 | Pumps - ASD (100+ hp)
[9 empty] | 827 | 2 | Geothermal Heat Pump, EER=13, 10 tons |  |  |  | 827 | 10 | Pumps - ASD (100+ hp)
[9 empty] | 828 | 3 | Geothermal Heat Pump, EER=13, 10 tons |  |  |  | 828 | 11 | Pumps - ASD (100+ hp)
[9 empty] | 829 | 4 | Geothermal Heat Pump, EER=13, 10 tons |  |  |  | 829 | 12 | Pumps - ASD (100+ hp)
[9 empty] | 830 | 5 | Geothermal Heat Pump, EER=13, 10 tons |  |  |  | 830 | 13 | Pumps - ASD (100+ hp)
[9 empty] | 831 | 6 | Geothermal Heat Pump, EER=13, 10 tons |  |  |  | 831 | 14 | Pumps - ASD (100+ hp)
[9 empty] | 832 | 7 | Geothermal Heat Pump, EER=13, 10 tons |  |  |  | 832 | 15 | Pumps - ASD (100+ hp)
[9 empty] | 833 | 8 | Geothermal Heat Pump, EER=13, 10 tons |  |  |  | 833 | 16 | Pumps - ASD (100+ hp)
[9 empty] | 834 | 9 | Geothermal Heat Pump, EER=13, 10 tons |  |  |  | 834 | 1 | Pumps - ASD (1-5 hp)
[9 empty] | 835 | 10 | Geothermal Heat Pump, EER=13, 10 tons |  |  |  | 835 | 2 | Pumps - ASD (1-5 hp)
[9 empty] | 836 | 11 | Geothermal Heat Pump, EER=13, 10 tons |  |  |  | 836 | 3 | Pumps - ASD (1-5 hp)
[9 empty] | 837 | 12 | Geothermal Heat Pump, EER=13, 10 tons |  |  |  | 837 | 4 | Pumps - ASD (1-5 hp)
[9 empty] | 838 | 13 | Geothermal Heat Pump, EER=13, 10 tons |  |  |  | 838 | 5 | Pumps - ASD (1-5 hp)
[9 empty] | 839 | 14 | Geothermal Heat Pump, EER=13, 10 tons |  |  |  | 839 | 6 | Pumps - ASD (1-5 hp)
[9 empty] | 840 | 15 | Geothermal Heat Pump, EER=13, 10 tons |  |  |  | 840 | 7 | Pumps - ASD (1-5 hp)
[9 empty] | 841 | 16 | Geothermal Heat Pump, EER=13, 10 tons |  |  |  | 841 | 8 | Pumps - ASD (1-5 hp)
[9 empty] | 842 | 11 | Heating - Optimization process (M&T) |  |  |  | 842 | 9 | Pumps - ASD (1-5 hp)
[9 empty] | 843 | 12 | Heating - Optimization process (M&T) |  |  |  | 843 | 10 | Pumps - ASD (1-5 hp)
[9 empty] | 844 | 14 | Heating - Optimization process (M&T) |  |  |  | 844 | 11 | Pumps - ASD (1-5 hp)
[9 empty] | 845 | 10 | Heating - Process Control |  |  |  | 845 | 12 | Pumps - ASD (1-5 hp)
[9 empty] | 846 | 11 | Heating - Scheduling |  |  |  | 846 | 13 | Pumps - ASD (1-5 hp)
[9 empty] | 847 | 12 | Heating - Scheduling |  |  |  | 847 | 14 | Pumps - ASD (1-5 hp)
[9 empty] | 848 | 4 | High Bay T5 |  |  |  | 848 | 15 | Pumps - ASD (1-5 hp)
[9 empty] | 849 | 6 | High Bay T5 |  |  |  | 849 | 16 | Pumps - ASD (1-5 hp)
[9 empty] | 850 | 7 | High Bay T5 |  |  |  | 850 | 1 | Pumps - ASD (6-100 hp)
[9 empty] | 851 | 4 | High Consistency forming |  |  |  | 851 | 5 | Pumps - ASD (6-100 hp)
[9 empty] | 852 | 1 | High Efficiency Chiller Motors |  |  |  | 852 | 6 | Pumps - ASD (6-100 hp)
[9 empty] | 853 | 2 | High Efficiency Chiller Motors |  |  |  | 853 | 7 | Pumps - ASD (6-100 hp)
[9 empty] | 854 | 3 | High Efficiency Chiller Motors |  |  |  | 854 | 9 | Pumps - ASD (6-100 hp)
[9 empty] | 855 | 4 | High Efficiency Chiller Motors |  |  |  | 855 | 13 | Pumps - ASD (6-100 hp)
[9 empty] | 856 | 5 | High Efficiency Chiller Motors |  |  |  | 856 | 15 | Pumps - ASD (6-100 hp)
[9 empty] | 857 | 6 | High Efficiency Chiller Motors |  |  |  | 857 | 16 | Pumps - ASD (6-100 hp)
[9 empty] | 858 | 7 | High Efficiency Chiller Motors |  |  |  | 858 | 1 | Pumps - Motor practices-1 (100+ HP)
[9 empty] | 859 | 8 | High Efficiency Chiller Motors |  |  |  | 859 | 2 | Pumps - Motor practices-1 (100+ HP)
[9 empty] | 860 | 9 | High Efficiency Chiller Motors |  |  |  | 860 | 3 | Pumps - Motor practices-1 (100+ HP)
[9 empty] | 861 | 10 | High Efficiency Chiller Motors |  |  |  | 861 | 4 | Pumps - Motor practices-1 (100+ HP)
[9 empty] | 862 | 11 | High Efficiency Chiller Motors |  |  |  | 862 | 5 | Pumps - Motor practices-1 (100+ HP)
[9 empty] | 863 | 12 | High Efficiency Chiller Motors |  |  |  | 863 | 6 | Pumps - Motor practices-1 (100+ HP)
[9 empty] | 864 | 13 | High Efficiency Chiller Motors |  |  |  | 864 | 7 | Pumps - Motor practices-1 (100+ HP)
[9 empty] | 865 | 14 | High Efficiency Chiller Motors |  |  |  | 865 | 8 | Pumps - Motor practices-1 (100+ HP)
[9 empty] | 866 | 15 | High Efficiency Chiller Motors |  |  |  | 866 | 9 | Pumps - Motor practices-1 (100+ HP)
[9 empty] | 867 | 16 | High Efficiency Chiller Motors |  |  |  | 867 | 10 | Pumps - Motor practices-1 (100+ HP)
[9 empty] | 868 | 1 | Hybrid Dessicant-DX System (Trane CDQ) |  |  |  | 868 | 11 | Pumps - Motor practices-1 (100+ HP)
[9 empty] | 869 | 4 | Hybrid Dessicant-DX System (Trane CDQ) |  |  |  | 869 | 12 | Pumps - Motor practices-1 (100+ HP)
[9 empty] | 870 | 5 | Hybrid Dessicant-DX System (Trane CDQ) |  |  |  | 870 | 13 | Pumps - Motor practices-1 (100+ HP)
[9 empty] | 871 | 6 | Hybrid Dessicant-DX System (Trane CDQ) |  |  |  | 871 | 14 | Pumps - Motor practices-1 (100+ HP)
[9 empty] | 872 | 7 | Hybrid Dessicant-DX System (Trane CDQ) |  |  |  | 872 | 15 | Pumps - Motor practices-1 (100+ HP)
[9 empty] | 873 | 8 | Hybrid Dessicant-DX System (Trane CDQ) |  |  |  | 873 | 16 | Pumps - Motor practices-1 (100+ HP)
[9 empty] | 874 | 9 | Hybrid Dessicant-DX System (Trane CDQ) |  |  |  | 874 | 1 | Pumps - Motor practices-1 (1-5 HP)
[9 empty] | 875 | 10 | Hybrid Dessicant-DX System (Trane CDQ) |  |  |  | 875 | 2 | Pumps - Motor practices-1 (1-5 HP)
[9 empty] | 876 | 11 | Hybrid Dessicant-DX System (Trane CDQ) |  |  |  | 876 | 3 | Pumps - Motor practices-1 (1-5 HP)
[9 empty] | 877 | 13 | Hybrid Dessicant-DX System (Trane CDQ) |  |  |  | 877 | 4 | Pumps - Motor practices-1 (1-5 HP)
[9 empty] | 878 | 15 | Hybrid Dessicant-DX System (Trane CDQ) |  |  |  | 878 | 5 | Pumps - Motor practices-1 (1-5 HP)
[9 empty] | 879 | 16 | Hybrid Dessicant-DX System (Trane CDQ) |  |  |  | 879 | 6 | Pumps - Motor practices-1 (1-5 HP)
[9 empty] | 880 | 8 | Injection Moulding - Direct drive |  |  |  | 880 | 7 | Pumps - Motor practices-1 (1-5 HP)
[9 empty] | 881 | 8 | Injection Moulding - Impulse Cooling |  |  |  | 881 | 8 | Pumps - Motor practices-1 (1-5 HP)
[9 empty] | 882 | 10 | Intelligent extruder (DOE) |  |  |  | 882 | 9 | Pumps - Motor practices-1 (1-5 HP)
[9 empty] | 883 | single segment | LED High Bay 83 W |  |  |  | 883 | 10 | Pumps - Motor practices-1 (1-5 HP)
[9 empty] | 884 | single segment | LED Linear Tube 22 W |  |  |  | 884 | 11 | Pumps - Motor practices-1 (1-5 HP)
[9 empty] | 885 | 5 | Light cylinders |  |  |  | 885 | 12 | Pumps - Motor practices-1 (1-5 HP)
[9 empty] | 886 | 11 | Machinery |  |  |  | 886 | 13 | Pumps - Motor practices-1 (1-5 HP)
[9 empty] | 887 | 12 | Machinery |  |  |  | 887 | 14 | Pumps - Motor practices-1 (1-5 HP)
[9 empty] | 888 | 13 | Machinery |  |  |  | 888 | 15 | Pumps - Motor practices-1 (1-5 HP)
[9 empty] | 889 | 14 | Machinery |  |  |  | 889 | 16 | Pumps - Motor practices-1 (1-5 HP)
[9 empty] | 890 | 15 | Machinery |  |  |  | 890 | 1 | Pumps - Motor practices-1 (6-100 HP)
[9 empty] | 891 | 2 | Membranes for wastewater |  |  |  | 891 | 2 | Pumps - Motor practices-1 (6-100 HP)
[9 empty] | 892 | 10 | Near Net Shape Casting |  |  |  | 892 | 3 | Pumps - Motor practices-1 (6-100 HP)
[9 empty] | 893 | 15 | New transformers welding |  |  |  | 893 | 4 | Pumps - Motor practices-1 (6-100 HP)
[9 empty] | 894 | 8 | O&M - Extruders/Injection Moulding |  |  |  | 894 | 5 | Pumps - Motor practices-1 (6-100 HP)
[9 empty] | 895 | 1 | Occupancy Sensor |  |  |  | 895 | 6 | Pumps - Motor practices-1 (6-100 HP)
[9 empty] | 896 | 2 | Occupancy Sensor |  |  |  | 896 | 7 | Pumps - Motor practices-1 (6-100 HP)
[9 empty] | 897 | 3 | Occupancy Sensor |  |  |  | 897 | 8 | Pumps - Motor practices-1 (6-100 HP)
[9 empty] | 898 | 4 | Occupancy Sensor |  |  |  | 898 | 9 | Pumps - Motor practices-1 (6-100 HP)
[9 empty] | 899 | 5 | Occupancy Sensor |  |  |  | 899 | 10 | Pumps - Motor practices-1 (6-100 HP)
[9 empty] | 900 | 6 | Occupancy Sensor |  |  |  | 900 | 11 | Pumps - Motor practices-1 (6-100 HP)
[9 empty] | 901 | 7 | Occupancy Sensor |  |  |  | 901 | 12 | Pumps - Motor practices-1 (6-100 HP)
[9 empty] | 902 | 8 | Occupancy Sensor |  |  |  | 902 | 13 | Pumps - Motor practices-1 (6-100 HP)
[9 empty] | 903 | 9 | Occupancy Sensor |  |  |  | 903 | 14 | Pumps - Motor practices-1 (6-100 HP)
[9 empty] | 904 | 10 | Occupancy Sensor |  |  |  | 904 | 15 | Pumps - Motor practices-1 (6-100 HP)
[9 empty] | 905 | 11 | Occupancy Sensor |  |  |  | 905 | 16 | Pumps - Motor practices-1 (6-100 HP)
[9 empty] | 906 | 12 | Occupancy Sensor |  |  |  | 906 | 1 | Pumps - Replace 100+ HP motor
[9 empty] | 907 | 13 | Occupancy Sensor |  |  |  | 907 | 2 | Pumps - Replace 100+ HP motor
[9 empty] | 908 | 14 | Occupancy Sensor |  |  |  | 908 | 3 | Pumps - Replace 100+ HP motor
[9 empty] | 909 | 15 | Occupancy Sensor |  |  |  | 909 | 4 | Pumps - Replace 100+ HP motor
[9 empty] | 910 | 16 | Occupancy Sensor |  |  |  | 910 | 5 | Pumps - Replace 100+ HP motor
[9 empty] | 911 | 4 | Optimization control PM |  |  |  | 911 | 6 | Pumps - Replace 100+ HP motor
[9 empty] | 912 | 1 | Optimize Controls |  |  |  | 912 | 7 | Pumps - Replace 100+ HP motor
[9 empty] | 913 | 2 | Optimize Controls |  |  |  | 913 | 8 | Pumps - Replace 100+ HP motor
[9 empty] | 914 | 3 | Optimize Controls |  |  |  | 914 | 9 | Pumps - Replace 100+ HP motor
[9 empty] | 915 | 4 | Optimize Controls |  |  |  | 915 | 10 | Pumps - Replace 100+ HP motor
[9 empty] | 916 | 5 | Optimize Controls |  |  |  | 916 | 11 | Pumps - Replace 100+ HP motor
[9 empty] | 917 | 6 | Optimize Controls |  |  |  | 917 | 12 | Pumps - Replace 100+ HP motor
[9 empty] | 918 | 7 | Optimize Controls |  |  |  | 918 | 13 | Pumps - Replace 100+ HP motor
[9 empty] | 919 | 8 | Optimize Controls |  |  |  | 919 | 14 | Pumps - Replace 100+ HP motor
[9 empty] | 920 | 9 | Optimize Controls |  |  |  | 920 | 15 | Pumps - Replace 100+ HP motor
[9 empty] | 921 | 10 | Optimize Controls |  |  |  | 921 | 16 | Pumps - Replace 100+ HP motor
[9 empty] | 922 | 11 | Optimize Controls |  |  |  | 922 | 1 | Pumps - Replace 1-5 HP motor
[9 empty] | 923 | 12 | Optimize Controls |  |  |  | 923 | 2 | Pumps - Replace 1-5 HP motor
[9 empty] | 924 | 13 | Optimize Controls |  |  |  | 924 | 3 | Pumps - Replace 1-5 HP motor
[9 empty] | 925 | 14 | Optimize Controls |  |  |  | 925 | 4 | Pumps - Replace 1-5 HP motor
[9 empty] | 926 | 15 | Optimize Controls |  |  |  | 926 | 5 | Pumps - Replace 1-5 HP motor
[9 empty] | 927 | 16 | Optimize Controls |  |  |  | 927 | 6 | Pumps - Replace 1-5 HP motor
[9 empty] | 928 | 3 | Optimize drying process |  |  |  | 928 | 7 | Pumps - Replace 1-5 HP motor
[9 empty] | 929 | 6 | Other Process Controls (batch + site) |  |  |  | 929 | 8 | Pumps - Replace 1-5 HP motor
[9 empty] | 930 | 7 | Power recovery |  |  |  | 930 | 9 | Pumps - Replace 1-5 HP motor
[9 empty] | 931 | 7 | Power recovery |  |  |  | 931 | 10 | Pumps - Replace 1-5 HP motor
[9 empty] | 932 | 7 | Power recovery |  |  |  | 932 | 11 | Pumps - Replace 1-5 HP motor
[9 empty] | 933 | 7 | Power recovery |  |  |  | 933 | 12 | Pumps - Replace 1-5 HP motor
[9 empty] | 934 | 1 | Premium T8, Elecctronic Ballast |  |  |  | 934 | 13 | Pumps - Replace 1-5 HP motor
[9 empty] | 935 | 4 | Premium T8, Elecctronic Ballast |  |  |  | 935 | 14 | Pumps - Replace 1-5 HP motor
[9 empty] | 936 | 5 | Premium T8, Elecctronic Ballast |  |  |  | 936 | 15 | Pumps - Replace 1-5 HP motor
[9 empty] | 937 | 6 | Premium T8, Elecctronic Ballast |  |  |  | 937 | 16 | Pumps - Replace 1-5 HP motor
[9 empty] | 938 | 7 | Premium T8, Elecctronic Ballast |  |  |  | 938 | 1 | Pumps - Replace 6-100 HP motor
[9 empty] | 939 | 8 | Premium T8, Elecctronic Ballast |  |  |  | 939 | 2 | Pumps - Replace 6-100 HP motor
[9 empty] | 940 | 9 | Premium T8, Elecctronic Ballast |  |  |  | 940 | 3 | Pumps - Replace 6-100 HP motor
[9 empty] | 941 | 10 | Premium T8, Elecctronic Ballast |  |  |  | 941 | 4 | Pumps - Replace 6-100 HP motor
[9 empty] | 942 | 11 | Premium T8, Elecctronic Ballast |  |  |  | 942 | 5 | Pumps - Replace 6-100 HP motor
[9 empty] | 943 | 13 | Premium T8, Elecctronic Ballast |  |  |  | 943 | 6 | Pumps - Replace 6-100 HP motor
[9 empty] | 944 | 14 | Premium T8, Elecctronic Ballast |  |  |  | 944 | 7 | Pumps - Replace 6-100 HP motor
[9 empty] | 945 | 15 | Premium T8, Elecctronic Ballast |  |  |  | 945 | 8 | Pumps - Replace 6-100 HP motor
[9 empty] | 946 | 16 | Premium T8, Elecctronic Ballast |  |  |  | 946 | 9 | Pumps - Replace 6-100 HP motor
[9 empty] | 947 | 9 | Process control |  |  |  | 947 | 10 | Pumps - Replace 6-100 HP motor
[9 empty] | 948 | 16 | Process control |  |  |  | 948 | 11 | Pumps - Replace 6-100 HP motor
[9 empty] | 949 | 6 | Process Drives - ASD |  |  |  | 949 | 12 | Pumps - Replace 6-100 HP motor
[9 empty] | 950 | 16 | Process Drives - ASD |  |  |  | 950 | 13 | Pumps - Replace 6-100 HP motor
[9 empty] | 951 | 9 | Process optimization |  |  |  | 951 | 14 | Pumps - Replace 6-100 HP motor
[9 empty] | 952 | 1 | Pumps - ASD (100+ hp) |  |  |  | 952 | 15 | Pumps - Replace 6-100 HP motor
[9 empty] | 953 | 2 | Pumps - ASD (100+ hp) |  |  |  | 953 | 16 | Pumps - Replace 6-100 HP motor
[9 empty] | 954 | 3 | Pumps - ASD (100+ hp) |  |  |  | 954 | 7 | Refinery Controls
[9 empty] | 955 | 4 | Pumps - ASD (100+ hp) |  |  |  | 955 | 7 | Refinery Controls
[9 empty] | 956 | 5 | Pumps - ASD (100+ hp) |  |  |  | 956 | 7 | Refinery Controls
[9 empty] | 957 | 6 | Pumps - ASD (100+ hp) |  |  |  | 957 | 7 | Refinery Controls
[9 empty] | 958 | 7 | Pumps - ASD (100+ hp) |  |  |  | 958 | 1 | Replace V-belts
[9 empty] | 959 | 8 | Pumps - ASD (100+ hp) |  |  |  | 959 | 2 | Replace V-belts
[9 empty] | 960 | 9 | Pumps - ASD (100+ hp) |  |  |  | 960 | 3 | Replace V-belts
[9 empty] | 961 | 10 | Pumps - ASD (100+ hp) |  |  |  | 961 | 4 | Replace V-belts
[9 empty] | 962 | 11 | Pumps - ASD (100+ hp) |  |  |  | 962 | 5 | Replace V-belts
[9 empty] | 963 | 12 | Pumps - ASD (100+ hp) |  |  |  | 963 | 7 | Replace V-belts
[9 empty] | 964 | 13 | Pumps - ASD (100+ hp) |  |  |  | 964 | 8 | Replace V-belts
[9 empty] | 965 | 14 | Pumps - ASD (100+ hp) |  |  |  | 965 | 9 | Replace V-belts
[9 empty] | 966 | 15 | Pumps - ASD (100+ hp) |  |  |  | 966 | 10 | Replace V-belts
[9 empty] | 967 | 16 | Pumps - ASD (100+ hp) |  |  |  | 967 | 11 | Replace V-belts
[9 empty] | 968 | 1 | Pumps - ASD (1-5 hp) |  |  |  | 968 | 12 | Replace V-belts
[9 empty] | 969 | 2 | Pumps - ASD (1-5 hp) |  |  |  | 969 | 13 | Replace V-belts
[9 empty] | 970 | 3 | Pumps - ASD (1-5 hp) |  |  |  | 970 | 14 | Replace V-belts
[9 empty] | 971 | 4 | Pumps - ASD (1-5 hp) |  |  |  | 971 | 15 | Replace V-belts
[9 empty] | 972 | 5 | Pumps - ASD (1-5 hp) |  |  |  | 972 | 16 | Replace V-belts
[9 empty] | 973 | 6 | Pumps - ASD (1-5 hp) |  |  |  | 973 | 1 | Roof Insulation
[9 empty] | 974 | 7 | Pumps - ASD (1-5 hp) |  |  |  | 974 | 2 | Roof Insulation
[9 empty] | 975 | 8 | Pumps - ASD (1-5 hp) |  |  |  | 975 | 3 | Roof Insulation
[9 empty] | 976 | 9 | Pumps - ASD (1-5 hp) |  |  |  | 976 | 4 | Roof Insulation
[9 empty] | 977 | 10 | Pumps - ASD (1-5 hp) |  |  |  | 977 | 5 | Roof Insulation
[9 empty] | 978 | 11 | Pumps - ASD (1-5 hp) |  |  |  | 978 | 6 | Roof Insulation
[9 empty] | 979 | 12 | Pumps - ASD (1-5 hp) |  |  |  | 979 | 7 | Roof Insulation
[9 empty] | 980 | 13 | Pumps - ASD (1-5 hp) |  |  |  | 980 | 8 | Roof Insulation
[9 empty] | 981 | 14 | Pumps - ASD (1-5 hp) |  |  |  | 981 | 9 | Roof Insulation
[9 empty] | 982 | 15 | Pumps - ASD (1-5 hp) |  |  |  | 982 | 10 | Roof Insulation
[9 empty] | 983 | 16 | Pumps - ASD (1-5 hp) |  |  |  | 983 | 11 | Roof Insulation
[9 empty] | 984 | 1 | Pumps - ASD (6-100 hp) |  |  |  | 984 | 12 | Roof Insulation
[9 empty] | 985 | 2 | Pumps - ASD (6-100 hp) |  |  |  | 985 | 13 | Roof Insulation
[9 empty] | 986 | 3 | Pumps - ASD (6-100 hp) |  |  |  | 986 | 14 | Roof Insulation
[9 empty] | 987 | 4 | Pumps - ASD (6-100 hp) |  |  |  | 987 | 15 | Roof Insulation
[9 empty] | 988 | 5 | Pumps - ASD (6-100 hp) |  |  |  | 988 | 16 | Roof Insulation
[9 empty] | 989 | 6 | Pumps - ASD (6-100 hp) |  |  |  | 989 | 1 | Roof Insulation - Chiller
[9 empty] | 990 | 7 | Pumps - ASD (6-100 hp) |  |  |  | 990 | 2 | Roof Insulation - Chiller
[9 empty] | 991 | 8 | Pumps - ASD (6-100 hp) |  |  |  | 991 | 3 | Roof Insulation - Chiller
[9 empty] | 992 | 9 | Pumps - ASD (6-100 hp) |  |  |  | 992 | 4 | Roof Insulation - Chiller
[9 empty] | 993 | 10 | Pumps - ASD (6-100 hp) |  |  |  | 993 | 5 | Roof Insulation - Chiller
[9 empty] | 994 | 11 | Pumps - ASD (6-100 hp) |  |  |  | 994 | 6 | Roof Insulation - Chiller
[9 empty] | 995 | 12 | Pumps - ASD (6-100 hp) |  |  |  | 995 | 7 | Roof Insulation - Chiller
[9 empty] | 996 | 13 | Pumps - ASD (6-100 hp) |  |  |  | 996 | 8 | Roof Insulation - Chiller
[9 empty] | 997 | 14 | Pumps - ASD (6-100 hp) |  |  |  | 997 | 9 | Roof Insulation - Chiller
[9 empty] | 998 | 15 | Pumps - ASD (6-100 hp) |  |  |  | 998 | 10 | Roof Insulation - Chiller
[9 empty] | 999 | 16 | Pumps - ASD (6-100 hp) |  |  |  | 999 | 11 | Roof Insulation - Chiller
[9 empty] | 1000 | 4 | Pumps - Controls |  |  |  | 1000 | 12 | Roof Insulation - Chiller
[9 empty] | 1001 | 6 | Pumps - Controls |  |  |  | 1001 | 13 | Roof Insulation - Chiller
[9 empty] | 1002 | 7 | Pumps - Controls |  |  |  | 1002 | 14 | Roof Insulation - Chiller
[9 empty] | 1003 | 9 | Pumps - Controls |  |  |  | 1003 | 15 | Roof Insulation - Chiller
[9 empty] | 1004 | 16 | Pumps - Controls |  |  |  | 1004 | 16 | Roof Insulation - Chiller
[9 empty] | 1005 | 1 | Pumps - Motor practices-1 (100+ HP) |  |  |  | 1005 | 9 | Top-heating (glass)
[9 empty] | 1006 | 2 | Pumps - Motor practices-1 (100+ HP) |  |  |  | 1006 | 1 | VSD for Chiller Pumps and Towers
[9 empty] | 1007 | 3 | Pumps - Motor practices-1 (100+ HP) |  |  |  | 1007 | 2 | VSD for Chiller Pumps and Towers
[9 empty] | 1008 | 4 | Pumps - Motor practices-1 (100+ HP) |  |  |  | 1008 | 3 | VSD for Chiller Pumps and Towers
[9 empty] | 1009 | 5 | Pumps - Motor practices-1 (100+ HP) |  |  |  | 1009 | 4 | VSD for Chiller Pumps and Towers
[9 empty] | 1010 | 6 | Pumps - Motor practices-1 (100+ HP) |  |  |  | 1010 | 5 | VSD for Chiller Pumps and Towers
[9 empty] | 1011 | 7 | Pumps - Motor practices-1 (100+ HP) |  |  |  | 1011 | 6 | VSD for Chiller Pumps and Towers
[9 empty] | 1012 | 8 | Pumps - Motor practices-1 (100+ HP) |  |  |  | 1012 | 7 | VSD for Chiller Pumps and Towers
[9 empty] | 1013 | 9 | Pumps - Motor practices-1 (100+ HP) |  |  |  | 1013 | 8 | VSD for Chiller Pumps and Towers
[9 empty] | 1014 | 10 | Pumps - Motor practices-1 (100+ HP) |  |  |  | 1014 | 9 | VSD for Chiller Pumps and Towers
[9 empty] | 1015 | 11 | Pumps - Motor practices-1 (100+ HP) |  |  |  | 1015 | 10 | VSD for Chiller Pumps and Towers
[9 empty] | 1016 | 12 | Pumps - Motor practices-1 (100+ HP) |  |  |  | 1016 | 11 | VSD for Chiller Pumps and Towers
[9 empty] | 1017 | 13 | Pumps - Motor practices-1 (100+ HP) |  |  |  | 1017 | 12 | VSD for Chiller Pumps and Towers
[9 empty] | 1018 | 14 | Pumps - Motor practices-1 (100+ HP) |  |  |  | 1018 | 13 | VSD for Chiller Pumps and Towers
[9 empty] | 1019 | 15 | Pumps - Motor practices-1 (100+ HP) |  |  |  | 1019 | 14 | VSD for Chiller Pumps and Towers
[9 empty] | 1020 | 16 | Pumps - Motor practices-1 (100+ HP) |  |  |  | 1020 | 15 | VSD for Chiller Pumps and Towers
[9 empty] | 1021 | 1 | Pumps - Motor practices-1 (1-5 HP) |  |  |  | 1021 | 16 | VSD for Chiller Pumps and Towers
[9 empty] | 1022 | 2 | Pumps - Motor practices-1 (1-5 HP) |  |  |  | 1022 | 1 | Window Film (Standard)
[9 empty] | 1023 | 3 | Pumps - Motor practices-1 (1-5 HP) |  |  |  | 1023 | 2 | Window Film (Standard)
[9 empty] | 1024 | 4 | Pumps - Motor practices-1 (1-5 HP) |  |  |  | 1024 | 3 | Window Film (Standard)
[9 empty] | 1025 | 5 | Pumps - Motor practices-1 (1-5 HP) |  |  |  | 1025 | 4 | Window Film (Standard)
[9 empty] | 1026 | 6 | Pumps - Motor practices-1 (1-5 HP) |  |  |  | 1026 | 5 | Window Film (Standard)
[9 empty] | 1027 | 7 | Pumps - Motor practices-1 (1-5 HP) |  |  |  | 1027 | 6 | Window Film (Standard)
[9 empty] | 1028 | 8 | Pumps - Motor practices-1 (1-5 HP) |  |  |  | 1028 | 7 | Window Film (Standard)
[9 empty] | 1029 | 9 | Pumps - Motor practices-1 (1-5 HP) |  |  |  | 1029 | 8 | Window Film (Standard)
[9 empty] | 1030 | 10 | Pumps - Motor practices-1 (1-5 HP) |  |  |  | 1030 | 9 | Window Film (Standard)
[9 empty] | 1031 | 11 | Pumps - Motor practices-1 (1-5 HP) |  |  |  | 1031 | 10 | Window Film (Standard)
[9 empty] | 1032 | 12 | Pumps - Motor practices-1 (1-5 HP) |  |  |  | 1032 | 11 | Window Film (Standard)
[9 empty] | 1033 | 13 | Pumps - Motor practices-1 (1-5 HP) |  |  |  | 1033 | 12 | Window Film (Standard)
[9 empty] | 1034 | 14 | Pumps - Motor practices-1 (1-5 HP) |  |  |  | 1034 | 13 | Window Film (Standard)
[9 empty] | 1035 | 15 | Pumps - Motor practices-1 (1-5 HP) |  |  |  | 1035 | 14 | Window Film (Standard)
[9 empty] | 1036 | 16 | Pumps - Motor practices-1 (1-5 HP) |  |  |  | 1036 | 15 | Window Film (Standard)
[9 empty] | 1037 | 1 | Pumps - Motor practices-1 (6-100 HP) |  |  |  | 1037 | 16 | Window Film (Standard)
[9 empty] | 1038 | 2 | Pumps - Motor practices-1 (6-100 HP) |  |  |  | 1038 | 1 | Window Film (Standard) - Chiller
[9 empty] | 1039 | 3 | Pumps - Motor practices-1 (6-100 HP) |  |  |  | 1039 | 2 | Window Film (Standard) - Chiller
[9 empty] | 1040 | 4 | Pumps - Motor practices-1 (6-100 HP) |  |  |  | 1040 | 3 | Window Film (Standard) - Chiller
[9 empty] | 1041 | 5 | Pumps - Motor practices-1 (6-100 HP) |  |  |  | 1041 | 4 | Window Film (Standard) - Chiller
[9 empty] | 1042 | 6 | Pumps - Motor practices-1 (6-100 HP) |  |  |  | 1042 | 5 | Window Film (Standard) - Chiller
[9 empty] | 1043 | 7 | Pumps - Motor practices-1 (6-100 HP) |  |  |  | 1043 | 6 | Window Film (Standard) - Chiller
[9 empty] | 1044 | 8 | Pumps - Motor practices-1 (6-100 HP) |  |  |  | 1044 | 7 | Window Film (Standard) - Chiller
[9 empty] | 1045 | 9 | Pumps - Motor practices-1 (6-100 HP) |  |  |  | 1045 | 8 | Window Film (Standard) - Chiller
[9 empty] | 1046 | 10 | Pumps - Motor practices-1 (6-100 HP) |  |  |  | 1046 | 9 | Window Film (Standard) - Chiller
[9 empty] | 1047 | 11 | Pumps - Motor practices-1 (6-100 HP) |  |  |  | 1047 | 10 | Window Film (Standard) - Chiller
[9 empty] | 1048 | 12 | Pumps - Motor practices-1 (6-100 HP) |  |  |  | 1048 | 11 | Window Film (Standard) - Chiller
[9 empty] | 1049 | 13 | Pumps - Motor practices-1 (6-100 HP) |  |  |  | 1049 | 12 | Window Film (Standard) - Chiller
[9 empty] | 1050 | 14 | Pumps - Motor practices-1 (6-100 HP) |  |  |  | 1050 | 13 | Window Film (Standard) - Chiller
[9 empty] | 1051 | 15 | Pumps - Motor practices-1 (6-100 HP) |  |  |  | 1051 | 14 | Window Film (Standard) - Chiller
[9 empty] | 1052 | 16 | Pumps - Motor practices-1 (6-100 HP) |  |  |  | 1052 | 15 | Window Film (Standard) - Chiller
[9 empty] | 1053 | 1 | Pumps - O&M |  |  |  | 1053 | 16 | Window Film (Standard) - Chiller
[9 empty] | 1054 | 2 | Pumps - O&M
[9 empty] | 1055 | 3 | Pumps - O&M
[9 empty] | 1056 | 4 | Pumps - O&M
[9 empty] | 1057 | 5 | Pumps - O&M
[9 empty] | 1058 | 6 | Pumps - O&M
[9 empty] | 1059 | 7 | Pumps - O&M
[9 empty] | 1060 | 8 | Pumps - O&M
[9 empty] | 1061 | 9 | Pumps - O&M
[9 empty] | 1062 | 10 | Pumps - O&M
[9 empty] | 1063 | 11 | Pumps - O&M
[9 empty] | 1064 | 12 | Pumps - O&M
[9 empty] | 1065 | 13 | Pumps - O&M
[9 empty] | 1066 | 14 | Pumps - O&M
[9 empty] | 1067 | 15 | Pumps - O&M
[9 empty] | 1068 | 16 | Pumps - O&M
[9 empty] | 1069 | 1 | Pumps - Replace 100+ HP motor
[9 empty] | 1070 | 2 | Pumps - Replace 100+ HP motor
[9 empty] | 1071 | 3 | Pumps - Replace 100+ HP motor
[9 empty] | 1072 | 4 | Pumps - Replace 100+ HP motor
[9 empty] | 1073 | 5 | Pumps - Replace 100+ HP motor
[9 empty] | 1074 | 6 | Pumps - Replace 100+ HP motor
[9 empty] | 1075 | 7 | Pumps - Replace 100+ HP motor
[9 empty] | 1076 | 8 | Pumps - Replace 100+ HP motor
[9 empty] | 1077 | 9 | Pumps - Replace 100+ HP motor
[9 empty] | 1078 | 10 | Pumps - Replace 100+ HP motor
[9 empty] | 1079 | 11 | Pumps - Replace 100+ HP motor
[9 empty] | 1080 | 12 | Pumps - Replace 100+ HP motor
[9 empty] | 1081 | 13 | Pumps - Replace 100+ HP motor
[9 empty] | 1082 | 14 | Pumps - Replace 100+ HP motor
[9 empty] | 1083 | 15 | Pumps - Replace 100+ HP motor
[9 empty] | 1084 | 16 | Pumps - Replace 100+ HP motor
[9 empty] | 1085 | 1 | Pumps - Replace 1-5 HP motor
[9 empty] | 1086 | 2 | Pumps - Replace 1-5 HP motor
[9 empty] | 1087 | 3 | Pumps - Replace 1-5 HP motor
[9 empty] | 1088 | 4 | Pumps - Replace 1-5 HP motor
[9 empty] | 1089 | 5 | Pumps - Replace 1-5 HP motor
[9 empty] | 1090 | 6 | Pumps - Replace 1-5 HP motor
[9 empty] | 1091 | 7 | Pumps - Replace 1-5 HP motor
[9 empty] | 1092 | 8 | Pumps - Replace 1-5 HP motor
[9 empty] | 1093 | 9 | Pumps - Replace 1-5 HP motor
[9 empty] | 1094 | 10 | Pumps - Replace 1-5 HP motor
[9 empty] | 1095 | 11 | Pumps - Replace 1-5 HP motor
[9 empty] | 1096 | 12 | Pumps - Replace 1-5 HP motor
[9 empty] | 1097 | 13 | Pumps - Replace 1-5 HP motor
[9 empty] | 1098 | 14 | Pumps - Replace 1-5 HP motor
[9 empty] | 1099 | 15 | Pumps - Replace 1-5 HP motor
[9 empty] | 1100 | 16 | Pumps - Replace 1-5 HP motor
[9 empty] | 1101 | 1 | Pumps - Replace 6-100 HP motor
[9 empty] | 1102 | 2 | Pumps - Replace 6-100 HP motor
[9 empty] | 1103 | 3 | Pumps - Replace 6-100 HP motor
[9 empty] | 1104 | 4 | Pumps - Replace 6-100 HP motor
[9 empty] | 1105 | 5 | Pumps - Replace 6-100 HP motor
[9 empty] | 1106 | 6 | Pumps - Replace 6-100 HP motor
[9 empty] | 1107 | 7 | Pumps - Replace 6-100 HP motor
[9 empty] | 1108 | 8 | Pumps - Replace 6-100 HP motor
[9 empty] | 1109 | 9 | Pumps - Replace 6-100 HP motor
[9 empty] | 1110 | 10 | Pumps - Replace 6-100 HP motor
[9 empty] | 1111 | 11 | Pumps - Replace 6-100 HP motor
[9 empty] | 1112 | 12 | Pumps - Replace 6-100 HP motor
[9 empty] | 1113 | 13 | Pumps - Replace 6-100 HP motor
[9 empty] | 1114 | 14 | Pumps - Replace 6-100 HP motor
[9 empty] | 1115 | 15 | Pumps - Replace 6-100 HP motor
[9 empty] | 1116 | 16 | Pumps - Replace 6-100 HP motor
[9 empty] | 1117 | 1 | Pumps - Sizing
[9 empty] | 1118 | 3 | Pumps - Sizing
[9 empty] | 1119 | 4 | Pumps - Sizing
[9 empty] | 1120 | 5 | Pumps - Sizing
[9 empty] | 1121 | 6 | Pumps - Sizing
[9 empty] | 1122 | 7 | Pumps - Sizing
[9 empty] | 1123 | 8 | Pumps - Sizing
[9 empty] | 1124 | 9 | Pumps - Sizing
[9 empty] | 1125 | 10 | Pumps - Sizing
[9 empty] | 1126 | 11 | Pumps - Sizing
[9 empty] | 1127 | 13 | Pumps - Sizing
[9 empty] | 1128 | 14 | Pumps - Sizing
[9 empty] | 1129 | 15 | Pumps - Sizing
[9 empty] | 1130 | 16 | Pumps - Sizing
[9 empty] | 1131 | 4 | Pumps - System Optimization
[9 empty] | 1132 | 5 | Pumps - System Optimization
[9 empty] | 1133 | 6 | Pumps - System Optimization
[9 empty] | 1134 | 7 | Pumps - System Optimization
[9 empty] | 1135 | 9 | Pumps - System Optimization
[9 empty] | 1136 | 13 | Pumps - System Optimization
[9 empty] | 1137 | 15 | Pumps - System Optimization
[9 empty] | 1138 | 16 | Pumps - System Optimization
[9 empty] | 1139 | 7 | Refinery Controls
[9 empty] | 1140 | 7 | Refinery Controls
[9 empty] | 1141 | 7 | Refinery Controls
[9 empty] | 1142 | 7 | Refinery Controls
[9 empty] | 1143 | 1 | Replace V-belts
[9 empty] | 1144 | 2 | Replace V-belts
[9 empty] | 1145 | 3 | Replace V-Belts
[9 empty] | 1146 | 3 | Replace V-belts
[9 empty] | 1147 | 4 | Replace V-belts
[9 empty] | 1148 | 5 | Replace V-belts
[9 empty] | 1149 | 7 | Replace V-belts
[9 empty] | 1150 | 8 | Replace V-belts
[9 empty] | 1151 | 9 | Replace V-belts
[9 empty] | 1152 | 10 | Replace V-belts
[9 empty] | 1153 | 11 | Replace V-belts
[9 empty] | 1154 | 12 | Replace V-belts
[9 empty] | 1155 | 13 | Replace V-belts
[9 empty] | 1156 | 14 | Replace V-belts
[9 empty] | 1157 | 15 | Replace V-belts
[9 empty] | 1158 | 16 | Replace V-belts
[9 empty] | 1159 | 1 | Roof Insulation
[9 empty] | 1160 | 2 | Roof Insulation
[9 empty] | 1161 | 3 | Roof Insulation
[9 empty] | 1162 | 4 | Roof Insulation
[9 empty] | 1163 | 5 | Roof Insulation
[9 empty] | 1164 | 6 | Roof Insulation
[9 empty] | 1165 | 7 | Roof Insulation
[9 empty] | 1166 | 8 | Roof Insulation
[9 empty] | 1167 | 9 | Roof Insulation
[9 empty] | 1168 | 10 | Roof Insulation
[9 empty] | 1169 | 11 | Roof Insulation
[9 empty] | 1170 | 12 | Roof Insulation
[9 empty] | 1171 | 13 | Roof Insulation
[9 empty] | 1172 | 14 | Roof Insulation
[9 empty] | 1173 | 15 | Roof Insulation
[9 empty] | 1174 | 16 | Roof Insulation
[9 empty] | 1175 | 1 | Roof Insulation - Chiller
[9 empty] | 1176 | 2 | Roof Insulation - Chiller
[9 empty] | 1177 | 3 | Roof Insulation - Chiller
[9 empty] | 1178 | 4 | Roof Insulation - Chiller
[9 empty] | 1179 | 5 | Roof Insulation - Chiller
[9 empty] | 1180 | 6 | Roof Insulation - Chiller
[9 empty] | 1181 | 7 | Roof Insulation - Chiller
[9 empty] | 1182 | 8 | Roof Insulation - Chiller
[9 empty] | 1183 | 9 | Roof Insulation - Chiller
[9 empty] | 1184 | 10 | Roof Insulation - Chiller
[9 empty] | 1185 | 11 | Roof Insulation - Chiller
[9 empty] | 1186 | 12 | Roof Insulation - Chiller
[9 empty] | 1187 | 13 | Roof Insulation - Chiller
[9 empty] | 1188 | 14 | Roof Insulation - Chiller
[9 empty] | 1189 | 15 | Roof Insulation - Chiller
[9 empty] | 1190 | 16 | Roof Insulation - Chiller
[9 empty] | 1191 | 9 | Top-heating (glass)
[9 empty] | 1192 | 1 | VSD for Chiller Pumps and Towers
[9 empty] | 1193 | 2 | VSD for Chiller Pumps and Towers
[9 empty] | 1194 | 3 | VSD for Chiller Pumps and Towers
[9 empty] | 1195 | 4 | VSD for Chiller Pumps and Towers
[9 empty] | 1196 | 5 | VSD for Chiller Pumps and Towers
[9 empty] | 1197 | 6 | VSD for Chiller Pumps and Towers
[9 empty] | 1198 | 7 | VSD for Chiller Pumps and Towers
[9 empty] | 1199 | 8 | VSD for Chiller Pumps and Towers
[9 empty] | 1200 | 9 | VSD for Chiller Pumps and Towers
[9 empty] | 1201 | 10 | VSD for Chiller Pumps and Towers
[9 empty] | 1202 | 11 | VSD for Chiller Pumps and Towers
[9 empty] | 1203 | 12 | VSD for Chiller Pumps and Towers
[9 empty] | 1204 | 13 | VSD for Chiller Pumps and Towers
[9 empty] | 1205 | 14 | VSD for Chiller Pumps and Towers
[9 empty] | 1206 | 15 | VSD for Chiller Pumps and Towers
[9 empty] | 1207 | 16 | VSD for Chiller Pumps and Towers
[9 empty] | 1208 | 1 | Window Film (Standard)
[9 empty] | 1209 | 2 | Window Film (Standard)
[9 empty] | 1210 | 3 | Window Film (Standard)
[9 empty] | 1211 | 4 | Window Film (Standard)
[9 empty] | 1212 | 5 | Window Film (Standard)
[9 empty] | 1213 | 6 | Window Film (Standard)
[9 empty] | 1214 | 7 | Window Film (Standard)
[9 empty] | 1215 | 8 | Window Film (Standard)
[9 empty] | 1216 | 9 | Window Film (Standard)
[9 empty] | 1217 | 10 | Window Film (Standard)
[9 empty] | 1218 | 11 | Window Film (Standard)
[9 empty] | 1219 | 12 | Window Film (Standard)
[9 empty] | 1220 | 13 | Window Film (Standard)
[9 empty] | 1221 | 14 | Window Film (Standard)
[9 empty] | 1222 | 15 | Window Film (Standard)
[9 empty] | 1223 | 16 | Window Film (Standard)
[9 empty] | 1224 | 1 | Window Film (Standard) - Chiller
[9 empty] | 1225 | 2 | Window Film (Standard) - Chiller
[9 empty] | 1226 | 3 | Window Film (Standard) - Chiller
[9 empty] | 1227 | 4 | Window Film (Standard) - Chiller
[9 empty] | 1228 | 5 | Window Film (Standard) - Chiller
[9 empty] | 1229 | 6 | Window Film (Standard) - Chiller
[9 empty] | 1230 | 7 | Window Film (Standard) - Chiller
[9 empty] | 1231 | 8 | Window Film (Standard) - Chiller
[9 empty] | 1232 | 9 | Window Film (Standard) - Chiller
[9 empty] | 1233 | 10 | Window Film (Standard) - Chiller
[9 empty] | 1234 | 11 | Window Film (Standard) - Chiller
[9 empty] | 1235 | 12 | Window Film (Standard) - Chiller
[9 empty] | 1236 | 13 | Window Film (Standard) - Chiller
[9 empty] | 1237 | 14 | Window Film (Standard) - Chiller
[9 empty] | 1238 | 15 | Window Film (Standard) - Chiller
[9 empty] | 1239 | 16 | Window Film (Standard) - Chiller
[6 empty] | RIM | [5 empty] | TRC
[6 empty] | Low Fuel |  | Passing | Failing |  |  | Low Fuel |  | Passing | Failing
[6 empty] | # | Building Segment | Measure Name | # | Building Segment | Measure Name | # | Building Segment | Measure Name | # | Building Segment | Measure Name
[6 empty] | 1 | 1 | Bakery - Process | 1 | 1 | Aerosole Duct Sealing | 1 | 2 | Aerosole Duct Sealing - Chiller | 1 | 1 | Aerosole Duct Sealing
[6 empty] | 2 | 1 | CFL Hardwired, Modular 18W | 2 | 2 | Aerosole Duct Sealing | 2 | 3 | Air conveying systems | 2 | 2 | Aerosole Duct Sealing
[6 empty] | 3 | 2 | CFL Hardwired, Modular 18W | 3 | 3 | Aerosole Duct Sealing | 3 | 1 | Bakery - Process | 3 | 3 | Aerosole Duct Sealing
[6 empty] | 4 | 3 | CFL Hardwired, Modular 18W | 4 | 4 | Aerosole Duct Sealing | 4 | 1 | Bakery - Process (Mixing) - O&M | 4 | 4 | Aerosole Duct Sealing
[6 empty] | 5 | 5 | CFL Hardwired, Modular 18W | 5 | 5 | Aerosole Duct Sealing | 5 | 5 | CFL Hardwired, Modular 18W | 5 | 5 | Aerosole Duct Sealing
[6 empty] | 6 | 8 | CFL Hardwired, Modular 18W | 6 | 6 | Aerosole Duct Sealing | 6 | 1 | CFL Screw-in 18W | 6 | 6 | Aerosole Duct Sealing
[6 empty] | 7 | 10 | CFL Hardwired, Modular 18W | 7 | 7 | Aerosole Duct Sealing | 7 | 2 | CFL Screw-in 18W | 7 | 7 | Aerosole Duct Sealing
[6 empty] | 8 | 11 | CFL Hardwired, Modular 18W | 8 | 8 | Aerosole Duct Sealing | 8 | 3 | CFL Screw-in 18W | 8 | 8 | Aerosole Duct Sealing
[6 empty] | 9 | 12 | CFL Hardwired, Modular 18W | 9 | 9 | Aerosole Duct Sealing | 9 | 4 | CFL Screw-in 18W | 9 | 9 | Aerosole Duct Sealing
[6 empty] | 10 | 13 | CFL Hardwired, Modular 18W | 10 | 10 | Aerosole Duct Sealing | 10 | 5 | CFL Screw-in 18W | 10 | 10 | Aerosole Duct Sealing
[6 empty] | 11 | 14 | CFL Hardwired, Modular 18W | 11 | 11 | Aerosole Duct Sealing | 11 | 6 | CFL Screw-in 18W | 11 | 11 | Aerosole Duct Sealing
[6 empty] | 12 | 15 | CFL Hardwired, Modular 18W | 12 | 12 | Aerosole Duct Sealing | 12 | 7 | CFL Screw-in 18W | 12 | 12 | Aerosole Duct Sealing
[6 empty] | 13 | 16 | CFL Hardwired, Modular 18W | 13 | 13 | Aerosole Duct Sealing | 13 | 8 | CFL Screw-in 18W | 13 | 13 | Aerosole Duct Sealing
[6 empty] | 14 | 1 | CFL Screw-in 18W | 14 | 14 | Aerosole Duct Sealing | 14 | 9 | CFL Screw-in 18W | 14 | 14 | Aerosole Duct Sealing
[6 empty] | 15 | 2 | CFL Screw-in 18W | 15 | 15 | Aerosole Duct Sealing | 15 | 10 | CFL Screw-in 18W | 15 | 15 | Aerosole Duct Sealing
[6 empty] | 16 | 3 | CFL Screw-in 18W | 16 | 16 | Aerosole Duct Sealing | 16 | 11 | CFL Screw-in 18W | 16 | 16 | Aerosole Duct Sealing
[6 empty] | 17 | 4 | CFL Screw-in 18W | 17 | 1 | Aerosole Duct Sealing - Chiller | 17 | 12 | CFL Screw-in 18W | 17 | 1 | Aerosole Duct Sealing - Chiller
[6 empty] | 18 | 5 | CFL Screw-in 18W | 18 | 2 | Aerosole Duct Sealing - Chiller | 18 | 13 | CFL Screw-in 18W | 18 | 3 | Aerosole Duct Sealing - Chiller
[6 empty] | 19 | 8 | CFL Screw-in 18W | 19 | 3 | Aerosole Duct Sealing - Chiller | 19 | 14 | CFL Screw-in 18W | 19 | 4 | Aerosole Duct Sealing - Chiller
[6 empty] | 20 | 9 | CFL Screw-in 18W | 20 | 4 | Aerosole Duct Sealing - Chiller | 20 | 15 | CFL Screw-in 18W | 20 | 5 | Aerosole Duct Sealing - Chiller
[6 empty] | 21 | 10 | CFL Screw-in 18W | 21 | 5 | Aerosole Duct Sealing - Chiller | 21 | 16 | CFL Screw-in 18W | 21 | 6 | Aerosole Duct Sealing - Chiller
[6 empty] | 22 | 11 | CFL Screw-in 18W | 22 | 6 | Aerosole Duct Sealing - Chiller | 22 | 6 | Clean Room - New Designs | 22 | 7 | Aerosole Duct Sealing - Chiller
[6 empty] | 23 | 12 | CFL Screw-in 18W | 23 | 7 | Aerosole Duct Sealing - Chiller | 23 | 2 | Compressed Air - Controls | 23 | 8 | Aerosole Duct Sealing - Chiller
[6 empty] | 24 | 13 | CFL Screw-in 18W | 24 | 8 | Aerosole Duct Sealing - Chiller | 24 | 3 | Compressed Air - Controls | 24 | 9 | Aerosole Duct Sealing - Chiller
[6 empty] | 25 | 14 | CFL Screw-in 18W | 25 | 9 | Aerosole Duct Sealing - Chiller | 25 | 8 | Compressed Air - Controls | 25 | 10 | Aerosole Duct Sealing - Chiller
[6 empty] | 26 | 15 | CFL Screw-in 18W | 26 | 10 | Aerosole Duct Sealing - Chiller | 26 | 10 | Compressed Air - Controls | 26 | 11 | Aerosole Duct Sealing - Chiller
[6 empty] | 27 | 16 | CFL Screw-in 18W | 27 | 11 | Aerosole Duct Sealing - Chiller | 27 | 11 | Compressed Air - Controls | 27 | 12 | Aerosole Duct Sealing - Chiller
[6 empty] | 28 | 2 | Compressed Air - System Optimization | 28 | 12 | Aerosole Duct Sealing - Chiller | 28 | 12 | Compressed Air - Controls | 28 | 13 | Aerosole Duct Sealing - Chiller
[6 empty] | 29 | 2 | Compressed Air-O&M | 29 | 13 | Aerosole Duct Sealing - Chiller | 29 | 14 | Compressed Air - Controls | 29 | 14 | Aerosole Duct Sealing - Chiller
[6 empty] | 30 | single segment | Dehumidification Hybrid Desiccant Heat Pump | 30 | 14 | Aerosole Duct Sealing - Chiller | 30 | 1 | Compressed Air - System Optimization | 30 | 15 | Aerosole Duct Sealing - Chiller
[6 empty] | 31 | 8 | Direct drive Extruders | 31 | 15 | Aerosole Duct Sealing - Chiller | 31 | 2 | Compressed Air - System Optimization | 31 | 16 | Aerosole Duct Sealing - Chiller
[6 empty] | 32 | 2 | Drying (UV/IR) | 32 | 16 | Aerosole Duct Sealing - Chiller | 32 | 3 | Compressed Air - System Optimization | 32 | 1 | Base Centrifugal Chiller, 0.58 kW/ton, 500 tons
[6 empty] | 33 | 2 | Fans - Controls | 33 | 3 | Air conveying systems | 33 | 4 | Compressed Air - System Optimization | 33 | 2 | Base Centrifugal Chiller, 0.58 kW/ton, 500 tons
[6 empty] | 34 | 3 | Fans - Controls | 34 | 1 | Bakery - Process (Mixing) - O&M | 34 | 5 | Compressed Air - System Optimization | 34 | 3 | Base Centrifugal Chiller, 0.58 kW/ton, 500 tons
[6 empty] | 35 | 10 | Fans - Controls | 35 | 1 | Base Centrifugal Chiller, 0.58 kW/ton, 500 tons | 35 | 6 | Compressed Air - System Optimization | 35 | 4 | Base Centrifugal Chiller, 0.58 kW/ton, 500 tons
[6 empty] | 36 | 12 | Fans - Controls | 36 | 2 | Base Centrifugal Chiller, 0.58 kW/ton, 500 tons | 36 | 7 | Compressed Air - System Optimization | 36 | 5 | Base Centrifugal Chiller, 0.58 kW/ton, 500 tons
[6 empty] | 37 | 14 | Fans - Controls | 37 | 3 | Base Centrifugal Chiller, 0.58 kW/ton, 500 tons | 37 | 8 | Compressed Air - System Optimization | 37 | 6 | Base Centrifugal Chiller, 0.58 kW/ton, 500 tons
[6 empty] | 38 | 2 | High Bay T5 | 38 | 4 | Base Centrifugal Chiller, 0.58 kW/ton, 500 tons | 38 | 9 | Compressed Air - System Optimization | 38 | 7 | Base Centrifugal Chiller, 0.58 kW/ton, 500 tons
[6 empty] | 39 | 3 | High Bay T5 | 39 | 5 | Base Centrifugal Chiller, 0.58 kW/ton, 500 tons | 39 | 10 | Compressed Air - System Optimization | 39 | 8 | Base Centrifugal Chiller, 0.58 kW/ton, 500 tons
[6 empty] | 40 | 10 | High Bay T5 | 40 | 6 | Base Centrifugal Chiller, 0.58 kW/ton, 500 tons | 40 | 11 | Compressed Air - System Optimization | 40 | 9 | Base Centrifugal Chiller, 0.58 kW/ton, 500 tons
[6 empty] | 41 | 11 | High Bay T5 | 41 | 7 | Base Centrifugal Chiller, 0.58 kW/ton, 500 tons | 41 | 12 | Compressed Air - System Optimization | 41 | 10 | Base Centrifugal Chiller, 0.58 kW/ton, 500 tons
[6 empty] | 42 | 12 | High Bay T5 | 42 | 8 | Base Centrifugal Chiller, 0.58 kW/ton, 500 tons | 42 | 13 | Compressed Air - System Optimization | 42 | 11 | Base Centrifugal Chiller, 0.58 kW/ton, 500 tons
[6 empty] | 43 | 14 | High Bay T5 | 43 | 9 | Base Centrifugal Chiller, 0.58 kW/ton, 500 tons | 43 | 14 | Compressed Air - System Optimization | 43 | 12 | Base Centrifugal Chiller, 0.58 kW/ton, 500 tons
[6 empty] | 44 | 2 | Hybrid Dessicant-DX System (Trane CDQ) | 44 | 10 | Base Centrifugal Chiller, 0.58 kW/ton, 500 tons | 44 | 15 | Compressed Air - System Optimization | 44 | 13 | Base Centrifugal Chiller, 0.58 kW/ton, 500 tons
[6 empty] | 45 | 12 | Hybrid Dessicant-DX System (Trane CDQ) | 45 | 11 | Base Centrifugal Chiller, 0.58 kW/ton, 500 tons | 45 | 16 | Compressed Air - System Optimization | 45 | 14 | Base Centrifugal Chiller, 0.58 kW/ton, 500 tons
[6 empty] | 46 | 12 | New transformers welding | 46 | 12 | Base Centrifugal Chiller, 0.58 kW/ton, 500 tons | 46 | 1 | Compressed Air- Sizing | 46 | 15 | Base Centrifugal Chiller, 0.58 kW/ton, 500 tons
[6 empty] | 47 | 2 | O&M/drives spinning machines | 47 | 13 | Base Centrifugal Chiller, 0.58 kW/ton, 500 tons | 47 | 2 | Compressed Air- Sizing | 47 | 16 | Base Centrifugal Chiller, 0.58 kW/ton, 500 tons
[6 empty] | 48 | 2 | Premium T8, Elecctronic Ballast | 48 | 14 | Base Centrifugal Chiller, 0.58 kW/ton, 500 tons | 48 | 3 | Compressed Air- Sizing | 48 | 1 | Base Compressed Air
[6 empty] | 49 | 2 | Pumps - Controls | 49 | 15 | Base Centrifugal Chiller, 0.58 kW/ton, 500 tons | 49 | 4 | Compressed Air- Sizing | 49 | 2 | Base Compressed Air
[6 empty] | 50 | 3 | Pumps - Controls | 50 | 16 | Base Centrifugal Chiller, 0.58 kW/ton, 500 tons | 50 | 5 | Compressed Air- Sizing | 50 | 3 | Base Compressed Air
[6 empty] | 51 | 10 | Pumps - Controls | 51 | 1 | Base Compressed Air | 51 | 6 | Compressed Air- Sizing | 51 | 4 | Base Compressed Air
[6 empty] | 52 | 12 | Pumps - Controls | 52 | 2 | Base Compressed Air | 52 | 7 | Compressed Air- Sizing | 52 | 5 | Base Compressed Air
[6 empty] | 53 | 14 | Pumps - Controls | 53 | 3 | Base Compressed Air | 53 | 8 | Compressed Air- Sizing | 53 | 6 | Base Compressed Air
[6 empty] | 54 | 2 | Pumps - Sizing | 54 | 4 | Base Compressed Air | 54 | 9 | Compressed Air- Sizing | 54 | 7 | Base Compressed Air
[6 empty] | 55 | 2 | Pumps - System Optimization | 55 | 5 | Base Compressed Air | 55 | 10 | Compressed Air- Sizing | 55 | 8 | Base Compressed Air
[6 empty] | 56 | 3 | Pumps - System Optimization | 56 | 6 | Base Compressed Air | 56 | 11 | Compressed Air- Sizing | 56 | 9 | Base Compressed Air
[6 empty] | 57 | 10 | Pumps - System Optimization | 57 | 7 | Base Compressed Air | 57 | 12 | Compressed Air- Sizing | 57 | 10 | Base Compressed Air
[6 empty] | 58 | 12 | Pumps - System Optimization | 58 | 8 | Base Compressed Air | 58 | 13 | Compressed Air- Sizing | 58 | 11 | Base Compressed Air
[6 empty] | 59 | single segment | Run Time Optimizer | 59 | 9 | Base Compressed Air | 59 | 14 | Compressed Air- Sizing | 59 | 12 | Base Compressed Air
[9 empty] | 60 | 10 | Base Compressed Air | 60 | 15 | Compressed Air- Sizing | 60 | 13 | Base Compressed Air
[9 empty] | 61 | 11 | Base Compressed Air | 61 | 16 | Compressed Air- Sizing | 61 | 14 | Base Compressed Air
[9 empty] | 62 | 12 | Base Compressed Air | 62 | 1 | Compressed Air-O&M | 62 | 15 | Base Compressed Air
[9 empty] | 63 | 13 | Base Compressed Air | 63 | 2 | Compressed Air-O&M | 63 | 16 | Base Compressed Air
[9 empty] | 64 | 14 | Base Compressed Air | 64 | 3 | Compressed Air-O&M | 64 | 1 | Base Drives
[9 empty] | 65 | 15 | Base Compressed Air | 65 | 4 | Compressed Air-O&M | 65 | 2 | Base Drives
[9 empty] | 66 | 16 | Base Compressed Air | 66 | 5 | Compressed Air-O&M | 66 | 3 | Base Drives
[9 empty] | 67 | 1 | Base Drives | 67 | 6 | Compressed Air-O&M | 67 | 4 | Base Drives
[9 empty] | 68 | 2 | Base Drives | 68 | 7 | Compressed Air-O&M | 68 | 5 | Base Drives
[9 empty] | 69 | 3 | Base Drives | 69 | 8 | Compressed Air-O&M | 69 | 6 | Base Drives
[9 empty] | 70 | 4 | Base Drives | 70 | 9 | Compressed Air-O&M | 70 | 7 | Base Drives
[9 empty] | 71 | 5 | Base Drives | 71 | 10 | Compressed Air-O&M | 71 | 8 | Base Drives
[9 empty] | 72 | 6 | Base Drives | 72 | 11 | Compressed Air-O&M | 72 | 9 | Base Drives
[9 empty] | 73 | 7 | Base Drives | 73 | 12 | Compressed Air-O&M | 73 | 10 | Base Drives
[9 empty] | 74 | 8 | Base Drives | 74 | 13 | Compressed Air-O&M | 74 | 11 | Base Drives
[9 empty] | 75 | 9 | Base Drives | 75 | 14 | Compressed Air-O&M | 75 | 12 | Base Drives
[9 empty] | 76 | 10 | Base Drives | 76 | 15 | Compressed Air-O&M | 76 | 13 | Base Drives
[9 empty] | 77 | 11 | Base Drives | 77 | 16 | Compressed Air-O&M | 77 | 14 | Base Drives
[9 empty] | 78 | 12 | Base Drives | 78 | single segment | Dehumidification Hybrid Desiccant Heat Pump | 78 | 15 | Base Drives
[9 empty] | 79 | 13 | Base Drives | 79 | 8 | Direct drive Extruders | 79 | 16 | Base Drives
[9 empty] | 80 | 14 | Base Drives | 80 | 11 | Drives - Optimization process (M&T) | 80 | 1 | Base DX Packaged System, EER=10.3, 10 tons
[9 empty] | 81 | 15 | Base Drives | 81 | 12 | Drives - Optimization process (M&T) | 81 | 2 | Base DX Packaged System, EER=10.3, 10 tons
[9 empty] | 82 | 16 | Base Drives | 82 | 14 | Drives - Optimization process (M&T) | 82 | 3 | Base DX Packaged System, EER=10.3, 10 tons
[9 empty] | 83 | 1 | Base DX Packaged System, EER=10.3, 10 tons | 83 | 15 | Drives - Optimization process (M&T) | 83 | 4 | Base DX Packaged System, EER=10.3, 10 tons
[9 empty] | 84 | 2 | Base DX Packaged System, EER=10.3, 10 tons | 84 | 2 | Drying (UV/IR) | 84 | 5 | Base DX Packaged System, EER=10.3, 10 tons
[9 empty] | 85 | 3 | Base DX Packaged System, EER=10.3, 10 tons | 85 | 11 | Efficient Curing ovens | 85 | 6 | Base DX Packaged System, EER=10.3, 10 tons
[9 empty] | 86 | 4 | Base DX Packaged System, EER=10.3, 10 tons | 86 | 12 | Efficient Curing ovens | 86 | 7 | Base DX Packaged System, EER=10.3, 10 tons
[9 empty] | 87 | 5 | Base DX Packaged System, EER=10.3, 10 tons | 87 | 13 | Efficient Curing ovens | 87 | 8 | Base DX Packaged System, EER=10.3, 10 tons
[9 empty] | 88 | 6 | Base DX Packaged System, EER=10.3, 10 tons | 88 | 14 | Efficient Curing ovens | 88 | 9 | Base DX Packaged System, EER=10.3, 10 tons
[9 empty] | 89 | 7 | Base DX Packaged System, EER=10.3, 10 tons | 89 | 15 | Efficient Curing ovens | 89 | 10 | Base DX Packaged System, EER=10.3, 10 tons
[9 empty] | 90 | 8 | Base DX Packaged System, EER=10.3, 10 tons | 90 | 16 | Efficient Curing ovens | 90 | 11 | Base DX Packaged System, EER=10.3, 10 tons
[9 empty] | 91 | 9 | Base DX Packaged System, EER=10.3, 10 tons | 91 | 7 | Efficient desalter | 91 | 12 | Base DX Packaged System, EER=10.3, 10 tons
[9 empty] | 92 | 10 | Base DX Packaged System, EER=10.3, 10 tons | 92 | 10 | Efficient electric melting | 92 | 13 | Base DX Packaged System, EER=10.3, 10 tons
[9 empty] | 93 | 11 | Base DX Packaged System, EER=10.3, 10 tons | 93 | 5 | Efficient practices printing press | 93 | 14 | Base DX Packaged System, EER=10.3, 10 tons
[9 empty] | 94 | 12 | Base DX Packaged System, EER=10.3, 10 tons | 94 | 5 | Efficient Printing press (fewer cylinders) | 94 | 15 | Base DX Packaged System, EER=10.3, 10 tons
[9 empty] | 95 | 13 | Base DX Packaged System, EER=10.3, 10 tons | 95 | 13 | Efficient processes (welding, etc.) | 95 | 16 | Base DX Packaged System, EER=10.3, 10 tons
[9 empty] | 96 | 14 | Base DX Packaged System, EER=10.3, 10 tons | 96 | 1 | Efficient Refrigeration - Operations | 96 | 1 | Base Fans
[9 empty] | 97 | 15 | Base DX Packaged System, EER=10.3, 10 tons | 97 | 8 | Extruders/injection Moulding-multipump | 97 | 2 | Base Fans
[9 empty] | 98 | 16 | Base DX Packaged System, EER=10.3, 10 tons | 98 | 1 | Fans - Controls | 98 | 3 | Base Fans
[9 empty] | 99 | 1 | Base Fans | 99 | 2 | Fans - Controls | 99 | 4 | Base Fans
[9 empty] | 100 | 2 | Base Fans | 100 | 3 | Fans - Controls | 100 | 5 | Base Fans
[9 empty] | 101 | 3 | Base Fans | 101 | 4 | Fans - Controls | 101 | 6 | Base Fans
[9 empty] | 102 | 4 | Base Fans | 102 | 5 | Fans - Controls | 102 | 7 | Base Fans
[9 empty] | 103 | 5 | Base Fans | 103 | 6 | Fans - Controls | 103 | 8 | Base Fans
[9 empty] | 104 | 6 | Base Fans | 104 | 7 | Fans - Controls | 104 | 9 | Base Fans
[9 empty] | 105 | 7 | Base Fans | 105 | 8 | Fans - Controls | 105 | 10 | Base Fans
[9 empty] | 106 | 8 | Base Fans | 106 | 9 | Fans - Controls | 106 | 11 | Base Fans
[9 empty] | 107 | 9 | Base Fans | 107 | 10 | Fans - Controls | 107 | 12 | Base Fans
[9 empty] | 108 | 10 | Base Fans | 108 | 11 | Fans - Controls | 108 | 13 | Base Fans
[9 empty] | 109 | 11 | Base Fans | 109 | 12 | Fans - Controls | 109 | 14 | Base Fans
[9 empty] | 110 | 12 | Base Fans | 110 | 13 | Fans - Controls | 110 | 15 | Base Fans
[9 empty] | 111 | 13 | Base Fans | 111 | 14 | Fans - Controls | 111 | 16 | Base Fans
[9 empty] | 112 | 14 | Base Fans | 112 | 15 | Fans - Controls | 112 | 1 | Base Heating
[9 empty] | 113 | 15 | Base Fans | 113 | 16 | Fans - Controls | 113 | 2 | Base Heating
[9 empty] | 114 | 16 | Base Fans | 114 | 1 | Fans - System Optimization | 114 | 3 | Base Heating
[9 empty] | 115 | 1 | Base Heating | 115 | 2 | Fans - System Optimization | 115 | 4 | Base Heating
[9 empty] | 116 | 2 | Base Heating | 116 | 3 | Fans - System Optimization | 116 | 5 | Base Heating
[9 empty] | 117 | 3 | Base Heating | 117 | 4 | Fans - System Optimization | 117 | 6 | Base Heating
[9 empty] | 118 | 4 | Base Heating | 118 | 5 | Fans - System Optimization | 118 | 7 | Base Heating
[9 empty] | 119 | 5 | Base Heating | 119 | 6 | Fans - System Optimization | 119 | 8 | Base Heating
[9 empty] | 120 | 6 | Base Heating | 120 | 7 | Fans - System Optimization | 120 | 9 | Base Heating
[9 empty] | 121 | 7 | Base Heating | 121 | 8 | Fans - System Optimization | 121 | 10 | Base Heating
[9 empty] | 122 | 8 | Base Heating | 122 | 9 | Fans - System Optimization | 122 | 11 | Base Heating
[9 empty] | 123 | 9 | Base Heating | 123 | 10 | Fans - System Optimization | 123 | 12 | Base Heating
[9 empty] | 124 | 10 | Base Heating | 124 | 11 | Fans - System Optimization | 124 | 13 | Base Heating
[9 empty] | 125 | 11 | Base Heating | 125 | 12 | Fans - System Optimization | 125 | 14 | Base Heating
[9 empty] | 126 | 12 | Base Heating | 126 | 13 | Fans - System Optimization | 126 | 15 | Base Heating
[9 empty] | 127 | 13 | Base Heating | 127 | 14 | Fans - System Optimization | 127 | 16 | Base Heating
[9 empty] | 128 | 14 | Base Heating | 128 | 15 | Fans - System Optimization | 128 | 1 | Base Lighting
[9 empty] | 129 | 15 | Base Heating | 129 | 16 | Fans - System Optimization | 129 | 2 | Base Lighting
[9 empty] | 130 | 16 | Base Heating | 130 | 3 | Heat Pumps - Drying | 130 | 3 | Base Lighting
[9 empty] | 131 | 1 | Base Lighting | 131 | 11 | Heating - Optimization process (M&T) | 131 | 4 | Base Lighting
[9 empty] | 132 | 2 | Base Lighting | 132 | 12 | Heating - Optimization process (M&T) | 132 | 5 | Base Lighting
[9 empty] | 133 | 3 | Base Lighting | 133 | 14 | Heating - Optimization process (M&T) | 133 | 6 | Base Lighting
[9 empty] | 134 | 4 | Base Lighting | 134 | 1 | High Bay T5 | 134 | 7 | Base Lighting
[9 empty] | 135 | 5 | Base Lighting | 135 | 2 | High Bay T5 | 135 | 8 | Base Lighting
[9 empty] | 136 | 6 | Base Lighting | 136 | 3 | High Bay T5 | 136 | 9 | Base Lighting
[9 empty] | 137 | 7 | Base Lighting | 137 | 4 | High Bay T5 | 137 | 10 | Base Lighting
[9 empty] | 138 | 8 | Base Lighting | 138 | 5 | High Bay T5 | 138 | 11 | Base Lighting
[9 empty] | 139 | 9 | Base Lighting | 139 | 8 | High Bay T5 | 139 | 12 | Base Lighting
[9 empty] | 140 | 10 | Base Lighting | 140 | 9 | High Bay T5 | 140 | 13 | Base Lighting
[9 empty] | 141 | 11 | Base Lighting | 141 | 10 | High Bay T5 | 141 | 14 | Base Lighting
[9 empty] | 142 | 12 | Base Lighting | 142 | 11 | High Bay T5 | 142 | 15 | Base Lighting
[9 empty] | 143 | 13 | Base Lighting | 143 | 12 | High Bay T5 | 143 | 16 | Base Lighting
[9 empty] | 144 | 14 | Base Lighting | 144 | 13 | High Bay T5 | 144 | 1 | Base Other
[9 empty] | 145 | 15 | Base Lighting | 145 | 14 | High Bay T5 | 145 | 2 | Base Other
[9 empty] | 146 | 16 | Base Lighting | 146 | 15 | High Bay T5 | 146 | 3 | Base Other
[9 empty] | 147 | 1 | Base Other | 147 | 16 | High Bay T5 | 147 | 4 | Base Other
[9 empty] | 148 | 2 | Base Other | 148 | 8 | Injection Moulding - Direct drive | 148 | 5 | Base Other
[9 empty] | 149 | 3 | Base Other | 149 | 8 | Injection Moulding - Impulse Cooling | 149 | 6 | Base Other
[9 empty] | 150 | 4 | Base Other | 150 |  | LED High Bay 83 W | 150 | 7 | Base Other
[9 empty] | 151 | 5 | Base Other | 151 | 12 | Machinery | 151 | 8 | Base Other
[9 empty] | 152 | 6 | Base Other | 152 | 14 | Machinery | 152 | 9 | Base Other
[9 empty] | 153 | 7 | Base Other | 153 | 2 | Membranes for wastewater | 153 | 10 | Base Other
[9 empty] | 154 | 8 | Base Other | 154 | 10 | Near Net Shape Casting | 154 | 11 | Base Other
[9 empty] | 155 | 9 | Base Other | 155 | 11 | New transformers welding | 155 | 12 | Base Other
[9 empty] | 156 | 10 | Base Other | 156 | 12 | New transformers welding | 156 | 13 | Base Other
[9 empty] | 157 | 11 | Base Other | 157 | 14 | New transformers welding | 157 | 14 | Base Other
[9 empty] | 158 | 12 | Base Other | 158 | 15 | New transformers welding | 158 | 15 | Base Other
[9 empty] | 159 | 13 | Base Other | 159 | 8 | O&M - Extruders/Injection Moulding | 159 | 16 | Base Other
[9 empty] | 160 | 14 | Base Other | 160 | 2 | O&M/drives spinning machines | 160 | 1 | Base Other Process
[9 empty] | 161 | 15 | Base Other | 161 | 1 | Optimization Refrigeration | 161 | 2 | Base Other Process
[9 empty] | 162 | 16 | Base Other | 162 | 3 | Optimize drying process | 162 | 3 | Base Other Process
[9 empty] | 163 | 1 | Base Other Process | 163 | 5 | Premium T8, Elecctronic Ballast | 163 | 4 | Base Other Process
[9 empty] | 164 | 2 | Base Other Process | 164 | 1 | Pumps - Controls | 164 | 5 | Base Other Process
[9 empty] | 165 | 3 | Base Other Process | 165 | 2 | Pumps - Controls | 165 | 6 | Base Other Process
[9 empty] | 166 | 4 | Base Other Process | 166 | 3 | Pumps - Controls | 166 | 7 | Base Other Process
[9 empty] | 167 | 5 | Base Other Process | 167 | 4 | Pumps - Controls | 167 | 8 | Base Other Process
[9 empty] | 168 | 6 | Base Other Process | 168 | 5 | Pumps - Controls | 168 | 9 | Base Other Process
[9 empty] | 169 | 7 | Base Other Process | 169 | 6 | Pumps - Controls | 169 | 10 | Base Other Process
[9 empty] | 170 | 8 | Base Other Process | 170 | 7 | Pumps - Controls | 170 | 11 | Base Other Process
[9 empty] | 171 | 9 | Base Other Process | 171 | 8 | Pumps - Controls | 171 | 12 | Base Other Process
[9 empty] | 172 | 10 | Base Other Process | 172 | 9 | Pumps - Controls | 172 | 13 | Base Other Process
[9 empty] | 173 | 11 | Base Other Process | 173 | 10 | Pumps - Controls | 173 | 14 | Base Other Process
[9 empty] | 174 | 12 | Base Other Process | 174 | 11 | Pumps - Controls | 174 | 15 | Base Other Process
[9 empty] | 175 | 13 | Base Other Process | 175 | 12 | Pumps - Controls | 175 | 16 | Base Other Process
[9 empty] | 176 | 14 | Base Other Process | 176 | 13 | Pumps - Controls | 176 | 1 | Base Pumps
[9 empty] | 177 | 15 | Base Other Process | 177 | 14 | Pumps - Controls | 177 | 2 | Base Pumps
[9 empty] | 178 | 16 | Base Other Process | 178 | 15 | Pumps - Controls | 178 | 3 | Base Pumps
[9 empty] | 179 | 1 | Base Pumps | 179 | 16 | Pumps - Controls | 179 | 4 | Base Pumps
[9 empty] | 180 | 2 | Base Pumps | 180 | 1 | Pumps - O&M | 180 | 5 | Base Pumps
[9 empty] | 181 | 3 | Base Pumps | 181 | 2 | Pumps - O&M | 181 | 6 | Base Pumps
[9 empty] | 182 | 4 | Base Pumps | 182 | 3 | Pumps - O&M | 182 | 7 | Base Pumps
[9 empty] | 183 | 5 | Base Pumps | 183 | 4 | Pumps - O&M | 183 | 8 | Base Pumps
[9 empty] | 184 | 6 | Base Pumps | 184 | 5 | Pumps - O&M | 184 | 9 | Base Pumps
[9 empty] | 185 | 7 | Base Pumps | 185 | 6 | Pumps - O&M | 185 | 10 | Base Pumps
[9 empty] | 186 | 8 | Base Pumps | 186 | 7 | Pumps - O&M | 186 | 11 | Base Pumps
[9 empty] | 187 | 9 | Base Pumps | 187 | 8 | Pumps - O&M | 187 | 12 | Base Pumps
[9 empty] | 188 | 10 | Base Pumps | 188 | 9 | Pumps - O&M | 188 | 13 | Base Pumps
[9 empty] | 189 | 11 | Base Pumps | 189 | 10 | Pumps - O&M | 189 | 14 | Base Pumps
[9 empty] | 190 | 12 | Base Pumps | 190 | 11 | Pumps - O&M | 190 | 15 | Base Pumps
[9 empty] | 191 | 13 | Base Pumps | 191 | 12 | Pumps - O&M | 191 | 16 | Base Pumps
[9 empty] | 192 | 14 | Base Pumps | 192 | 13 | Pumps - O&M | 192 | 1 | Base Refrigeration
[9 empty] | 193 | 15 | Base Pumps | 193 | 14 | Pumps - O&M | 193 | 2 | Base Refrigeration
[9 empty] | 194 | 16 | Base Pumps | 194 | 15 | Pumps - O&M | 194 | 3 | Base Refrigeration
[9 empty] | 195 | 1 | Base Refrigeration | 195 | 16 | Pumps - O&M | 195 | 4 | Base Refrigeration
[9 empty] | 196 | 2 | Base Refrigeration | 196 | 1 | Pumps - Sizing | 196 | 5 | Base Refrigeration
[9 empty] | 197 | 3 | Base Refrigeration | 197 | 2 | Pumps - Sizing | 197 | 6 | Base Refrigeration
[9 empty] | 198 | 4 | Base Refrigeration | 198 | 3 | Pumps - Sizing | 198 | 7 | Base Refrigeration
[9 empty] | 199 | 5 | Base Refrigeration | 199 | 4 | Pumps - Sizing | 199 | 8 | Base Refrigeration
[9 empty] | 200 | 6 | Base Refrigeration | 200 | 5 | Pumps - Sizing | 200 | 9 | Base Refrigeration
[9 empty] | 201 | 7 | Base Refrigeration | 201 | 6 | Pumps - Sizing | 201 | 10 | Base Refrigeration
[9 empty] | 202 | 8 | Base Refrigeration | 202 | 7 | Pumps - Sizing | 202 | 11 | Base Refrigeration
[9 empty] | 203 | 9 | Base Refrigeration | 203 | 8 | Pumps - Sizing | 203 | 12 | Base Refrigeration
[9 empty] | 204 | 10 | Base Refrigeration | 204 | 9 | Pumps - Sizing | 204 | 13 | Base Refrigeration
[9 empty] | 205 | 11 | Base Refrigeration | 205 | 10 | Pumps - Sizing | 205 | 14 | Base Refrigeration
[9 empty] | 206 | 12 | Base Refrigeration | 206 | 11 | Pumps - Sizing | 206 | 15 | Base Refrigeration
[9 empty] | 207 | 13 | Base Refrigeration | 207 | 12 | Pumps - Sizing | 207 | 16 | Base Refrigeration
[9 empty] | 208 | 14 | Base Refrigeration | 208 | 13 | Pumps - Sizing | 208 | 1 | Centrifugal Chiller, 0.51 kW/ton, 500 tons
[9 empty] | 209 | 15 | Base Refrigeration | 209 | 14 | Pumps - Sizing | 209 | 2 | Centrifugal Chiller, 0.51 kW/ton, 500 tons
[9 empty] | 210 | 16 | Base Refrigeration | 210 | 15 | Pumps - Sizing | 210 | 3 | Centrifugal Chiller, 0.51 kW/ton, 500 tons
[9 empty] | 211 | 1 | Centrifugal Chiller, 0.51 kW/ton, 500 tons | 211 | 16 | Pumps - Sizing | 211 | 4 | Centrifugal Chiller, 0.51 kW/ton, 500 tons
[9 empty] | 212 | 2 | Centrifugal Chiller, 0.51 kW/ton, 500 tons | 212 | 1 | Pumps - System Optimization | 212 | 5 | Centrifugal Chiller, 0.51 kW/ton, 500 tons
[9 empty] | 213 | 3 | Centrifugal Chiller, 0.51 kW/ton, 500 tons | 213 | 2 | Pumps - System Optimization | 213 | 6 | Centrifugal Chiller, 0.51 kW/ton, 500 tons
[9 empty] | 214 | 4 | Centrifugal Chiller, 0.51 kW/ton, 500 tons | 214 | 3 | Pumps - System Optimization | 214 | 7 | Centrifugal Chiller, 0.51 kW/ton, 500 tons
[9 empty] | 215 | 5 | Centrifugal Chiller, 0.51 kW/ton, 500 tons | 215 | 4 | Pumps - System Optimization | 215 | 8 | Centrifugal Chiller, 0.51 kW/ton, 500 tons
[9 empty] | 216 | 6 | Centrifugal Chiller, 0.51 kW/ton, 500 tons | 216 | 5 | Pumps - System Optimization | 216 | 9 | Centrifugal Chiller, 0.51 kW/ton, 500 tons
[9 empty] | 217 | 7 | Centrifugal Chiller, 0.51 kW/ton, 500 tons | 217 | 6 | Pumps - System Optimization | 217 | 10 | Centrifugal Chiller, 0.51 kW/ton, 500 tons
[9 empty] | 218 | 8 | Centrifugal Chiller, 0.51 kW/ton, 500 tons | 218 | 7 | Pumps - System Optimization | 218 | 11 | Centrifugal Chiller, 0.51 kW/ton, 500 tons
[9 empty] | 219 | 9 | Centrifugal Chiller, 0.51 kW/ton, 500 tons | 219 | 8 | Pumps - System Optimization | 219 | 12 | Centrifugal Chiller, 0.51 kW/ton, 500 tons
[9 empty] | 220 | 10 | Centrifugal Chiller, 0.51 kW/ton, 500 tons | 220 | 9 | Pumps - System Optimization | 220 | 13 | Centrifugal Chiller, 0.51 kW/ton, 500 tons
[9 empty] | 221 | 11 | Centrifugal Chiller, 0.51 kW/ton, 500 tons | 221 | 10 | Pumps - System Optimization | 221 | 14 | Centrifugal Chiller, 0.51 kW/ton, 500 tons
[9 empty] | 222 | 12 | Centrifugal Chiller, 0.51 kW/ton, 500 tons | 222 | 11 | Pumps - System Optimization | 222 | 15 | Centrifugal Chiller, 0.51 kW/ton, 500 tons
[9 empty] | 223 | 13 | Centrifugal Chiller, 0.51 kW/ton, 500 tons | 223 | 12 | Pumps - System Optimization | 223 | 16 | Centrifugal Chiller, 0.51 kW/ton, 500 tons
[9 empty] | 224 | 14 | Centrifugal Chiller, 0.51 kW/ton, 500 tons | 224 | 13 | Pumps - System Optimization | 224 | 1 | CFL Hardwired, Modular 18W
[9 empty] | 225 | 15 | Centrifugal Chiller, 0.51 kW/ton, 500 tons | 225 | 14 | Pumps - System Optimization | 225 | 2 | CFL Hardwired, Modular 18W
[9 empty] | 226 | 16 | Centrifugal Chiller, 0.51 kW/ton, 500 tons | 226 | 15 | Pumps - System Optimization | 226 | 3 | CFL Hardwired, Modular 18W
[9 empty] | 227 | 4 | CFL Hardwired, Modular 18W | 227 | 16 | Pumps - System Optimization | 227 | 4 | CFL Hardwired, Modular 18W
[9 empty] | 228 | 6 | CFL Hardwired, Modular 18W | 228 | single segment | Run Time Optimizer | 228 | 6 | CFL Hardwired, Modular 18W
[9 empty] | 229 | 7 | CFL Hardwired, Modular 18W |  |  |  | 229 | 7 | CFL Hardwired, Modular 18W
[9 empty] | 230 | 9 | CFL Hardwired, Modular 18W |  |  |  | 230 | 8 | CFL Hardwired, Modular 18W
[9 empty] | 231 | 6 | CFL Screw-in 18W |  |  |  | 231 | 9 | CFL Hardwired, Modular 18W
[9 empty] | 232 | 7 | CFL Screw-in 18W |  |  |  | 232 | 10 | CFL Hardwired, Modular 18W
[9 empty] | 233 | 1 | Chiller Tune Up/Diagnostics |  |  |  | 233 | 11 | CFL Hardwired, Modular 18W
[9 empty] | 234 | 2 | Chiller Tune Up/Diagnostics |  |  |  | 234 | 12 | CFL Hardwired, Modular 18W
[9 empty] | 235 | 3 | Chiller Tune Up/Diagnostics |  |  |  | 235 | 13 | CFL Hardwired, Modular 18W
[9 empty] | 236 | 4 | Chiller Tune Up/Diagnostics |  |  |  | 236 | 14 | CFL Hardwired, Modular 18W
[9 empty] | 237 | 5 | Chiller Tune Up/Diagnostics |  |  |  | 237 | 15 | CFL Hardwired, Modular 18W
[9 empty] | 238 | 6 | Chiller Tune Up/Diagnostics |  |  |  | 238 | 16 | CFL Hardwired, Modular 18W
[9 empty] | 239 | 7 | Chiller Tune Up/Diagnostics |  |  |  | 239 | 1 | Chiller Tune Up/Diagnostics
[9 empty] | 240 | 8 | Chiller Tune Up/Diagnostics |  |  |  | 240 | 2 | Chiller Tune Up/Diagnostics
[9 empty] | 241 | 9 | Chiller Tune Up/Diagnostics |  |  |  | 241 | 3 | Chiller Tune Up/Diagnostics
[9 empty] | 242 | 10 | Chiller Tune Up/Diagnostics |  |  |  | 242 | 4 | Chiller Tune Up/Diagnostics
[9 empty] | 243 | 11 | Chiller Tune Up/Diagnostics |  |  |  | 243 | 5 | Chiller Tune Up/Diagnostics
[9 empty] | 244 | 12 | Chiller Tune Up/Diagnostics |  |  |  | 244 | 6 | Chiller Tune Up/Diagnostics
[9 empty] | 245 | 13 | Chiller Tune Up/Diagnostics |  |  |  | 245 | 7 | Chiller Tune Up/Diagnostics
[9 empty] | 246 | 14 | Chiller Tune Up/Diagnostics |  |  |  | 246 | 8 | Chiller Tune Up/Diagnostics
[9 empty] | 247 | 15 | Chiller Tune Up/Diagnostics |  |  |  | 247 | 9 | Chiller Tune Up/Diagnostics
[9 empty] | 248 | 16 | Chiller Tune Up/Diagnostics |  |  |  | 248 | 10 | Chiller Tune Up/Diagnostics
[9 empty] | 249 | 6 | Clean Room - Controls |  |  |  | 249 | 11 | Chiller Tune Up/Diagnostics
[9 empty] | 250 | 13 | Clean Room - Controls |  |  |  | 250 | 12 | Chiller Tune Up/Diagnostics
[9 empty] | 251 | 6 | Clean Room - New Designs |  |  |  | 251 | 13 | Chiller Tune Up/Diagnostics
[9 empty] | 252 | 1 | Comp Air - ASD (100+ hp) |  |  |  | 252 | 14 | Chiller Tune Up/Diagnostics
[9 empty] | 253 | 2 | Comp Air - ASD (100+ hp) |  |  |  | 253 | 15 | Chiller Tune Up/Diagnostics
[9 empty] | 254 | 3 | Comp Air - ASD (100+ hp) |  |  |  | 254 | 16 | Chiller Tune Up/Diagnostics
[9 empty] | 255 | 4 | Comp Air - ASD (100+ hp) |  |  |  | 255 | 6 | Clean Room - Controls
[9 empty] | 256 | 5 | Comp Air - ASD (100+ hp) |  |  |  | 256 | 13 | Clean Room - Controls
[9 empty] | 257 | 6 | Comp Air - ASD (100+ hp) |  |  |  | 257 | 1 | Comp Air - ASD (100+ hp)
[9 empty] | 258 | 7 | Comp Air - ASD (100+ hp) |  |  |  | 258 | 2 | Comp Air - ASD (100+ hp)
[9 empty] | 259 | 8 | Comp Air - ASD (100+ hp) |  |  |  | 259 | 3 | Comp Air - ASD (100+ hp)
[9 empty] | 260 | 9 | Comp Air - ASD (100+ hp) |  |  |  | 260 | 4 | Comp Air - ASD (100+ hp)
[9 empty] | 261 | 10 | Comp Air - ASD (100+ hp) |  |  |  | 261 | 5 | Comp Air - ASD (100+ hp)
[9 empty] | 262 | 11 | Comp Air - ASD (100+ hp) |  |  |  | 262 | 6 | Comp Air - ASD (100+ hp)
[9 empty] | 263 | 12 | Comp Air - ASD (100+ hp) |  |  |  | 263 | 7 | Comp Air - ASD (100+ hp)
[9 empty] | 264 | 13 | Comp Air - ASD (100+ hp) |  |  |  | 264 | 8 | Comp Air - ASD (100+ hp)
[9 empty] | 265 | 14 | Comp Air - ASD (100+ hp) |  |  |  | 265 | 9 | Comp Air - ASD (100+ hp)
[9 empty] | 266 | 15 | Comp Air - ASD (100+ hp) |  |  |  | 266 | 10 | Comp Air - ASD (100+ hp)
[9 empty] | 267 | 16 | Comp Air - ASD (100+ hp) |  |  |  | 267 | 11 | Comp Air - ASD (100+ hp)
[9 empty] | 268 | 1 | Comp Air - ASD (1-5 hp) |  |  |  | 268 | 12 | Comp Air - ASD (100+ hp)
[9 empty] | 269 | 2 | Comp Air - ASD (1-5 hp) |  |  |  | 269 | 13 | Comp Air - ASD (100+ hp)
[9 empty] | 270 | 3 | Comp Air - ASD (1-5 hp) |  |  |  | 270 | 14 | Comp Air - ASD (100+ hp)
[9 empty] | 271 | 4 | Comp Air - ASD (1-5 hp) |  |  |  | 271 | 15 | Comp Air - ASD (100+ hp)
[9 empty] | 272 | 5 | Comp Air - ASD (1-5 hp) |  |  |  | 272 | 16 | Comp Air - ASD (100+ hp)
[9 empty] | 273 | 6 | Comp Air - ASD (1-5 hp) |  |  |  | 273 | 1 | Comp Air - ASD (1-5 hp)
[9 empty] | 274 | 7 | Comp Air - ASD (1-5 hp) |  |  |  | 274 | 2 | Comp Air - ASD (1-5 hp)
[9 empty] | 275 | 8 | Comp Air - ASD (1-5 hp) |  |  |  | 275 | 3 | Comp Air - ASD (1-5 hp)
[9 empty] | 276 | 9 | Comp Air - ASD (1-5 hp) |  |  |  | 276 | 4 | Comp Air - ASD (1-5 hp)
[9 empty] | 277 | 10 | Comp Air - ASD (1-5 hp) |  |  |  | 277 | 5 | Comp Air - ASD (1-5 hp)
[9 empty] | 278 | 11 | Comp Air - ASD (1-5 hp) |  |  |  | 278 | 6 | Comp Air - ASD (1-5 hp)
[9 empty] | 279 | 12 | Comp Air - ASD (1-5 hp) |  |  |  | 279 | 7 | Comp Air - ASD (1-5 hp)
[9 empty] | 280 | 13 | Comp Air - ASD (1-5 hp) |  |  |  | 280 | 8 | Comp Air - ASD (1-5 hp)
[9 empty] | 281 | 14 | Comp Air - ASD (1-5 hp) |  |  |  | 281 | 9 | Comp Air - ASD (1-5 hp)
[9 empty] | 282 | 15 | Comp Air - ASD (1-5 hp) |  |  |  | 282 | 10 | Comp Air - ASD (1-5 hp)
[9 empty] | 283 | 16 | Comp Air - ASD (1-5 hp) |  |  |  | 283 | 11 | Comp Air - ASD (1-5 hp)
[9 empty] | 284 | 1 | Comp Air - ASD (6-100 hp) |  |  |  | 284 | 12 | Comp Air - ASD (1-5 hp)
[9 empty] | 285 | 2 | Comp Air - ASD (6-100 hp) |  |  |  | 285 | 13 | Comp Air - ASD (1-5 hp)
[9 empty] | 286 | 3 | Comp Air - ASD (6-100 hp) |  |  |  | 286 | 14 | Comp Air - ASD (1-5 hp)
[9 empty] | 287 | 4 | Comp Air - ASD (6-100 hp) |  |  |  | 287 | 15 | Comp Air - ASD (1-5 hp)
[9 empty] | 288 | 5 | Comp Air - ASD (6-100 hp) |  |  |  | 288 | 16 | Comp Air - ASD (1-5 hp)
[9 empty] | 289 | 6 | Comp Air - ASD (6-100 hp) |  |  |  | 289 | 1 | Comp Air - ASD (6-100 hp)
[9 empty] | 290 | 7 | Comp Air - ASD (6-100 hp) |  |  |  | 290 | 2 | Comp Air - ASD (6-100 hp)
[9 empty] | 291 | 8 | Comp Air - ASD (6-100 hp) |  |  |  | 291 | 3 | Comp Air - ASD (6-100 hp)
[9 empty] | 292 | 9 | Comp Air - ASD (6-100 hp) |  |  |  | 292 | 4 | Comp Air - ASD (6-100 hp)
[9 empty] | 293 | 10 | Comp Air - ASD (6-100 hp) |  |  |  | 293 | 5 | Comp Air - ASD (6-100 hp)
[9 empty] | 294 | 11 | Comp Air - ASD (6-100 hp) |  |  |  | 294 | 6 | Comp Air - ASD (6-100 hp)
[9 empty] | 295 | 12 | Comp Air - ASD (6-100 hp) |  |  |  | 295 | 7 | Comp Air - ASD (6-100 hp)
[9 empty] | 296 | 13 | Comp Air - ASD (6-100 hp) |  |  |  | 296 | 8 | Comp Air - ASD (6-100 hp)
[9 empty] | 297 | 14 | Comp Air - ASD (6-100 hp) |  |  |  | 297 | 9 | Comp Air - ASD (6-100 hp)
[9 empty] | 298 | 15 | Comp Air - ASD (6-100 hp) |  |  |  | 298 | 10 | Comp Air - ASD (6-100 hp)
[9 empty] | 299 | 16 | Comp Air - ASD (6-100 hp) |  |  |  | 299 | 11 | Comp Air - ASD (6-100 hp)
[9 empty] | 300 | 1 | Comp Air - Motor practices-1 (100+ HP) |  |  |  | 300 | 12 | Comp Air - ASD (6-100 hp)
[9 empty] | 301 | 2 | Comp Air - Motor practices-1 (100+ HP) |  |  |  | 301 | 13 | Comp Air - ASD (6-100 hp)
[9 empty] | 302 | 3 | Comp Air - Motor practices-1 (100+ HP) |  |  |  | 302 | 14 | Comp Air - ASD (6-100 hp)
[9 empty] | 303 | 4 | Comp Air - Motor practices-1 (100+ HP) |  |  |  | 303 | 15 | Comp Air - ASD (6-100 hp)
[9 empty] | 304 | 5 | Comp Air - Motor practices-1 (100+ HP) |  |  |  | 304 | 16 | Comp Air - ASD (6-100 hp)
[9 empty] | 305 | 6 | Comp Air - Motor practices-1 (100+ HP) |  |  |  | 305 | 1 | Comp Air - Motor practices-1 (100+ HP)
[9 empty] | 306 | 7 | Comp Air - Motor practices-1 (100+ HP) |  |  |  | 306 | 2 | Comp Air - Motor practices-1 (100+ HP)
[9 empty] | 307 | 8 | Comp Air - Motor practices-1 (100+ HP) |  |  |  | 307 | 3 | Comp Air - Motor practices-1 (100+ HP)
[9 empty] | 308 | 9 | Comp Air - Motor practices-1 (100+ HP) |  |  |  | 308 | 4 | Comp Air - Motor practices-1 (100+ HP)
[9 empty] | 309 | 10 | Comp Air - Motor practices-1 (100+ HP) |  |  |  | 309 | 5 | Comp Air - Motor practices-1 (100+ HP)
[9 empty] | 310 | 11 | Comp Air - Motor practices-1 (100+ HP) |  |  |  | 310 | 6 | Comp Air - Motor practices-1 (100+ HP)
[9 empty] | 311 | 12 | Comp Air - Motor practices-1 (100+ HP) |  |  |  | 311 | 7 | Comp Air - Motor practices-1 (100+ HP)
[9 empty] | 312 | 13 | Comp Air - Motor practices-1 (100+ HP) |  |  |  | 312 | 8 | Comp Air - Motor practices-1 (100+ HP)
[9 empty] | 313 | 14 | Comp Air - Motor practices-1 (100+ HP) |  |  |  | 313 | 9 | Comp Air - Motor practices-1 (100+ HP)
[9 empty] | 314 | 15 | Comp Air - Motor practices-1 (100+ HP) |  |  |  | 314 | 10 | Comp Air - Motor practices-1 (100+ HP)
[9 empty] | 315 | 16 | Comp Air - Motor practices-1 (100+ HP) |  |  |  | 315 | 11 | Comp Air - Motor practices-1 (100+ HP)
[9 empty] | 316 | 1 | Comp Air - Motor practices-1 (1-5 HP) |  |  |  | 316 | 12 | Comp Air - Motor practices-1 (100+ HP)
[9 empty] | 317 | 2 | Comp Air - Motor practices-1 (1-5 HP) |  |  |  | 317 | 13 | Comp Air - Motor practices-1 (100+ HP)
[9 empty] | 318 | 3 | Comp Air - Motor practices-1 (1-5 HP) |  |  |  | 318 | 14 | Comp Air - Motor practices-1 (100+ HP)
[9 empty] | 319 | 4 | Comp Air - Motor practices-1 (1-5 HP) |  |  |  | 319 | 15 | Comp Air - Motor practices-1 (100+ HP)
[9 empty] | 320 | 5 | Comp Air - Motor practices-1 (1-5 HP) |  |  |  | 320 | 16 | Comp Air - Motor practices-1 (100+ HP)
[9 empty] | 321 | 6 | Comp Air - Motor practices-1 (1-5 HP) |  |  |  | 321 | 1 | Comp Air - Motor practices-1 (1-5 HP)
[9 empty] | 322 | 7 | Comp Air - Motor practices-1 (1-5 HP) |  |  |  | 322 | 2 | Comp Air - Motor practices-1 (1-5 HP)
[9 empty] | 323 | 8 | Comp Air - Motor practices-1 (1-5 HP) |  |  |  | 323 | 3 | Comp Air - Motor practices-1 (1-5 HP)
[9 empty] | 324 | 9 | Comp Air - Motor practices-1 (1-5 HP) |  |  |  | 324 | 4 | Comp Air - Motor practices-1 (1-5 HP)
[9 empty] | 325 | 10 | Comp Air - Motor practices-1 (1-5 HP) |  |  |  | 325 | 5 | Comp Air - Motor practices-1 (1-5 HP)
[9 empty] | 326 | 11 | Comp Air - Motor practices-1 (1-5 HP) |  |  |  | 326 | 6 | Comp Air - Motor practices-1 (1-5 HP)
[9 empty] | 327 | 12 | Comp Air - Motor practices-1 (1-5 HP) |  |  |  | 327 | 7 | Comp Air - Motor practices-1 (1-5 HP)
[9 empty] | 328 | 13 | Comp Air - Motor practices-1 (1-5 HP) |  |  |  | 328 | 8 | Comp Air - Motor practices-1 (1-5 HP)
[9 empty] | 329 | 14 | Comp Air - Motor practices-1 (1-5 HP) |  |  |  | 329 | 9 | Comp Air - Motor practices-1 (1-5 HP)
[9 empty] | 330 | 15 | Comp Air - Motor practices-1 (1-5 HP) |  |  |  | 330 | 10 | Comp Air - Motor practices-1 (1-5 HP)
[9 empty] | 331 | 16 | Comp Air - Motor practices-1 (1-5 HP) |  |  |  | 331 | 11 | Comp Air - Motor practices-1 (1-5 HP)
[9 empty] | 332 | 1 | Comp Air - Motor practices-1 (6-100 HP) |  |  |  | 332 | 12 | Comp Air - Motor practices-1 (1-5 HP)
[9 empty] | 333 | 2 | Comp Air - Motor practices-1 (6-100 HP) |  |  |  | 333 | 13 | Comp Air - Motor practices-1 (1-5 HP)
[9 empty] | 334 | 3 | Comp Air - Motor practices-1 (6-100 HP) |  |  |  | 334 | 14 | Comp Air - Motor practices-1 (1-5 HP)
[9 empty] | 335 | 4 | Comp Air - Motor practices-1 (6-100 HP) |  |  |  | 335 | 15 | Comp Air - Motor practices-1 (1-5 HP)
[9 empty] | 336 | 5 | Comp Air - Motor practices-1 (6-100 HP) |  |  |  | 336 | 16 | Comp Air - Motor practices-1 (1-5 HP)
[9 empty] | 337 | 6 | Comp Air - Motor practices-1 (6-100 HP) |  |  |  | 337 | 1 | Comp Air - Motor practices-1 (6-100 HP)
[9 empty] | 338 | 7 | Comp Air - Motor practices-1 (6-100 HP) |  |  |  | 338 | 2 | Comp Air - Motor practices-1 (6-100 HP)
[9 empty] | 339 | 8 | Comp Air - Motor practices-1 (6-100 HP) |  |  |  | 339 | 3 | Comp Air - Motor practices-1 (6-100 HP)
[9 empty] | 340 | 9 | Comp Air - Motor practices-1 (6-100 HP) |  |  |  | 340 | 4 | Comp Air - Motor practices-1 (6-100 HP)
[9 empty] | 341 | 10 | Comp Air - Motor practices-1 (6-100 HP) |  |  |  | 341 | 5 | Comp Air - Motor practices-1 (6-100 HP)
[9 empty] | 342 | 11 | Comp Air - Motor practices-1 (6-100 HP) |  |  |  | 342 | 6 | Comp Air - Motor practices-1 (6-100 HP)
[9 empty] | 343 | 12 | Comp Air - Motor practices-1 (6-100 HP) |  |  |  | 343 | 7 | Comp Air - Motor practices-1 (6-100 HP)
[9 empty] | 344 | 13 | Comp Air - Motor practices-1 (6-100 HP) |  |  |  | 344 | 8 | Comp Air - Motor practices-1 (6-100 HP)
[9 empty] | 345 | 14 | Comp Air - Motor practices-1 (6-100 HP) |  |  |  | 345 | 9 | Comp Air - Motor practices-1 (6-100 HP)
[9 empty] | 346 | 15 | Comp Air - Motor practices-1 (6-100 HP) |  |  |  | 346 | 10 | Comp Air - Motor practices-1 (6-100 HP)
[9 empty] | 347 | 16 | Comp Air - Motor practices-1 (6-100 HP) |  |  |  | 347 | 11 | Comp Air - Motor practices-1 (6-100 HP)
[9 empty] | 348 | 1 | Comp Air - Replace 100+ HP motor |  |  |  | 348 | 12 | Comp Air - Motor practices-1 (6-100 HP)
[9 empty] | 349 | 2 | Comp Air - Replace 100+ HP motor |  |  |  | 349 | 13 | Comp Air - Motor practices-1 (6-100 HP)
[9 empty] | 350 | 3 | Comp Air - Replace 100+ HP motor |  |  |  | 350 | 14 | Comp Air - Motor practices-1 (6-100 HP)
[9 empty] | 351 | 4 | Comp Air - Replace 100+ HP motor |  |  |  | 351 | 15 | Comp Air - Motor practices-1 (6-100 HP)
[9 empty] | 352 | 5 | Comp Air - Replace 100+ HP motor |  |  |  | 352 | 16 | Comp Air - Motor practices-1 (6-100 HP)
[9 empty] | 353 | 6 | Comp Air - Replace 100+ HP motor |  |  |  | 353 | 1 | Comp Air - Replace 100+ HP motor
[9 empty] | 354 | 7 | Comp Air - Replace 100+ HP motor |  |  |  | 354 | 2 | Comp Air - Replace 100+ HP motor
[9 empty] | 355 | 8 | Comp Air - Replace 100+ HP motor |  |  |  | 355 | 3 | Comp Air - Replace 100+ HP motor
[9 empty] | 356 | 9 | Comp Air - Replace 100+ HP motor |  |  |  | 356 | 4 | Comp Air - Replace 100+ HP motor
[9 empty] | 357 | 10 | Comp Air - Replace 100+ HP motor |  |  |  | 357 | 5 | Comp Air - Replace 100+ HP motor
[9 empty] | 358 | 11 | Comp Air - Replace 100+ HP motor |  |  |  | 358 | 6 | Comp Air - Replace 100+ HP motor
[9 empty] | 359 | 12 | Comp Air - Replace 100+ HP motor |  |  |  | 359 | 7 | Comp Air - Replace 100+ HP motor
[9 empty] | 360 | 13 | Comp Air - Replace 100+ HP motor |  |  |  | 360 | 8 | Comp Air - Replace 100+ HP motor
[9 empty] | 361 | 14 | Comp Air - Replace 100+ HP motor |  |  |  | 361 | 9 | Comp Air - Replace 100+ HP motor
[9 empty] | 362 | 15 | Comp Air - Replace 100+ HP motor |  |  |  | 362 | 10 | Comp Air - Replace 100+ HP motor
[9 empty] | 363 | 16 | Comp Air - Replace 100+ HP motor |  |  |  | 363 | 11 | Comp Air - Replace 100+ HP motor
[9 empty] | 364 | 1 | Comp Air - Replace 1-5 HP motor |  |  |  | 364 | 12 | Comp Air - Replace 100+ HP motor
[9 empty] | 365 | 2 | Comp Air - Replace 1-5 HP motor |  |  |  | 365 | 13 | Comp Air - Replace 100+ HP motor
[9 empty] | 366 | 3 | Comp Air - Replace 1-5 HP motor |  |  |  | 366 | 14 | Comp Air - Replace 100+ HP motor
[9 empty] | 367 | 4 | Comp Air - Replace 1-5 HP motor |  |  |  | 367 | 15 | Comp Air - Replace 100+ HP motor
[9 empty] | 368 | 5 | Comp Air - Replace 1-5 HP motor |  |  |  | 368 | 16 | Comp Air - Replace 100+ HP motor
[9 empty] | 369 | 6 | Comp Air - Replace 1-5 HP motor |  |  |  | 369 | 1 | Comp Air - Replace 1-5 HP motor
[9 empty] | 370 | 7 | Comp Air - Replace 1-5 HP motor |  |  |  | 370 | 2 | Comp Air - Replace 1-5 HP motor
[9 empty] | 371 | 8 | Comp Air - Replace 1-5 HP motor |  |  |  | 371 | 3 | Comp Air - Replace 1-5 HP motor
[9 empty] | 372 | 9 | Comp Air - Replace 1-5 HP motor |  |  |  | 372 | 4 | Comp Air - Replace 1-5 HP motor
[9 empty] | 373 | 10 | Comp Air - Replace 1-5 HP motor |  |  |  | 373 | 5 | Comp Air - Replace 1-5 HP motor
[9 empty] | 374 | 11 | Comp Air - Replace 1-5 HP motor |  |  |  | 374 | 6 | Comp Air - Replace 1-5 HP motor
[9 empty] | 375 | 12 | Comp Air - Replace 1-5 HP motor |  |  |  | 375 | 7 | Comp Air - Replace 1-5 HP motor
[9 empty] | 376 | 13 | Comp Air - Replace 1-5 HP motor |  |  |  | 376 | 8 | Comp Air - Replace 1-5 HP motor
[9 empty] | 377 | 14 | Comp Air - Replace 1-5 HP motor |  |  |  | 377 | 9 | Comp Air - Replace 1-5 HP motor
[9 empty] | 378 | 15 | Comp Air - Replace 1-5 HP motor |  |  |  | 378 | 10 | Comp Air - Replace 1-5 HP motor
[9 empty] | 379 | 16 | Comp Air - Replace 1-5 HP motor |  |  |  | 379 | 11 | Comp Air - Replace 1-5 HP motor
[9 empty] | 380 | 1 | Comp Air - Replace 6-100 HP motor |  |  |  | 380 | 12 | Comp Air - Replace 1-5 HP motor
[9 empty] | 381 | 2 | Comp Air - Replace 6-100 HP motor |  |  |  | 381 | 13 | Comp Air - Replace 1-5 HP motor
[9 empty] | 382 | 3 | Comp Air - Replace 6-100 HP motor |  |  |  | 382 | 14 | Comp Air - Replace 1-5 HP motor
[9 empty] | 383 | 4 | Comp Air - Replace 6-100 HP motor |  |  |  | 383 | 15 | Comp Air - Replace 1-5 HP motor
[9 empty] | 384 | 5 | Comp Air - Replace 6-100 HP motor |  |  |  | 384 | 16 | Comp Air - Replace 1-5 HP motor
[9 empty] | 385 | 6 | Comp Air - Replace 6-100 HP motor |  |  |  | 385 | 1 | Comp Air - Replace 6-100 HP motor
[9 empty] | 386 | 7 | Comp Air - Replace 6-100 HP motor |  |  |  | 386 | 2 | Comp Air - Replace 6-100 HP motor
[9 empty] | 387 | 8 | Comp Air - Replace 6-100 HP motor |  |  |  | 387 | 3 | Comp Air - Replace 6-100 HP motor
[9 empty] | 388 | 9 | Comp Air - Replace 6-100 HP motor |  |  |  | 388 | 4 | Comp Air - Replace 6-100 HP motor
[9 empty] | 389 | 10 | Comp Air - Replace 6-100 HP motor |  |  |  | 389 | 5 | Comp Air - Replace 6-100 HP motor
[9 empty] | 390 | 11 | Comp Air - Replace 6-100 HP motor |  |  |  | 390 | 6 | Comp Air - Replace 6-100 HP motor
[9 empty] | 391 | 12 | Comp Air - Replace 6-100 HP motor |  |  |  | 391 | 7 | Comp Air - Replace 6-100 HP motor
[9 empty] | 392 | 13 | Comp Air - Replace 6-100 HP motor |  |  |  | 392 | 8 | Comp Air - Replace 6-100 HP motor
[9 empty] | 393 | 14 | Comp Air - Replace 6-100 HP motor |  |  |  | 393 | 9 | Comp Air - Replace 6-100 HP motor
[9 empty] | 394 | 15 | Comp Air - Replace 6-100 HP motor |  |  |  | 394 | 10 | Comp Air - Replace 6-100 HP motor
[9 empty] | 395 | 16 | Comp Air - Replace 6-100 HP motor |  |  |  | 395 | 11 | Comp Air - Replace 6-100 HP motor
[9 empty] | 396 | 1 | Compressed Air - Controls |  |  |  | 396 | 12 | Comp Air - Replace 6-100 HP motor
[9 empty] | 397 | 2 | Compressed Air - Controls |  |  |  | 397 | 13 | Comp Air - Replace 6-100 HP motor
[9 empty] | 398 | 3 | Compressed Air - Controls |  |  |  | 398 | 14 | Comp Air - Replace 6-100 HP motor
[9 empty] | 399 | 4 | Compressed Air - Controls |  |  |  | 399 | 15 | Comp Air - Replace 6-100 HP motor
[9 empty] | 400 | 5 | Compressed Air - Controls |  |  |  | 400 | 16 | Comp Air - Replace 6-100 HP motor
[9 empty] | 401 | 6 | Compressed Air - Controls |  |  |  | 401 | 1 | Compressed Air - Controls
[9 empty] | 402 | 7 | Compressed Air - Controls |  |  |  | 402 | 4 | Compressed Air - Controls
[9 empty] | 403 | 8 | Compressed Air - Controls |  |  |  | 403 | 5 | Compressed Air - Controls
[9 empty] | 404 | 9 | Compressed Air - Controls |  |  |  | 404 | 6 | Compressed Air - Controls
[9 empty] | 405 | 10 | Compressed Air - Controls |  |  |  | 405 | 7 | Compressed Air - Controls
[9 empty] | 406 | 11 | Compressed Air - Controls |  |  |  | 406 | 9 | Compressed Air - Controls
[9 empty] | 407 | 12 | Compressed Air - Controls |  |  |  | 407 | 13 | Compressed Air - Controls
[9 empty] | 408 | 13 | Compressed Air - Controls |  |  |  | 408 | 15 | Compressed Air - Controls
[9 empty] | 409 | 14 | Compressed Air - Controls |  |  |  | 409 | 16 | Compressed Air - Controls
[9 empty] | 410 | 15 | Compressed Air - Controls |  |  |  | 410 | 1 | Cool Roof - Chiller
[9 empty] | 411 | 16 | Compressed Air - Controls |  |  |  | 411 | 2 | Cool Roof - Chiller
[9 empty] | 412 | 1 | Compressed Air - System Optimization |  |  |  | 412 | 3 | Cool Roof - Chiller
[9 empty] | 413 | 3 | Compressed Air - System Optimization |  |  |  | 413 | 4 | Cool Roof - Chiller
[9 empty] | 414 | 4 | Compressed Air - System Optimization |  |  |  | 414 | 5 | Cool Roof - Chiller
[9 empty] | 415 | 5 | Compressed Air - System Optimization |  |  |  | 415 | 6 | Cool Roof - Chiller
[9 empty] | 416 | 6 | Compressed Air - System Optimization |  |  |  | 416 | 7 | Cool Roof - Chiller
[9 empty] | 417 | 7 | Compressed Air - System Optimization |  |  |  | 417 | 8 | Cool Roof - Chiller
[9 empty] | 418 | 8 | Compressed Air - System Optimization |  |  |  | 418 | 9 | Cool Roof - Chiller
[9 empty] | 419 | 9 | Compressed Air - System Optimization |  |  |  | 419 | 10 | Cool Roof - Chiller
[9 empty] | 420 | 10 | Compressed Air - System Optimization |  |  |  | 420 | 11 | Cool Roof - Chiller
[9 empty] | 421 | 11 | Compressed Air - System Optimization |  |  |  | 421 | 12 | Cool Roof - Chiller
[9 empty] | 422 | 12 | Compressed Air - System Optimization |  |  |  | 422 | 13 | Cool Roof - Chiller
[9 empty] | 423 | 13 | Compressed Air - System Optimization |  |  |  | 423 | 14 | Cool Roof - Chiller
[9 empty] | 424 | 14 | Compressed Air - System Optimization |  |  |  | 424 | 15 | Cool Roof - Chiller
[9 empty] | 425 | 15 | Compressed Air - System Optimization |  |  |  | 425 | 16 | Cool Roof - Chiller
[9 empty] | 426 | 16 | Compressed Air - System Optimization |  |  |  | 426 | 1 | Cool Roof - DX
[9 empty] | 427 | 1 | Compressed Air- Sizing |  |  |  | 427 | 2 | Cool Roof - DX
[9 empty] | 428 | 2 | Compressed Air- Sizing |  |  |  | 428 | 3 | Cool Roof - DX
[9 empty] | 429 | 3 | Compressed Air- Sizing |  |  |  | 429 | 4 | Cool Roof - DX
[9 empty] | 430 | 4 | Compressed Air- Sizing |  |  |  | 430 | 5 | Cool Roof - DX
[9 empty] | 431 | 5 | Compressed Air- Sizing |  |  |  | 431 | 6 | Cool Roof - DX
[9 empty] | 432 | 6 | Compressed Air- Sizing |  |  |  | 432 | 7 | Cool Roof - DX
[9 empty] | 433 | 7 | Compressed Air- Sizing |  |  |  | 433 | 8 | Cool Roof - DX
[9 empty] | 434 | 8 | Compressed Air- Sizing |  |  |  | 434 | 9 | Cool Roof - DX
[9 empty] | 435 | 9 | Compressed Air- Sizing |  |  |  | 435 | 10 | Cool Roof - DX
[9 empty] | 436 | 10 | Compressed Air- Sizing |  |  |  | 436 | 11 | Cool Roof - DX
[9 empty] | 437 | 11 | Compressed Air- Sizing |  |  |  | 437 | 12 | Cool Roof - DX
[9 empty] | 438 | 12 | Compressed Air- Sizing |  |  |  | 438 | 13 | Cool Roof - DX
[9 empty] | 439 | 13 | Compressed Air- Sizing |  |  |  | 439 | 14 | Cool Roof - DX
[9 empty] | 440 | 14 | Compressed Air- Sizing |  |  |  | 440 | 15 | Cool Roof - DX
[9 empty] | 441 | 15 | Compressed Air- Sizing |  |  |  | 441 | 16 | Cool Roof - DX
[9 empty] | 442 | 16 | Compressed Air- Sizing |  |  |  | 442 | 3 | Drives - EE motor
[9 empty] | 443 | 1 | Compressed Air-O&M |  |  |  | 443 | 4 | Drives - EE motor
[9 empty] | 444 | 3 | Compressed Air-O&M |  |  |  | 444 | 9 | Drives - EE motor
[9 empty] | 445 | 4 | Compressed Air-O&M |  |  |  | 445 | 10 | Drives - Process Control
[9 empty] | 446 | 5 | Compressed Air-O&M |  |  |  | 446 | 6 | Drives - Process Controls (batch + site)
[9 empty] | 447 | 6 | Compressed Air-O&M |  |  |  | 447 | 9 | Drives - Process Controls (batch + site)
[9 empty] | 448 | 7 | Compressed Air-O&M |  |  |  | 448 | 10 | Drives - Process Controls (batch + site)
[9 empty] | 449 | 8 | Compressed Air-O&M |  |  |  | 449 | 11 | Drives - Scheduling
[9 empty] | 450 | 9 | Compressed Air-O&M |  |  |  | 450 | 12 | Drives - Scheduling
[9 empty] | 451 | 10 | Compressed Air-O&M |  |  |  | 451 | 13 | Drives - Scheduling
[9 empty] | 452 | 11 | Compressed Air-O&M |  |  |  | 452 | 14 | Drives - Scheduling
[9 empty] | 453 | 12 | Compressed Air-O&M |  |  |  | 453 | 15 | Drives - Scheduling
[9 empty] | 454 | 13 | Compressed Air-O&M |  |  |  | 454 | 16 | Drives - Scheduling
[9 empty] | 455 | 14 | Compressed Air-O&M |  |  |  | 455 | 1 | Duct/Pipe Insulation
[9 empty] | 456 | 15 | Compressed Air-O&M |  |  |  | 456 | 2 | Duct/Pipe Insulation
[9 empty] | 457 | 16 | Compressed Air-O&M |  |  |  | 457 | 3 | Duct/Pipe Insulation
[9 empty] | 458 | 1 | Cool Roof - Chiller |  |  |  | 458 | 4 | Duct/Pipe Insulation
[9 empty] | 459 | 2 | Cool Roof - Chiller |  |  |  | 459 | 5 | Duct/Pipe Insulation
[9 empty] | 460 | 3 | Cool Roof - Chiller |  |  |  | 460 | 6 | Duct/Pipe Insulation
[9 empty] | 461 | 4 | Cool Roof - Chiller |  |  |  | 461 | 7 | Duct/Pipe Insulation
[9 empty] | 462 | 5 | Cool Roof - Chiller |  |  |  | 462 | 8 | Duct/Pipe Insulation
[9 empty] | 463 | 6 | Cool Roof - Chiller |  |  |  | 463 | 9 | Duct/Pipe Insulation
[9 empty] | 464 | 7 | Cool Roof - Chiller |  |  |  | 464 | 10 | Duct/Pipe Insulation
[9 empty] | 465 | 8 | Cool Roof - Chiller |  |  |  | 465 | 11 | Duct/Pipe Insulation
[9 empty] | 466 | 9 | Cool Roof - Chiller |  |  |  | 466 | 12 | Duct/Pipe Insulation
[9 empty] | 467 | 10 | Cool Roof - Chiller |  |  |  | 467 | 13 | Duct/Pipe Insulation
[9 empty] | 468 | 11 | Cool Roof - Chiller |  |  |  | 468 | 14 | Duct/Pipe Insulation
[9 empty] | 469 | 12 | Cool Roof - Chiller |  |  |  | 469 | 15 | Duct/Pipe Insulation
[9 empty] | 470 | 13 | Cool Roof - Chiller |  |  |  | 470 | 16 | Duct/Pipe Insulation
[9 empty] | 471 | 14 | Cool Roof - Chiller |  |  |  | 471 | 1 | Duct/Pipe Insulation - Chiller
[9 empty] | 472 | 15 | Cool Roof - Chiller |  |  |  | 472 | 2 | Duct/Pipe Insulation - Chiller
[9 empty] | 473 | 16 | Cool Roof - Chiller |  |  |  | 473 | 3 | Duct/Pipe Insulation - Chiller
[9 empty] | 474 | 1 | Cool Roof - DX |  |  |  | 474 | 4 | Duct/Pipe Insulation - Chiller
[9 empty] | 475 | 2 | Cool Roof - DX |  |  |  | 475 | 5 | Duct/Pipe Insulation - Chiller
[9 empty] | 476 | 3 | Cool Roof - DX |  |  |  | 476 | 6 | Duct/Pipe Insulation - Chiller
[9 empty] | 477 | 4 | Cool Roof - DX |  |  |  | 477 | 7 | Duct/Pipe Insulation - Chiller
[9 empty] | 478 | 5 | Cool Roof - DX |  |  |  | 478 | 8 | Duct/Pipe Insulation - Chiller
[9 empty] | 479 | 6 | Cool Roof - DX |  |  |  | 479 | 9 | Duct/Pipe Insulation - Chiller
[9 empty] | 480 | 7 | Cool Roof - DX |  |  |  | 480 | 10 | Duct/Pipe Insulation - Chiller
[9 empty] | 481 | 8 | Cool Roof - DX |  |  |  | 481 | 11 | Duct/Pipe Insulation - Chiller
[9 empty] | 482 | 9 | Cool Roof - DX |  |  |  | 482 | 12 | Duct/Pipe Insulation - Chiller
[9 empty] | 483 | 10 | Cool Roof - DX |  |  |  | 483 | 13 | Duct/Pipe Insulation - Chiller
[9 empty] | 484 | 11 | Cool Roof - DX |  |  |  | 484 | 14 | Duct/Pipe Insulation - Chiller
[9 empty] | 485 | 12 | Cool Roof - DX |  |  |  | 485 | 15 | Duct/Pipe Insulation - Chiller
[9 empty] | 486 | 13 | Cool Roof - DX |  |  |  | 486 | 16 | Duct/Pipe Insulation - Chiller
[9 empty] | 487 | 14 | Cool Roof - DX |  |  |  | 487 | 1 | DX Coil Cleaning
[9 empty] | 488 | 15 | Cool Roof - DX |  |  |  | 488 | 2 | DX Coil Cleaning
[9 empty] | 489 | 16 | Cool Roof - DX |  |  |  | 489 | 3 | DX Coil Cleaning
[9 empty] | 490 | 3 | Drives - EE motor |  |  |  | 490 | 4 | DX Coil Cleaning
[9 empty] | 491 | 4 | Drives - EE motor |  |  |  | 491 | 5 | DX Coil Cleaning
[9 empty] | 492 | 9 | Drives - EE motor |  |  |  | 492 | 6 | DX Coil Cleaning
[9 empty] | 493 | 11 | Drives - Optimization process (M&T) |  |  |  | 493 | 7 | DX Coil Cleaning
[9 empty] | 494 | 12 | Drives - Optimization process (M&T) |  |  |  | 494 | 8 | DX Coil Cleaning
[9 empty] | 495 | 14 | Drives - Optimization process (M&T) |  |  |  | 495 | 9 | DX Coil Cleaning
[9 empty] | 496 | 15 | Drives - Optimization process (M&T) |  |  |  | 496 | 10 | DX Coil Cleaning
[9 empty] | 497 | 10 | Drives - Process Control |  |  |  | 497 | 11 | DX Coil Cleaning
[9 empty] | 498 | 6 | Drives - Process Controls (batch + site) |  |  |  | 498 | 12 | DX Coil Cleaning
[9 empty] | 499 | 9 | Drives - Process Controls (batch + site) |  |  |  | 499 | 13 | DX Coil Cleaning
[9 empty] | 500 | 10 | Drives - Process Controls (batch + site) |  |  |  | 500 | 14 | DX Coil Cleaning
[9 empty] | 501 | 11 | Drives - Scheduling |  |  |  | 501 | 15 | DX Coil Cleaning
[9 empty] | 502 | 12 | Drives - Scheduling |  |  |  | 502 | 16 | DX Coil Cleaning
[9 empty] | 503 | 13 | Drives - Scheduling |  |  |  | 503 | 1 | DX Packaged System, EER=10.9, 10 tons
[9 empty] | 504 | 14 | Drives - Scheduling |  |  |  | 504 | 2 | DX Packaged System, EER=10.9, 10 tons
[9 empty] | 505 | 15 | Drives - Scheduling |  |  |  | 505 | 3 | DX Packaged System, EER=10.9, 10 tons
[9 empty] | 506 | 16 | Drives - Scheduling |  |  |  | 506 | 4 | DX Packaged System, EER=10.9, 10 tons
[9 empty] | 507 | 1 | Duct/Pipe Insulation |  |  |  | 507 | 5 | DX Packaged System, EER=10.9, 10 tons
[9 empty] | 508 | 2 | Duct/Pipe Insulation |  |  |  | 508 | 6 | DX Packaged System, EER=10.9, 10 tons
[9 empty] | 509 | 3 | Duct/Pipe Insulation |  |  |  | 509 | 7 | DX Packaged System, EER=10.9, 10 tons
[9 empty] | 510 | 4 | Duct/Pipe Insulation |  |  |  | 510 | 8 | DX Packaged System, EER=10.9, 10 tons
[9 empty] | 511 | 5 | Duct/Pipe Insulation |  |  |  | 511 | 9 | DX Packaged System, EER=10.9, 10 tons
[9 empty] | 512 | 6 | Duct/Pipe Insulation |  |  |  | 512 | 10 | DX Packaged System, EER=10.9, 10 tons
[9 empty] | 513 | 7 | Duct/Pipe Insulation |  |  |  | 513 | 11 | DX Packaged System, EER=10.9, 10 tons
[9 empty] | 514 | 8 | Duct/Pipe Insulation |  |  |  | 514 | 12 | DX Packaged System, EER=10.9, 10 tons
[9 empty] | 515 | 9 | Duct/Pipe Insulation |  |  |  | 515 | 13 | DX Packaged System, EER=10.9, 10 tons
[9 empty] | 516 | 10 | Duct/Pipe Insulation |  |  |  | 516 | 14 | DX Packaged System, EER=10.9, 10 tons
[9 empty] | 517 | 11 | Duct/Pipe Insulation |  |  |  | 517 | 15 | DX Packaged System, EER=10.9, 10 tons
[9 empty] | 518 | 12 | Duct/Pipe Insulation |  |  |  | 518 | 16 | DX Packaged System, EER=10.9, 10 tons
[9 empty] | 519 | 13 | Duct/Pipe Insulation |  |  |  | 519 | 1 | DX Tune Up/ Advanced Diagnostics
[9 empty] | 520 | 14 | Duct/Pipe Insulation |  |  |  | 520 | 2 | DX Tune Up/ Advanced Diagnostics
[9 empty] | 521 | 15 | Duct/Pipe Insulation |  |  |  | 521 | 3 | DX Tune Up/ Advanced Diagnostics
[9 empty] | 522 | 16 | Duct/Pipe Insulation |  |  |  | 522 | 4 | DX Tune Up/ Advanced Diagnostics
[9 empty] | 523 | 1 | Duct/Pipe Insulation - Chiller |  |  |  | 523 | 5 | DX Tune Up/ Advanced Diagnostics
[9 empty] | 524 | 2 | Duct/Pipe Insulation - Chiller |  |  |  | 524 | 6 | DX Tune Up/ Advanced Diagnostics
[9 empty] | 525 | 3 | Duct/Pipe Insulation - Chiller |  |  |  | 525 | 7 | DX Tune Up/ Advanced Diagnostics
[9 empty] | 526 | 4 | Duct/Pipe Insulation - Chiller |  |  |  | 526 | 8 | DX Tune Up/ Advanced Diagnostics
[9 empty] | 527 | 5 | Duct/Pipe Insulation - Chiller |  |  |  | 527 | 9 | DX Tune Up/ Advanced Diagnostics
[9 empty] | 528 | 6 | Duct/Pipe Insulation - Chiller |  |  |  | 528 | 10 | DX Tune Up/ Advanced Diagnostics
[9 empty] | 529 | 7 | Duct/Pipe Insulation - Chiller |  |  |  | 529 | 11 | DX Tune Up/ Advanced Diagnostics
[9 empty] | 530 | 8 | Duct/Pipe Insulation - Chiller |  |  |  | 530 | 12 | DX Tune Up/ Advanced Diagnostics
[9 empty] | 531 | 9 | Duct/Pipe Insulation - Chiller |  |  |  | 531 | 13 | DX Tune Up/ Advanced Diagnostics
[9 empty] | 532 | 10 | Duct/Pipe Insulation - Chiller |  |  |  | 532 | 14 | DX Tune Up/ Advanced Diagnostics
[9 empty] | 533 | 11 | Duct/Pipe Insulation - Chiller |  |  |  | 533 | 15 | DX Tune Up/ Advanced Diagnostics
[9 empty] | 534 | 12 | Duct/Pipe Insulation - Chiller |  |  |  | 534 | 16 | DX Tune Up/ Advanced Diagnostics
[9 empty] | 535 | 13 | Duct/Pipe Insulation - Chiller |  |  |  | 535 | 5 | Efficient drives
[9 empty] | 536 | 14 | Duct/Pipe Insulation - Chiller |  |  |  | 536 | 10 | Efficient drives - rolling
[9 empty] | 537 | 15 | Duct/Pipe Insulation - Chiller |  |  |  | 537 | 9 | Efficient grinding
[9 empty] | 538 | 16 | Duct/Pipe Insulation - Chiller |  |  |  | 538 | 16 | Efficient Machinery
[9 empty] | 539 | 1 | DX Coil Cleaning |  |  |  | 539 | 1 | EMS - Chiller
[9 empty] | 540 | 2 | DX Coil Cleaning |  |  |  | 540 | 2 | EMS - Chiller
[9 empty] | 541 | 3 | DX Coil Cleaning |  |  |  | 541 | 3 | EMS - Chiller
[9 empty] | 542 | 4 | DX Coil Cleaning |  |  |  | 542 | 4 | EMS - Chiller
[9 empty] | 543 | 5 | DX Coil Cleaning |  |  |  | 543 | 5 | EMS - Chiller
[9 empty] | 544 | 6 | DX Coil Cleaning |  |  |  | 544 | 6 | EMS - Chiller
[9 empty] | 545 | 7 | DX Coil Cleaning |  |  |  | 545 | 7 | EMS - Chiller
[9 empty] | 546 | 8 | DX Coil Cleaning |  |  |  | 546 | 8 | EMS - Chiller
[9 empty] | 547 | 9 | DX Coil Cleaning |  |  |  | 547 | 9 | EMS - Chiller
[9 empty] | 548 | 10 | DX Coil Cleaning |  |  |  | 548 | 10 | EMS - Chiller
[9 empty] | 549 | 11 | DX Coil Cleaning |  |  |  | 549 | 11 | EMS - Chiller
[9 empty] | 550 | 12 | DX Coil Cleaning |  |  |  | 550 | 12 | EMS - Chiller
[9 empty] | 551 | 13 | DX Coil Cleaning |  |  |  | 551 | 13 | EMS - Chiller
[9 empty] | 552 | 14 | DX Coil Cleaning |  |  |  | 552 | 14 | EMS - Chiller
[9 empty] | 553 | 15 | DX Coil Cleaning |  |  |  | 553 | 15 | EMS - Chiller
[9 empty] | 554 | 16 | DX Coil Cleaning |  |  |  | 554 | 16 | EMS - Chiller
[9 empty] | 555 | 1 | DX Packaged System, EER=10.9, 10 tons |  |  |  | 555 | 1 | EMS Optimization - Chiller
[9 empty] | 556 | 2 | DX Packaged System, EER=10.9, 10 tons |  |  |  | 556 | 2 | EMS Optimization - Chiller
[9 empty] | 557 | 3 | DX Packaged System, EER=10.9, 10 tons |  |  |  | 557 | 3 | EMS Optimization - Chiller
[9 empty] | 558 | 4 | DX Packaged System, EER=10.9, 10 tons |  |  |  | 558 | 4 | EMS Optimization - Chiller
[9 empty] | 559 | 5 | DX Packaged System, EER=10.9, 10 tons |  |  |  | 559 | 5 | EMS Optimization - Chiller
[9 empty] | 560 | 6 | DX Packaged System, EER=10.9, 10 tons |  |  |  | 560 | 6 | EMS Optimization - Chiller
[9 empty] | 561 | 7 | DX Packaged System, EER=10.9, 10 tons |  |  |  | 561 | 7 | EMS Optimization - Chiller
[9 empty] | 562 | 8 | DX Packaged System, EER=10.9, 10 tons |  |  |  | 562 | 8 | EMS Optimization - Chiller
[9 empty] | 563 | 9 | DX Packaged System, EER=10.9, 10 tons |  |  |  | 563 | 9 | EMS Optimization - Chiller
[9 empty] | 564 | 10 | DX Packaged System, EER=10.9, 10 tons |  |  |  | 564 | 10 | EMS Optimization - Chiller
[9 empty] | 565 | 11 | DX Packaged System, EER=10.9, 10 tons |  |  |  | 565 | 11 | EMS Optimization - Chiller
[9 empty] | 566 | 12 | DX Packaged System, EER=10.9, 10 tons |  |  |  | 566 | 12 | EMS Optimization - Chiller
[9 empty] | 567 | 13 | DX Packaged System, EER=10.9, 10 tons |  |  |  | 567 | 13 | EMS Optimization - Chiller
[9 empty] | 568 | 14 | DX Packaged System, EER=10.9, 10 tons |  |  |  | 568 | 14 | EMS Optimization - Chiller
[9 empty] | 569 | 15 | DX Packaged System, EER=10.9, 10 tons |  |  |  | 569 | 15 | EMS Optimization - Chiller
[9 empty] | 570 | 16 | DX Packaged System, EER=10.9, 10 tons |  |  |  | 570 | 16 | EMS Optimization - Chiller
[9 empty] | 571 | 1 | DX Tune Up/ Advanced Diagnostics |  |  |  | 571 | 1 | Fans - ASD (100+ hp)
[9 empty] | 572 | 2 | DX Tune Up/ Advanced Diagnostics |  |  |  | 572 | 2 | Fans - ASD (100+ hp)
[9 empty] | 573 | 3 | DX Tune Up/ Advanced Diagnostics |  |  |  | 573 | 3 | Fans - ASD (100+ hp)
[9 empty] | 574 | 4 | DX Tune Up/ Advanced Diagnostics |  |  |  | 574 | 4 | Fans - ASD (100+ hp)
[9 empty] | 575 | 5 | DX Tune Up/ Advanced Diagnostics |  |  |  | 575 | 5 | Fans - ASD (100+ hp)
[9 empty] | 576 | 6 | DX Tune Up/ Advanced Diagnostics |  |  |  | 576 | 6 | Fans - ASD (100+ hp)
[9 empty] | 577 | 7 | DX Tune Up/ Advanced Diagnostics |  |  |  | 577 | 7 | Fans - ASD (100+ hp)
[9 empty] | 578 | 8 | DX Tune Up/ Advanced Diagnostics |  |  |  | 578 | 8 | Fans - ASD (100+ hp)
[9 empty] | 579 | 9 | DX Tune Up/ Advanced Diagnostics |  |  |  | 579 | 9 | Fans - ASD (100+ hp)
[9 empty] | 580 | 10 | DX Tune Up/ Advanced Diagnostics |  |  |  | 580 | 10 | Fans - ASD (100+ hp)
[9 empty] | 581 | 11 | DX Tune Up/ Advanced Diagnostics |  |  |  | 581 | 11 | Fans - ASD (100+ hp)
[9 empty] | 582 | 12 | DX Tune Up/ Advanced Diagnostics |  |  |  | 582 | 12 | Fans - ASD (100+ hp)
[9 empty] | 583 | 13 | DX Tune Up/ Advanced Diagnostics |  |  |  | 583 | 13 | Fans - ASD (100+ hp)
[9 empty] | 584 | 14 | DX Tune Up/ Advanced Diagnostics |  |  |  | 584 | 14 | Fans - ASD (100+ hp)
[9 empty] | 585 | 15 | DX Tune Up/ Advanced Diagnostics |  |  |  | 585 | 15 | Fans - ASD (100+ hp)
[9 empty] | 586 | 16 | DX Tune Up/ Advanced Diagnostics |  |  |  | 586 | 16 | Fans - ASD (100+ hp)
[9 empty] | 587 | 11 | Efficient Curing ovens |  |  |  | 587 | 1 | Fans - ASD (1-5 hp)
[9 empty] | 588 | 12 | Efficient Curing ovens |  |  |  | 588 | 2 | Fans - ASD (1-5 hp)
[9 empty] | 589 | 13 | Efficient Curing ovens |  |  |  | 589 | 3 | Fans - ASD (1-5 hp)
[9 empty] | 590 | 14 | Efficient Curing ovens |  |  |  | 590 | 4 | Fans - ASD (1-5 hp)
[9 empty] | 591 | 15 | Efficient Curing ovens |  |  |  | 591 | 5 | Fans - ASD (1-5 hp)
[9 empty] | 592 | 16 | Efficient Curing ovens |  |  |  | 592 | 6 | Fans - ASD (1-5 hp)
[9 empty] | 593 | 7 | Efficient desalter |  |  |  | 593 | 7 | Fans - ASD (1-5 hp)
[9 empty] | 594 | 5 | Efficient drives |  |  |  | 594 | 8 | Fans - ASD (1-5 hp)
[9 empty] | 595 | 10 | Efficient drives - rolling |  |  |  | 595 | 9 | Fans - ASD (1-5 hp)
[9 empty] | 596 | 10 | Efficient electric melting |  |  |  | 596 | 10 | Fans - ASD (1-5 hp)
[9 empty] | 597 | 9 | Efficient grinding |  |  |  | 597 | 11 | Fans - ASD (1-5 hp)
[9 empty] | 598 | 16 | Efficient Machinery |  |  |  | 598 | 12 | Fans - ASD (1-5 hp)
[9 empty] | 599 | 5 | Efficient practices printing press |  |  |  | 599 | 13 | Fans - ASD (1-5 hp)
[9 empty] | 600 | 5 | Efficient Printing press (fewer cylinders) |  |  |  | 600 | 14 | Fans - ASD (1-5 hp)
[9 empty] | 601 | 13 | Efficient processes (welding, etc.) |  |  |  | 601 | 15 | Fans - ASD (1-5 hp)
[9 empty] | 602 | 1 | Efficient Refrigeration - Operations |  |  |  | 602 | 16 | Fans - ASD (1-5 hp)
[9 empty] | 603 | 1 | EMS - Chiller |  |  |  | 603 | 1 | Fans - ASD (6-100 hp)
[9 empty] | 604 | 2 | EMS - Chiller |  |  |  | 604 | 2 | Fans - ASD (6-100 hp)
[9 empty] | 605 | 3 | EMS - Chiller |  |  |  | 605 | 3 | Fans - ASD (6-100 hp)
[9 empty] | 606 | 4 | EMS - Chiller |  |  |  | 606 | 4 | Fans - ASD (6-100 hp)
[9 empty] | 607 | 5 | EMS - Chiller |  |  |  | 607 | 5 | Fans - ASD (6-100 hp)
[9 empty] | 608 | 6 | EMS - Chiller |  |  |  | 608 | 6 | Fans - ASD (6-100 hp)
[9 empty] | 609 | 7 | EMS - Chiller |  |  |  | 609 | 7 | Fans - ASD (6-100 hp)
[9 empty] | 610 | 8 | EMS - Chiller |  |  |  | 610 | 8 | Fans - ASD (6-100 hp)
[9 empty] | 611 | 9 | EMS - Chiller |  |  |  | 611 | 9 | Fans - ASD (6-100 hp)
[9 empty] | 612 | 10 | EMS - Chiller |  |  |  | 612 | 10 | Fans - ASD (6-100 hp)
[9 empty] | 613 | 11 | EMS - Chiller |  |  |  | 613 | 11 | Fans - ASD (6-100 hp)
[9 empty] | 614 | 12 | EMS - Chiller |  |  |  | 614 | 12 | Fans - ASD (6-100 hp)
[9 empty] | 615 | 13 | EMS - Chiller |  |  |  | 615 | 13 | Fans - ASD (6-100 hp)
[9 empty] | 616 | 14 | EMS - Chiller |  |  |  | 616 | 14 | Fans - ASD (6-100 hp)
[9 empty] | 617 | 15 | EMS - Chiller |  |  |  | 617 | 15 | Fans - ASD (6-100 hp)
[9 empty] | 618 | 16 | EMS - Chiller |  |  |  | 618 | 16 | Fans - ASD (6-100 hp)
[9 empty] | 619 | 1 | EMS Optimization - Chiller |  |  |  | 619 | 1 | Fans - Motor practices-1 (100+ HP)
[9 empty] | 620 | 2 | EMS Optimization - Chiller |  |  |  | 620 | 2 | Fans - Motor practices-1 (100+ HP)
[9 empty] | 621 | 3 | EMS Optimization - Chiller |  |  |  | 621 | 3 | Fans - Motor practices-1 (100+ HP)
[9 empty] | 622 | 4 | EMS Optimization - Chiller |  |  |  | 622 | 4 | Fans - Motor practices-1 (100+ HP)
[9 empty] | 623 | 5 | EMS Optimization - Chiller |  |  |  | 623 | 5 | Fans - Motor practices-1 (100+ HP)
[9 empty] | 624 | 6 | EMS Optimization - Chiller |  |  |  | 624 | 6 | Fans - Motor practices-1 (100+ HP)
[9 empty] | 625 | 7 | EMS Optimization - Chiller |  |  |  | 625 | 7 | Fans - Motor practices-1 (100+ HP)
[9 empty] | 626 | 8 | EMS Optimization - Chiller |  |  |  | 626 | 8 | Fans - Motor practices-1 (100+ HP)
[9 empty] | 627 | 9 | EMS Optimization - Chiller |  |  |  | 627 | 9 | Fans - Motor practices-1 (100+ HP)
[9 empty] | 628 | 10 | EMS Optimization - Chiller |  |  |  | 628 | 10 | Fans - Motor practices-1 (100+ HP)
[9 empty] | 629 | 11 | EMS Optimization - Chiller |  |  |  | 629 | 11 | Fans - Motor practices-1 (100+ HP)
[9 empty] | 630 | 12 | EMS Optimization - Chiller |  |  |  | 630 | 12 | Fans - Motor practices-1 (100+ HP)
[9 empty] | 631 | 13 | EMS Optimization - Chiller |  |  |  | 631 | 13 | Fans - Motor practices-1 (100+ HP)
[9 empty] | 632 | 14 | EMS Optimization - Chiller |  |  |  | 632 | 14 | Fans - Motor practices-1 (100+ HP)
[9 empty] | 633 | 15 | EMS Optimization - Chiller |  |  |  | 633 | 15 | Fans - Motor practices-1 (100+ HP)
[9 empty] | 634 | 16 | EMS Optimization - Chiller |  |  |  | 634 | 16 | Fans - Motor practices-1 (100+ HP)
[9 empty] | 635 | 8 | Extruders/injection Moulding-multipump |  |  |  | 635 | 1 | Fans - Motor practices-1 (1-5 HP)
[9 empty] | 636 | 1 | Fans - ASD (100+ hp) |  |  |  | 636 | 2 | Fans - Motor practices-1 (1-5 HP)
[9 empty] | 637 | 2 | Fans - ASD (100+ hp) |  |  |  | 637 | 3 | Fans - Motor practices-1 (1-5 HP)
[9 empty] | 638 | 3 | Fans - ASD (100+ hp) |  |  |  | 638 | 4 | Fans - Motor practices-1 (1-5 HP)
[9 empty] | 639 | 4 | Fans - ASD (100+ hp) |  |  |  | 639 | 5 | Fans - Motor practices-1 (1-5 HP)
[9 empty] | 640 | 5 | Fans - ASD (100+ hp) |  |  |  | 640 | 6 | Fans - Motor practices-1 (1-5 HP)
[9 empty] | 641 | 6 | Fans - ASD (100+ hp) |  |  |  | 641 | 7 | Fans - Motor practices-1 (1-5 HP)
[9 empty] | 642 | 7 | Fans - ASD (100+ hp) |  |  |  | 642 | 8 | Fans - Motor practices-1 (1-5 HP)
[9 empty] | 643 | 8 | Fans - ASD (100+ hp) |  |  |  | 643 | 9 | Fans - Motor practices-1 (1-5 HP)
[9 empty] | 644 | 9 | Fans - ASD (100+ hp) |  |  |  | 644 | 10 | Fans - Motor practices-1 (1-5 HP)
[9 empty] | 645 | 10 | Fans - ASD (100+ hp) |  |  |  | 645 | 11 | Fans - Motor practices-1 (1-5 HP)
[9 empty] | 646 | 11 | Fans - ASD (100+ hp) |  |  |  | 646 | 12 | Fans - Motor practices-1 (1-5 HP)
[9 empty] | 647 | 12 | Fans - ASD (100+ hp) |  |  |  | 647 | 13 | Fans - Motor practices-1 (1-5 HP)
[9 empty] | 648 | 13 | Fans - ASD (100+ hp) |  |  |  | 648 | 14 | Fans - Motor practices-1 (1-5 HP)
[9 empty] | 649 | 14 | Fans - ASD (100+ hp) |  |  |  | 649 | 15 | Fans - Motor practices-1 (1-5 HP)
[9 empty] | 650 | 15 | Fans - ASD (100+ hp) |  |  |  | 650 | 16 | Fans - Motor practices-1 (1-5 HP)
[9 empty] | 651 | 16 | Fans - ASD (100+ hp) |  |  |  | 651 | 1 | Fans - Motor practices-1 (6-100 HP)
[9 empty] | 652 | 1 | Fans - ASD (1-5 hp) |  |  |  | 652 | 2 | Fans - Motor practices-1 (6-100 HP)
[9 empty] | 653 | 2 | Fans - ASD (1-5 hp) |  |  |  | 653 | 3 | Fans - Motor practices-1 (6-100 HP)
[9 empty] | 654 | 3 | Fans - ASD (1-5 hp) |  |  |  | 654 | 4 | Fans - Motor practices-1 (6-100 HP)
[9 empty] | 655 | 4 | Fans - ASD (1-5 hp) |  |  |  | 655 | 5 | Fans - Motor practices-1 (6-100 HP)
[9 empty] | 656 | 5 | Fans - ASD (1-5 hp) |  |  |  | 656 | 6 | Fans - Motor practices-1 (6-100 HP)
[9 empty] | 657 | 6 | Fans - ASD (1-5 hp) |  |  |  | 657 | 7 | Fans - Motor practices-1 (6-100 HP)
[9 empty] | 658 | 7 | Fans - ASD (1-5 hp) |  |  |  | 658 | 8 | Fans - Motor practices-1 (6-100 HP)
[9 empty] | 659 | 8 | Fans - ASD (1-5 hp) |  |  |  | 659 | 9 | Fans - Motor practices-1 (6-100 HP)
[9 empty] | 660 | 9 | Fans - ASD (1-5 hp) |  |  |  | 660 | 10 | Fans - Motor practices-1 (6-100 HP)
[9 empty] | 661 | 10 | Fans - ASD (1-5 hp) |  |  |  | 661 | 11 | Fans - Motor practices-1 (6-100 HP)
[9 empty] | 662 | 11 | Fans - ASD (1-5 hp) |  |  |  | 662 | 12 | Fans - Motor practices-1 (6-100 HP)
[9 empty] | 663 | 12 | Fans - ASD (1-5 hp) |  |  |  | 663 | 13 | Fans - Motor practices-1 (6-100 HP)
[9 empty] | 664 | 13 | Fans - ASD (1-5 hp) |  |  |  | 664 | 14 | Fans - Motor practices-1 (6-100 HP)
[9 empty] | 665 | 14 | Fans - ASD (1-5 hp) |  |  |  | 665 | 15 | Fans - Motor practices-1 (6-100 HP)
[9 empty] | 666 | 15 | Fans - ASD (1-5 hp) |  |  |  | 666 | 16 | Fans - Motor practices-1 (6-100 HP)
[9 empty] | 667 | 16 | Fans - ASD (1-5 hp) |  |  |  | 667 | 1 | Fans - O&M
[9 empty] | 668 | 1 | Fans - ASD (6-100 hp) |  |  |  | 668 | 2 | Fans - O&M
[9 empty] | 669 | 2 | Fans - ASD (6-100 hp) |  |  |  | 669 | 3 | Fans - O&M
[9 empty] | 670 | 3 | Fans - ASD (6-100 hp) |  |  |  | 670 | 4 | Fans - O&M
[9 empty] | 671 | 4 | Fans - ASD (6-100 hp) |  |  |  | 671 | 5 | Fans - O&M
[9 empty] | 672 | 5 | Fans - ASD (6-100 hp) |  |  |  | 672 | 6 | Fans - O&M
[9 empty] | 673 | 6 | Fans - ASD (6-100 hp) |  |  |  | 673 | 7 | Fans - O&M
[9 empty] | 674 | 7 | Fans - ASD (6-100 hp) |  |  |  | 674 | 8 | Fans - O&M
[9 empty] | 675 | 8 | Fans - ASD (6-100 hp) |  |  |  | 675 | 9 | Fans - O&M
[9 empty] | 676 | 9 | Fans - ASD (6-100 hp) |  |  |  | 676 | 10 | Fans - O&M
[9 empty] | 677 | 10 | Fans - ASD (6-100 hp) |  |  |  | 677 | 11 | Fans - O&M
[9 empty] | 678 | 11 | Fans - ASD (6-100 hp) |  |  |  | 678 | 12 | Fans - O&M
[9 empty] | 679 | 12 | Fans - ASD (6-100 hp) |  |  |  | 679 | 13 | Fans - O&M
[9 empty] | 680 | 13 | Fans - ASD (6-100 hp) |  |  |  | 680 | 14 | Fans - O&M
[9 empty] | 681 | 14 | Fans - ASD (6-100 hp) |  |  |  | 681 | 15 | Fans - O&M
[9 empty] | 682 | 15 | Fans - ASD (6-100 hp) |  |  |  | 682 | 16 | Fans - O&M
[9 empty] | 683 | 16 | Fans - ASD (6-100 hp) |  |  |  | 683 | 1 | Fans - Replace 100+ HP motor
[9 empty] | 684 | 1 | Fans - Controls |  |  |  | 684 | 2 | Fans - Replace 100+ HP motor
[9 empty] | 685 | 4 | Fans - Controls |  |  |  | 685 | 3 | Fans - Replace 100+ HP motor
[9 empty] | 686 | 5 | Fans - Controls |  |  |  | 686 | 4 | Fans - Replace 100+ HP motor
[9 empty] | 687 | 6 | Fans - Controls |  |  |  | 687 | 5 | Fans - Replace 100+ HP motor
[9 empty] | 688 | 7 | Fans - Controls |  |  |  | 688 | 6 | Fans - Replace 100+ HP motor
[9 empty] | 689 | 8 | Fans - Controls |  |  |  | 689 | 7 | Fans - Replace 100+ HP motor
[9 empty] | 690 | 9 | Fans - Controls |  |  |  | 690 | 8 | Fans - Replace 100+ HP motor
[9 empty] | 691 | 11 | Fans - Controls |  |  |  | 691 | 9 | Fans - Replace 100+ HP motor
[9 empty] | 692 | 13 | Fans - Controls |  |  |  | 692 | 10 | Fans - Replace 100+ HP motor
[9 empty] | 693 | 15 | Fans - Controls |  |  |  | 693 | 11 | Fans - Replace 100+ HP motor
[9 empty] | 694 | 16 | Fans - Controls |  |  |  | 694 | 12 | Fans - Replace 100+ HP motor
[9 empty] | 695 | 1 | Fans - Motor practices-1 (100+ HP) |  |  |  | 695 | 13 | Fans - Replace 100+ HP motor
[9 empty] | 696 | 2 | Fans - Motor practices-1 (100+ HP) |  |  |  | 696 | 14 | Fans - Replace 100+ HP motor
[9 empty] | 697 | 3 | Fans - Motor practices-1 (100+ HP) |  |  |  | 697 | 15 | Fans - Replace 100+ HP motor
[9 empty] | 698 | 4 | Fans - Motor practices-1 (100+ HP) |  |  |  | 698 | 16 | Fans - Replace 100+ HP motor
[9 empty] | 699 | 5 | Fans - Motor practices-1 (100+ HP) |  |  |  | 699 | 1 | Fans - Replace 1-5 HP motor
[9 empty] | 700 | 6 | Fans - Motor practices-1 (100+ HP) |  |  |  | 700 | 2 | Fans - Replace 1-5 HP motor
[9 empty] | 701 | 7 | Fans - Motor practices-1 (100+ HP) |  |  |  | 701 | 3 | Fans - Replace 1-5 HP motor
[9 empty] | 702 | 8 | Fans - Motor practices-1 (100+ HP) |  |  |  | 702 | 4 | Fans - Replace 1-5 HP motor
[9 empty] | 703 | 9 | Fans - Motor practices-1 (100+ HP) |  |  |  | 703 | 5 | Fans - Replace 1-5 HP motor
[9 empty] | 704 | 10 | Fans - Motor practices-1 (100+ HP) |  |  |  | 704 | 6 | Fans - Replace 1-5 HP motor
[9 empty] | 705 | 11 | Fans - Motor practices-1 (100+ HP) |  |  |  | 705 | 7 | Fans - Replace 1-5 HP motor
[9 empty] | 706 | 12 | Fans - Motor practices-1 (100+ HP) |  |  |  | 706 | 8 | Fans - Replace 1-5 HP motor
[9 empty] | 707 | 13 | Fans - Motor practices-1 (100+ HP) |  |  |  | 707 | 9 | Fans - Replace 1-5 HP motor
[9 empty] | 708 | 14 | Fans - Motor practices-1 (100+ HP) |  |  |  | 708 | 10 | Fans - Replace 1-5 HP motor
[9 empty] | 709 | 15 | Fans - Motor practices-1 (100+ HP) |  |  |  | 709 | 11 | Fans - Replace 1-5 HP motor
[9 empty] | 710 | 16 | Fans - Motor practices-1 (100+ HP) |  |  |  | 710 | 12 | Fans - Replace 1-5 HP motor
[9 empty] | 711 | 1 | Fans - Motor practices-1 (1-5 HP) |  |  |  | 711 | 13 | Fans - Replace 1-5 HP motor
[9 empty] | 712 | 2 | Fans - Motor practices-1 (1-5 HP) |  |  |  | 712 | 14 | Fans - Replace 1-5 HP motor
[9 empty] | 713 | 3 | Fans - Motor practices-1 (1-5 HP) |  |  |  | 713 | 15 | Fans - Replace 1-5 HP motor
[9 empty] | 714 | 4 | Fans - Motor practices-1 (1-5 HP) |  |  |  | 714 | 16 | Fans - Replace 1-5 HP motor
[9 empty] | 715 | 5 | Fans - Motor practices-1 (1-5 HP) |  |  |  | 715 | 1 | Fans - Replace 6-100 HP motor
[9 empty] | 716 | 6 | Fans - Motor practices-1 (1-5 HP) |  |  |  | 716 | 2 | Fans - Replace 6-100 HP motor
[9 empty] | 717 | 7 | Fans - Motor practices-1 (1-5 HP) |  |  |  | 717 | 3 | Fans - Replace 6-100 HP motor
[9 empty] | 718 | 8 | Fans - Motor practices-1 (1-5 HP) |  |  |  | 718 | 4 | Fans - Replace 6-100 HP motor
[9 empty] | 719 | 9 | Fans - Motor practices-1 (1-5 HP) |  |  |  | 719 | 5 | Fans - Replace 6-100 HP motor
[9 empty] | 720 | 10 | Fans - Motor practices-1 (1-5 HP) |  |  |  | 720 | 6 | Fans - Replace 6-100 HP motor
[9 empty] | 721 | 11 | Fans - Motor practices-1 (1-5 HP) |  |  |  | 721 | 7 | Fans - Replace 6-100 HP motor
[9 empty] | 722 | 12 | Fans - Motor practices-1 (1-5 HP) |  |  |  | 722 | 8 | Fans - Replace 6-100 HP motor
[9 empty] | 723 | 13 | Fans - Motor practices-1 (1-5 HP) |  |  |  | 723 | 9 | Fans - Replace 6-100 HP motor
[9 empty] | 724 | 14 | Fans - Motor practices-1 (1-5 HP) |  |  |  | 724 | 10 | Fans - Replace 6-100 HP motor
[9 empty] | 725 | 15 | Fans - Motor practices-1 (1-5 HP) |  |  |  | 725 | 11 | Fans - Replace 6-100 HP motor
[9 empty] | 726 | 16 | Fans - Motor practices-1 (1-5 HP) |  |  |  | 726 | 12 | Fans - Replace 6-100 HP motor
[9 empty] | 727 | 1 | Fans - Motor practices-1 (6-100 HP) |  |  |  | 727 | 13 | Fans - Replace 6-100 HP motor
[9 empty] | 728 | 2 | Fans - Motor practices-1 (6-100 HP) |  |  |  | 728 | 14 | Fans - Replace 6-100 HP motor
[9 empty] | 729 | 3 | Fans - Motor practices-1 (6-100 HP) |  |  |  | 729 | 15 | Fans - Replace 6-100 HP motor
[9 empty] | 730 | 4 | Fans - Motor practices-1 (6-100 HP) |  |  |  | 730 | 16 | Fans - Replace 6-100 HP motor
[9 empty] | 731 | 5 | Fans - Motor practices-1 (6-100 HP) |  |  |  | 731 | 1 | Fans- Improve components
[9 empty] | 732 | 6 | Fans - Motor practices-1 (6-100 HP) |  |  |  | 732 | 2 | Fans- Improve components
[9 empty] | 733 | 7 | Fans - Motor practices-1 (6-100 HP) |  |  |  | 733 | 3 | Fans- Improve components
[9 empty] | 734 | 8 | Fans - Motor practices-1 (6-100 HP) |  |  |  | 734 | 4 | Fans- Improve components
[9 empty] | 735 | 9 | Fans - Motor practices-1 (6-100 HP) |  |  |  | 735 | 5 | Fans- Improve components
[9 empty] | 736 | 10 | Fans - Motor practices-1 (6-100 HP) |  |  |  | 736 | 6 | Fans- Improve components
[9 empty] | 737 | 11 | Fans - Motor practices-1 (6-100 HP) |  |  |  | 737 | 7 | Fans- Improve components
[9 empty] | 738 | 12 | Fans - Motor practices-1 (6-100 HP) |  |  |  | 738 | 8 | Fans- Improve components
[9 empty] | 739 | 13 | Fans - Motor practices-1 (6-100 HP) |  |  |  | 739 | 9 | Fans- Improve components
[9 empty] | 740 | 14 | Fans - Motor practices-1 (6-100 HP) |  |  |  | 740 | 10 | Fans- Improve components
[9 empty] | 741 | 15 | Fans - Motor practices-1 (6-100 HP) |  |  |  | 741 | 11 | Fans- Improve components
[9 empty] | 742 | 16 | Fans - Motor practices-1 (6-100 HP) |  |  |  | 742 | 12 | Fans- Improve components
[9 empty] | 743 | 1 | Fans - O&M |  |  |  | 743 | 13 | Fans- Improve components
[9 empty] | 744 | 2 | Fans - O&M |  |  |  | 744 | 14 | Fans- Improve components
[9 empty] | 745 | 3 | Fans - O&M |  |  |  | 745 | 15 | Fans- Improve components
[9 empty] | 746 | 4 | Fans - O&M |  |  |  | 746 | 16 | Fans- Improve components
[9 empty] | 747 | 5 | Fans - O&M |  |  |  | 747 |  | Flood LED 14 W
[9 empty] | 748 | 6 | Fans - O&M |  |  |  | 748 | 4 | Gap Forming papermachine
[9 empty] | 749 | 7 | Fans - O&M |  |  |  | 749 | 1 | Geothermal Heat Pump, EER=13, 10 tons
[9 empty] | 750 | 8 | Fans - O&M |  |  |  | 750 | 2 | Geothermal Heat Pump, EER=13, 10 tons
[9 empty] | 751 | 9 | Fans - O&M |  |  |  | 751 | 3 | Geothermal Heat Pump, EER=13, 10 tons
[9 empty] | 752 | 10 | Fans - O&M |  |  |  | 752 | 4 | Geothermal Heat Pump, EER=13, 10 tons
[9 empty] | 753 | 11 | Fans - O&M |  |  |  | 753 | 5 | Geothermal Heat Pump, EER=13, 10 tons
[9 empty] | 754 | 12 | Fans - O&M |  |  |  | 754 | 6 | Geothermal Heat Pump, EER=13, 10 tons
[9 empty] | 755 | 13 | Fans - O&M |  |  |  | 755 | 7 | Geothermal Heat Pump, EER=13, 10 tons
[9 empty] | 756 | 14 | Fans - O&M |  |  |  | 756 | 8 | Geothermal Heat Pump, EER=13, 10 tons
[9 empty] | 757 | 15 | Fans - O&M |  |  |  | 757 | 9 | Geothermal Heat Pump, EER=13, 10 tons
[9 empty] | 758 | 16 | Fans - O&M |  |  |  | 758 | 10 | Geothermal Heat Pump, EER=13, 10 tons
[9 empty] | 759 | 1 | Fans - Replace 100+ HP motor |  |  |  | 759 | 11 | Geothermal Heat Pump, EER=13, 10 tons
[9 empty] | 760 | 2 | Fans - Replace 100+ HP motor |  |  |  | 760 | 12 | Geothermal Heat Pump, EER=13, 10 tons
[9 empty] | 761 | 3 | Fans - Replace 100+ HP motor |  |  |  | 761 | 13 | Geothermal Heat Pump, EER=13, 10 tons
[9 empty] | 762 | 4 | Fans - Replace 100+ HP motor |  |  |  | 762 | 14 | Geothermal Heat Pump, EER=13, 10 tons
[9 empty] | 763 | 5 | Fans - Replace 100+ HP motor |  |  |  | 763 | 15 | Geothermal Heat Pump, EER=13, 10 tons
[9 empty] | 764 | 6 | Fans - Replace 100+ HP motor |  |  |  | 764 | 16 | Geothermal Heat Pump, EER=13, 10 tons
[9 empty] | 765 | 7 | Fans - Replace 100+ HP motor |  |  |  | 765 | 10 | Heating - Process Control
[9 empty] | 766 | 8 | Fans - Replace 100+ HP motor |  |  |  | 766 | 11 | Heating - Scheduling
[9 empty] | 767 | 9 | Fans - Replace 100+ HP motor |  |  |  | 767 | 12 | Heating - Scheduling
[9 empty] | 768 | 10 | Fans - Replace 100+ HP motor |  |  |  | 768 | 6 | High Bay T5
[9 empty] | 769 | 11 | Fans - Replace 100+ HP motor |  |  |  | 769 | 7 | High Bay T5
[9 empty] | 770 | 12 | Fans - Replace 100+ HP motor |  |  |  | 770 | 4 | High Consistency forming
[9 empty] | 771 | 13 | Fans - Replace 100+ HP motor |  |  |  | 771 | 1 | High Efficiency Chiller Motors
[9 empty] | 772 | 14 | Fans - Replace 100+ HP motor |  |  |  | 772 | 2 | High Efficiency Chiller Motors
[9 empty] | 773 | 15 | Fans - Replace 100+ HP motor |  |  |  | 773 | 3 | High Efficiency Chiller Motors
[9 empty] | 774 | 16 | Fans - Replace 100+ HP motor |  |  |  | 774 | 4 | High Efficiency Chiller Motors
[9 empty] | 775 | 1 | Fans - Replace 1-5 HP motor |  |  |  | 775 | 5 | High Efficiency Chiller Motors
[9 empty] | 776 | 2 | Fans - Replace 1-5 HP motor |  |  |  | 776 | 6 | High Efficiency Chiller Motors
[9 empty] | 777 | 3 | Fans - Replace 1-5 HP motor |  |  |  | 777 | 7 | High Efficiency Chiller Motors
[9 empty] | 778 | 4 | Fans - Replace 1-5 HP motor |  |  |  | 778 | 8 | High Efficiency Chiller Motors
[9 empty] | 779 | 5 | Fans - Replace 1-5 HP motor |  |  |  | 779 | 9 | High Efficiency Chiller Motors
[9 empty] | 780 | 6 | Fans - Replace 1-5 HP motor |  |  |  | 780 | 10 | High Efficiency Chiller Motors
[9 empty] | 781 | 7 | Fans - Replace 1-5 HP motor |  |  |  | 781 | 11 | High Efficiency Chiller Motors
[9 empty] | 782 | 8 | Fans - Replace 1-5 HP motor |  |  |  | 782 | 12 | High Efficiency Chiller Motors
[9 empty] | 783 | 9 | Fans - Replace 1-5 HP motor |  |  |  | 783 | 13 | High Efficiency Chiller Motors
[9 empty] | 784 | 10 | Fans - Replace 1-5 HP motor |  |  |  | 784 | 14 | High Efficiency Chiller Motors
[9 empty] | 785 | 11 | Fans - Replace 1-5 HP motor |  |  |  | 785 | 15 | High Efficiency Chiller Motors
[9 empty] | 786 | 12 | Fans - Replace 1-5 HP motor |  |  |  | 786 | 16 | High Efficiency Chiller Motors
[9 empty] | 787 | 13 | Fans - Replace 1-5 HP motor |  |  |  | 787 | 1 | Hybrid Dessicant-DX System (Trane CDQ)
[9 empty] | 788 | 14 | Fans - Replace 1-5 HP motor |  |  |  | 788 | 2 | Hybrid Dessicant-DX System (Trane CDQ)
[9 empty] | 789 | 15 | Fans - Replace 1-5 HP motor |  |  |  | 789 | 3 | Hybrid Dessicant-DX System (Trane CDQ)
[9 empty] | 790 | 16 | Fans - Replace 1-5 HP motor |  |  |  | 790 | 4 | Hybrid Dessicant-DX System (Trane CDQ)
[9 empty] | 791 | 1 | Fans - Replace 6-100 HP motor |  |  |  | 791 | 5 | Hybrid Dessicant-DX System (Trane CDQ)
[9 empty] | 792 | 2 | Fans - Replace 6-100 HP motor |  |  |  | 792 | 6 | Hybrid Dessicant-DX System (Trane CDQ)
[9 empty] | 793 | 3 | Fans - Replace 6-100 HP motor |  |  |  | 793 | 7 | Hybrid Dessicant-DX System (Trane CDQ)
[9 empty] | 794 | 4 | Fans - Replace 6-100 HP motor |  |  |  | 794 | 8 | Hybrid Dessicant-DX System (Trane CDQ)
[9 empty] | 795 | 5 | Fans - Replace 6-100 HP motor |  |  |  | 795 | 9 | Hybrid Dessicant-DX System (Trane CDQ)
[9 empty] | 796 | 6 | Fans - Replace 6-100 HP motor |  |  |  | 796 | 10 | Hybrid Dessicant-DX System (Trane CDQ)
[9 empty] | 797 | 7 | Fans - Replace 6-100 HP motor |  |  |  | 797 | 11 | Hybrid Dessicant-DX System (Trane CDQ)
[9 empty] | 798 | 8 | Fans - Replace 6-100 HP motor |  |  |  | 798 | 12 | Hybrid Dessicant-DX System (Trane CDQ)
[9 empty] | 799 | 9 | Fans - Replace 6-100 HP motor |  |  |  | 799 | 13 | Hybrid Dessicant-DX System (Trane CDQ)
[9 empty] | 800 | 10 | Fans - Replace 6-100 HP motor |  |  |  | 800 | 14 | Hybrid Dessicant-DX System (Trane CDQ)
[9 empty] | 801 | 11 | Fans - Replace 6-100 HP motor |  |  |  | 801 | 15 | Hybrid Dessicant-DX System (Trane CDQ)
[9 empty] | 802 | 12 | Fans - Replace 6-100 HP motor |  |  |  | 802 | 16 | Hybrid Dessicant-DX System (Trane CDQ)
[9 empty] | 803 | 13 | Fans - Replace 6-100 HP motor |  |  |  | 803 | 10 | Intelligent extruder (DOE)
[9 empty] | 804 | 14 | Fans - Replace 6-100 HP motor |  |  |  | 804 | single segment | LED Linear Tube 22 W
[9 empty] | 805 | 15 | Fans - Replace 6-100 HP motor |  |  |  | 805 | 5 | Light cylinders
[9 empty] | 806 | 16 | Fans - Replace 6-100 HP motor |  |  |  | 806 | 11 | Machinery
[9 empty] | 807 | 1 | Fans - System Optimization |  |  |  | 807 | 13 | Machinery
[9 empty] | 808 | 2 | Fans - System Optimization |  |  |  | 808 | 15 | Machinery
[9 empty] | 809 | 3 | Fans - System Optimization |  |  |  | 809 | 1 | Occupancy Sensor
[9 empty] | 810 | 4 | Fans - System Optimization |  |  |  | 810 | 2 | Occupancy Sensor
[9 empty] | 811 | 5 | Fans - System Optimization |  |  |  | 811 | 3 | Occupancy Sensor
[9 empty] | 812 | 6 | Fans - System Optimization |  |  |  | 812 | 4 | Occupancy Sensor
[9 empty] | 813 | 7 | Fans - System Optimization |  |  |  | 813 | 5 | Occupancy Sensor
[9 empty] | 814 | 8 | Fans - System Optimization |  |  |  | 814 | 6 | Occupancy Sensor
[9 empty] | 815 | 9 | Fans - System Optimization |  |  |  | 815 | 7 | Occupancy Sensor
[9 empty] | 816 | 10 | Fans - System Optimization |  |  |  | 816 | 8 | Occupancy Sensor
[9 empty] | 817 | 11 | Fans - System Optimization |  |  |  | 817 | 9 | Occupancy Sensor
[9 empty] | 818 | 12 | Fans - System Optimization |  |  |  | 818 | 10 | Occupancy Sensor
[9 empty] | 819 | 13 | Fans - System Optimization |  |  |  | 819 | 11 | Occupancy Sensor
[9 empty] | 820 | 14 | Fans - System Optimization |  |  |  | 820 | 12 | Occupancy Sensor
[9 empty] | 821 | 15 | Fans - System Optimization |  |  |  | 821 | 13 | Occupancy Sensor
[9 empty] | 822 | 16 | Fans - System Optimization |  |  |  | 822 | 14 | Occupancy Sensor
[9 empty] | 823 | 1 | Fans- Improve components |  |  |  | 823 | 15 | Occupancy Sensor
[9 empty] | 824 | 2 | Fans- Improve components |  |  |  | 824 | 16 | Occupancy Sensor
[9 empty] | 825 | 3 | Fans- Improve components |  |  |  | 825 | 4 | Optimization control PM
[9 empty] | 826 | 4 | Fans- Improve components |  |  |  | 826 | 1 | Optimize Controls
[9 empty] | 827 | 5 | Fans- Improve components |  |  |  | 827 | 2 | Optimize Controls
[9 empty] | 828 | 6 | Fans- Improve components |  |  |  | 828 | 3 | Optimize Controls
[9 empty] | 829 | 7 | Fans- Improve components |  |  |  | 829 | 4 | Optimize Controls
[9 empty] | 830 | 8 | Fans- Improve components |  |  |  | 830 | 5 | Optimize Controls
[9 empty] | 831 | 9 | Fans- Improve components |  |  |  | 831 | 6 | Optimize Controls
[9 empty] | 832 | 10 | Fans- Improve components |  |  |  | 832 | 7 | Optimize Controls
[9 empty] | 833 | 11 | Fans- Improve components |  |  |  | 833 | 8 | Optimize Controls
[9 empty] | 834 | 12 | Fans- Improve components |  |  |  | 834 | 9 | Optimize Controls
[9 empty] | 835 | 13 | Fans- Improve components |  |  |  | 835 | 10 | Optimize Controls
[9 empty] | 836 | 14 | Fans- Improve components |  |  |  | 836 | 11 | Optimize Controls
[9 empty] | 837 | 15 | Fans- Improve components |  |  |  | 837 | 12 | Optimize Controls
[9 empty] | 838 | 16 | Fans- Improve components |  |  |  | 838 | 13 | Optimize Controls
[9 empty] | 839 | single segment | Flood LED 14 W |  |  |  | 839 | 14 | Optimize Controls
[9 empty] | 840 | 4 | Gap Forming papermachine |  |  |  | 840 | 15 | Optimize Controls
[9 empty] | 841 | 1 | Geothermal Heat Pump, EER=13, 10 tons |  |  |  | 841 | 16 | Optimize Controls
[9 empty] | 842 | 2 | Geothermal Heat Pump, EER=13, 10 tons |  |  |  | 842 | 6 | Other Process Controls (batch + site)
[9 empty] | 843 | 3 | Geothermal Heat Pump, EER=13, 10 tons |  |  |  | 843 | 7 | Power recovery
[9 empty] | 844 | 4 | Geothermal Heat Pump, EER=13, 10 tons |  |  |  | 844 | 7 | Power recovery
[9 empty] | 845 | 5 | Geothermal Heat Pump, EER=13, 10 tons |  |  |  | 845 | 7 | Power recovery
[9 empty] | 846 | 6 | Geothermal Heat Pump, EER=13, 10 tons |  |  |  | 846 | 7 | Power recovery
[9 empty] | 847 | 7 | Geothermal Heat Pump, EER=13, 10 tons |  |  |  | 847 | 1 | Premium T8, Elecctronic Ballast
[9 empty] | 848 | 8 | Geothermal Heat Pump, EER=13, 10 tons |  |  |  | 848 | 2 | Premium T8, Elecctronic Ballast
[9 empty] | 849 | 9 | Geothermal Heat Pump, EER=13, 10 tons |  |  |  | 849 | 3 | Premium T8, Elecctronic Ballast
[9 empty] | 850 | 10 | Geothermal Heat Pump, EER=13, 10 tons |  |  |  | 850 | 4 | Premium T8, Elecctronic Ballast
[9 empty] | 851 | 11 | Geothermal Heat Pump, EER=13, 10 tons |  |  |  | 851 | 6 | Premium T8, Elecctronic Ballast
[9 empty] | 852 | 12 | Geothermal Heat Pump, EER=13, 10 tons |  |  |  | 852 | 7 | Premium T8, Elecctronic Ballast
[9 empty] | 853 | 13 | Geothermal Heat Pump, EER=13, 10 tons |  |  |  | 853 | 8 | Premium T8, Elecctronic Ballast
[9 empty] | 854 | 14 | Geothermal Heat Pump, EER=13, 10 tons |  |  |  | 854 | 9 | Premium T8, Elecctronic Ballast
[9 empty] | 855 | 15 | Geothermal Heat Pump, EER=13, 10 tons |  |  |  | 855 | 10 | Premium T8, Elecctronic Ballast
[9 empty] | 856 | 16 | Geothermal Heat Pump, EER=13, 10 tons |  |  |  | 856 | 11 | Premium T8, Elecctronic Ballast
[9 empty] | 857 | 3 | Heat Pumps - Drying |  |  |  | 857 | 12 | Premium T8, Elecctronic Ballast
[9 empty] | 858 | 11 | Heating - Optimization process (M&T) |  |  |  | 858 | 13 | Premium T8, Elecctronic Ballast
[9 empty] | 859 | 12 | Heating - Optimization process (M&T) |  |  |  | 859 | 14 | Premium T8, Elecctronic Ballast
[9 empty] | 860 | 14 | Heating - Optimization process (M&T) |  |  |  | 860 | 15 | Premium T8, Elecctronic Ballast
[9 empty] | 861 | 10 | Heating - Process Control |  |  |  | 861 | 16 | Premium T8, Elecctronic Ballast
[9 empty] | 862 | 11 | Heating - Scheduling |  |  |  | 862 | 9 | Process control
[9 empty] | 863 | 12 | Heating - Scheduling |  |  |  | 863 | 16 | Process control
[9 empty] | 864 | 1 | High Bay T5 |  |  |  | 864 | 6 | Process Drives - ASD
[9 empty] | 865 | 4 | High Bay T5 |  |  |  | 865 | 16 | Process Drives - ASD
[9 empty] | 866 | 5 | High Bay T5 |  |  |  | 866 | 9 | Process optimization
[9 empty] | 867 | 6 | High Bay T5 |  |  |  | 867 | 1 | Pumps - ASD (100+ hp)
[9 empty] | 868 | 7 | High Bay T5 |  |  |  | 868 | 2 | Pumps - ASD (100+ hp)
[9 empty] | 869 | 8 | High Bay T5 |  |  |  | 869 | 3 | Pumps - ASD (100+ hp)
[9 empty] | 870 | 9 | High Bay T5 |  |  |  | 870 | 4 | Pumps - ASD (100+ hp)
[9 empty] | 871 | 13 | High Bay T5 |  |  |  | 871 | 5 | Pumps - ASD (100+ hp)
[9 empty] | 872 | 15 | High Bay T5 |  |  |  | 872 | 6 | Pumps - ASD (100+ hp)
[9 empty] | 873 | 16 | High Bay T5 |  |  |  | 873 | 7 | Pumps - ASD (100+ hp)
[9 empty] | 874 | 4 | High Consistency forming |  |  |  | 874 | 8 | Pumps - ASD (100+ hp)
[9 empty] | 875 | 1 | High Efficiency Chiller Motors |  |  |  | 875 | 9 | Pumps - ASD (100+ hp)
[9 empty] | 876 | 2 | High Efficiency Chiller Motors |  |  |  | 876 | 10 | Pumps - ASD (100+ hp)
[9 empty] | 877 | 3 | High Efficiency Chiller Motors |  |  |  | 877 | 11 | Pumps - ASD (100+ hp)
[9 empty] | 878 | 4 | High Efficiency Chiller Motors |  |  |  | 878 | 12 | Pumps - ASD (100+ hp)
[9 empty] | 879 | 5 | High Efficiency Chiller Motors |  |  |  | 879 | 13 | Pumps - ASD (100+ hp)
[9 empty] | 880 | 6 | High Efficiency Chiller Motors |  |  |  | 880 | 14 | Pumps - ASD (100+ hp)
[9 empty] | 881 | 7 | High Efficiency Chiller Motors |  |  |  | 881 | 15 | Pumps - ASD (100+ hp)
[9 empty] | 882 | 8 | High Efficiency Chiller Motors |  |  |  | 882 | 16 | Pumps - ASD (100+ hp)
[9 empty] | 883 | 9 | High Efficiency Chiller Motors |  |  |  | 883 | 1 | Pumps - ASD (1-5 hp)
[9 empty] | 884 | 10 | High Efficiency Chiller Motors |  |  |  | 884 | 2 | Pumps - ASD (1-5 hp)
[9 empty] | 885 | 11 | High Efficiency Chiller Motors |  |  |  | 885 | 3 | Pumps - ASD (1-5 hp)
[9 empty] | 886 | 12 | High Efficiency Chiller Motors |  |  |  | 886 | 4 | Pumps - ASD (1-5 hp)
[9 empty] | 887 | 13 | High Efficiency Chiller Motors |  |  |  | 887 | 5 | Pumps - ASD (1-5 hp)
[9 empty] | 888 | 14 | High Efficiency Chiller Motors |  |  |  | 888 | 6 | Pumps - ASD (1-5 hp)
[9 empty] | 889 | 15 | High Efficiency Chiller Motors |  |  |  | 889 | 7 | Pumps - ASD (1-5 hp)
[9 empty] | 890 | 16 | High Efficiency Chiller Motors |  |  |  | 890 | 8 | Pumps - ASD (1-5 hp)
[9 empty] | 891 | 1 | Hybrid Dessicant-DX System (Trane CDQ) |  |  |  | 891 | 9 | Pumps - ASD (1-5 hp)
[9 empty] | 892 | 3 | Hybrid Dessicant-DX System (Trane CDQ) |  |  |  | 892 | 10 | Pumps - ASD (1-5 hp)
[9 empty] | 893 | 4 | Hybrid Dessicant-DX System (Trane CDQ) |  |  |  | 893 | 11 | Pumps - ASD (1-5 hp)
[9 empty] | 894 | 5 | Hybrid Dessicant-DX System (Trane CDQ) |  |  |  | 894 | 12 | Pumps - ASD (1-5 hp)
[9 empty] | 895 | 6 | Hybrid Dessicant-DX System (Trane CDQ) |  |  |  | 895 | 13 | Pumps - ASD (1-5 hp)
[9 empty] | 896 | 7 | Hybrid Dessicant-DX System (Trane CDQ) |  |  |  | 896 | 14 | Pumps - ASD (1-5 hp)
[9 empty] | 897 | 8 | Hybrid Dessicant-DX System (Trane CDQ) |  |  |  | 897 | 15 | Pumps - ASD (1-5 hp)
[9 empty] | 898 | 9 | Hybrid Dessicant-DX System (Trane CDQ) |  |  |  | 898 | 16 | Pumps - ASD (1-5 hp)
[9 empty] | 899 | 10 | Hybrid Dessicant-DX System (Trane CDQ) |  |  |  | 899 | 1 | Pumps - ASD (6-100 hp)
[9 empty] | 900 | 11 | Hybrid Dessicant-DX System (Trane CDQ) |  |  |  | 900 | 2 | Pumps - ASD (6-100 hp)
[9 empty] | 901 | 13 | Hybrid Dessicant-DX System (Trane CDQ) |  |  |  | 901 | 3 | Pumps - ASD (6-100 hp)
[9 empty] | 902 | 14 | Hybrid Dessicant-DX System (Trane CDQ) |  |  |  | 902 | 4 | Pumps - ASD (6-100 hp)
[9 empty] | 903 | 15 | Hybrid Dessicant-DX System (Trane CDQ) |  |  |  | 903 | 5 | Pumps - ASD (6-100 hp)
[9 empty] | 904 | 16 | Hybrid Dessicant-DX System (Trane CDQ) |  |  |  | 904 | 6 | Pumps - ASD (6-100 hp)
[9 empty] | 905 | 8 | Injection Moulding - Direct drive |  |  |  | 905 | 7 | Pumps - ASD (6-100 hp)
[9 empty] | 906 | 8 | Injection Moulding - Impulse Cooling |  |  |  | 906 | 8 | Pumps - ASD (6-100 hp)
[9 empty] | 907 | 10 | Intelligent extruder (DOE) |  |  |  | 907 | 9 | Pumps - ASD (6-100 hp)
[9 empty] | 908 | single segment | LED High Bay 83 W |  |  |  | 908 | 10 | Pumps - ASD (6-100 hp)
[9 empty] | 909 | single segment | LED Linear Tube 22 W |  |  |  | 909 | 11 | Pumps - ASD (6-100 hp)
[9 empty] | 910 | 5 | Light cylinders |  |  |  | 910 | 12 | Pumps - ASD (6-100 hp)
[9 empty] | 911 | 11 | Machinery |  |  |  | 911 | 13 | Pumps - ASD (6-100 hp)
[9 empty] | 912 | 12 | Machinery |  |  |  | 912 | 14 | Pumps - ASD (6-100 hp)
[9 empty] | 913 | 13 | Machinery |  |  |  | 913 | 15 | Pumps - ASD (6-100 hp)
[9 empty] | 914 | 14 | Machinery |  |  |  | 914 | 16 | Pumps - ASD (6-100 hp)
[9 empty] | 915 | 15 | Machinery |  |  |  | 915 | 1 | Pumps - Motor practices-1 (100+ HP)
[9 empty] | 916 | 2 | Membranes for wastewater |  |  |  | 916 | 2 | Pumps - Motor practices-1 (100+ HP)
[9 empty] | 917 | 10 | Near Net Shape Casting |  |  |  | 917 | 3 | Pumps - Motor practices-1 (100+ HP)
[9 empty] | 918 | 11 | New transformers welding |  |  |  | 918 | 4 | Pumps - Motor practices-1 (100+ HP)
[9 empty] | 919 | 14 | New transformers welding |  |  |  | 919 | 5 | Pumps - Motor practices-1 (100+ HP)
[9 empty] | 920 | 15 | New transformers welding |  |  |  | 920 | 6 | Pumps - Motor practices-1 (100+ HP)
[9 empty] | 921 | 8 | O&M - Extruders/Injection Moulding |  |  |  | 921 | 7 | Pumps - Motor practices-1 (100+ HP)
[9 empty] | 922 | 1 | Occupancy Sensor |  |  |  | 922 | 8 | Pumps - Motor practices-1 (100+ HP)
[9 empty] | 923 | 2 | Occupancy Sensor |  |  |  | 923 | 9 | Pumps - Motor practices-1 (100+ HP)
[9 empty] | 924 | 3 | Occupancy Sensor |  |  |  | 924 | 10 | Pumps - Motor practices-1 (100+ HP)
[9 empty] | 925 | 4 | Occupancy Sensor |  |  |  | 925 | 11 | Pumps - Motor practices-1 (100+ HP)
[9 empty] | 926 | 5 | Occupancy Sensor |  |  |  | 926 | 12 | Pumps - Motor practices-1 (100+ HP)
[9 empty] | 927 | 6 | Occupancy Sensor |  |  |  | 927 | 13 | Pumps - Motor practices-1 (100+ HP)
[9 empty] | 928 | 7 | Occupancy Sensor |  |  |  | 928 | 14 | Pumps - Motor practices-1 (100+ HP)
[9 empty] | 929 | 8 | Occupancy Sensor |  |  |  | 929 | 15 | Pumps - Motor practices-1 (100+ HP)
[9 empty] | 930 | 9 | Occupancy Sensor |  |  |  | 930 | 16 | Pumps - Motor practices-1 (100+ HP)
[9 empty] | 931 | 10 | Occupancy Sensor |  |  |  | 931 | 1 | Pumps - Motor practices-1 (1-5 HP)
[9 empty] | 932 | 11 | Occupancy Sensor |  |  |  | 932 | 2 | Pumps - Motor practices-1 (1-5 HP)
[9 empty] | 933 | 12 | Occupancy Sensor |  |  |  | 933 | 3 | Pumps - Motor practices-1 (1-5 HP)
[9 empty] | 934 | 13 | Occupancy Sensor |  |  |  | 934 | 4 | Pumps - Motor practices-1 (1-5 HP)
[9 empty] | 935 | 14 | Occupancy Sensor |  |  |  | 935 | 5 | Pumps - Motor practices-1 (1-5 HP)
[9 empty] | 936 | 15 | Occupancy Sensor |  |  |  | 936 | 6 | Pumps - Motor practices-1 (1-5 HP)
[9 empty] | 937 | 16 | Occupancy Sensor |  |  |  | 937 | 7 | Pumps - Motor practices-1 (1-5 HP)
[9 empty] | 938 | 4 | Optimization control PM |  |  |  | 938 | 8 | Pumps - Motor practices-1 (1-5 HP)
[9 empty] | 939 | 1 | Optimization Refrigeration |  |  |  | 939 | 9 | Pumps - Motor practices-1 (1-5 HP)
[9 empty] | 940 | 1 | Optimize Controls |  |  |  | 940 | 10 | Pumps - Motor practices-1 (1-5 HP)
[9 empty] | 941 | 2 | Optimize Controls |  |  |  | 941 | 11 | Pumps - Motor practices-1 (1-5 HP)
[9 empty] | 942 | 3 | Optimize Controls |  |  |  | 942 | 12 | Pumps - Motor practices-1 (1-5 HP)
[9 empty] | 943 | 4 | Optimize Controls |  |  |  | 943 | 13 | Pumps - Motor practices-1 (1-5 HP)
[9 empty] | 944 | 5 | Optimize Controls |  |  |  | 944 | 14 | Pumps - Motor practices-1 (1-5 HP)
[9 empty] | 945 | 6 | Optimize Controls |  |  |  | 945 | 15 | Pumps - Motor practices-1 (1-5 HP)
[9 empty] | 946 | 7 | Optimize Controls |  |  |  | 946 | 16 | Pumps - Motor practices-1 (1-5 HP)
[9 empty] | 947 | 8 | Optimize Controls |  |  |  | 947 | 1 | Pumps - Motor practices-1 (6-100 HP)
[9 empty] | 948 | 9 | Optimize Controls |  |  |  | 948 | 2 | Pumps - Motor practices-1 (6-100 HP)
[9 empty] | 949 | 10 | Optimize Controls |  |  |  | 949 | 3 | Pumps - Motor practices-1 (6-100 HP)
[9 empty] | 950 | 11 | Optimize Controls |  |  |  | 950 | 4 | Pumps - Motor practices-1 (6-100 HP)
[9 empty] | 951 | 12 | Optimize Controls |  |  |  | 951 | 5 | Pumps - Motor practices-1 (6-100 HP)
[9 empty] | 952 | 13 | Optimize Controls |  |  |  | 952 | 6 | Pumps - Motor practices-1 (6-100 HP)
[9 empty] | 953 | 14 | Optimize Controls |  |  |  | 953 | 7 | Pumps - Motor practices-1 (6-100 HP)
[9 empty] | 954 | 15 | Optimize Controls |  |  |  | 954 | 8 | Pumps - Motor practices-1 (6-100 HP)
[9 empty] | 955 | 16 | Optimize Controls |  |  |  | 955 | 9 | Pumps - Motor practices-1 (6-100 HP)
[9 empty] | 956 | 3 | Optimize drying process |  |  |  | 956 | 10 | Pumps - Motor practices-1 (6-100 HP)
[9 empty] | 957 | 6 | Other Process Controls (batch + site) |  |  |  | 957 | 11 | Pumps - Motor practices-1 (6-100 HP)
[9 empty] | 958 | 7 | Power recovery |  |  |  | 958 | 12 | Pumps - Motor practices-1 (6-100 HP)
[9 empty] | 959 | 7 | Power recovery |  |  |  | 959 | 13 | Pumps - Motor practices-1 (6-100 HP)
[9 empty] | 960 | 7 | Power recovery |  |  |  | 960 | 14 | Pumps - Motor practices-1 (6-100 HP)
[9 empty] | 961 | 7 | Power recovery |  |  |  | 961 | 15 | Pumps - Motor practices-1 (6-100 HP)
[9 empty] | 962 | 1 | Premium T8, Elecctronic Ballast |  |  |  | 962 | 16 | Pumps - Motor practices-1 (6-100 HP)
[9 empty] | 963 | 3 | Premium T8, Elecctronic Ballast |  |  |  | 963 | 1 | Pumps - Replace 100+ HP motor
[9 empty] | 964 | 4 | Premium T8, Elecctronic Ballast |  |  |  | 964 | 2 | Pumps - Replace 100+ HP motor
[9 empty] | 965 | 5 | Premium T8, Elecctronic Ballast |  |  |  | 965 | 3 | Pumps - Replace 100+ HP motor
[9 empty] | 966 | 6 | Premium T8, Elecctronic Ballast |  |  |  | 966 | 4 | Pumps - Replace 100+ HP motor
[9 empty] | 967 | 7 | Premium T8, Elecctronic Ballast |  |  |  | 967 | 5 | Pumps - Replace 100+ HP motor
[9 empty] | 968 | 8 | Premium T8, Elecctronic Ballast |  |  |  | 968 | 6 | Pumps - Replace 100+ HP motor
[9 empty] | 969 | 9 | Premium T8, Elecctronic Ballast |  |  |  | 969 | 7 | Pumps - Replace 100+ HP motor
[9 empty] | 970 | 10 | Premium T8, Elecctronic Ballast |  |  |  | 970 | 8 | Pumps - Replace 100+ HP motor
[9 empty] | 971 | 11 | Premium T8, Elecctronic Ballast |  |  |  | 971 | 9 | Pumps - Replace 100+ HP motor
[9 empty] | 972 | 12 | Premium T8, Elecctronic Ballast |  |  |  | 972 | 10 | Pumps - Replace 100+ HP motor
[9 empty] | 973 | 13 | Premium T8, Elecctronic Ballast |  |  |  | 973 | 11 | Pumps - Replace 100+ HP motor
[9 empty] | 974 | 14 | Premium T8, Elecctronic Ballast |  |  |  | 974 | 12 | Pumps - Replace 100+ HP motor
[9 empty] | 975 | 15 | Premium T8, Elecctronic Ballast |  |  |  | 975 | 13 | Pumps - Replace 100+ HP motor
[9 empty] | 976 | 16 | Premium T8, Elecctronic Ballast |  |  |  | 976 | 14 | Pumps - Replace 100+ HP motor
[9 empty] | 977 | 9 | Process control |  |  |  | 977 | 15 | Pumps - Replace 100+ HP motor
[9 empty] | 978 | 16 | Process control |  |  |  | 978 | 16 | Pumps - Replace 100+ HP motor
[9 empty] | 979 | 6 | Process Drives - ASD |  |  |  | 979 | 1 | Pumps - Replace 1-5 HP motor
[9 empty] | 980 | 16 | Process Drives - ASD |  |  |  | 980 | 2 | Pumps - Replace 1-5 HP motor
[9 empty] | 981 | 9 | Process optimization |  |  |  | 981 | 3 | Pumps - Replace 1-5 HP motor
[9 empty] | 982 | 1 | Pumps - ASD (100+ hp) |  |  |  | 982 | 4 | Pumps - Replace 1-5 HP motor
[9 empty] | 983 | 2 | Pumps - ASD (100+ hp) |  |  |  | 983 | 5 | Pumps - Replace 1-5 HP motor
[9 empty] | 984 | 3 | Pumps - ASD (100+ hp) |  |  |  | 984 | 6 | Pumps - Replace 1-5 HP motor
[9 empty] | 985 | 4 | Pumps - ASD (100+ hp) |  |  |  | 985 | 7 | Pumps - Replace 1-5 HP motor
[9 empty] | 986 | 5 | Pumps - ASD (100+ hp) |  |  |  | 986 | 8 | Pumps - Replace 1-5 HP motor
[9 empty] | 987 | 6 | Pumps - ASD (100+ hp) |  |  |  | 987 | 9 | Pumps - Replace 1-5 HP motor
[9 empty] | 988 | 7 | Pumps - ASD (100+ hp) |  |  |  | 988 | 10 | Pumps - Replace 1-5 HP motor
[9 empty] | 989 | 8 | Pumps - ASD (100+ hp) |  |  |  | 989 | 11 | Pumps - Replace 1-5 HP motor
[9 empty] | 990 | 9 | Pumps - ASD (100+ hp) |  |  |  | 990 | 12 | Pumps - Replace 1-5 HP motor
[9 empty] | 991 | 10 | Pumps - ASD (100+ hp) |  |  |  | 991 | 13 | Pumps - Replace 1-5 HP motor
[9 empty] | 992 | 11 | Pumps - ASD (100+ hp) |  |  |  | 992 | 14 | Pumps - Replace 1-5 HP motor
[9 empty] | 993 | 12 | Pumps - ASD (100+ hp) |  |  |  | 993 | 15 | Pumps - Replace 1-5 HP motor
[9 empty] | 994 | 13 | Pumps - ASD (100+ hp) |  |  |  | 994 | 16 | Pumps - Replace 1-5 HP motor
[9 empty] | 995 | 14 | Pumps - ASD (100+ hp) |  |  |  | 995 | 1 | Pumps - Replace 6-100 HP motor
[9 empty] | 996 | 15 | Pumps - ASD (100+ hp) |  |  |  | 996 | 2 | Pumps - Replace 6-100 HP motor
[9 empty] | 997 | 16 | Pumps - ASD (100+ hp) |  |  |  | 997 | 3 | Pumps - Replace 6-100 HP motor
[9 empty] | 998 | 1 | Pumps - ASD (1-5 hp) |  |  |  | 998 | 4 | Pumps - Replace 6-100 HP motor
[9 empty] | 999 | 2 | Pumps - ASD (1-5 hp) |  |  |  | 999 | 5 | Pumps - Replace 6-100 HP motor
[9 empty] | 1000 | 3 | Pumps - ASD (1-5 hp) |  |  |  | 1000 | 6 | Pumps - Replace 6-100 HP motor
[9 empty] | 1001 | 4 | Pumps - ASD (1-5 hp) |  |  |  | 1001 | 7 | Pumps - Replace 6-100 HP motor
[9 empty] | 1002 | 5 | Pumps - ASD (1-5 hp) |  |  |  | 1002 | 8 | Pumps - Replace 6-100 HP motor
[9 empty] | 1003 | 6 | Pumps - ASD (1-5 hp) |  |  |  | 1003 | 9 | Pumps - Replace 6-100 HP motor
[9 empty] | 1004 | 7 | Pumps - ASD (1-5 hp) |  |  |  | 1004 | 10 | Pumps - Replace 6-100 HP motor
[9 empty] | 1005 | 8 | Pumps - ASD (1-5 hp) |  |  |  | 1005 | 11 | Pumps - Replace 6-100 HP motor
[9 empty] | 1006 | 9 | Pumps - ASD (1-5 hp) |  |  |  | 1006 | 12 | Pumps - Replace 6-100 HP motor
[9 empty] | 1007 | 10 | Pumps - ASD (1-5 hp) |  |  |  | 1007 | 13 | Pumps - Replace 6-100 HP motor
[9 empty] | 1008 | 11 | Pumps - ASD (1-5 hp) |  |  |  | 1008 | 14 | Pumps - Replace 6-100 HP motor
[9 empty] | 1009 | 12 | Pumps - ASD (1-5 hp) |  |  |  | 1009 | 15 | Pumps - Replace 6-100 HP motor
[9 empty] | 1010 | 13 | Pumps - ASD (1-5 hp) |  |  |  | 1010 | 16 | Pumps - Replace 6-100 HP motor
[9 empty] | 1011 | 14 | Pumps - ASD (1-5 hp) |  |  |  | 1011 | 7 | Refinery Controls
[9 empty] | 1012 | 15 | Pumps - ASD (1-5 hp) |  |  |  | 1012 | 7 | Refinery Controls
[9 empty] | 1013 | 16 | Pumps - ASD (1-5 hp) |  |  |  | 1013 | 7 | Refinery Controls
[9 empty] | 1014 | 1 | Pumps - ASD (6-100 hp) |  |  |  | 1014 | 7 | Refinery Controls
[9 empty] | 1015 | 2 | Pumps - ASD (6-100 hp) |  |  |  | 1015 | 1 | Replace V-belts
[9 empty] | 1016 | 3 | Pumps - ASD (6-100 hp) |  |  |  | 1016 | 2 | Replace V-belts
[9 empty] | 1017 | 4 | Pumps - ASD (6-100 hp) |  |  |  | 1017 | 3 | Replace V-Belts
[9 empty] | 1018 | 5 | Pumps - ASD (6-100 hp) |  |  |  | 1018 | 3 | Replace V-belts
[9 empty] | 1019 | 6 | Pumps - ASD (6-100 hp) |  |  |  | 1019 | 4 | Replace V-belts
[9 empty] | 1020 | 7 | Pumps - ASD (6-100 hp) |  |  |  | 1020 | 5 | Replace V-belts
[9 empty] | 1021 | 8 | Pumps - ASD (6-100 hp) |  |  |  | 1021 | 7 | Replace V-belts
[9 empty] | 1022 | 9 | Pumps - ASD (6-100 hp) |  |  |  | 1022 | 8 | Replace V-belts
[9 empty] | 1023 | 10 | Pumps - ASD (6-100 hp) |  |  |  | 1023 | 9 | Replace V-belts
[9 empty] | 1024 | 11 | Pumps - ASD (6-100 hp) |  |  |  | 1024 | 10 | Replace V-belts
[9 empty] | 1025 | 12 | Pumps - ASD (6-100 hp) |  |  |  | 1025 | 11 | Replace V-belts
[9 empty] | 1026 | 13 | Pumps - ASD (6-100 hp) |  |  |  | 1026 | 12 | Replace V-belts
[9 empty] | 1027 | 14 | Pumps - ASD (6-100 hp) |  |  |  | 1027 | 13 | Replace V-belts
[9 empty] | 1028 | 15 | Pumps - ASD (6-100 hp) |  |  |  | 1028 | 14 | Replace V-belts
[9 empty] | 1029 | 16 | Pumps - ASD (6-100 hp) |  |  |  | 1029 | 15 | Replace V-belts
[9 empty] | 1030 | 1 | Pumps - Controls |  |  |  | 1030 | 16 | Replace V-belts
[9 empty] | 1031 | 4 | Pumps - Controls |  |  |  | 1031 | 1 | Roof Insulation
[9 empty] | 1032 | 5 | Pumps - Controls |  |  |  | 1032 | 2 | Roof Insulation
[9 empty] | 1033 | 6 | Pumps - Controls |  |  |  | 1033 | 3 | Roof Insulation
[9 empty] | 1034 | 7 | Pumps - Controls |  |  |  | 1034 | 4 | Roof Insulation
[9 empty] | 1035 | 8 | Pumps - Controls |  |  |  | 1035 | 5 | Roof Insulation
[9 empty] | 1036 | 9 | Pumps - Controls |  |  |  | 1036 | 6 | Roof Insulation
[9 empty] | 1037 | 11 | Pumps - Controls |  |  |  | 1037 | 7 | Roof Insulation
[9 empty] | 1038 | 13 | Pumps - Controls |  |  |  | 1038 | 8 | Roof Insulation
[9 empty] | 1039 | 15 | Pumps - Controls |  |  |  | 1039 | 9 | Roof Insulation
[9 empty] | 1040 | 16 | Pumps - Controls |  |  |  | 1040 | 10 | Roof Insulation
[9 empty] | 1041 | 1 | Pumps - Motor practices-1 (100+ HP) |  |  |  | 1041 | 11 | Roof Insulation
[9 empty] | 1042 | 2 | Pumps - Motor practices-1 (100+ HP) |  |  |  | 1042 | 12 | Roof Insulation
[9 empty] | 1043 | 3 | Pumps - Motor practices-1 (100+ HP) |  |  |  | 1043 | 13 | Roof Insulation
[9 empty] | 1044 | 4 | Pumps - Motor practices-1 (100+ HP) |  |  |  | 1044 | 14 | Roof Insulation
[9 empty] | 1045 | 5 | Pumps - Motor practices-1 (100+ HP) |  |  |  | 1045 | 15 | Roof Insulation
[9 empty] | 1046 | 6 | Pumps - Motor practices-1 (100+ HP) |  |  |  | 1046 | 16 | Roof Insulation
[9 empty] | 1047 | 7 | Pumps - Motor practices-1 (100+ HP) |  |  |  | 1047 | 1 | Roof Insulation - Chiller
[9 empty] | 1048 | 8 | Pumps - Motor practices-1 (100+ HP) |  |  |  | 1048 | 2 | Roof Insulation - Chiller
[9 empty] | 1049 | 9 | Pumps - Motor practices-1 (100+ HP) |  |  |  | 1049 | 3 | Roof Insulation - Chiller
[9 empty] | 1050 | 10 | Pumps - Motor practices-1 (100+ HP) |  |  |  | 1050 | 4 | Roof Insulation - Chiller
[9 empty] | 1051 | 11 | Pumps - Motor practices-1 (100+ HP) |  |  |  | 1051 | 5 | Roof Insulation - Chiller
[9 empty] | 1052 | 12 | Pumps - Motor practices-1 (100+ HP) |  |  |  | 1052 | 6 | Roof Insulation - Chiller
[9 empty] | 1053 | 13 | Pumps - Motor practices-1 (100+ HP) |  |  |  | 1053 | 7 | Roof Insulation - Chiller
[9 empty] | 1054 | 14 | Pumps - Motor practices-1 (100+ HP) |  |  |  | 1054 | 8 | Roof Insulation - Chiller
[9 empty] | 1055 | 15 | Pumps - Motor practices-1 (100+ HP) |  |  |  | 1055 | 9 | Roof Insulation - Chiller
[9 empty] | 1056 | 16 | Pumps - Motor practices-1 (100+ HP) |  |  |  | 1056 | 10 | Roof Insulation - Chiller
[9 empty] | 1057 | 1 | Pumps - Motor practices-1 (1-5 HP) |  |  |  | 1057 | 11 | Roof Insulation - Chiller
[9 empty] | 1058 | 2 | Pumps - Motor practices-1 (1-5 HP) |  |  |  | 1058 | 12 | Roof Insulation - Chiller
[9 empty] | 1059 | 3 | Pumps - Motor practices-1 (1-5 HP) |  |  |  | 1059 | 13 | Roof Insulation - Chiller
[9 empty] | 1060 | 4 | Pumps - Motor practices-1 (1-5 HP) |  |  |  | 1060 | 14 | Roof Insulation - Chiller
[9 empty] | 1061 | 5 | Pumps - Motor practices-1 (1-5 HP) |  |  |  | 1061 | 15 | Roof Insulation - Chiller
[9 empty] | 1062 | 6 | Pumps - Motor practices-1 (1-5 HP) |  |  |  | 1062 | 16 | Roof Insulation - Chiller
[9 empty] | 1063 | 7 | Pumps - Motor practices-1 (1-5 HP) |  |  |  | 1063 | 9 | Top-heating (glass)
[9 empty] | 1064 | 8 | Pumps - Motor practices-1 (1-5 HP) |  |  |  | 1064 | 1 | VSD for Chiller Pumps and Towers
[9 empty] | 1065 | 9 | Pumps - Motor practices-1 (1-5 HP) |  |  |  | 1065 | 2 | VSD for Chiller Pumps and Towers
[9 empty] | 1066 | 10 | Pumps - Motor practices-1 (1-5 HP) |  |  |  | 1066 | 3 | VSD for Chiller Pumps and Towers
[9 empty] | 1067 | 11 | Pumps - Motor practices-1 (1-5 HP) |  |  |  | 1067 | 4 | VSD for Chiller Pumps and Towers
[9 empty] | 1068 | 12 | Pumps - Motor practices-1 (1-5 HP) |  |  |  | 1068 | 5 | VSD for Chiller Pumps and Towers
[9 empty] | 1069 | 13 | Pumps - Motor practices-1 (1-5 HP) |  |  |  | 1069 | 6 | VSD for Chiller Pumps and Towers
[9 empty] | 1070 | 14 | Pumps - Motor practices-1 (1-5 HP) |  |  |  | 1070 | 7 | VSD for Chiller Pumps and Towers
[9 empty] | 1071 | 15 | Pumps - Motor practices-1 (1-5 HP) |  |  |  | 1071 | 8 | VSD for Chiller Pumps and Towers
[9 empty] | 1072 | 16 | Pumps - Motor practices-1 (1-5 HP) |  |  |  | 1072 | 9 | VSD for Chiller Pumps and Towers
[9 empty] | 1073 | 1 | Pumps - Motor practices-1 (6-100 HP) |  |  |  | 1073 | 10 | VSD for Chiller Pumps and Towers
[9 empty] | 1074 | 2 | Pumps - Motor practices-1 (6-100 HP) |  |  |  | 1074 | 11 | VSD for Chiller Pumps and Towers
[9 empty] | 1075 | 3 | Pumps - Motor practices-1 (6-100 HP) |  |  |  | 1075 | 12 | VSD for Chiller Pumps and Towers
[9 empty] | 1076 | 4 | Pumps - Motor practices-1 (6-100 HP) |  |  |  | 1076 | 13 | VSD for Chiller Pumps and Towers
[9 empty] | 1077 | 5 | Pumps - Motor practices-1 (6-100 HP) |  |  |  | 1077 | 14 | VSD for Chiller Pumps and Towers
[9 empty] | 1078 | 6 | Pumps - Motor practices-1 (6-100 HP) |  |  |  | 1078 | 15 | VSD for Chiller Pumps and Towers
[9 empty] | 1079 | 7 | Pumps - Motor practices-1 (6-100 HP) |  |  |  | 1079 | 16 | VSD for Chiller Pumps and Towers
[9 empty] | 1080 | 8 | Pumps - Motor practices-1 (6-100 HP) |  |  |  | 1080 | 1 | Window Film (Standard)
[9 empty] | 1081 | 9 | Pumps - Motor practices-1 (6-100 HP) |  |  |  | 1081 | 2 | Window Film (Standard)
[9 empty] | 1082 | 10 | Pumps - Motor practices-1 (6-100 HP) |  |  |  | 1082 | 3 | Window Film (Standard)
[9 empty] | 1083 | 11 | Pumps - Motor practices-1 (6-100 HP) |  |  |  | 1083 | 4 | Window Film (Standard)
[9 empty] | 1084 | 12 | Pumps - Motor practices-1 (6-100 HP) |  |  |  | 1084 | 5 | Window Film (Standard)
[9 empty] | 1085 | 13 | Pumps - Motor practices-1 (6-100 HP) |  |  |  | 1085 | 6 | Window Film (Standard)
[9 empty] | 1086 | 14 | Pumps - Motor practices-1 (6-100 HP) |  |  |  | 1086 | 7 | Window Film (Standard)
[9 empty] | 1087 | 15 | Pumps - Motor practices-1 (6-100 HP) |  |  |  | 1087 | 8 | Window Film (Standard)
[9 empty] | 1088 | 16 | Pumps - Motor practices-1 (6-100 HP) |  |  |  | 1088 | 9 | Window Film (Standard)
[9 empty] | 1089 | 1 | Pumps - O&M |  |  |  | 1089 | 10 | Window Film (Standard)
[9 empty] | 1090 | 2 | Pumps - O&M |  |  |  | 1090 | 11 | Window Film (Standard)
[9 empty] | 1091 | 3 | Pumps - O&M |  |  |  | 1091 | 12 | Window Film (Standard)
[9 empty] | 1092 | 4 | Pumps - O&M |  |  |  | 1092 | 13 | Window Film (Standard)
[9 empty] | 1093 | 5 | Pumps - O&M |  |  |  | 1093 | 14 | Window Film (Standard)
[9 empty] | 1094 | 6 | Pumps - O&M |  |  |  | 1094 | 15 | Window Film (Standard)
[9 empty] | 1095 | 7 | Pumps - O&M |  |  |  | 1095 | 16 | Window Film (Standard)
[9 empty] | 1096 | 8 | Pumps - O&M |  |  |  | 1096 | 1 | Window Film (Standard) - Chiller
[9 empty] | 1097 | 9 | Pumps - O&M |  |  |  | 1097 | 2 | Window Film (Standard) - Chiller
[9 empty] | 1098 | 10 | Pumps - O&M |  |  |  | 1098 | 3 | Window Film (Standard) - Chiller
[9 empty] | 1099 | 11 | Pumps - O&M |  |  |  | 1099 | 4 | Window Film (Standard) - Chiller
[9 empty] | 1100 | 12 | Pumps - O&M |  |  |  | 1100 | 5 | Window Film (Standard) - Chiller
[9 empty] | 1101 | 13 | Pumps - O&M |  |  |  | 1101 | 6 | Window Film (Standard) - Chiller
[9 empty] | 1102 | 14 | Pumps - O&M |  |  |  | 1102 | 7 | Window Film (Standard) - Chiller
[9 empty] | 1103 | 15 | Pumps - O&M |  |  |  | 1103 | 8 | Window Film (Standard) - Chiller
[9 empty] | 1104 | 16 | Pumps - O&M |  |  |  | 1104 | 9 | Window Film (Standard) - Chiller
[9 empty] | 1105 | 1 | Pumps - Replace 100+ HP motor |  |  |  | 1105 | 10 | Window Film (Standard) - Chiller
[9 empty] | 1106 | 2 | Pumps - Replace 100+ HP motor |  |  |  | 1106 | 11 | Window Film (Standard) - Chiller
[9 empty] | 1107 | 3 | Pumps - Replace 100+ HP motor |  |  |  | 1107 | 12 | Window Film (Standard) - Chiller
[9 empty] | 1108 | 4 | Pumps - Replace 100+ HP motor |  |  |  | 1108 | 13 | Window Film (Standard) - Chiller
[9 empty] | 1109 | 5 | Pumps - Replace 100+ HP motor |  |  |  | 1109 | 14 | Window Film (Standard) - Chiller
[9 empty] | 1110 | 6 | Pumps - Replace 100+ HP motor |  |  |  | 1110 | 15 | Window Film (Standard) - Chiller
[9 empty] | 1111 | 7 | Pumps - Replace 100+ HP motor |  |  |  | 1111 | 16 | Window Film (Standard) - Chiller
[9 empty] | 1112 | 8 | Pumps - Replace 100+ HP motor
[9 empty] | 1113 | 9 | Pumps - Replace 100+ HP motor
[9 empty] | 1114 | 10 | Pumps - Replace 100+ HP motor
[9 empty] | 1115 | 11 | Pumps - Replace 100+ HP motor
[9 empty] | 1116 | 12 | Pumps - Replace 100+ HP motor
[9 empty] | 1117 | 13 | Pumps - Replace 100+ HP motor
[9 empty] | 1118 | 14 | Pumps - Replace 100+ HP motor
[9 empty] | 1119 | 15 | Pumps - Replace 100+ HP motor
[9 empty] | 1120 | 16 | Pumps - Replace 100+ HP motor
[9 empty] | 1121 | 1 | Pumps - Replace 1-5 HP motor
[9 empty] | 1122 | 2 | Pumps - Replace 1-5 HP motor
[9 empty] | 1123 | 3 | Pumps - Replace 1-5 HP motor
[9 empty] | 1124 | 4 | Pumps - Replace 1-5 HP motor
[9 empty] | 1125 | 5 | Pumps - Replace 1-5 HP motor
[9 empty] | 1126 | 6 | Pumps - Replace 1-5 HP motor
[9 empty] | 1127 | 7 | Pumps - Replace 1-5 HP motor
[9 empty] | 1128 | 8 | Pumps - Replace 1-5 HP motor
[9 empty] | 1129 | 9 | Pumps - Replace 1-5 HP motor
[9 empty] | 1130 | 10 | Pumps - Replace 1-5 HP motor
[9 empty] | 1131 | 11 | Pumps - Replace 1-5 HP motor
[9 empty] | 1132 | 12 | Pumps - Replace 1-5 HP motor
[9 empty] | 1133 | 13 | Pumps - Replace 1-5 HP motor
[9 empty] | 1134 | 14 | Pumps - Replace 1-5 HP motor
[9 empty] | 1135 | 15 | Pumps - Replace 1-5 HP motor
[9 empty] | 1136 | 16 | Pumps - Replace 1-5 HP motor
[9 empty] | 1137 | 1 | Pumps - Replace 6-100 HP motor
[9 empty] | 1138 | 2 | Pumps - Replace 6-100 HP motor
[9 empty] | 1139 | 3 | Pumps - Replace 6-100 HP motor
[9 empty] | 1140 | 4 | Pumps - Replace 6-100 HP motor
[9 empty] | 1141 | 5 | Pumps - Replace 6-100 HP motor
[9 empty] | 1142 | 6 | Pumps - Replace 6-100 HP motor
[9 empty] | 1143 | 7 | Pumps - Replace 6-100 HP motor
[9 empty] | 1144 | 8 | Pumps - Replace 6-100 HP motor
[9 empty] | 1145 | 9 | Pumps - Replace 6-100 HP motor
[9 empty] | 1146 | 10 | Pumps - Replace 6-100 HP motor
[9 empty] | 1147 | 11 | Pumps - Replace 6-100 HP motor
[9 empty] | 1148 | 12 | Pumps - Replace 6-100 HP motor
[9 empty] | 1149 | 13 | Pumps - Replace 6-100 HP motor
[9 empty] | 1150 | 14 | Pumps - Replace 6-100 HP motor
[9 empty] | 1151 | 15 | Pumps - Replace 6-100 HP motor
[9 empty] | 1152 | 16 | Pumps - Replace 6-100 HP motor
[9 empty] | 1153 | 1 | Pumps - Sizing
[9 empty] | 1154 | 3 | Pumps - Sizing
[9 empty] | 1155 | 4 | Pumps - Sizing
[9 empty] | 1156 | 5 | Pumps - Sizing
[9 empty] | 1157 | 6 | Pumps - Sizing
[9 empty] | 1158 | 7 | Pumps - Sizing
[9 empty] | 1159 | 8 | Pumps - Sizing
[9 empty] | 1160 | 9 | Pumps - Sizing
[9 empty] | 1161 | 10 | Pumps - Sizing
[9 empty] | 1162 | 11 | Pumps - Sizing
[9 empty] | 1163 | 12 | Pumps - Sizing
[9 empty] | 1164 | 13 | Pumps - Sizing
[9 empty] | 1165 | 14 | Pumps - Sizing
[9 empty] | 1166 | 15 | Pumps - Sizing
[9 empty] | 1167 | 16 | Pumps - Sizing
[9 empty] | 1168 | 1 | Pumps - System Optimization
[9 empty] | 1169 | 4 | Pumps - System Optimization
[9 empty] | 1170 | 5 | Pumps - System Optimization
[9 empty] | 1171 | 6 | Pumps - System Optimization
[9 empty] | 1172 | 7 | Pumps - System Optimization
[9 empty] | 1173 | 8 | Pumps - System Optimization
[9 empty] | 1174 | 9 | Pumps - System Optimization
[9 empty] | 1175 | 11 | Pumps - System Optimization
[9 empty] | 1176 | 13 | Pumps - System Optimization
[9 empty] | 1177 | 14 | Pumps - System Optimization
[9 empty] | 1178 | 15 | Pumps - System Optimization
[9 empty] | 1179 | 16 | Pumps - System Optimization
[9 empty] | 1180 | 7 | Refinery Controls
[9 empty] | 1181 | 7 | Refinery Controls
[9 empty] | 1182 | 7 | Refinery Controls
[9 empty] | 1183 | 7 | Refinery Controls
[9 empty] | 1184 | 1 | Replace V-belts
[9 empty] | 1185 | 2 | Replace V-belts
[9 empty] | 1186 | 3 | Replace V-Belts
[9 empty] | 1187 | 3 | Replace V-belts
[9 empty] | 1188 | 4 | Replace V-belts
[9 empty] | 1189 | 5 | Replace V-belts
[9 empty] | 1190 | 7 | Replace V-belts
[9 empty] | 1191 | 8 | Replace V-belts
[9 empty] | 1192 | 9 | Replace V-belts
[9 empty] | 1193 | 10 | Replace V-belts
[9 empty] | 1194 | 11 | Replace V-belts
[9 empty] | 1195 | 12 | Replace V-belts
[9 empty] | 1196 | 13 | Replace V-belts
[9 empty] | 1197 | 14 | Replace V-belts
[9 empty] | 1198 | 15 | Replace V-belts
[9 empty] | 1199 | 16 | Replace V-belts
[9 empty] | 1200 | 1 | Roof Insulation
[9 empty] | 1201 | 2 | Roof Insulation
[9 empty] | 1202 | 3 | Roof Insulation
[9 empty] | 1203 | 4 | Roof Insulation
[9 empty] | 1204 | 5 | Roof Insulation
[9 empty] | 1205 | 6 | Roof Insulation
[9 empty] | 1206 | 7 | Roof Insulation
[9 empty] | 1207 | 8 | Roof Insulation
[9 empty] | 1208 | 9 | Roof Insulation
[9 empty] | 1209 | 10 | Roof Insulation
[9 empty] | 1210 | 11 | Roof Insulation
[9 empty] | 1211 | 12 | Roof Insulation
[9 empty] | 1212 | 13 | Roof Insulation
[9 empty] | 1213 | 14 | Roof Insulation
[9 empty] | 1214 | 15 | Roof Insulation
[9 empty] | 1215 | 16 | Roof Insulation
[9 empty] | 1216 | 1 | Roof Insulation - Chiller
[9 empty] | 1217 | 2 | Roof Insulation - Chiller
[9 empty] | 1218 | 3 | Roof Insulation - Chiller
[9 empty] | 1219 | 4 | Roof Insulation - Chiller
[9 empty] | 1220 | 5 | Roof Insulation - Chiller
[9 empty] | 1221 | 6 | Roof Insulation - Chiller
[9 empty] | 1222 | 7 | Roof Insulation - Chiller
[9 empty] | 1223 | 8 | Roof Insulation - Chiller
[9 empty] | 1224 | 9 | Roof Insulation - Chiller
[9 empty] | 1225 | 10 | Roof Insulation - Chiller
[9 empty] | 1226 | 11 | Roof Insulation - Chiller
[9 empty] | 1227 | 12 | Roof Insulation - Chiller
[9 empty] | 1228 | 13 | Roof Insulation - Chiller
[9 empty] | 1229 | 14 | Roof Insulation - Chiller
[9 empty] | 1230 | 15 | Roof Insulation - Chiller
[9 empty] | 1231 | 16 | Roof Insulation - Chiller
[9 empty] | 1232 | 9 | Top-heating (glass)
[9 empty] | 1233 | 1 | VSD for Chiller Pumps and Towers
[9 empty] | 1234 | 2 | VSD for Chiller Pumps and Towers
[9 empty] | 1235 | 3 | VSD for Chiller Pumps and Towers
[9 empty] | 1236 | 4 | VSD for Chiller Pumps and Towers
[9 empty] | 1237 | 5 | VSD for Chiller Pumps and Towers
[9 empty] | 1238 | 6 | VSD for Chiller Pumps and Towers
[9 empty] | 1239 | 7 | VSD for Chiller Pumps and Towers
[9 empty] | 1240 | 8 | VSD for Chiller Pumps and Towers
[9 empty] | 1241 | 9 | VSD for Chiller Pumps and Towers
[9 empty] | 1242 | 10 | VSD for Chiller Pumps and Towers
[9 empty] | 1243 | 11 | VSD for Chiller Pumps and Towers
[9 empty] | 1244 | 12 | VSD for Chiller Pumps and Towers
[9 empty] | 1245 | 13 | VSD for Chiller Pumps and Towers
[9 empty] | 1246 | 14 | VSD for Chiller Pumps and Towers
[9 empty] | 1247 | 15 | VSD for Chiller Pumps and Towers
[9 empty] | 1248 | 16 | VSD for Chiller Pumps and Towers
[9 empty] | 1249 | 1 | Window Film (Standard)
[9 empty] | 1250 | 2 | Window Film (Standard)
[9 empty] | 1251 | 3 | Window Film (Standard)
[9 empty] | 1252 | 4 | Window Film (Standard)
[9 empty] | 1253 | 5 | Window Film (Standard)
[9 empty] | 1254 | 6 | Window Film (Standard)
[9 empty] | 1255 | 7 | Window Film (Standard)
[9 empty] | 1256 | 8 | Window Film (Standard)
[9 empty] | 1257 | 9 | Window Film (Standard)
[9 empty] | 1258 | 10 | Window Film (Standard)
[9 empty] | 1259 | 11 | Window Film (Standard)
[9 empty] | 1260 | 12 | Window Film (Standard)
[9 empty] | 1261 | 13 | Window Film (Standard)
[9 empty] | 1262 | 14 | Window Film (Standard)
[9 empty] | 1263 | 15 | Window Film (Standard)
[9 empty] | 1264 | 16 | Window Film (Standard)
[9 empty] | 1265 | 1 | Window Film (Standard) - Chiller
[9 empty] | 1266 | 2 | Window Film (Standard) - Chiller
[9 empty] | 1267 | 3 | Window Film (Standard) - Chiller
[9 empty] | 1268 | 4 | Window Film (Standard) - Chiller
[9 empty] | 1269 | 5 | Window Film (Standard) - Chiller
[9 empty] | 1270 | 6 | Window Film (Standard) - Chiller
[9 empty] | 1271 | 7 | Window Film (Standard) - Chiller
[9 empty] | 1272 | 8 | Window Film (Standard) - Chiller
[9 empty] | 1273 | 9 | Window Film (Standard) - Chiller
[9 empty] | 1274 | 10 | Window Film (Standard) - Chiller
[9 empty] | 1275 | 11 | Window Film (Standard) - Chiller
[9 empty] | 1276 | 12 | Window Film (Standard) - Chiller
[9 empty] | 1277 | 13 | Window Film (Standard) - Chiller
[9 empty] | 1278 | 14 | Window Film (Standard) - Chiller
[9 empty] | 1279 | 15 | Window Film (Standard) - Chiller
[9 empty] | 1280 | 16 | Window Film (Standard) - Chiller