## Interrog 23
| Building |  |  | Summer | Winter | Annual
# | Segment | Measure Name | Customer Class | (MW) | (MW) | Energy (GWh)
Energy Efficiency Measures
1 | 1 | 14 SEER Split-System Air Conditioner | Residential | 0 | 0 | 0
2 | 2 | 14 SEER Split-System Air Conditioner | Residential | 0 | 0 | 0
3 | 3 | 14 SEER Split-System Air Conditioner | Residential | 0 | 0 | 0
4 | 1 | 14 SEER Split-System Heat Pump | Residential | 6.6086 | 33.1357 | 37.4689
5 | 1 | 14 SEER Split-System Heat Pump | Residential | 0 | 0 | 0
6 | 2 | 14 SEER Split-System Heat Pump | Residential | 3.0515 | 13.0586 | 16.435
7 | 2 | 14 SEER Split-System Heat Pump | Residential | 0 | 0 | 0
8 | 3 | 14 SEER Split-System Heat Pump | Residential | 1.0852 | 5.2506 | 5.1618
9 | 3 | 14 SEER Split-System Heat Pump | Residential | 0 | 0 | 0
10 | 1 | 15 SEER Split-System Air Conditioner | Residential | 3.9197 | 0 | 6.4469
11 | 2 | 15 SEER Split-System Air Conditioner | Residential | 1.6785 | 0 | 2.6225
12 | 3 | 15 SEER Split-System Air Conditioner | Residential | 0.68687 | 0 | 0.9478
13 | 1 | 15 SEER Split-System Heat Pump | Residential | 4.0922 | 11.3861 | 15.2262
14 | 1 | 15 SEER Split-System Heat Pump | Residential | 12.4914 | 6.7343 | 25.786
15 | 2 | 15 SEER Split-System Heat Pump | Residential | 1.8245 | 4.3327 | 6.4487
16 | 2 | 15 SEER Split-System Heat Pump | Residential | 1.2306 | 0.56623 | 2.4132
17 | 3 | 15 SEER Split-System Heat Pump | Residential | 0.70831 | 1.9018 | 2.211
18 | 3 | 15 SEER Split-System Heat Pump | Residential | 0.89753 | 0.46692 | 1.5544
19 | 1 | 17 SEER Split-System Air Conditioner | Residential | 8.3489 | 0 | 12.7884
20 | 2 | 17 SEER Split-System Air Conditioner | Residential | 3.3469 | 0 | 4.87
21 | 3 | 17 SEER Split-System Air Conditioner | Residential | 1.3712 | 0 | 1.7621
22 | 1 | 17 SEER Split-System Heat Pump | Residential | 7.9392 | 14.355 | 22.3771
23 | 1 | 17 SEER Split-System Heat Pump | Residential | 25.2073 | 14.1145 | 48.9107
24 | 2 | 17 SEER Split-System Heat Pump | Residential | 3.2869 | 5.0723 | 8.8004
25 | 2 | 17 SEER Split-System Heat Pump | Residential | 2.3778 | 1.1363 | 4.3828
26 | 3 | 17 SEER Split-System Heat Pump | Residential | 1.3099 | 2.2855 | 3.0975
27 | 3 | 17 SEER Split-System Heat Pump | Residential | 1.8445 | 0.99664 | 3.0026
28 | 1 | 19 SEER Split-System Air Conditioner | Residential | 7.4084 | 0 | 11.3479
29 | 2 | 19 SEER Split-System Air Conditioner | Residential | 2.7551 | 0 | 4.0088
30 | 3 | 19 SEER Split-System Air Conditioner | Residential | 1.129 | 0 | 1.4508
31 | 1 | AC Heat Recovery Units | Residential | 18.2044 | 0 | 45.511
32 | 2 | AC Heat Recovery Units | Residential | 7.9125 | 0 | 16.7249
33 | 3 | AC Heat Recovery Units | Residential | 2.9075 | 0 | 7.1383
34 | 1 | AC Maintenance (Indoor Coil Cleaning) | Residential | 16.0874 | 0 | 34.9877
35 | 1 | AC Maintenance (Indoor Coil Cleaning) | Residential | 10.4181 | 0 | 22.6578
36 | 2 | AC Maintenance (Indoor Coil Cleaning) | Residential | 6.1357 | 0 | 12.6762
37 | 2 | AC Maintenance (Indoor Coil Cleaning) | Residential | 0.94565 | 0 | 1.9537
38 | 3 | AC Maintenance (Indoor Coil Cleaning) | Residential | 2.8418 | 0 | 5.1852
39 | 3 | AC Maintenance (Indoor Coil Cleaning) | Residential | 0.85779 | 0 | 1.5651
40 | 1 | AC Maintenance (Outdoor Coil Cleaning) | Residential | 17.1109 | 0 | 37.2138
41 | 1 | AC Maintenance (Outdoor Coil Cleaning) | Residential | 11.1347 | 0 | 24.2164
42 | 2 | AC Maintenance (Outdoor Coil Cleaning) | Residential | 6.8373 | 0 | 14.1257
43 | 2 | AC Maintenance (Outdoor Coil Cleaning) | Residential | 1.0528 | 0 | 2.1751
44 | 3 | AC Maintenance (Outdoor Coil Cleaning) | Residential | 2.8716 | 0 | 5.2396
45 | 3 | AC Maintenance (Outdoor Coil Cleaning) | Residential | 0.87081 | 0 | 1.5889
46 | 1 | Base 13 SEER Split-System Air Conditioner & Strip Heater | Residential | 0 | 0 | 0
47 | 2 | Base 13 SEER Split-System Air Conditioner & Strip Heater | Residential | 0 | 0 | 0
48 | 3 | Base 13 SEER Split-System Air Conditioner & Strip Heater | Residential | 0 | 0 | 0
49 | 1 | Base 13 SEER Split-System Heat Pump | Residential | 0 | 0 | 0
50 | 2 | Base 13 SEER Split-System Heat Pump | Residential | 0 | 0 | 0
51 | 3 | Base 13 SEER Split-System Heat Pump | Residential | 0 | 0 | 0
52 | 1 | Base 40 gal. Water Heating (EF=0.92) | Residential | 0 | 0 | 0
53 | 2 | Base 40 gal. Water Heating (EF=0.92) | Residential | 0 | 0 | 0
54 | 3 | Base 40 gal. Water Heating (EF=0.92) | Residential | 0 | 0 | 0
55 | 1 | Base 9 EER Room Air Conditioner & Strip Heater | Residential | 0 | 0 | 0
56 | 2 | Base 9 EER Room Air Conditioner & Strip Heater | Residential | 0 | 0 | 0
57 | 3 | Base 9 EER Room Air Conditioner & Strip Heater | Residential | 0 | 0 | 0
58 | 1 | Base Clothes Dryer (EF=3.01) | Residential | 0 | 0 | 0
59 | 2 | Base Clothes Dryer (EF=3.01) | Residential | 0 | 0 | 0
60 | 3 | Base Clothes Dryer (EF=3.01) | Residential | 0 | 0 | 0
61 | 1 | Base Clotheswasher (MEF=1.6) | Residential | 0 | 0 | 0
62 | 2 | Base Clotheswasher (MEF=1.6) | Residential | 0 | 0 | 0
63 | 3 | Base Clotheswasher (MEF=1.6) | Residential | 0 | 0 | 0
64 | 1 | Base CRT TV | Residential | 0 | 0 | 0
65 | 2 | Base CRT TV | Residential | 0 | 0 | 0
66 | 3 | Base CRT TV | Residential | 0 | 0 | 0
67 | 1 | Base Desktop PC | Residential | 0 | 0 | 0
68 | 2 | Base Desktop PC | Residential | 0 | 0 | 0
69 | 3 | Base Desktop PC | Residential | 0 | 0 | 0
70 | 1 | Base Dishwasher (EF=0.46) | Residential | 0 | 0 | 0
71 | 2 | Base Dishwasher (EF=0.46) | Residential | 0 | 0 | 0
72 | 3 | Base Dishwasher (EF=0.46) | Residential | 0 | 0 | 0
73 | 1 | Base DVD Player | Residential | 0 | 0 | 0
74 | 2 | Base DVD Player | Residential | 0 | 0 | 0
75 | 3 | Base DVD Player | Residential | 0 | 0 | 0
76 | 1 | Base Fluorescent Fixture, 2L4'T12, 40W, 1EEMAG | Residential | 0 | 0 | 0
77 | 2 | Base Fluorescent Fixture, 2L4'T12, 40W, 1EEMAG | Residential | 0 | 0 | 0
78 | 3 | Base Fluorescent Fixture, 2L4'T12, 40W, 1EEMAG | Residential | 0 | 0 | 0
79 | 1 | Base Freezer | Residential | 0 | 0 | 0
80 | 2 | Base Freezer | Residential | 0 | 0 | 0
81 | 3 | Base Freezer | Residential | 0 | 0 | 0
82 | 1 | Base Laptop PC | Residential | 0 | 0 | 0
83 | 2 | Base Laptop PC | Residential | 0 | 0 | 0
84 | 3 | Base Laptop PC | Residential | 0 | 0 | 0
85 | 1 | Base Large-screen TV | Residential | 0 | 0 | 0
86 | 2 | Base Large-screen TV | Residential | 0 | 0 | 0
87 | 3 | Base Large-screen TV | Residential | 0 | 0 | 0
88 | 1 | Base Lighting (60-Watt incandescent), 0.5 hr/hday | Residential | 0 | 0 | 0
89 | 2 | Base Lighting (60-Watt incandescent), 0.5 hr/hday | Residential | 0 | 0 | 0
90 | 3 | Base Lighting (60-Watt incandescent), 0.5 hr/hday | Residential | 0 | 0 | 0
91 | 1 | Base Lighting (60-Watt incandescent), 2.5 hr/hday | Residential | 0 | 0 | 0
92 | 2 | Base Lighting (60-Watt incandescent), 2.5 hr/hday | Residential | 0 | 0 | 0
93 | 3 | Base Lighting (60-Watt incandescent), 2.5 hr/hday | Residential | 0 | 0 | 0
94 | 1 | Base Lighting (60-Watt incandescent), 6.0 hr/hday | Residential | 0 | 0 | 0
95 | 2 | Base Lighting (60-Watt incandescent), 6.0 hr/hday | Residential | 0 | 0 | 0
96 | 3 | Base Lighting (60-Watt incandescent), 6.0 hr/hday | Residential | 0 | 0 | 0
97 | 1 | Base Outdoor Lighting | Residential | 0 | 0 | 0
98 | 2 | Base Outdoor Lighting | Residential | 0 | 0 | 0
99 | 3 | Base Outdoor Lighting | Residential | 0 | 0 | 0
100 | 1 | Base Pool Pump and Motor (1.5 hp) | Residential | 0 | 0 | 0
101 | 2 | Base Pool Pump and Motor (1.5 hp) | Residential | 0 | 0 | 0
102 | 3 | Base Pool Pump and Motor (1.5 hp) | Residential | 0 | 0 | 0
103 | 1 | Base Refrigerator (18 cf w/top-mount freezer, no through-door ice) | Residential | 0 | 0 | 0
104 | 2 | Base Refrigerator (18 cf w/top-mount freezer, no through-door ice) | Residential | 0 | 0 | 0
105 | 3 | Base Refrigerator (18 cf w/top-mount freezer, no through-door ice) | Residential | 0 | 0 | 0
106 | 1 | Base Set-Top Box | Residential | 0 | 0 | 0
107 | 2 | Base Set-Top Box | Residential | 0 | 0 | 0
108 | 3 | Base Set-Top Box | Residential | 0 | 0 | 0
109 | 1 | Base VCR | Residential | 0 | 0 | 0
110 | 2 | Base VCR | Residential | 0 | 0 | 0
111 | 3 | Base VCR | Residential | 0 | 0 | 0
112 | 1 | Ceiling R-0 to R-19 Insulation | Residential | 1.1505 | 3.1066 | 2.7498
113 | 1 | Ceiling R-0 to R-19 Insulation | Residential | 0.8305 | 3.8115 | 2.0565
114 | 1 | Ceiling R-0 to R-19 Insulation | Residential | 0.093675 | 0.10332 | 0.24744
115 | 2 | Ceiling R-0 to R-19 Insulation | Residential | 1.144 | 2.6364 | 2.5973
116 | 2 | Ceiling R-0 to R-19 Insulation | Residential | 0.16842 | 0.65969 | 0.39616
117 | 2 | Ceiling R-0 to R-19 Insulation | Residential | 0.1024 | 0.096399 | 0.25695
118 | 3 | Ceiling R-0 to R-19 Insulation | Residential | 0.86059 | 2.2424 | 1.7256
119 | 3 | Ceiling R-0 to R-19 Insulation | Residential | 0.27085 | 1.1995 | 0.56266
120 | 3 | Ceiling R-0 to R-19 Insulation | Residential | 0.069869 | 0.074365 | 0.15483
121 | 1 | Ceiling R-19 to R-38 Insulation | Residential | 0.46032 | 1.2429 | 1.1002
122 | 1 | Ceiling R-19 to R-38 Insulation | Residential | 0.22967 | 1.054 | 0.56869
123 | 1 | Ceiling R-19 to R-38 Insulation | Residential | 0.037749 | 0.041636 | 0.099712
124 | 2 | Ceiling R-19 to R-38 Insulation | Residential | 0.23067 | 0.53159 | 0.52372
125 | 2 | Ceiling R-19 to R-38 Insulation | Residential | 0.028636 | 0.11217 | 0.067358
126 | 2 | Ceiling R-19 to R-38 Insulation | Residential | 0.031185 | 0.029357 | 0.078251
127 | 3 | Ceiling R-19 to R-38 Insulation | Residential | 0.053472 | 0.13933 | 0.10722
128 | 3 | Ceiling R-19 to R-38 Insulation | Residential | 0.013206 | 0.058482 | 0.027433
129 | 3 | Ceiling R-19 to R-38 Insulation | Residential | 0.005073 | 0.0053994 | 0.011242
130 | 1 | CFL (18-Watt integral ballast), 0.5 hr/day | Residential | 0.70072 | 0.9991 | 13.3929
131 | 2 | CFL (18-Watt integral ballast), 0.5 hr/day | Residential | 0.36818 | 0.52495 | 7.037
132 | 3 | CFL (18-Watt integral ballast), 0.5 hr/day | Residential | 0.12591 | 0.17953 | 2.4065
133 | 1 | CFL (18-Watt integral ballast), 2.5 hr/day | Residential | 6.1313 | 8.7422 | 117.1877
134 | 2 | CFL (18-Watt integral ballast), 2.5 hr/day | Residential | 3.2216 | 4.5933 | 61.5734
135 | 3 | CFL (18-Watt integral ballast), 2.5 hr/day | Residential | 1.1017 | 1.5709 | 21.0572
136 | 1 | CFL (18-Watt integral ballast), 6.0 hr/day | Residential | 3.1533 | 4.496 | 60.268
137 | 2 | CFL (18-Watt integral ballast), 6.0 hr/day | Residential | 1.6568 | 2.3623 | 31.6663
138 | 3 | CFL (18-Watt integral ballast), 6.0 hr/day | Residential | 0.5666 | 0.80787 | 10.8294
139 | 1 | Default Window With Sunscreen | Residential | 25.6753 | -3.9587 | 29.8446
140 | 1 | Default Window With Sunscreen | Residential | 16.0166 | -2.4695 | 18.6174
141 | 1 | Default Window With Sunscreen | Residential | 0.6939 | -0.10699 | 0.80658
142 | 2 | Default Window With Sunscreen | Residential | 14.7417 | -1.9399 | 16.2775
143 | 2 | Default Window With Sunscreen | Residential | 2.1302 | -0.28032 | 2.3522
144 | 2 | Default Window With Sunscreen | Residential | 1.0044 | -0.13218 | 1.1091
145 | 3 | Default Window With Sunscreen | Residential | 5.2216 | -0.77688 | 5.092
146 | 3 | Default Window With Sunscreen | Residential | 1.5269 | -0.22718 | 1.4891
147 | 3 | Default Window With Sunscreen | Residential | 0.2216 | -0.03297 | 0.2161
148 | 1 | Duct Repair | Residential | 26.968 | 34.5253 | 50.5668
149 | 1 | Duct Repair | Residential | 18.8966 | 25.0284 | 29.3672
150 | 2 | Duct Repair | Residential | 6.6296 | 7.2438 | 11.8085
151 | 2 | Duct Repair | Residential | 1.1774 | 1.331 | 1.7382
152 | 3 | Duct Repair | Residential | 3.7747 | 4.6632 | 5.938
153 | 3 | Duct Repair | Residential | 1.0865 | 1.3886 | 1.4166
154 | 1 | Electronically Commutated Motors (ECM) on an Air Handler Unit | Residential | 13.192 | 0 | 33.8249
155 | 1 | Electronically Commutated Motors (ECM) on an Air Handler Unit | Residential | 17.3446 | 33.0808 | 46.0747
156 | 2 | Electronically Commutated Motors (ECM) on an Air Handler Unit | Residential | 5.8211 | 0 | 14.1783
157 | 2 | Electronically Commutated Motors (ECM) on an Air Handler Unit | Residential | 1.93 | 3.1417 | 4.8702
158 | 3 | Electronically Commutated Motors (ECM) on an Air Handler Unit | Residential | 2.5299 | 0 | 5.4421
159 | 3 | Electronically Commutated Motors (ECM) on an Air Handler Unit | Residential | 1.5588 | 2.869 | 3.4741
160 | 1 | Energy Star CW CEE Tier 2 (MEF=2.0) | Residential | 8.581 | 8.5611 | 61.0739
161 | 2 | Energy Star CW CEE Tier 2 (MEF=2.0) | Residential | 2.8421 | 2.8355 | 20.2284
162 | 3 | Energy Star CW CEE Tier 2 (MEF=2.0) | Residential | 1.4424 | 1.439 | 10.2659
163 | 1 | Energy Star CW CEE Tier 3 (MEF=2.2) | Residential | 3.2547 | 3.2472 | 23.1649
164 | 2 | Energy Star CW CEE Tier 3 (MEF=2.2) | Residential | 1.078 | 1.0755 | 7.6725
165 | 3 | Energy Star CW CEE Tier 3 (MEF=2.2) | Residential | 0.54708 | 0.54582 | 3.8938
166 | 1 | Energy Star Desktop PC | Residential | 0.83772 | 0.73416 | 6.6849
167 | 2 | Energy Star Desktop PC | Residential | 0.33676 | 0.29029 | 2.6567
168 | 3 | Energy Star Desktop PC | Residential | 0.12137 | 0.10636 | 0.96849
169 | 1 | Energy Star DVD Player | Residential | 0.50009 | 0.43827 | 3.9906
170 | 2 | Energy Star DVD Player | Residential | 0.23491 | 0.2025 | 1.8532
171 | 3 | Energy Star DVD Player | Residential | 0.076251 | 0.066825 | 0.60847
172 | 1 | Energy Star DW (EF=0.68) | Residential | 5.3832 | 3.8979 | 54.8934
173 | 2 | Energy Star DW (EF=0.68) | Residential | 1.9585 | 1.4181 | 19.9713
174 | 3 | Energy Star DW (EF=0.68) | Residential | 0.47535 | 0.3442 | 4.8472
175 | 1 | Energy Star Laptop PC | Residential | 0.095451 | 0.083651 | 0.76168
176 | 2 | Energy Star Laptop PC | Residential | 0.038371 | 0.033076 | 0.3027
177 | 3 | Energy Star Laptop PC | Residential | 0.013829 | 0.012119 | 0.11035
178 | 1 | Energy Star Set-Top Box | Residential | 1.9793 | 1.7346 | 15.7945
179 | 2 | Energy Star Set-Top Box | Residential | 0.7161 | 0.6173 | 5.6492
180 | 3 | Energy Star Set-Top Box | Residential | 0.25841 | 0.22646 | 2.062
181 | 1 | Energy Star TV | Residential | 0.1574 | 0.13794 | 1.256
182 | 1 | Energy Star TV | Residential | 0.68841 | 0.6033 | 5.4933
183 | 2 | Energy Star TV | Residential | 0.12573 | 0.10838 | 0.99189
184 | 2 | Energy Star TV | Residential | 0.13466 | 0.11608 | 1.0623
185 | 3 | Energy Star TV | Residential | 0.043954 | 0.03852 | 0.35074
186 | 3 | Energy Star TV | Residential | 0.048477 | 0.042484 | 0.38684
187 | 1 | Energy Star VCR | Residential | 0.20141 | 0.17651 | 1.6072
188 | 2 | Energy Star VCR | Residential | 0.099768 | 0.086003 | 0.78706
189 | 3 | Energy Star VCR | Residential | 0.036488 | 0.031977 | 0.29116
190 | 1 | Faucet Aerators | Residential | 1.024 | 2.9638 | 11.314
191 | 2 | Faucet Aerators | Residential | 0.52726 | 1.3557 | 4.9256
192 | 3 | Faucet Aerators | Residential | 0.16354 | 0.4205 | 1.7745
193 | 1 | HE Freezer | Residential | 0.67239 | 0.62458 | 5.0584
194 | 2 | HE Freezer | Residential | 0.10214 | 0.094875 | 0.76838
195 | 3 | HE Freezer | Residential | 0.10359 | 0.096228 | 0.77934
196 | 1 | HE Refrigerator - Energy Star version of above | Residential | 9.1821 | 8.5293 | 69.0772
197 | 2 | HE Refrigerator - Energy Star version of above | Residential | 4.7663 | 4.4275 | 35.8574
198 | 3 | HE Refrigerator - Energy Star version of above | Residential | 1.6336 | 1.5175 | 12.2899
199 | 1 | HE Room Air Conditioner - EER 11 | Residential | 1.3795 | 0 | 2.3345
200 | 2 | HE Room Air Conditioner - EER 11 | Residential | 1.3767 | 0 | 2.2131
201 | 3 | HE Room Air Conditioner - EER 11 | Residential | 0.3354 | 0 | 0.47617
202 | 1 | HE Room Air Conditioner - EER 12 | Residential | 0.62403 | 0 | 1.056
203 | 2 | HE Room Air Conditioner - EER 12 | Residential | 0.6168 | 0 | 0.9915
204 | 3 | HE Room Air Conditioner - EER 12 | Residential | 0.16033 | 0 | 0.22762
205 | 1 | Heat Pump Water Heater (EF=2.9) | Residential | 15.3083 | 44.3075 | 169.1409
206 | 2 | Heat Pump Water Heater (EF=2.9) | Residential | 6.6534 | 17.1076 | 62.155
207 | 3 | Heat Pump Water Heater (EF=2.9) | Residential | 2.4448 | 6.2864 | 26.5285
208 | 1 | Heat Trap | Residential | 2.7711 | 8.0205 | 30.6178
209 | 2 | Heat Trap | Residential | 1.2242 | 3.1476 | 11.4359
210 | 3 | Heat Trap | Residential | 0.44256 | 1.138 | 4.8022
211 | 1 | High Efficiency CD (EF=3.01 w/moisture sensor) | Residential | 0 | 0 | 0
212 | 2 | High Efficiency CD (EF=3.01 w/moisture sensor) | Residential | 0 | 0 | 0
213 | 3 | High Efficiency CD (EF=3.01 w/moisture sensor) | Residential | 0 | 0 | 0
214 | 1 | High Efficiency One Speed Pool Pump (1.5 hp) | Residential | 17.5661 | 3.4156 | 82.2762
215 | 2 | High Efficiency One Speed Pool Pump (1.5 hp) | Residential | 0.076247 | 0.014826 | 0.35712
216 | 3 | High Efficiency One Speed Pool Pump (1.5 hp) | Residential | 0.22497 | 0.043744 | 1.0537
217 | 1 | HVAC Proper Sizing | Residential | 0 | 0 | 0
218 | 1 | HVAC Proper Sizing | Residential | 0 | 0 | 0
219 | 2 | HVAC Proper Sizing | Residential | 0 | 0 | 0
220 | 2 | HVAC Proper Sizing | Residential | 0 | 0 | 0
221 | 3 | HVAC Proper Sizing | Residential | 0 | 0 | 0
222 | 3 | HVAC Proper Sizing | Residential | 0 | 0 | 0
223 | 1 | Low Flow Showerhead | Residential | 1.8808 | 5.4438 | 20.7813
224 | 2 | Low Flow Showerhead | Residential | 1.0988 | 2.8253 | 10.265
225 | 3 | Low Flow Showerhead | Residential | 0.30038 | 0.77237 | 3.2594
226 | 1 | Pipe Wrap | Residential | 0.59497 | 1.722 | 6.5738
227 | 2 | Pipe Wrap | Residential | 0.27763 | 0.71386 | 2.5936
228 | 3 | Pipe Wrap | Residential | 0.095021 | 0.24433 | 1.0311
229 | 1 | Proper Refrigerant Charging and Air Flow | Residential | 16.7623 | 0 | 36.979
230 | 1 | Proper Refrigerant Charging and Air Flow | Residential | 10.9357 | 0 | 24.125
231 | 2 | Proper Refrigerant Charging and Air Flow | Residential | 7.3966 | 0 | 15.5005
232 | 2 | Proper Refrigerant Charging and Air Flow | Residential | 1.1223 | 0 | 2.3519
233 | 3 | Proper Refrigerant Charging and Air Flow | Residential | 3.2146 | 0 | 5.9497
234 | 3 | Proper Refrigerant Charging and Air Flow | Residential | 0.98274 | 0 | 1.8189
235 | 1 | PV-Powered Pool Pumps | Residential | 12.4658 | 2.4239 | 58.3874
236 | 2 | PV-Powered Pool Pumps | Residential | 0.054109 | 0.010521 | 0.25343
237 | 3 | PV-Powered Pool Pumps | Residential | 0.15965 | 0.031043 | 0.74778
238 | 1 | Radient Barrier | Residential | 19.8113 | 10.0683 | 30.4317
239 | 1 | Radient Barrier | Residential | 13.5018 | 6.8618 | 20.7399
240 | 2 | Radient Barrier | Residential | 10.5128 | 4.5599 | 15.34
241 | 2 | Radient Barrier | Residential | 1.2281 | 0.5327 | 1.792
242 | 3 | Radient Barrier | Residential | 4.2746 | 2.0963 | 5.5088
243 | 3 | Radient Barrier | Residential | 1.637 | 0.80278 | 2.1096
244 | 1 | Reflective Roof | Residential | 30.6185 | 0 | 65.6657
245 | 1 | Reflective Roof | Residential | 19.2129 | 0 | 42.6895
246 | 1 | Reflective Roof | Residential | 0.76609 | 0 | 1.7022
247 | 2 | Reflective Roof | Residential | 14.7617 | 0 | 30.0734
248 | 2 | Reflective Roof | Residential | 2.1875 | 0 | 4.6171
249 | 2 | Reflective Roof | Residential | 1.0424 | 0 | 2.2002
250 | 3 | Reflective Roof | Residential | 6.1088 | 0 | 10.9914
251 | 3 | Reflective Roof | Residential | 1.754 | 0 | 3.2697
252 | 3 | Reflective Roof | Residential | 0.25023 | 0 | 0.46645
253 | 1 | RET 2L4'T8, 1EB | Residential | 0.22328 | 0.31836 | 4.2676
254 | 1 | RET 2L4'T8, 1EB | Residential | 0.41865 | 0.59693 | 8.0017
255 | 2 | RET 2L4'T8, 1EB | Residential | 0.11656 | 0.1662 | 2.2279
256 | 2 | RET 2L4'T8, 1EB | Residential | 0.21856 | 0.31162 | 4.1773
257 | 3 | RET 2L4'T8, 1EB | Residential | 0.040211 | 0.057334 | 0.76855
258 | 3 | RET 2L4'T8, 1EB | Residential | 0.075396 | 0.1075 | 1.441
259 | 1 | ROB 2L4'T8, 1EB | Residential | 0.30577 | 0.43598 | 5.8442
260 | 1 | ROB 2L4'T8, 1EB | Residential | 0.57332 | 0.81746 | 10.9579
261 | 2 | ROB 2L4'T8, 1EB | Residential | 0.15963 | 0.2276 | 3.051
262 | 2 | ROB 2L4'T8, 1EB | Residential | 0.2993 | 0.42675 | 5.7206
263 | 3 | ROB 2L4'T8, 1EB | Residential | 0.055067 | 0.078515 | 1.0525
264 | 3 | ROB 2L4'T8, 1EB | Residential | 0.10325 | 0.14722 | 1.9734
265 | 1 | Sealed Attic w/Sprayed Foam Insulated Roof Deck | Residential | 12.7139 | 34.3298 | 30.387
266 | 2 | Sealed Attic w/Sprayed Foam Insulated Roof Deck | Residential | 6.2191 | 14.3322 | 14.1199
267 | 3 | Sealed Attic w/Sprayed Foam Insulated Roof Deck | Residential | 2.5311 | 6.595 | 5.0752
268 | 1 | Sealed Attics | Residential | 6.1229 | 28.1004 | 15.1614
269 | 2 | Sealed Attics | Residential | 1.2225 | 4.7883 | 2.8755
270 | 3 | Sealed Attics | Residential | 0.90593 | 4.012 | 1.882
271 | 1 | Single Pane Clear Windows to Double Pane Low-E Windows | Residential | 37.7276 | 22.855 | 79.8139
272 | 1 | Single Pane Clear Windows to Double Pane Low-E Windows | Residential | 25.5146 | 15.4565 | 53.977
273 | 1 | Single Pane Clear Windows to Double Pane Low-E Windows | Residential | 1.1163 | 0.67627 | 2.3616
274 | 2 | Single Pane Clear Windows to Double Pane Low-E Windows | Residential | 19.7701 | 10.2217 | 39.7301
275 | 2 | Single Pane Clear Windows to Double Pane Low-E Windows | Residential | 2.8652 | 1.4814 | 5.758
276 | 2 | Single Pane Clear Windows to Double Pane Low-E Windows | Residential | 1.2799 | 0.66174 | 2.5721
277 | 3 | Single Pane Clear Windows to Double Pane Low-E Windows | Residential | 7.5615 | 4.4203 | 13.4205
278 | 3 | Single Pane Clear Windows to Double Pane Low-E Windows | Residential | 2.1345 | 1.2478 | 3.7885
279 | 3 | Single Pane Clear Windows to Double Pane Low-E Windows | Residential | 0.26745 | 0.15634 | 0.47468
280 | 1 | Solar Water Heat | Residential | 1.7269 | 0 | 13.356
281 | 2 | Solar Water Heat | Residential | 0.76623 | 0 | 5.0106
282 | 3 | Solar Water Heat | Residential | 0.28157 | 0 | 2.1387
283 | 1 | Two Speed Pool Pump (1.5 hp) | Residential | 17.1377 | 3.3323 | 80.2695
284 | 2 | Two Speed Pool Pump (1.5 hp) | Residential | 0.074387 | 0.014464 | 0.34841
285 | 3 | Two Speed Pool Pump (1.5 hp) | Residential | 0.21949 | 0.042677 | 1.028
286 | 1 | Variable-Speed Pool Pump (<1 hp) | Residential | 19.4467 | 3.7813 | 91.0844
287 | 2 | Variable-Speed Pool Pump (<1 hp) | Residential | 0.084409 | 0.016413 | 0.39536
288 | 3 | Variable-Speed Pool Pump (<1 hp) | Residential | 0.24906 | 0.048427 | 1.1665
289 | 1 | Wall 2x4 R-0 to Blow-In R-13 Insulation | Residential | 0.96448 | 2.6043 | 2.3052
290 | 1 | Wall 2x4 R-0 to Blow-In R-13 Insulation | Residential | 0.46442 | 2.1314 | 1.15
291 | 1 | Wall 2x4 R-0 to Blow-In R-13 Insulation | Residential | 0.035459 | 0.03911 | 0.093662
292 | 2 | Wall 2x4 R-0 to Blow-In R-13 Insulation | Residential | 0.49837 | 1.1485 | 1.1315
293 | 2 | Wall 2x4 R-0 to Blow-In R-13 Insulation | Residential | 0.060069 | 0.23528 | 0.14129
294 | 2 | Wall 2x4 R-0 to Blow-In R-13 Insulation | Residential | 0.04455 | 0.041938 | 0.11179
295 | 3 | Wall 2x4 R-0 to Blow-In R-13 Insulation | Residential | 0.045799 | 0.11934 | 0.091835
296 | 3 | Wall 2x4 R-0 to Blow-In R-13 Insulation | Residential | 0.010748 | 0.047599 | 0.022328
297 | 3 | Wall 2x4 R-0 to Blow-In R-13 Insulation | Residential | 0.0023567 | 0.0025083 | 0.0052225
298 | 1 | Water Heater Blanket | Residential | 2.5573 | 7.4018 | 28.2561
299 | 2 | Water Heater Blanket | Residential | 1.1297 | 2.9048 | 10.5538
300 | 3 | Water Heater Blanket | Residential | 0.40843 | 1.0502 | 4.4318
301 | 1 | Water Heater Temperature Check and Adjustment | Residential | 0.15325 | 0.44357 | 1.6933
302 | 2 | Water Heater Temperature Check and Adjustment | Residential | 0.066668 | 0.17142 | 0.6228
303 | 3 | Water Heater Temperature Check and Adjustment | Residential | 0.024476 | 0.062934 | 0.26558
304 | 1 | Water Heater Timeclock | Residential | 1.3751 | 3.9801 | 15.1938
305 | 2 | Water Heater Timeclock | Residential | 0.5982 | 1.5381 | 5.5883
306 | 3 | Water Heater Timeclock | Residential | 0.21962 | 0.5647 | 2.383
307 | 1 | Weather Strip/Caulk w/Blower Door | Residential | 0.16076 | 0.093957 | 4.4532
308 | 1 | Weather Strip/Caulk w/Blower Door | Residential | 0.10062 | 0.058807 | 2.7872
309 | 1 | Weather Strip/Caulk w/Blower Door | Residential | 0.0042836 | 0.0025036 | 0.11866
310 | 2 | Weather Strip/Caulk w/Blower Door | Residential | 0.068898 | 0.034367 | 1.813
311 | 2 | Weather Strip/Caulk w/Blower Door | Residential | 0.010229 | 0.0051023 | 0.26916
312 | 2 | Weather Strip/Caulk w/Blower Door | Residential | 0.0042826 | 0.0021363 | 0.11269
313 | 3 | Weather Strip/Caulk w/Blower Door | Residential | 0.028394 | 0.016014 | 0.65986
314 | 3 | Weather Strip/Caulk w/Blower Door | Residential | 0.0082857 | 0.004673 | 0.19256
315 | 3 | Weather Strip/Caulk w/Blower Door | Residential | 0.0010043 | 0.0005664 | 0.023339
316 | 1 | Window Film | Residential | 2.7214 | -1.0699 | 7.0726
317 | 1 | Window Film | Residential | 2.0663 | -0.69035 | 6.3921
318 | 1 | Window Film | Residential | 0.069956 | -0.023373 | 0.21642
319 | 2 | Window Film | Residential | 3.2077 | -1.0763 | 7.919
320 | 2 | Window Film | Residential | 0.46225 | -0.13181 | 1.3584
321 | 2 | Window Film | Residential | 0.19715 | -0.056218 | 0.57937
322 | 3 | Window Film | Residential | 1.3316 | -0.5052 | 2.9034
323 | 3 | Window Film | Residential | 0.36454 | -0.11753 | 0.94612
324 | 3 | Window Film | Residential | 0.042009 | -0.013544 | 0.10903
325 | 1 | Window Tinting | Residential | 5.2944 | 0 | 10.0811
326 | 1 | Window Tinting | Residential | 3.6466 | 0 | 6.9435
327 | 1 | Window Tinting | Residential | 0.13195 | 0 | 0.25125
328 | 2 | Window Tinting | Residential | 4.9776 | 0 | 9.0034
329 | 2 | Window Tinting | Residential | 0.79691 | 0 | 1.4414
330 | 2 | Window Tinting | Residential | 0.33916 | 0 | 0.61346
331 | 3 | Window Tinting | Residential | 2.0076 | 0 | 3.2071
332 | 3 | Window Tinting | Residential | 0.70932 | 0 | 1.1331
333 | 3 | Window Tinting | Residential | 0.085201 | 0 | 0.13611
334 | 1 | Freezer recycling | Residential | 0.62016 | 0.57607 | 4.6655
335 | 1 | Refrigerator recycling | Residential | 21.7626 | 20.2153 | 163.7211
336 | 1 | Smart Plug | Residential | 9.7551 | 8.5127 | 77.6133
337 | 1 | LED (10-Watt integral ballast), 0.5 hr/day | Residential | 0.37747 | 0.52973 | 7.0972
338 | 1 | LED (10-Watt integral ballast), 2.5 hr/day | Residential | 3.2575 | 4.6317 | 62.1602
339 | 1 | LED (10-Watt integral ballast), 6.0 hr/day | Residential | 1.6777 | 2.3908 | 31.9725
340 | 1 | LED 13W FloodOutdoor | Residential | 8.7559 | 12.4843 | 167.3509
341 | 1 | Aerosole Duct Sealing | Commercial | 1.2952 | 0.021755 | 5.7318
342 | 1 | Aerosole Duct Sealing | Commercial | 3.1621 | 0 | 13.994
343 | 1 | Aerosole Duct Sealing | Commercial | 0.70271 | 0.011804 | 3.1099
344 | 2 | Aerosole Duct Sealing | Commercial | 0.085278 | 0.0010067 | 0.42892
345 | 2 | Aerosole Duct Sealing | Commercial | 4.3063 | 0 | 21.6591
346 | 2 | Aerosole Duct Sealing | Commercial | 0.30369 | 0.0035849 | 1.5275
347 | 3 | Aerosole Duct Sealing | Commercial | 0.64139 | 0.0080425 | 2.6681
348 | 3 | Aerosole Duct Sealing | Commercial | 4.0103 | 0 | 16.6821
349 | 3 | Aerosole Duct Sealing | Commercial | 0.077648 | 0.00097365 | 0.323
350 | 4 | Aerosole Duct Sealing | Commercial | 0.011893 | 0.00026205 | 0.06717
351 | 4 | Aerosole Duct Sealing | Commercial | 0.23191 | 0 | 1.3097
352 | 4 | Aerosole Duct Sealing | Commercial | 0.0085719 | 0.00018887 | 0.048412
353 | 5 | Aerosole Duct Sealing | Commercial | 0.36541 | 0.0044362 | 1.8003
354 | 5 | Aerosole Duct Sealing | Commercial | 0.26674 | 0 | 1.3142
355 | 5 | Aerosole Duct Sealing | Commercial | 0.06636 | 0.00080562 | 0.32695
356 | 6 | Aerosole Duct Sealing | Commercial | 0.12158 | 0.0034976 | 0.61525
357 | 6 | Aerosole Duct Sealing | Commercial | 0.11525 | 0 | 0.58322
358 | 6 | Aerosole Duct Sealing | Commercial | 0.0072038 | 0.00020725 | 0.036455
359 | 7 | Aerosole Duct Sealing | Commercial | 1.0868 | 0.031111 | 6.5549
360 | 7 | Aerosole Duct Sealing | Commercial | 0.12247 | 0 | 0.73869
361 | 7 | Aerosole Duct Sealing | Commercial | 0.0090459 | 0.00025895 | 0.054561
362 | 8 | Aerosole Duct Sealing | Commercial | 0.12052 | 0.0034502 | 0.50489
363 | 8 | Aerosole Duct Sealing | Commercial | 1.0294 | 0 | 4.3125
364 | 8 | Aerosole Duct Sealing | Commercial | 0.039422 | 0.0011285 | 0.16514
365 | 9 | Aerosole Duct Sealing | Commercial | 0.0091646 | 0.0010345 | 0.043765
366 | 9 | Aerosole Duct Sealing | Commercial | 0.36468 | 0 | 1.7415
367 | 9 | Aerosole Duct Sealing | Commercial | 0.011238 | 0.0012686 | 0.053668
368 | 10 | Aerosole Duct Sealing | Commercial | 0.3385 | 0.0080511 | 2.0772
369 | 10 | Aerosole Duct Sealing | Commercial | 0.92051 | 0 | 5.6488
370 | 10 | Aerosole Duct Sealing | Commercial | 0.0055761 | 0.00013262 | 0.034218
371 | 11 | Aerosole Duct Sealing | Commercial | 0.14861 | 0.016608 | 0.79869
372 | 11 | Aerosole Duct Sealing | Commercial | 0.24683 | 0 | 1.3266
373 | 11 | Aerosole Duct Sealing | Commercial | 0.0066945 | 0.00074818 | 0.03598
374 | 1 | Air Handler Optimization | Commercial | 0.35165 | 0.32244 | 10.1337
375 | 2 | Air Handler Optimization | Commercial | 0.19793 | 0.11499 | 5.9931
376 | 3 | Air Handler Optimization | Commercial | 0.21672 | 0.17401 | 6.2625
377 | 4 | Air Handler Optimization | Commercial | 0.010634 | 0.010455 | 0.38544
378 | 5 | Air Handler Optimization | Commercial | 0.04179 | 0.055481 | 1.4529
379 | 6 | Air Handler Optimization | Commercial | 0.023992 | 0.020793 | 0.81221
380 | 7 | Air Handler Optimization | Commercial | 0.15494 | 0.15579 | 5.3604
381 | 8 | Air Handler Optimization | Commercial | 0.19634 | 0.19742 | 1.7453
382 | 9 | Air Handler Optimization | Commercial | 0.05869 | 0.4164 | 2.1716
383 | 10 | Air Handler Optimization | Commercial | 0.04715 | 0.07391 | 1.8953
384 | 11 | Air Handler Optimization | Commercial | 0.065875 | 0.25468 | 2.2514
385 | 4 | Anti-sweat (humidistat) controls | Commercial | 0.12367 | 0.20308 | 1.9952
386 | 1 | Base Centrifugal Chiller, 0.58 kW/ton, 500 tons | Commercial | 0 | 0 | 0
387 | 2 | Base Centrifugal Chiller, 0.58 kW/ton, 500 tons | Commercial | 0 | 0 | 0
388 | 3 | Base Centrifugal Chiller, 0.58 kW/ton, 500 tons | Commercial | 0 | 0 | 0
389 | 4 | Base Centrifugal Chiller, 0.58 kW/ton, 500 tons | Commercial | 0 | 0 | 0
390 | 5 | Base Centrifugal Chiller, 0.58 kW/ton, 500 tons | Commercial | 0 | 0 | 0
391 | 6 | Base Centrifugal Chiller, 0.58 kW/ton, 500 tons | Commercial | 0 | 0 | 0
392 | 7 | Base Centrifugal Chiller, 0.58 kW/ton, 500 tons | Commercial | 0 | 0 | 0
393 | 8 | Base Centrifugal Chiller, 0.58 kW/ton, 500 tons | Commercial | 0 | 0 | 0
394 | 9 | Base Centrifugal Chiller, 0.58 kW/ton, 500 tons | Commercial | 0 | 0 | 0
395 | 10 | Base Centrifugal Chiller, 0.58 kW/ton, 500 tons | Commercial | 0 | 0 | 0
396 | 11 | Base Centrifugal Chiller, 0.58 kW/ton, 500 tons | Commercial | 0 | 0 | 0
397 | 1 | Base CFL | Commercial | 0 | 0 | 0
398 | 2 | Base CFL | Commercial | 0 | 0 | 0
399 | 3 | Base CFL | Commercial | 0 | 0 | 0
400 | 4 | Base CFL | Commercial | 0 | 0 | 0
401 | 5 | Base CFL | Commercial | 0 | 0 | 0
402 | 6 | Base CFL | Commercial | 0 | 0 | 0
403 | 7 | Base CFL | Commercial | 0 | 0 | 0
404 | 8 | Base CFL | Commercial | 0 | 0 | 0
405 | 9 | Base CFL | Commercial | 0 | 0 | 0
406 | 10 | Base CFL | Commercial | 0 | 0 | 0
407 | 11 | Base CFL | Commercial | 0 | 0 | 0
408 | 1 | Base Commercial Fryers | Commercial | 0 | 0 | 0
409 | 2 | Base Commercial Fryers | Commercial | 0 | 0 | 0
410 | 3 | Base Commercial Fryers | Commercial | 0 | 0 | 0
411 | 4 | Base Commercial Fryers | Commercial | 0 | 0 | 0
412 | 5 | Base Commercial Fryers | Commercial | 0 | 0 | 0
413 | 6 | Base Commercial Fryers | Commercial | 0 | 0 | 0
414 | 7 | Base Commercial Fryers | Commercial | 0 | 0 | 0
415 | 8 | Base Commercial Fryers | Commercial | 0 | 0 | 0
416 | 9 | Base Commercial Fryers | Commercial | 0 | 0 | 0
417 | 10 | Base Commercial Fryers | Commercial | 0 | 0 | 0
418 | 11 | Base Commercial Fryers | Commercial | 0 | 0 | 0
419 | 1 | Base Commercial Ovens | Commercial | 0 | 0 | 0
420 | 2 | Base Commercial Ovens | Commercial | 0 | 0 | 0
421 | 3 | Base Commercial Ovens | Commercial | 0 | 0 | 0
422 | 4 | Base Commercial Ovens | Commercial | 0 | 0 | 0
423 | 5 | Base Commercial Ovens | Commercial | 0 | 0 | 0
424 | 6 | Base Commercial Ovens | Commercial | 0 | 0 | 0
425 | 7 | Base Commercial Ovens | Commercial | 0 | 0 | 0
426 | 8 | Base Commercial Ovens | Commercial | 0 | 0 | 0
427 | 9 | Base Commercial Ovens | Commercial | 0 | 0 | 0
428 | 10 | Base Commercial Ovens | Commercial | 0 | 0 | 0
429 | 11 | Base Commercial Ovens | Commercial | 0 | 0 | 0
430 | 1 | Base Copier | Commercial | 0 | 0 | 0
431 | 2 | Base Copier | Commercial | 0 | 0 | 0
432 | 3 | Base Copier | Commercial | 0 | 0 | 0
433 | 4 | Base Copier | Commercial | 0 | 0 | 0
434 | 5 | Base Copier | Commercial | 0 | 0 | 0
435 | 6 | Base Copier | Commercial | 0 | 0 | 0
436 | 7 | Base Copier | Commercial | 0 | 0 | 0
437 | 8 | Base Copier | Commercial | 0 | 0 | 0
438 | 9 | Base Copier | Commercial | 0 | 0 | 0
439 | 10 | Base Copier | Commercial | 0 | 0 | 0
440 | 11 | Base Copier | Commercial | 0 | 0 | 0
441 | 1 | Base Desktop PC | Commercial | 0 | 0 | 0
442 | 2 | Base Desktop PC | Commercial | 0 | 0 | 0
443 | 3 | Base Desktop PC | Commercial | 0 | 0 | 0
444 | 4 | Base Desktop PC | Commercial | 0 | 0 | 0
445 | 5 | Base Desktop PC | Commercial | 0 | 0 | 0
446 | 6 | Base Desktop PC | Commercial | 0 | 0 | 0
447 | 7 | Base Desktop PC | Commercial | 0 | 0 | 0
448 | 8 | Base Desktop PC | Commercial | 0 | 0 | 0
449 | 9 | Base Desktop PC | Commercial | 0 | 0 | 0
450 | 10 | Base Desktop PC | Commercial | 0 | 0 | 0
451 | 11 | Base Desktop PC | Commercial | 0 | 0 | 0
452 | 1 | Base DX Packaged System, EER=10.3, 10 tons | Commercial | 0 | 0 | 0
453 | 2 | Base DX Packaged System, EER=10.3, 10 tons | Commercial | 0 | 0 | 0
454 | 3 | Base DX Packaged System, EER=10.3, 10 tons | Commercial | 0 | 0 | 0
455 | 4 | Base DX Packaged System, EER=10.3, 10 tons | Commercial | 0 | 0 | 0
456 | 5 | Base DX Packaged System, EER=10.3, 10 tons | Commercial | 0 | 0 | 0
457 | 6 | Base DX Packaged System, EER=10.3, 10 tons | Commercial | 0 | 0 | 0
458 | 7 | Base DX Packaged System, EER=10.3, 10 tons | Commercial | 0 | 0 | 0
459 | 8 | Base DX Packaged System, EER=10.3, 10 tons | Commercial | 0 | 0 | 0
460 | 9 | Base DX Packaged System, EER=10.3, 10 tons | Commercial | 0 | 0 | 0
461 | 10 | Base DX Packaged System, EER=10.3, 10 tons | Commercial | 0 | 0 | 0
462 | 11 | Base DX Packaged System, EER=10.3, 10 tons | Commercial | 0 | 0 | 0
463 | 1 | Base Exit Sign | Commercial | 0 | 0 | 0
464 | 2 | Base Exit Sign | Commercial | 0 | 0 | 0
465 | 3 | Base Exit Sign | Commercial | 0 | 0 | 0
466 | 4 | Base Exit Sign | Commercial | 0 | 0 | 0
467 | 5 | Base Exit Sign | Commercial | 0 | 0 | 0
468 | 6 | Base Exit Sign | Commercial | 0 | 0 | 0
469 | 7 | Base Exit Sign | Commercial | 0 | 0 | 0
470 | 8 | Base Exit Sign | Commercial | 0 | 0 | 0
471 | 9 | Base Exit Sign | Commercial | 0 | 0 | 0
472 | 10 | Base Exit Sign | Commercial | 0 | 0 | 0
473 | 11 | Base Exit Sign | Commercial | 0 | 0 | 0
474 | 1 | Base Fan Motor, 15hp, 1800rpm, 91.0% | Commercial | 0 | 0 | 0
475 | 2 | Base Fan Motor, 15hp, 1800rpm, 91.0% | Commercial | 0 | 0 | 0
476 | 3 | Base Fan Motor, 15hp, 1800rpm, 91.0% | Commercial | 0 | 0 | 0
477 | 4 | Base Fan Motor, 15hp, 1800rpm, 91.0% | Commercial | 0 | 0 | 0
478 | 5 | Base Fan Motor, 15hp, 1800rpm, 91.0% | Commercial | 0 | 0 | 0
479 | 6 | Base Fan Motor, 15hp, 1800rpm, 91.0% | Commercial | 0 | 0 | 0
480 | 7 | Base Fan Motor, 15hp, 1800rpm, 91.0% | Commercial | 0 | 0 | 0
481 | 8 | Base Fan Motor, 15hp, 1800rpm, 91.0% | Commercial | 0 | 0 | 0
482 | 9 | Base Fan Motor, 15hp, 1800rpm, 91.0% | Commercial | 0 | 0 | 0
483 | 10 | Base Fan Motor, 15hp, 1800rpm, 91.0% | Commercial | 0 | 0 | 0
484 | 11 | Base Fan Motor, 15hp, 1800rpm, 91.0% | Commercial | 0 | 0 | 0
485 | 1 | Base Fluorescent Fixture, T12, 34W, EB | Commercial | 0 | 0 | 0
486 | 2 | Base Fluorescent Fixture, T12, 34W, EB | Commercial | 0 | 0 | 0
487 | 3 | Base Fluorescent Fixture, T12, 34W, EB | Commercial | 0 | 0 | 0
488 | 4 | Base Fluorescent Fixture, T12, 34W, EB | Commercial | 0 | 0 | 0
489 | 5 | Base Fluorescent Fixture, T12, 34W, EB | Commercial | 0 | 0 | 0
490 | 6 | Base Fluorescent Fixture, T12, 34W, EB | Commercial | 0 | 0 | 0
491 | 7 | Base Fluorescent Fixture, T12, 34W, EB | Commercial | 0 | 0 | 0
492 | 8 | Base Fluorescent Fixture, T12, 34W, EB | Commercial | 0 | 0 | 0
493 | 9 | Base Fluorescent Fixture, T12, 34W, EB | Commercial | 0 | 0 | 0
494 | 10 | Base Fluorescent Fixture, T12, 34W, EB | Commercial | 0 | 0 | 0
495 | 11 | Base Fluorescent Fixture, T12, 34W, EB | Commercial | 0 | 0 | 0
496 | 1 | Base High Bay Mercury Vapor, 400W | Commercial | 0 | 0 | 0
497 | 2 | Base High Bay Mercury Vapor, 400W | Commercial | 0 | 0 | 0
498 | 3 | Base High Bay Mercury Vapor, 400W | Commercial | 0 | 0 | 0
499 | 4 | Base High Bay Mercury Vapor, 400W | Commercial | 0 | 0 | 0
500 | 5 | Base High Bay Mercury Vapor, 400W | Commercial | 0 | 0 | 0
501 | 6 | Base High Bay Mercury Vapor, 400W | Commercial | 0 | 0 | 0
502 | 7 | Base High Bay Mercury Vapor, 400W | Commercial | 0 | 0 | 0
503 | 8 | Base High Bay Mercury Vapor, 400W | Commercial | 0 | 0 | 0
504 | 9 | Base High Bay Mercury Vapor, 400W | Commercial | 0 | 0 | 0
505 | 10 | Base High Bay Mercury Vapor, 400W | Commercial | 0 | 0 | 0
506 | 11 | Base High Bay Mercury Vapor, 400W | Commercial | 0 | 0 | 0
507 | 1 | Base Incandescent Flood, 75W to Screw-in CFL | Commercial | 0 | 0 | 0
508 | 2 | Base Incandescent Flood, 75W to Screw-in CFL | Commercial | 0 | 0 | 0
509 | 3 | Base Incandescent Flood, 75W to Screw-in CFL | Commercial | 0 | 0 | 0
510 | 4 | Base Incandescent Flood, 75W to Screw-in CFL | Commercial | 0 | 0 | 0
511 | 5 | Base Incandescent Flood, 75W to Screw-in CFL | Commercial | 0 | 0 | 0
512 | 6 | Base Incandescent Flood, 75W to Screw-in CFL | Commercial | 0 | 0 | 0
513 | 7 | Base Incandescent Flood, 75W to Screw-in CFL | Commercial | 0 | 0 | 0
514 | 8 | Base Incandescent Flood, 75W to Screw-in CFL | Commercial | 0 | 0 | 0
515 | 9 | Base Incandescent Flood, 75W to Screw-in CFL | Commercial | 0 | 0 | 0
516 | 10 | Base Incandescent Flood, 75W to Screw-in CFL | Commercial | 0 | 0 | 0
517 | 11 | Base Incandescent Flood, 75W to Screw-in CFL | Commercial | 0 | 0 | 0
518 | 1 | Base Incandescent Flood, 75W to Hardwired CFL | Commercial | 0 | 0 | 0
519 | 2 | Base Incandescent Flood, 75W to Hardwired CFL | Commercial | 0 | 0 | 0
520 | 3 | Base Incandescent Flood, 75W to Hardwired CFL | Commercial | 0 | 0 | 0
521 | 4 | Base Incandescent Flood, 75W to Hardwired CFL | Commercial | 0 | 0 | 0
522 | 5 | Base Incandescent Flood, 75W to Hardwired CFL | Commercial | 0 | 0 | 0
523 | 6 | Base Incandescent Flood, 75W to Hardwired CFL | Commercial | 0 | 0 | 0
524 | 7 | Base Incandescent Flood, 75W to Hardwired CFL | Commercial | 0 | 0 | 0
525 | 8 | Base Incandescent Flood, 75W to Hardwired CFL | Commercial | 0 | 0 | 0
526 | 9 | Base Incandescent Flood, 75W to Hardwired CFL | Commercial | 0 | 0 | 0
527 | 10 | Base Incandescent Flood, 75W to Hardwired CFL | Commercial | 0 | 0 | 0
528 | 11 | Base Incandescent Flood, 75W to Hardwired CFL | Commercial | 0 | 0 | 0
529 | 1 | Base Laser Printer | Commercial | 0 | 0 | 0
530 | 2 | Base Laser Printer | Commercial | 0 | 0 | 0
531 | 3 | Base Laser Printer | Commercial | 0 | 0 | 0
532 | 4 | Base Laser Printer | Commercial | 0 | 0 | 0
533 | 5 | Base Laser Printer | Commercial | 0 | 0 | 0
534 | 6 | Base Laser Printer | Commercial | 0 | 0 | 0
535 | 7 | Base Laser Printer | Commercial | 0 | 0 | 0
536 | 8 | Base Laser Printer | Commercial | 0 | 0 | 0
537 | 9 | Base Laser Printer | Commercial | 0 | 0 | 0
538 | 10 | Base Laser Printer | Commercial | 0 | 0 | 0
539 | 11 | Base Laser Printer | Commercial | 0 | 0 | 0
540 | 1 | Base Monitor, CRT | Commercial | 0 | 0 | 0
541 | 2 | Base Monitor, CRT | Commercial | 0 | 0 | 0
542 | 3 | Base Monitor, CRT | Commercial | 0 | 0 | 0
543 | 4 | Base Monitor, CRT | Commercial | 0 | 0 | 0
544 | 5 | Base Monitor, CRT | Commercial | 0 | 0 | 0
545 | 6 | Base Monitor, CRT | Commercial | 0 | 0 | 0
546 | 7 | Base Monitor, CRT | Commercial | 0 | 0 | 0
547 | 8 | Base Monitor, CRT | Commercial | 0 | 0 | 0
548 | 9 | Base Monitor, CRT | Commercial | 0 | 0 | 0
549 | 10 | Base Monitor, CRT | Commercial | 0 | 0 | 0
550 | 11 | Base Monitor, CRT | Commercial | 0 | 0 | 0
551 | 1 | Base Monitor, LCD | Commercial | 0 | 0 | 0
552 | 2 | Base Monitor, LCD | Commercial | 0 | 0 | 0
553 | 3 | Base Monitor, LCD | Commercial | 0 | 0 | 0
554 | 4 | Base Monitor, LCD | Commercial | 0 | 0 | 0
555 | 5 | Base Monitor, LCD | Commercial | 0 | 0 | 0
556 | 6 | Base Monitor, LCD | Commercial | 0 | 0 | 0
557 | 7 | Base Monitor, LCD | Commercial | 0 | 0 | 0
558 | 8 | Base Monitor, LCD | Commercial | 0 | 0 | 0
559 | 9 | Base Monitor, LCD | Commercial | 0 | 0 | 0
560 | 10 | Base Monitor, LCD | Commercial | 0 | 0 | 0
561 | 11 | Base Monitor, LCD | Commercial | 0 | 0 | 0
562 | 1 | Base Outdoor HID Lamp | Commercial | 0 | 0 | 0
563 | 2 | Base Outdoor HID Lamp | Commercial | 0 | 0 | 0
564 | 3 | Base Outdoor HID Lamp | Commercial | 0 | 0 | 0
565 | 4 | Base Outdoor HID Lamp | Commercial | 0 | 0 | 0
566 | 5 | Base Outdoor HID Lamp | Commercial | 0 | 0 | 0
567 | 6 | Base Outdoor HID Lamp | Commercial | 0 | 0 | 0
568 | 7 | Base Outdoor HID Lamp | Commercial | 0 | 0 | 0
569 | 8 | Base Outdoor HID Lamp | Commercial | 0 | 0 | 0
570 | 9 | Base Outdoor HID Lamp | Commercial | 0 | 0 | 0
571 | 10 | Base Outdoor HID Lamp | Commercial | 0 | 0 | 0
572 | 11 | Base Outdoor HID Lamp | Commercial | 0 | 0 | 0
573 | 1 | Base Outdoor Mercury Vapor 400W Lamp | Commercial | 0 | 0 | 0
574 | 2 | Base Outdoor Mercury Vapor 400W Lamp | Commercial | 0 | 0 | 0
575 | 3 | Base Outdoor Mercury Vapor 400W Lamp | Commercial | 0 | 0 | 0
576 | 4 | Base Outdoor Mercury Vapor 400W Lamp | Commercial | 0 | 0 | 0
577 | 5 | Base Outdoor Mercury Vapor 400W Lamp | Commercial | 0 | 0 | 0
578 | 6 | Base Outdoor Mercury Vapor 400W Lamp | Commercial | 0 | 0 | 0
579 | 7 | Base Outdoor Mercury Vapor 400W Lamp | Commercial | 0 | 0 | 0
580 | 8 | Base Outdoor Mercury Vapor 400W Lamp | Commercial | 0 | 0 | 0
581 | 9 | Base Outdoor Mercury Vapor 400W Lamp | Commercial | 0 | 0 | 0
582 | 10 | Base Outdoor Mercury Vapor 400W Lamp | Commercial | 0 | 0 | 0
583 | 11 | Base Outdoor Mercury Vapor 400W Lamp | Commercial | 0 | 0 | 0
584 | 1 | Base Packaged HP System, EER=10.3, 10 tons | Commercial | 0 | 0 | 0
585 | 2 | Base Packaged HP System, EER=10.3, 10 tons | Commercial | 0 | 0 | 0
586 | 3 | Base Packaged HP System, EER=10.3, 10 tons | Commercial | 0 | 0 | 0
587 | 4 | Base Packaged HP System, EER=10.3, 10 tons | Commercial | 0 | 0 | 0
588 | 5 | Base Packaged HP System, EER=10.3, 10 tons | Commercial | 0 | 0 | 0
589 | 6 | Base Packaged HP System, EER=10.3, 10 tons | Commercial | 0 | 0 | 0
590 | 7 | Base Packaged HP System, EER=10.3, 10 tons | Commercial | 0 | 0 | 0
591 | 8 | Base Packaged HP System, EER=10.3, 10 tons | Commercial | 0 | 0 | 0
592 | 9 | Base Packaged HP System, EER=10.3, 10 tons | Commercial | 0 | 0 | 0
593 | 10 | Base Packaged HP System, EER=10.3, 10 tons | Commercial | 0 | 0 | 0
594 | 11 | Base Packaged HP System, EER=10.3, 10 tons | Commercial | 0 | 0 | 0
595 | 1 | Base PTAC, EER=8.3, 1 ton | Commercial | 0 | 0 | 0
596 | 2 | Base PTAC, EER=8.3, 1 ton | Commercial | 0 | 0 | 0
597 | 3 | Base PTAC, EER=8.3, 1 ton | Commercial | 0 | 0 | 0
598 | 4 | Base PTAC, EER=8.3, 1 ton | Commercial | 0 | 0 | 0
599 | 5 | Base PTAC, EER=8.3, 1 ton | Commercial | 0 | 0 | 0
600 | 6 | Base PTAC, EER=8.3, 1 ton | Commercial | 0 | 0 | 0
601 | 7 | Base PTAC, EER=8.3, 1 ton | Commercial | 0 | 0 | 0
602 | 8 | Base PTAC, EER=8.3, 1 ton | Commercial | 0 | 0 | 0
603 | 9 | Base PTAC, EER=8.3, 1 ton | Commercial | 0 | 0 | 0
604 | 10 | Base PTAC, EER=8.3, 1 ton | Commercial | 0 | 0 | 0
605 | 11 | Base PTAC, EER=8.3, 1 ton | Commercial | 0 | 0 | 0
606 | 4 | Base Refrigeration System | Commercial | 0 | 0 | 0
607 | 1 | Base T8, EB | Commercial | 0 | 0 | 0
608 | 2 | Base T8, EB | Commercial | 0 | 0 | 0
609 | 3 | Base T8, EB | Commercial | 0 | 0 | 0
610 | 4 | Base T8, EB | Commercial | 0 | 0 | 0
611 | 5 | Base T8, EB | Commercial | 0 | 0 | 0
612 | 6 | Base T8, EB | Commercial | 0 | 0 | 0
613 | 7 | Base T8, EB | Commercial | 0 | 0 | 0
614 | 8 | Base T8, EB | Commercial | 0 | 0 | 0
615 | 9 | Base T8, EB | Commercial | 0 | 0 | 0
616 | 10 | Base T8, EB | Commercial | 0 | 0 | 0
617 | 11 | Base T8, EB | Commercial | 0 | 0 | 0
618 | 1 | Base Vending Machines | Commercial | 0 | 0 | 0
619 | 2 | Base Vending Machines | Commercial | 0 | 0 | 0
620 | 3 | Base Vending Machines | Commercial | 0 | 0 | 0
621 | 4 | Base Vending Machines | Commercial | 0 | 0 | 0
622 | 5 | Base Vending Machines | Commercial | 0 | 0 | 0
623 | 6 | Base Vending Machines | Commercial | 0 | 0 | 0
624 | 7 | Base Vending Machines | Commercial | 0 | 0 | 0
625 | 8 | Base Vending Machines | Commercial | 0 | 0 | 0
626 | 9 | Base Vending Machines | Commercial | 0 | 0 | 0
627 | 10 | Base Vending Machines | Commercial | 0 | 0 | 0
628 | 11 | Base Vending Machines | Commercial | 0 | 0 | 0
629 | 1 | Base Water Heating | Commercial | 0 | 0 | 0
630 | 2 | Base Water Heating | Commercial | 0 | 0 | 0
631 | 3 | Base Water Heating | Commercial | 0 | 0 | 0
632 | 4 | Base Water Heating | Commercial | 0 | 0 | 0
633 | 5 | Base Water Heating | Commercial | 0 | 0 | 0
634 | 6 | Base Water Heating | Commercial | 0 | 0 | 0
635 | 7 | Base Water Heating | Commercial | 0 | 0 | 0
636 | 8 | Base Water Heating | Commercial | 0 | 0 | 0
637 | 9 | Base Water Heating | Commercial | 0 | 0 | 0
638 | 10 | Base Water Heating | Commercial | 0 | 0 | 0
639 | 11 | Base Water Heating | Commercial | 0 | 0 | 0
640 | 1 | Ceiling Insulation | Commercial | 2.2274 | 0.18413 | 3.1906
641 | 1 | Ceiling Insulation | Commercial | 6.3968 | 2.0455 | 9.7298
642 | 1 | Ceiling Insulation | Commercial | 1.3939 | 0.030174 | 2.1202
643 | 2 | Ceiling Insulation | Commercial | 0.1475 | 0.0085689 | 0.24013
644 | 2 | Ceiling Insulation | Commercial | 8.7103 | 1.9574 | 15.0572
645 | 2 | Ceiling Insulation | Commercial | 0.60238 | 0.0091637 | 1.0413
646 | 3 | Ceiling Insulation | Commercial | 1.1095 | 0.068466 | 1.4939
647 | 3 | Ceiling Insulation | Commercial | 8.1125 | 1.9365 | 11.5986
648 | 3 | Ceiling Insulation | Commercial | 0.23514 | 0.0037998 | 0.33619
649 | 4 | Ceiling Insulation | Commercial | 0.020571 | 0.0022306 | 0.037604
650 | 4 | Ceiling Insulation | Commercial | 0.4691 | 0.19676 | 0.91057
651 | 4 | Ceiling Insulation | Commercial | 0.017002 | 0.00048277 | 0.033003
652 | 5 | Ceiling Insulation | Commercial | 0.63206 | 0.037762 | 1.0079
653 | 5 | Ceiling Insulation | Commercial | 0.53954 | 0.12469 | 0.91362
654 | 5 | Ceiling Insulation | Commercial | 0.13163 | 0.0020593 | 0.22289
655 | 6 | Ceiling Insulation | Commercial | 0.2103 | 0.029774 | 0.34447
656 | 6 | Ceiling Insulation | Commercial | 0.23315 | 0.12769 | 0.40553
657 | 6 | Ceiling Insulation | Commercial | 0.014289 | 0.00052976 | 0.024853
658 | 7 | Ceiling Insulation | Commercial | 1.8521 | 0.26092 | 3.6157
659 | 7 | Ceiling Insulation | Commercial | 0.24774 | 0.13501 | 0.51357
660 | 7 | Ceiling Insulation | Commercial | 0.017942 | 0.0006619 | 0.037194
661 | 8 | Ceiling Insulation | Commercial | 0.20544 | 0.028942 | 0.27855
662 | 8 | Ceiling Insulation | Commercial | 2.0829 | 1.1351 | 2.999
663 | 8 | Ceiling Insulation | Commercial | 0.078202 | 0.002885 | 0.1126
664 | 9 | Ceiling Insulation | Commercial | 0.015702 | 0.008723 | 0.024271
665 | 9 | Ceiling Insulation | Commercial | 0.54159 | 1.1638 | 0.88892
666 | 9 | Ceiling Insulation | Commercial | 0.019997 | 0.002909 | 0.032821
667 | 10 | Ceiling Insulation | Commercial | 0.58547 | 0.068529 | 1.1629
668 | 10 | Ceiling Insulation | Commercial | 1.8619 | 0.84305 | 3.9271
669 | 10 | Ceiling Insulation | Commercial | 0.01106 | 0.00033899 | 0.023326
670 | 11 | Ceiling Insulation | Commercial | 0.25711 | 0.14141 | 0.44727
671 | 11 | Ceiling Insulation | Commercial | 0.49978 | 1.0633 | 0.92319
672 | 11 | Ceiling Insulation | Commercial | 0.013279 | 0.0019126 | 0.024529
673 | 1 | Centrifugal Chiller, 0.51 kW/ton, 500 tons | Commercial | 3.6189 | 0.0089503 | 10.7145
674 | 2 | Centrifugal Chiller, 0.51 kW/ton, 500 tons | Commercial | 0.22639 | 0.00039348 | 0.76178
675 | 3 | Centrifugal Chiller, 0.51 kW/ton, 500 tons | Commercial | 1.7922 | 0.0033088 | 4.9875
676 | 4 | Centrifugal Chiller, 0.51 kW/ton, 500 tons | Commercial | 0.031574 | 0.00010243 | 0.1193
677 | 5 | Centrifugal Chiller, 0.51 kW/ton, 500 tons | Commercial | 1.021 | 0.001825 | 3.3654
678 | 6 | Centrifugal Chiller, 0.51 kW/ton, 500 tons | Commercial | 0.3397 | 0.0014389 | 1.1501
679 | 7 | Centrifugal Chiller, 0.51 kW/ton, 500 tons | Commercial | 2.8851 | 0.01216 | 11.6418
680 | 8 | Centrifugal Chiller, 0.51 kW/ton, 500 tons | Commercial | 0.31997 | 0.0013486 | 0.89674
681 | 9 | Centrifugal Chiller, 0.51 kW/ton, 500 tons | Commercial | 0.025607 | 0.00042561 | 0.08181
682 | 10 | Centrifugal Chiller, 0.51 kW/ton, 500 tons | Commercial | 0.94581 | 0.0033122 | 3.8829
683 | 11 | Centrifugal Chiller, 0.51 kW/ton, 500 tons | Commercial | 0.41523 | 0.0068326 | 1.493
684 | 1 | CFL Hardwired, Modular 18W | Commercial | 1.8649 | 1.1893 | 9.3975
685 | 2 | CFL Hardwired, Modular 18W | Commercial | 2.8048 | 1.2314 | 14.0836
686 | 3 | CFL Hardwired, Modular 18W | Commercial | 3.3395 | 1.1937 | 14.8702
687 | 4 | CFL Hardwired, Modular 18W | Commercial | 0.043153 | 0.022993 | 0.25036
688 | 5 | CFL Hardwired, Modular 18W | Commercial | 0.10031 | 0.15076 | 0.76439
689 | 6 | CFL Hardwired, Modular 18W | Commercial | 0.070801 | 0.03271 | 0.31792
690 | 7 | CFL Hardwired, Modular 18W | Commercial | 0.16011 | 0.094257 | 0.94355
691 | 8 | CFL Hardwired, Modular 18W | Commercial | 1.7584 | 1.0352 | 8.0722
692 | 9 | CFL Hardwired, Modular 18W | Commercial | 3.4231 | 1.6401 | 18.4048
693 | 10 | CFL Hardwired, Modular 18W | Commercial | 0.95564 | 0.69086 | 5.9562
694 | 11 | CFL Hardwired, Modular 18W | Commercial | 0.48361 | 0.20407 | 2.6599
695 | 1 | CFL Screw-in 18W | Commercial | 5.87 | 3.7435 | 29.579
696 | 2 | CFL Screw-in 18W | Commercial | 8.8282 | 3.8758 | 44.3288
697 | 3 | CFL Screw-in 18W | Commercial | 10.5111 | 3.7574 | 46.8047
698 | 4 | CFL Screw-in 18W | Commercial | 0.13582 | 0.07237 | 0.788
699 | 5 | CFL Screw-in 18W | Commercial | 0.31574 | 0.47453 | 2.4059
700 | 6 | CFL Screw-in 18W | Commercial | 0.22285 | 0.10296 | 1.0007
701 | 7 | CFL Screw-in 18W | Commercial | 0.50394 | 0.29668 | 2.9699
702 | 8 | CFL Screw-in 18W | Commercial | 5.5345 | 3.2583 | 25.4076
703 | 9 | CFL Screw-in 18W | Commercial | 7.3196 | 3.5071 | 39.355
704 | 10 | CFL Screw-in 18W | Commercial | 3.0079 | 2.1745 | 18.7473
705 | 11 | CFL Screw-in 18W | Commercial | 1.5222 | 0.64231 | 8.3722
706 | 1 | Chiller Tune Up/Diagnostics | Commercial | 0.91357 | 0.020758 | 2.7345
707 | 2 | Chiller Tune Up/Diagnostics | Commercial | 0.072639 | 0.0011599 | 0.2471
708 | 3 | Chiller Tune Up/Diagnostics | Commercial | 0.44866 | 0.0076101 | 1.2623
709 | 4 | Chiller Tune Up/Diagnostics | Commercial | 0.0096428 | 0.0002874 | 0.036834
710 | 5 | Chiller Tune Up/Diagnostics | Commercial | 0.26532 | 0.004357 | 0.8841
711 | 6 | Chiller Tune Up/Diagnostics | Commercial | 0.085044 | 0.0033095 | 0.29108
712 | 7 | Chiller Tune Up/Diagnostics | Commercial | 0.92569 | 0.035846 | 3.7763
713 | 8 | Chiller Tune Up/Diagnostics | Commercial | 0.10266 | 0.0039755 | 0.29088
714 | 9 | Chiller Tune Up/Diagnostics | Commercial | 0.006411 | 0.00097894 | 0.020707
715 | 10 | Chiller Tune Up/Diagnostics | Commercial | 0.23678 | 0.007618 | 0.98274
716 | 11 | Chiller Tune Up/Diagnostics | Commercial | 0.10395 | 0.015716 | 0.37788
717 | 4 | Compressor VSD retrofit | Commercial | 0.073415 | 0.060276 | 1.1844
718 | 1 | Continuous Dimming | Commercial | 4.4799 | 2.857 | 22.5742
719 | 2 | Continuous Dimming | Commercial | 1.5782 | 0.69288 | 7.9247
720 | 3 | Continuous Dimming | Commercial | 1.3586 | 0.48567 | 6.0499
721 | 4 | Continuous Dimming | Commercial | 0.25443 | 0.13556 | 1.4761
722 | 5 | Continuous Dimming | Commercial | 0.39626 | 0.59554 | 3.0195
723 | 6 | Continuous Dimming | Commercial | 0.3649 | 0.16859 | 1.6385
724 | 7 | Continuous Dimming | Commercial | 0.23874 | 0.14055 | 1.407
725 | 8 | Continuous Dimming | Commercial | 0.31478 | 0.18532 | 1.4451
726 | 9 | Continuous Dimming | Commercial | 0.74279 | 0.3559 | 3.9937
727 | 10 | Continuous Dimming | Commercial | 0.078054 | 0.056428 | 0.48649
728 | 11 | Continuous Dimming | Commercial | 0.45642 | 0.19259 | 2.5104
729 | 1 | Convection Oven | Commercial | 0.0644 | 0.018019 | 0.42743
730 | 2 | Convection Oven | Commercial | 1.2337 | 0.17852 | 8.2709
731 | 3 | Convection Oven | Commercial | 0.035712 | 0.007223 | 0.2589
732 | 4 | Convection Oven | Commercial | 0.031828 | 0.01072 | 0.27759
733 | 5 | Convection Oven | Commercial | 0.0084995 | 0.013612 | 0.20448
734 | 6 | Convection Oven | Commercial | 0.012875 | 0.0027256 | 0.073375
735 | 7 | Convection Oven | Commercial | 0.059658 | 0.013322 | 0.33794
736 | 8 | Convection Oven | Commercial | 0.012024 | 0.002685 | 0.11469
737 | 9 | Convection Oven | Commercial | 0.0017842 | 0.00057978 | 0.014384
738 | 10 | Convection Oven | Commercial | 0.074778 | 0.024275 | 0.55247
739 | 11 | Convection Oven | Commercial | 0.033535 | 0.0062843 | 0.22281
740 | 1 | Cool Roof - Chiller | Commercial | 2.6054 | 0 | 5.2885
741 | 2 | Cool Roof - Chiller | Commercial | 0.17149 | 0 | 0.3956
742 | 3 | Cool Roof - Chiller | Commercial | 1.5739 | 0 | 3.0029
743 | 4 | Cool Roof - Chiller | Commercial | 0.022542 | 0 | 0.058393
744 | 5 | Cool Roof - Chiller | Commercial | 1.0812 | 0 | 2.4433
745 | 6 | Cool Roof - Chiller | Commercial | 0.40828 | 0 | 0.94767
746 | 7 | Cool Roof - Chiller | Commercial | 2.7507 | 0 | 7.6096
747 | 8 | Cool Roof - Chiller | Commercial | 0.30508 | 0 | 0.58617
748 | 9 | Cool Roof - Chiller | Commercial | 0.023312 | 0 | 0.051061
749 | 10 | Cool Roof - Chiller | Commercial | 1.2028 | 0 | 3.3854
750 | 11 | Cool Roof - Chiller | Commercial | 0.49372 | 0 | 1.2171
751 | 1 | Cool Roof - DX | Commercial | 6.3782 | 0 | 15.8291
752 | 1 | Cool Roof - DX | Commercial | 1.4082 | 0 | 3.4948
753 | 2 | Cool Roof - DX | Commercial | 8.6958 | 0 | 24.5265
754 | 2 | Cool Roof - DX | Commercial | 0.60925 | 0 | 1.7184
755 | 3 | Cool Roof - DX | Commercial | 9.6297 | 0 | 22.4635
756 | 3 | Cool Roof - DX | Commercial | 0.29001 | 0 | 0.67652
757 | 4 | Cool Roof - DX | Commercial | 0.44105 | 0 | 1.3969
758 | 4 | Cool Roof - DX | Commercial | 0.016196 | 0 | 0.051296
759 | 5 | Cool Roof - DX | Commercial | 0.79239 | 0 | 2.1893
760 | 5 | Cool Roof - DX | Commercial | 0.19585 | 0 | 0.54111
761 | 6 | Cool Roof - DX | Commercial | 0.37894 | 0 | 1.0754
762 | 6 | Cool Roof - DX | Commercial | 0.024133 | 0 | 0.068488
763 | 7 | Cool Roof - DX | Commercial | 0.31094 | 0 | 1.0517
764 | 7 | Cool Roof - DX | Commercial | 0.022817 | 0 | 0.077177
765 | 8 | Cool Roof - DX | Commercial | 2.6138 | 0 | 6.1403
766 | 8 | Cool Roof - DX | Commercial | 0.099442 | 0 | 0.23361
767 | 9 | Cool Roof - DX | Commercial | 0.68218 | 0 | 1.8269
768 | 9 | Cool Roof - DX | Commercial | 0.025548 | 0 | 0.068418
769 | 10 | Cool Roof - DX | Commercial | 3.2012 | 0 | 11.0161
770 | 10 | Cool Roof - DX | Commercial | 0.019757 | 0 | 0.06799
771 | 11 | Cool Roof - DX | Commercial | 0.80276 | 0 | 2.4194
772 | 11 | Cool Roof - DX | Commercial | 0.022184 | 0 | 0.066861
773 | 1 | Copier Power Management Enabling | Commercial | 0.24349 | 0.4706 | 2.8899
774 | 2 | Copier Power Management Enabling | Commercial | 0.026773 | 0.027361 | 0.29393
775 | 3 | Copier Power Management Enabling | Commercial | 0.049102 | 0.063105 | 0.50916
776 | 4 | Copier Power Management Enabling | Commercial | 0.00085623 | 0.0012442 | 0.010219
777 | 5 | Copier Power Management Enabling | Commercial | 0.0068871 | 0.02121 | 0.11933
778 | 6 | Copier Power Management Enabling | Commercial | 0.0099751 | 0.012928 | 0.11037
779 | 7 | Copier Power Management Enabling | Commercial | 0.0063608 | 0.013612 | 0.086939
780 | 8 | Copier Power Management Enabling | Commercial | 0.024588 | 0.05262 | 0.072243
781 | 9 | Copier Power Management Enabling | Commercial | 0.10231 | 0.14688 | 1.1653
782 | 10 | Copier Power Management Enabling | Commercial | 0.0064482 | 0.01098 | 0.077303
783 | 11 | Copier Power Management Enabling | Commercial | 0.021146 | 0.26223 | 0.3002
784 | 1 | Demand Control Ventilation (DCV) | Commercial | 5.8262 | 12.5811 | 10.5555
785 | 2 | Demand Control Ventilation (DCV) | Commercial | 3.6493 | 4.9931 | 6.9467
786 | 3 | Demand Control Ventilation (DCV) | Commercial | 4.462 | 8.4376 | 8.1061
787 | 4 | Demand Control Ventilation (DCV) | Commercial | 0.1961 | 0.45408 | 0.44687
788 | 5 | Demand Control Ventilation (DCV) | Commercial | 0.68007 | 2.1264 | 1.4865
789 | 6 | Demand Control Ventilation (DCV) | Commercial | 0.43691 | 0.89175 | 0.92986
790 | 7 | Demand Control Ventilation (DCV) | Commercial | 2.2622 | 5.357 | 4.9204
791 | 8 | Demand Control Ventilation (DCV) | Commercial | 2.8797 | 6.8195 | 1.6093
792 | 9 | Demand Control Ventilation (DCV) | Commercial | 1.2927 | 21.5999 | 3.0072
793 | 10 | Demand Control Ventilation (DCV) | Commercial | 1.0009 | 3.6948 | 2.5293
794 | 11 | Demand Control Ventilation (DCV) | Commercial | 1.4468 | 13.1734 | 3.1088
795 | 1 | Demand controlled circulating systems | Commercial | 0.01223 | 0.0092796 | 0.079
796 | 2 | Demand controlled circulating systems | Commercial | 0.031951 | 0.011423 | 0.19771
797 | 3 | Demand controlled circulating systems | Commercial | 0.0043263 | 0.0017982 | 0.025801
798 | 4 | Demand controlled circulating systems | Commercial | 0.00035292 | 0.00017694 | 0.0025781
799 | 5 | Demand controlled circulating systems | Commercial | 0.0026263 | 0.0030881 | 0.024362
800 | 6 | Demand controlled circulating systems | Commercial | 0.0077301 | 0.0086057 | 0.0641
801 | 7 | Demand controlled circulating systems | Commercial | 0.0066438 | 0.0057682 | 0.047998
802 | 8 | Demand controlled circulating systems | Commercial | 0.0047461 | 0.0041206 | 0.24273
803 | 9 | Demand controlled circulating systems | Commercial | 0.0019795 | 0.0013302 | 0.011908
804 | 10 | Demand controlled circulating systems | Commercial | 0.02877 | 0.021368 | 0.20589
805 | 11 | Demand controlled circulating systems | Commercial | 0.0056316 | 0.00039279 | 0.036605
806 | 4 | Demand Defrost Electric | Commercial | 0.59968 | 0.49236 | 4.8374
807 | 4 | Demand Hot Gas Defrost | Commercial | 0.052738 | 0.043299 | 0.42542
808 | 1 | Duct/Pipe Insulation | Commercial | 0.15163 | 0.0025469 | 0.67103
809 | 1 | Duct/Pipe Insulation | Commercial | 0.33283 | 0 | 1.4729
810 | 1 | Duct/Pipe Insulation | Commercial | 0.089886 | 0.0015098 | 0.39779
811 | 2 | Duct/Pipe Insulation | Commercial | 0.0096207 | 0.00011357 | 0.048389
812 | 2 | Duct/Pipe Insulation | Commercial | 0.43742 | 0 | 2.2001
813 | 2 | Duct/Pipe Insulation | Commercial | 0.037488 | 0.00044253 | 0.18855
814 | 3 | Duct/Pipe Insulation | Commercial | 0.072303 | 0.00090662 | 0.30077
815 | 3 | Duct/Pipe Insulation | Commercial | 0.40679 | 0 | 1.6922
816 | 3 | Duct/Pipe Insulation | Commercial | 0.0097416 | 0.00012215 | 0.040523
817 | 4 | Duct/Pipe Insulation | Commercial | 0.0013747 | 3.0289e-05 | 0.0077638
818 | 4 | Duct/Pipe Insulation | Commercial | 0.024116 | 0 | 0.1362
819 | 4 | Duct/Pipe Insulation | Commercial | 0.0010833 | 2.3868e-05 | 0.006118
820 | 5 | Duct/Pipe Insulation | Commercial | 0.040032 | 0.000486 | 0.19723
821 | 5 | Duct/Pipe Insulation | Commercial | 0.026305 | 0 | 0.1296
822 | 5 | Duct/Pipe Insulation | Commercial | 0.0079529 | 9.6549e-05 | 0.039183
823 | 6 | Duct/Pipe Insulation | Commercial | 0.013065 | 0.00037587 | 0.066118
824 | 6 | Duct/Pipe Insulation | Commercial | 0.01115 | 0 | 0.056427
825 | 6 | Duct/Pipe Insulation | Commercial | 0.00084701 | 2.4368e-05 | 0.0042864
826 | 7 | Duct/Pipe Insulation | Commercial | 0.12366 | 0.0035401 | 0.74588
827 | 7 | Duct/Pipe Insulation | Commercial | 0.012534 | 0 | 0.075599
828 | 7 | Duct/Pipe Insulation | Commercial | 0.0011251 | 3.2207e-05 | 0.0067859
829 | 8 | Duct/Pipe Insulation | Commercial | 0.013714 | 0.00039259 | 0.05745
830 | 8 | Duct/Pipe Insulation | Commercial | 0.10535 | 0 | 0.44134
831 | 8 | Duct/Pipe Insulation | Commercial | 0.0049029 | 0.00014036 | 0.020539
832 | 9 | Duct/Pipe Insulation | Commercial | 0.001048 | 0.0001183 | 0.0050048
833 | 9 | Duct/Pipe Insulation | Commercial | 0.037499 | 0 | 0.17907
834 | 9 | Duct/Pipe Insulation | Commercial | 0.0014044 | 0.00015854 | 0.0067067
835 | 10 | Duct/Pipe Insulation | Commercial | 0.036524 | 0.0008687 | 0.22413
836 | 10 | Duct/Pipe Insulation | Commercial | 0.089381 | 0 | 0.54849
837 | 10 | Duct/Pipe Insulation | Commercial | 0.00065798 | 1.565e-05 | 0.0040378
838 | 11 | Duct/Pipe Insulation | Commercial | 0.016058 | 0.0017947 | 0.086307
839 | 11 | Duct/Pipe Insulation | Commercial | 0.024009 | 0 | 0.12904
840 | 11 | Duct/Pipe Insulation | Commercial | 0.00079136 | 8.8444e-05 | 0.0042532
841 | 1 | DX Coil Cleaning | Commercial | 1.6368 | 0 | 4.8993
842 | 2 | DX Coil Cleaning | Commercial | 2.2291 | 0 | 7.5828
843 | 3 | DX Coil Cleaning | Commercial | 2.0759 | 0 | 5.8405
844 | 4 | DX Coil Cleaning | Commercial | 0.12004 | 0 | 0.45853
845 | 5 | DX Coil Cleaning | Commercial | 0.13807 | 0 | 0.46009
846 | 6 | DX Coil Cleaning | Commercial | 0.059655 | 0 | 0.20418
847 | 7 | DX Coil Cleaning | Commercial | 0.062582 | 0 | 0.2553
848 | 8 | DX Coil Cleaning | Commercial | 0.52606 | 0 | 1.4905
849 | 9 | DX Coil Cleaning | Commercial | 0.18877 | 0 | 0.6097
850 | 10 | DX Coil Cleaning | Commercial | 0.47648 | 0 | 1.9776
851 | 11 | DX Coil Cleaning | Commercial | 0.12776 | 0 | 0.46443
852 | 1 | DX Packaged System, EER=10.9, 10 tons | Commercial | 0.98769 | 0 | 5.9938
853 | 2 | DX Packaged System, EER=10.9, 10 tons | Commercial | 1.2981 | 0 | 8.9527
854 | 3 | DX Packaged System, EER=10.9, 10 tons | Commercial | 1.3165 | 0 | 7.5095
855 | 4 | DX Packaged System, EER=10.9, 10 tons | Commercial | 0.071566 | 0 | 0.55424
856 | 5 | DX Packaged System, EER=10.9, 10 tons | Commercial | 0.078063 | 0 | 0.52739
857 | 6 | DX Packaged System, EER=10.9, 10 tons | Commercial | 0.037392 | 0 | 0.25947
858 | 7 | DX Packaged System, EER=10.9, 10 tons | Commercial | 0.037196 | 0 | 0.30764
859 | 8 | DX Packaged System, EER=10.9, 10 tons | Commercial | 0.31264 | 0 | 1.7959
860 | 9 | DX Packaged System, EER=10.9, 10 tons | Commercial | 0.1328 | 0 | 0.8696
861 | 10 | DX Packaged System, EER=10.9, 10 tons | Commercial | 0.3016 | 0 | 2.5378
862 | 11 | DX Packaged System, EER=10.9, 10 tons | Commercial | 0.080361 | 0 | 0.59224
863 | 1 | DX Tune Up/ Advanced Diagnostics | Commercial | 1.0485 | 0 | 3.1384
864 | 2 | DX Tune Up/ Advanced Diagnostics | Commercial | 1.4279 | 0 | 4.8574
865 | 3 | DX Tune Up/ Advanced Diagnostics | Commercial | 1.3297 | 0 | 3.7412
866 | 4 | DX Tune Up/ Advanced Diagnostics | Commercial | 0.076895 | 0 | 0.29373
867 | 5 | DX Tune Up/ Advanced Diagnostics | Commercial | 0.088446 | 0 | 0.29473
868 | 6 | DX Tune Up/ Advanced Diagnostics | Commercial | 0.038214 | 0 | 0.13079
869 | 7 | DX Tune Up/ Advanced Diagnostics | Commercial | 0.040608 | 0 | 0.16566
870 | 8 | DX Tune Up/ Advanced Diagnostics | Commercial | 0.34134 | 0 | 0.96714
871 | 9 | DX Tune Up/ Advanced Diagnostics | Commercial | 0.088669 | 0 | 0.28639
872 | 10 | DX Tune Up/ Advanced Diagnostics | Commercial | 0.30522 | 0 | 1.2668
873 | 11 | DX Tune Up/ Advanced Diagnostics | Commercial | 0.08184 | 0 | 0.29749
874 | 4 | Efficient compressor motor | Commercial | 0.35352 | 0.29025 | 2.8517
875 | 1 | Efficient Fryer | Commercial | 0.013103 | 0.0036662 | 0.086966
876 | 2 | Efficient Fryer | Commercial | 2.189 | 0.31675 | 14.6752
877 | 3 | Efficient Fryer | Commercial | 0.020152 | 0.004076 | 0.1461
878 | 4 | Efficient Fryer | Commercial | 0.01138 | 0.0038326 | 0.099248
879 | 5 | Efficient Fryer | Commercial | 0.001984 | 0.0031774 | 0.047731
880 | 6 | Efficient Fryer | Commercial | 0.002724 | 0.00057667 | 0.015525
881 | 7 | Efficient Fryer | Commercial | 0.0098114 | 0.002191 | 0.055578
882 | 8 | Efficient Fryer | Commercial | 0.00056907 | 0.00012708 | 0.0054279
883 | 9 | Efficient Fryer | Commercial | 0.0020366 | 0.00066183 | 0.016419
884 | 10 | Efficient Fryer | Commercial | 0.0041242 | 0.0013388 | 0.030471
885 | 1 | Electronically Commutated Motors (ECM) on an Air Handler Unit | Commercial | 3.226 | 0 | 23.9565
886 | 2 | Electronically Commutated Motors (ECM) on an Air Handler Unit | Commercial | 1.8158 | 0 | 14.1679
887 | 3 | Electronically Commutated Motors (ECM) on an Air Handler Unit | Commercial | 2.4668 | 0 | 18.3692
888 | 4 | Electronically Commutated Motors (ECM) on an Air Handler Unit | Commercial | 0.096073 | 0 | 0.89737
889 | 5 | Electronically Commutated Motors (ECM) on an Air Handler Unit | Commercial | 0.38336 | 0 | 3.4347
890 | 6 | Electronically Commutated Motors (ECM) on an Air Handler Unit | Commercial | 0.27309 | 0 | 2.3823
891 | 7 | Electronically Commutated Motors (ECM) on an Air Handler Unit | Commercial | 1.4213 | 0 | 12.6718
892 | 8 | Electronically Commutated Motors (ECM) on an Air Handler Unit | Commercial | 1.8015 | 0 | 4.1266
893 | 9 | Electronically Commutated Motors (ECM) on an Air Handler Unit | Commercial | 0.85646 | 0 | 8.1664
894 | 10 | Electronically Commutated Motors (ECM) on an Air Handler Unit | Commercial | 0.53666 | 0 | 5.559
895 | 11 | Electronically Commutated Motors (ECM) on an Air Handler Unit | Commercial | 0.8315 | 0 | 7.3234
896 | 1 | EMS - Chiller | Commercial | 0.15919 | 0.010696 | 0.70449
897 | 2 | EMS - Chiller | Commercial | 0.010481 | 0.00049491 | 0.052717
898 | 3 | EMS - Chiller | Commercial | 0.08297 | 0.0041615 | 0.34514
899 | 4 | EMS - Chiller | Commercial | 0.0014618 | 0.00012883 | 0.0082558
900 | 5 | EMS - Chiller | Commercial | 0.044912 | 0.002181 | 0.22128
901 | 6 | EMS - Chiller | Commercial | 0.015425 | 0.0017751 | 0.07806
902 | 7 | EMS - Chiller | Commercial | 0.13358 | 0.015295 | 0.80567
903 | 8 | EMS - Chiller | Commercial | 0.014814 | 0.0016963 | 0.062057
904 | 9 | EMS - Chiller | Commercial | 0.0011856 | 0.00053536 | 0.005662
905 | 10 | EMS - Chiller | Commercial | 0.042947 | 0.0040859 | 0.26355
906 | 11 | EMS - Chiller | Commercial | 0.019225 | 0.0085946 | 0.10333
907 | 1 | EMS Optimization | Commercial | 0.099739 | 0.0067015 | 1.7656
908 | 2 | EMS Optimization | Commercial | 0.0077045 | 0.00036379 | 0.155
909 | 3 | EMS Optimization | Commercial | 0.047585 | 0.0023867 | 0.79179
910 | 4 | EMS Optimization | Commercial | 0.0010745 | 9.4703e-05 | 0.024275
911 | 5 | EMS Optimization | Commercial | 0.028141 | 0.0013665 | 0.55459
912 | 6 | EMS Optimization | Commercial | 0.0093628 | 0.0010774 | 0.18952
913 | 7 | EMS Optimization | Commercial | 0.098189 | 0.011243 | 2.3689
914 | 8 | EMS Optimization | Commercial | 0.010889 | 0.0012468 | 0.18246
915 | 9 | EMS Optimization | Commercial | 0.00067997 | 0.00030703 | 0.012989
916 | 10 | EMS Optimization | Commercial | 0.025326 | 0.0024095 | 0.62166
917 | 11 | EMS Optimization | Commercial | 0.011026 | 0.0049291 | 0.23704
918 | 1 | Energy Recovery Ventilation (ERV) | Commercial | 3.7751 | 4.2778 | 5.0265
919 | 2 | Energy Recovery Ventilation (ERV) | Commercial | 2.3649 | 1.6979 | 3.3084
920 | 3 | Energy Recovery Ventilation (ERV) | Commercial | 2.8913 | 2.869 | 3.8603
921 | 4 | Energy Recovery Ventilation (ERV) | Commercial | 0.12707 | 0.1544 | 0.2128
922 | 5 | Energy Recovery Ventilation (ERV) | Commercial | 0.44061 | 0.72292 | 0.7078
923 | 6 | Energy Recovery Ventilation (ERV) | Commercial | 0.28311 | 0.30322 | 0.44281
924 | 7 | Energy Recovery Ventilation (ERV) | Commercial | 1.4658 | 1.8214 | 2.3431
925 | 8 | Energy Recovery Ventilation (ERV) | Commercial | 1.8653 | 2.3179 | 0.76607
926 | 9 | Energy Recovery Ventilation (ERV) | Commercial | 0.83618 | 7.3315 | 1.4295
927 | 10 | Energy Recovery Ventilation (ERV) | Commercial | 0.64843 | 1.2561 | 1.2043
928 | 11 | Energy Recovery Ventilation (ERV) | Commercial | 0.93664 | 4.4751 | 1.4791
929 | 1 | Energy Star or Better Copier | Commercial | 0.092764 | 0.11803 | 0.72478
930 | 2 | Energy Star or Better Copier | Commercial | 0.0102 | 0.0068621 | 0.073719
931 | 3 | Energy Star or Better Copier | Commercial | 0.018706 | 0.015827 | 0.1277
932 | 4 | Energy Star or Better Copier | Commercial | 0.00032619 | 0.00031205 | 0.0025628
933 | 5 | Energy Star or Better Copier | Commercial | 0.0026237 | 0.0053194 | 0.029929
934 | 6 | Energy Star or Better Copier | Commercial | 0.0038002 | 0.0032424 | 0.02768
935 | 7 | Energy Star or Better Copier | Commercial | 0.0024232 | 0.0034139 | 0.021804
936 | 8 | Energy Star or Better Copier | Commercial | 0.0093687 | 0.013199 | 0.018121
937 | 9 | Energy Star or Better Copier | Commercial | 0.038977 | 0.036837 | 0.29226
938 | 10 | Energy Star or Better Copier | Commercial | 0.0024565 | 0.0027537 | 0.019388
939 | 11 | Energy Star or Better Copier | Commercial | 0.008056 | 0.065768 | 0.075289
940 | 1 | Energy Star or Better Monitor | Commercial | 0.40716 | 0.51805 | 3.1813
941 | 1 | Energy Star or Better Monitor | Commercial | 3.1034e-05 | 3.9486e-05 | 0.00024248
942 | 2 | Energy Star or Better Monitor | Commercial | 0.021612 | 0.01454 | 0.1562
943 | 2 | Energy Star or Better Monitor | Commercial | 1.6473e-06 | 1.1083e-06 | 1.1906e-05
944 | 3 | Energy Star or Better Monitor | Commercial | 0.04782 | 0.040459 | 0.32644
945 | 3 | Energy Star or Better Monitor | Commercial | 3.6449e-06 | 3.0838e-06 | 2.4882e-05
946 | 4 | Energy Star or Better Monitor | Commercial | 0.00058861 | 0.00056309 | 0.0046246
947 | 4 | Energy Star or Better Monitor | Commercial | 4.4864e-08 | 4.2919e-08 | 3.5248e-07
948 | 5 | Energy Star or Better Monitor | Commercial | 0.025134 | 0.050957 | 0.2867
949 | 5 | Energy Star or Better Monitor | Commercial | 1.9157e-06 | 3.8839e-06 | 2.1852e-05
950 | 6 | Energy Star or Better Monitor | Commercial | 0.054025 | 0.046095 | 0.39351
951 | 6 | Energy Star or Better Monitor | Commercial | 4.1178e-06 | 3.5134e-06 | 2.9994e-05
952 | 7 | Energy Star or Better Monitor | Commercial | 0.019206 | 0.027058 | 0.17281
953 | 7 | Energy Star or Better Monitor | Commercial | 1.4639e-06 | 2.0624e-06 | 1.3172e-05
954 | 8 | Energy Star or Better Monitor | Commercial | 0.024221 | 0.034124 | 0.04685
955 | 8 | Energy Star or Better Monitor | Commercial | 1.8462e-06 | 2.6009e-06 | 3.5709e-06
956 | 9 | Energy Star or Better Monitor | Commercial | 0.12861 | 0.12155 | 0.96433
957 | 9 | Energy Star or Better Monitor | Commercial | 9.8026e-06 | 9.2645e-06 | 7.3502e-05
958 | 10 | Energy Star or Better Monitor | Commercial | 0.0071061 | 0.0079657 | 0.056083
959 | 10 | Energy Star or Better Monitor | Commercial | 5.4163e-07 | 6.0715e-07 | 4.2747e-06
960 | 11 | Energy Star or Better Monitor | Commercial | 0.026962 | 0.22011 | 0.25198
961 | 11 | Energy Star or Better Monitor | Commercial | 2.055e-06 | 1.6777e-05 | 1.9206e-05
962 | 4 | Evaporator fan controller for MT walk-ins | Commercial | 0.021349 | 0.017528 | 0.17221
963 | 4 | Floating head pressure controls | Commercial | 0.12304 | 0.10101 | 0.99247
964 | 4 | Freezer-Cooler Replacement Gaskets | Commercial | 0.25608 | 0.21025 | 2.0657
965 | 1 | Geothermal Heat Pump, EER=13, 10 tons | Commercial | 1.8891 | 0.060916 | 11.4638
966 | 1 | Geothermal Heat Pump, EER=13, 10 tons | Commercial | 2.0324 | 0 | 5.0368
967 | 2 | Geothermal Heat Pump, EER=13, 10 tons | Commercial | 2.4828 | 0.056263 | 17.1231
968 | 2 | Geothermal Heat Pump, EER=13, 10 tons | Commercial | 0.84764 | 0 | 2.3874
969 | 3 | Geothermal Heat Pump, EER=13, 10 tons | Commercial | 2.3089 | 0.055579 | 13.17
970 | 3 | Geothermal Heat Pump, EER=13, 10 tons | Commercial | 0.33041 | 0 | 0.76967
971 | 4 | Geothermal Heat Pump, EER=13, 10 tons | Commercial | 0.13688 | 0.0057898 | 1.06
972 | 4 | Geothermal Heat Pump, EER=13, 10 tons | Commercial | 0.024493 | 0 | 0.077462
973 | 5 | Geothermal Heat Pump, EER=13, 10 tons | Commercial | 0.1493 | 0.0034796 | 1.0087
974 | 5 | Geothermal Heat Pump, EER=13, 10 tons | Commercial | 0.17982 | 0 | 0.49612
975 | 6 | Geothermal Heat Pump, EER=13, 10 tons | Commercial | 0.063288 | 0.0034953 | 0.43917
976 | 6 | Geothermal Heat Pump, EER=13, 10 tons | Commercial | 0.019151 | 0 | 0.054272
977 | 7 | Geothermal Heat Pump, EER=13, 10 tons | Commercial | 0.071141 | 0.0039096 | 0.58839
978 | 7 | Geothermal Heat Pump, EER=13, 10 tons | Commercial | 0.025438 | 0 | 0.085918
979 | 8 | Geothermal Heat Pump, EER=13, 10 tons | Commercial | 0.59797 | 0.032862 | 3.4349
980 | 8 | Geothermal Heat Pump, EER=13, 10 tons | Commercial | 0.11086 | 0 | 0.26007
981 | 9 | Geothermal Heat Pump, EER=13, 10 tons | Commercial | 0.254 | 0.055044 | 1.6633
982 | 9 | Geothermal Heat Pump, EER=13, 10 tons | Commercial | 0.036929 | 0 | 0.098755
983 | 10 | Geothermal Heat Pump, EER=13, 10 tons | Commercial | 0.50732 | 0.023164 | 4.269
984 | 10 | Geothermal Heat Pump, EER=13, 10 tons | Commercial | 0.014877 | 0 | 0.051123
985 | 11 | Geothermal Heat Pump, EER=13, 10 tons | Commercial | 0.13627 | 0.029237 | 1.0043
986 | 11 | Geothermal Heat Pump, EER=13, 10 tons | Commercial | 0.017893 | 0 | 0.053851
987 | 1 | HE PTAC, EER=9.6, 1 ton | Commercial | 1.287 | 0 | 7.8103
988 | 2 | HE PTAC, EER=9.6, 1 ton | Commercial | 1.8373 | 0 | 12.6712
989 | 3 | HE PTAC, EER=9.6, 1 ton | Commercial | 1.646 | 0 | 9.3888
990 | 5 | HE PTAC, EER=9.6, 1 ton | Commercial | 0.31275 | 0 | 2.1129
991 | 6 | HE PTAC, EER=9.6, 1 ton | Commercial | 0.11532 | 0 | 0.80022
992 | 7 | HE PTAC, EER=9.6, 1 ton | Commercial | 0.10167 | 0 | 0.84088
993 | 8 | HE PTAC, EER=9.6, 1 ton | Commercial | 0.82684 | 0 | 4.7496
994 | 10 | HE PTAC, EER=9.6, 1 ton | Commercial | 0.30956 | 0 | 2.6049
995 | 1 | Heat Pump Water Heater (air source) | Commercial | 1.0227 | 0.77598 | 6.6061
996 | 2 | Heat Pump Water Heater (air source) | Commercial | 2.6718 | 0.95522 | 16.5332
997 | 3 | Heat Pump Water Heater (air source) | Commercial | 0.64209 | 0.26688 | 3.8292
998 | 4 | Heat Pump Water Heater (air source) | Commercial | 0.028393 | 0.014235 | 0.20741
999 | 5 | Heat Pump Water Heater (air source) | Commercial | 0.21129 | 0.24844 | 1.96
1000 | 6 | Heat Pump Water Heater (air source) | Commercial | 0.19925 | 0.22182 | 1.6523
1001 | 7 | Heat Pump Water Heater (air source) | Commercial | 0.17125 | 0.14868 | 1.2372
1002 | 8 | Heat Pump Water Heater (air source) | Commercial | 0.12234 | 0.10621 | 6.2566
1003 | 9 | Heat Pump Water Heater (air source) | Commercial | 0.16553 | 0.11124 | 0.99576
1004 | 10 | Heat Pump Water Heater (air source) | Commercial | 0.74158 | 0.55079 | 5.3072
1005 | 11 | Heat Pump Water Heater (air source) | Commercial | 0.47092 | 0.032846 | 3.0609
1006 | 1 | Heat Recovery Unit | Commercial | 1.2148 | 0.92173 | 7.847
1007 | 2 | Heat Recovery Unit | Commercial | 3.1737 | 1.1346 | 19.6387
1008 | 3 | Heat Recovery Unit | Commercial | 0.13588 | 0.05648 | 0.81037
1009 | 4 | Heat Recovery Unit | Commercial | 0.033726 | 0.016908 | 0.24637
1010 | 5 | Heat Recovery Unit | Commercial | 0.25098 | 0.2951 | 2.3281
1011 | 6 | Heat Recovery Unit | Commercial | 0.043829 | 0.048794 | 0.36344
1012 | 7 | Heat Recovery Unit | Commercial | 0.03767 | 0.032705 | 0.27215
1013 | 8 | Heat Recovery Unit | Commercial | 0.14907 | 0.12942 | 7.6238
1014 | 9 | Heat Recovery Unit | Commercial | 0.034148 | 0.022948 | 0.20542
1015 | 10 | Heat Recovery Unit | Commercial | 0.90362 | 0.67114 | 6.4669
1016 | 11 | Heat Recovery Unit | Commercial | 0.55938 | 0.039015 | 3.6359
1017 | 1 | Heat Trap | Commercial | 0.14891 | 0.11299 | 0.9619
1018 | 2 | Heat Trap | Commercial | 0.38904 | 0.13909 | 2.4074
1019 | 3 | Heat Trap | Commercial | 0.052677 | 0.021895 | 0.31415
1020 | 4 | Heat Trap | Commercial | 0.0041343 | 0.0020727 | 0.030201
1021 | 5 | Heat Trap | Commercial | 0.030766 | 0.036175 | 0.28539
1022 | 6 | Heat Trap | Commercial | 0.016769 | 0.018668 | 0.13905
1023 | 7 | Heat Trap | Commercial | 0.014412 | 0.012513 | 0.10412
1024 | 8 | Heat Trap | Commercial | 0.018273 | 0.015865 | 0.93454
1025 | 9 | Heat Trap | Commercial | 0.01358 | 0.009126 | 0.081692
1026 | 10 | Heat Trap | Commercial | 0.11077 | 0.08227 | 0.79273
1027 | 11 | Heat Trap | Commercial | 0.06857 | 0.0047826 | 0.4457
1028 | 1 | High Bay T5 | Commercial | 1.2025 | 0.76685 | 6.0592
1029 | 2 | High Bay T5 | Commercial | 0.0059376 | 0.0026067 | 0.029814
1030 | 3 | High Bay T5 | Commercial | 2.9275 | 1.0465 | 13.0358
1031 | 4 | High Bay T5 | Commercial | 0.12568 | 0.066965 | 0.72915
1032 | 5 | High Bay T5 | Commercial | 0.083353 | 0.12527 | 0.63515
1033 | 6 | High Bay T5 | Commercial | 0.27575 | 0.1274 | 1.2382
1034 | 7 | High Bay T5 | Commercial | 0.053628 | 0.031572 | 0.31604
1035 | 8 | High Bay T5 | Commercial | 0.0097232 | 0.0057242 | 0.044637
1036 | 9 | High Bay T5 | Commercial | 2.9958 | 1.4354 | 16.1075
1037 | 10 | High Bay T5 | Commercial | 0.005806 | 0.0041973 | 0.036187
1038 | 11 | High Bay T5 | Commercial | 2.7697 | 1.1687 | 15.2338
1039 | 1 | High Efficiency Chiller Motors | Commercial | 0.60956 | 0 | 2.5678
1040 | 2 | High Efficiency Chiller Motors | Commercial | 0.038881 | 0 | 0.18615
1041 | 3 | High Efficiency Chiller Motors | Commercial | 0.30778 | 0 | 1.2187
1042 | 4 | High Efficiency Chiller Motors | Commercial | 0.0054225 | 0 | 0.029151
1043 | 5 | High Efficiency Chiller Motors | Commercial | 0.1666 | 0 | 0.78133
1044 | 6 | High Efficiency Chiller Motors | Commercial | 0.057219 | 0 | 0.27563
1045 | 7 | High Efficiency Chiller Motors | Commercial | 0.4955 | 0 | 2.8448
1046 | 8 | High Efficiency Chiller Motors | Commercial | 0.054951 | 0 | 0.21912
1047 | 9 | High Efficiency Chiller Motors | Commercial | 0.0043978 | 0 | 0.019991
1048 | 10 | High Efficiency Chiller Motors | Commercial | 0.16244 | 0 | 0.94883
1049 | 11 | High Efficiency Chiller Motors | Commercial | 0.071312 | 0 | 0.36482
1050 | 1 | High Efficiency Fan Motor, 15hp, 1800rpm, 92.4% | Commercial | 0.26747 | 0.24525 | 1.927
1051 | 2 | High Efficiency Fan Motor, 15hp, 1800rpm, 92.4% | Commercial | 0.16761 | 0.097375 | 1.2687
1052 | 3 | High Efficiency Fan Motor, 15hp, 1800rpm, 92.4% | Commercial | 0.20487 | 0.1645 | 1.48
1053 | 4 | High Efficiency Fan Motor, 15hp, 1800rpm, 92.4% | Commercial | 0.010528 | 0.010352 | 0.095404
1054 | 5 | High Efficiency Fan Motor, 15hp, 1800rpm, 92.4% | Commercial | 0.031216 | 0.041444 | 0.27133
1055 | 6 | High Efficiency Fan Motor, 15hp, 1800rpm, 92.4% | Commercial | 0.020063 | 0.017388 | 0.1698
1056 | 7 | High Efficiency Fan Motor, 15hp, 1800rpm, 92.4% | Commercial | 0.10387 | 0.10444 | 0.89839
1057 | 8 | High Efficiency Fan Motor, 15hp, 1800rpm, 92.4% | Commercial | 0.13172 | 0.13245 | 0.29272
1058 | 9 | High Efficiency Fan Motor, 15hp, 1800rpm, 92.4% | Commercial | 0.062645 | 0.44445 | 0.57949
1059 | 10 | High Efficiency Fan Motor, 15hp, 1800rpm, 92.4% | Commercial | 0.045942 | 0.072016 | 0.46168
1060 | 11 | High Efficiency Fan Motor, 15hp, 1800rpm, 92.4% | Commercial | 0.070297 | 0.27178 | 0.60065
1061 | 1 | High Efficiency Water Heater (electric) | Commercial | 0 | 0 | 0
1062 | 2 | High Efficiency Water Heater (electric) | Commercial | 0 | 0 | 0
1063 | 3 | High Efficiency Water Heater (electric) | Commercial | 0 | 0 | 0
1064 | 4 | High Efficiency Water Heater (electric) | Commercial | 0 | 0 | 0
1065 | 5 | High Efficiency Water Heater (electric) | Commercial | 0 | 0 | 0
1066 | 6 | High Efficiency Water Heater (electric) | Commercial | 0 | 0 | 0
1067 | 7 | High Efficiency Water Heater (electric) | Commercial | 0 | 0 | 0
1068 | 8 | High Efficiency Water Heater (electric) | Commercial | 0 | 0 | 0
1069 | 9 | High Efficiency Water Heater (electric) | Commercial | 0 | 0 | 0
1070 | 10 | High Efficiency Water Heater (electric) | Commercial | 0 | 0 | 0
1071 | 11 | High Efficiency Water Heater (electric) | Commercial | 0 | 0 | 0
1072 | 1 | High Pressure Sodium 250W Lamp | Commercial | 1.0817 | 0.33454 | 10.2536
1073 | 2 | High Pressure Sodium 250W Lamp | Commercial | 1.645 | 0.64675 | 19.2615
1074 | 3 | High Pressure Sodium 250W Lamp | Commercial | 0.71316 | 0.20814 | 8.0997
1075 | 4 | High Pressure Sodium 250W Lamp | Commercial | 0.041931 | 0.019051 | 0.45309
1076 | 5 | High Pressure Sodium 250W Lamp | Commercial | 0.045805 | 0.041208 | 1.144
1077 | 6 | High Pressure Sodium 250W Lamp | Commercial | 0.014679 | 0.048037 | 1.3713
1078 | 7 | High Pressure Sodium 250W Lamp | Commercial | 0.010636 | 0.0063979 | 0.19366
1079 | 8 | High Pressure Sodium 250W Lamp | Commercial | 0.049951 | 0.030048 | 1.1787
1080 | 9 | High Pressure Sodium 250W Lamp | Commercial | 0.66509 | 0.37571 | 10.4077
1081 | 10 | High Pressure Sodium 250W Lamp | Commercial | 0.42284 | 0.066897 | 4.8255
1082 | 11 | High Pressure Sodium 250W Lamp | Commercial | 1.44 | 0.74584 | 17.9395
1083 | 4 | High R-Value Glass Doors | Commercial | 0.076222 | 0.06258 | 0.61485
1084 | 4 | High-efficiency fan motors | Commercial | 0.65247 | 0.53569 | 5.2632
1085 | 1 | Hot Water Pipe Insulation | Commercial | 0.0057084 | 0.0043314 | 0.036874
1086 | 2 | Hot Water Pipe Insulation | Commercial | 0.014914 | 0.0053319 | 0.092285
1087 | 3 | Hot Water Pipe Insulation | Commercial | 0.003584 | 0.0014897 | 0.021374
1088 | 4 | Hot Water Pipe Insulation | Commercial | 0.0001545 | 7.7455e-05 | 0.0011286
1089 | 5 | Hot Water Pipe Insulation | Commercial | 0.0011497 | 0.0013518 | 0.010665
1090 | 6 | Hot Water Pipe Insulation | Commercial | 0.00062665 | 0.00069763 | 0.0051963
1091 | 7 | Hot Water Pipe Insulation | Commercial | 0.00053858 | 0.0004676 | 0.003891
1092 | 8 | Hot Water Pipe Insulation | Commercial | 0.00068286 | 0.00059286 | 0.034923
1093 | 9 | Hot Water Pipe Insulation | Commercial | 0.00092395 | 0.00062091 | 0.0055581
1094 | 10 | Hot Water Pipe Insulation | Commercial | 0.0041394 | 0.0030744 | 0.029624
1095 | 11 | Hot Water Pipe Insulation | Commercial | 0.0026286 | 0.00018334 | 0.017086
1096 | 1 | Hybrid Dessicant-DX System (Trane CDQ) | Commercial | 5.973 | 0 | 36.2467
1097 | 2 | Hybrid Dessicant-DX System (Trane CDQ) | Commercial | 7.8501 | 0 | 54.1407
1098 | 3 | Hybrid Dessicant-DX System (Trane CDQ) | Commercial | 7.3003 | 0 | 41.6415
1099 | 4 | Hybrid Dessicant-DX System (Trane CDQ) | Commercial | 0.43279 | 0 | 3.3517
1100 | 5 | Hybrid Dessicant-DX System (Trane CDQ) | Commercial | 0.47208 | 0 | 3.1893
1101 | 6 | Hybrid Dessicant-DX System (Trane CDQ) | Commercial | 0.20011 | 0 | 1.3886
1102 | 7 | Hybrid Dessicant-DX System (Trane CDQ) | Commercial | 0.22494 | 0 | 1.8604
1103 | 8 | Hybrid Dessicant-DX System (Trane CDQ) | Commercial | 1.8907 | 0 | 10.8606
1104 | 9 | Hybrid Dessicant-DX System (Trane CDQ) | Commercial | 0.8031 | 0 | 5.2589
1105 | 10 | Hybrid Dessicant-DX System (Trane CDQ) | Commercial | 1.6041 | 0 | 13.4978
1106 | 11 | Hybrid Dessicant-DX System (Trane CDQ) | Commercial | 0.43086 | 0 | 3.1754
1107 | 4 | LED Display Lighting | Commercial | 0.035178 | 0.028882 | 0.28376
1108 | 1 | LED Exit Sign | Commercial | 0 | 0 | 0
1109 | 2 | LED Exit Sign | Commercial | 0 | 0 | 0
1110 | 3 | LED Exit Sign | Commercial | 0 | 0 | 0
1111 | 4 | LED Exit Sign | Commercial | 0 | 0 | 0
1112 | 5 | LED Exit Sign | Commercial | 0 | 0 | 0
1113 | 6 | LED Exit Sign | Commercial | 0 | 0 | 0
1114 | 7 | LED Exit Sign | Commercial | 0 | 0 | 0
1115 | 8 | LED Exit Sign | Commercial | 0 | 0 | 0
1116 | 9 | LED Exit Sign | Commercial | 0 | 0 | 0
1117 | 10 | LED Exit Sign | Commercial | 0 | 0 | 0
1118 | 11 | LED Exit Sign | Commercial | 0 | 0 | 0
1119 | 1 | Lighting Control Tuneup | Commercial | 0.19687 | 0.12555 | 0.99202
1120 | 1 | Lighting Control Tuneup | Commercial | 0.12043 | 0.0768 | 0.60683
1121 | 2 | Lighting Control Tuneup | Commercial | 0.011798 | 0.0051796 | 0.059241
1122 | 2 | Lighting Control Tuneup | Commercial | 0.010825 | 0.0047526 | 0.054357
1123 | 3 | Lighting Control Tuneup | Commercial | 0.16994 | 0.060747 | 0.75671
1124 | 3 | Lighting Control Tuneup | Commercial | 0.10395 | 0.037159 | 0.46289
1125 | 4 | Lighting Control Tuneup | Commercial | 0.0091435 | 0.0048718 | 0.053047
1126 | 4 | Lighting Control Tuneup | Commercial | 0.0018644 | 0.00099338 | 0.010816
1127 | 5 | Lighting Control Tuneup | Commercial | 0.01389 | 0.020875 | 0.10584
1128 | 5 | Lighting Control Tuneup | Commercial | 0.0028322 | 0.0042566 | 0.021581
1129 | 6 | Lighting Control Tuneup | Commercial | 0.020547 | 0.009493 | 0.092264
1130 | 6 | Lighting Control Tuneup | Commercial | 0.0041896 | 0.0019356 | 0.018813
1131 | 7 | Lighting Control Tuneup | Commercial | 0.04033 | 0.023743 | 0.23768
1132 | 7 | Lighting Control Tuneup | Commercial | 0.0082234 | 0.0048413 | 0.048463
1133 | 8 | Lighting Control Tuneup | Commercial | 0.053175 | 0.031305 | 0.24411
1134 | 8 | Lighting Control Tuneup | Commercial | 0.048791 | 0.028724 | 0.22399
1135 | 9 | Lighting Control Tuneup | Commercial | 0.12548 | 0.060121 | 0.67464
1136 | 9 | Lighting Control Tuneup | Commercial | 0.019218 | 0.0092083 | 0.10333
1137 | 10 | Lighting Control Tuneup | Commercial | 0.00414 | 0.0029929 | 0.025803
1138 | 10 | Lighting Control Tuneup | Commercial | 0.0028534 | 0.0020628 | 0.017785
1139 | 11 | Lighting Control Tuneup | Commercial | 0.015071 | 0.0063593 | 0.08289
1140 | 11 | Lighting Control Tuneup | Commercial | 0.010387 | 0.004383 | 0.057131
1141 | 1 | Monitor Power Management Enabling | Commercial | 0.98667 | 1.9069 | 11.7101
1142 | 1 | Monitor Power Management Enabling | Commercial | 0.0017365 | 0.0033561 | 0.020609
1143 | 2 | Monitor Power Management Enabling | Commercial | 0.052372 | 0.053522 | 0.57498
1144 | 2 | Monitor Power Management Enabling | Commercial | 9.2172e-05 | 9.4196e-05 | 0.0010119
1145 | 3 | Monitor Power Management Enabling | Commercial | 0.11588 | 0.14893 | 1.2016
1146 | 3 | Monitor Power Management Enabling | Commercial | 0.00020394 | 0.00026211 | 0.0021148
1147 | 4 | Monitor Power Management Enabling | Commercial | 0.0014264 | 0.0020727 | 0.017023
1148 | 4 | Monitor Power Management Enabling | Commercial | 2.5104e-06 | 3.6479e-06 | 2.996e-05
1149 | 5 | Monitor Power Management Enabling | Commercial | 0.060908 | 0.18757 | 1.0554
1150 | 5 | Monitor Power Management Enabling | Commercial | 0.00010719 | 0.00033012 | 0.0018574
1151 | 6 | Monitor Power Management Enabling | Commercial | 0.13092 | 0.16967 | 1.4485
1152 | 6 | Monitor Power Management Enabling | Commercial | 0.00023041 | 0.00029862 | 0.0025493
1153 | 7 | Monitor Power Management Enabling | Commercial | 0.046542 | 0.099601 | 0.63613
1154 | 7 | Monitor Power Management Enabling | Commercial | 8.1911e-05 | 0.00017529 | 0.0011196
1155 | 8 | Monitor Power Management Enabling | Commercial | 0.058684 | 0.12559 | 0.17242
1156 | 8 | Monitor Power Management Enabling | Commercial | 0.00010328 | 0.00022103 | 0.00030346
1157 | 9 | Monitor Power Management Enabling | Commercial | 0.31165 | 0.44742 | 3.5497
1158 | 9 | Monitor Power Management Enabling | Commercial | 0.0005485 | 0.00078743 | 0.0062473
1159 | 10 | Monitor Power Management Enabling | Commercial | 0.01722 | 0.029322 | 0.20644
1160 | 10 | Monitor Power Management Enabling | Commercial | 3.0306e-05 | 5.1605e-05 | 0.00036333
1161 | 11 | Monitor Power Management Enabling | Commercial | 0.065336 | 0.81024 | 0.92753
1162 | 11 | Monitor Power Management Enabling | Commercial | 0.00011499 | 0.001426 | 0.0016324
1163 | 4 | Multiplex Compressor System | Commercial | 0.37006 | 0.30383 | 2.9851
1164 | 4 | Night covers for display cases | Commercial | 0 | 0.14231 | 1.3982
1165 | 1 | Occupancy Sensor | Commercial | 2.8463 | 1.8152 | 14.3424
1166 | 1 | Occupancy Sensor | Commercial | 1.8259 | 1.1645 | 9.2008
1167 | 2 | Occupancy Sensor | Commercial | 0.11984 | 0.052612 | 0.60175
1168 | 2 | Occupancy Sensor | Commercial | 0.11649 | 0.051143 | 0.58494
1169 | 3 | Occupancy Sensor | Commercial | 0.42986 | 0.15366 | 1.9141
1170 | 3 | Occupancy Sensor | Commercial | 0.27857 | 0.09958 | 1.2404
1171 | 4 | Occupancy Sensor | Commercial | 0.037153 | 0.019796 | 0.21555
1172 | 4 | Occupancy Sensor | Commercial | 0.0080256 | 0.0042762 | 0.046562
1173 | 5 | Occupancy Sensor | Commercial | 0.27134 | 0.40781 | 2.0676
1174 | 5 | Occupancy Sensor | Commercial | 0.06096 | 0.091618 | 0.46451
1175 | 6 | Occupancy Sensor | Commercial | 0.24987 | 0.11544 | 1.122
1176 | 6 | Occupancy Sensor | Commercial | 0.056137 | 0.025936 | 0.25207
1177 | 7 | Occupancy Sensor | Commercial | 0.49045 | 0.28874 | 2.8904
1178 | 7 | Occupancy Sensor | Commercial | 0.11019 | 0.064869 | 0.64936
1179 | 8 | Occupancy Sensor | Commercial | 0.64666 | 0.3807 | 2.9686
1180 | 8 | Occupancy Sensor | Commercial | 0.65375 | 0.38488 | 3.0012
1181 | 9 | Occupancy Sensor | Commercial | 1.5259 | 0.73113 | 8.2043
1182 | 9 | Occupancy Sensor | Commercial | 0 | 0 | 0
1183 | 10 | Occupancy Sensor | Commercial | 0.020139 | 0.014559 | 0.12552
1184 | 10 | Occupancy Sensor | Commercial | 0.02036 | 0.014719 | 0.12689
1185 | 11 | Occupancy Sensor | Commercial | 0.11776 | 0.049691 | 0.6477
1186 | 11 | Occupancy Sensor | Commercial | 0.11905 | 0.050236 | 0.65481
1187 | 1 | Occupancy Sensor (hotels) | Commercial | 0.38604 | 0.025938 | 6.8337
1188 | 2 | Occupancy Sensor (hotels) | Commercial | 0.55108 | 0.026021 | 11.087
1189 | 3 | Occupancy Sensor (hotels) | Commercial | 0.4937 | 0.024762 | 8.2148
1190 | 5 | Occupancy Sensor (hotels) | Commercial | 0.09381 | 0.0045555 | 1.8488
1191 | 6 | Occupancy Sensor (hotels) | Commercial | 0.03459 | 0.0039804 | 0.70018
1192 | 7 | Occupancy Sensor (hotels) | Commercial | 0.030496 | 0.0034921 | 0.73576
1193 | 8 | Occupancy Sensor (hotels) | Commercial | 0.24801 | 0.028399 | 4.1558
1194 | 10 | Occupancy Sensor (hotels) | Commercial | 0.092855 | 0.0088341 | 2.2792
1195 | 1 | Optimize Controls | Commercial | 0.18666 | 0.012542 | 3.3043
1196 | 2 | Optimize Controls | Commercial | 0.25421 | 0.012003 | 5.1144
1197 | 3 | Optimize Controls | Commercial | 0.23673 | 0.011874 | 3.939
1198 | 4 | Optimize Controls | Commercial | 0.01369 | 0.0012066 | 0.30928
1199 | 5 | Optimize Controls | Commercial | 0.015746 | 0.00076464 | 0.31032
1200 | 6 | Optimize Controls | Commercial | 0.0068034 | 0.00078291 | 0.13772
1201 | 7 | Optimize Controls | Commercial | 0.0073672 | 0.00084359 | 0.17774
1202 | 8 | Optimize Controls | Commercial | 0.061922 | 0.0070905 | 1.0376
1203 | 9 | Optimize Controls | Commercial | 0.015787 | 0.0071283 | 0.30156
1204 | 10 | Optimize Controls | Commercial | 0.054342 | 0.00517 | 1.3339
1205 | 11 | Optimize Controls | Commercial | 0.014571 | 0.006514 | 0.31325
1206 | 1 | Outdoor Lighting Controls (Photocell/Timeclock) | Commercial | 0.086983 | 0.026902 | 0.82455
1207 | 1 | Outdoor Lighting Controls (Photocell/Timeclock) | Commercial | 0.09617 | 2.9744e-08 | 0.91164
1208 | 2 | Outdoor Lighting Controls (Photocell/Timeclock) | Commercial | 0.13228 | 0.052009 | 1.5489
1209 | 2 | Outdoor Lighting Controls (Photocell/Timeclock) | Commercial | 0.1867 | 7.3404e-08 | 2.1861
1210 | 3 | Outdoor Lighting Controls (Photocell/Timeclock) | Commercial | 0.05735 | 0.016738 | 0.65135
1211 | 3 | Outdoor Lighting Controls (Photocell/Timeclock) | Commercial | 0.24669 | 7.1997e-08 | 2.8018
1212 | 4 | Outdoor Lighting Controls (Photocell/Timeclock) | Commercial | 0.0033719 | 0.001532 | 0.036436
1213 | 4 | Outdoor Lighting Controls (Photocell/Timeclock) | Commercial | 0.0063695 | 2.894e-09 | 0.068827
1214 | 5 | Outdoor Lighting Controls (Photocell/Timeclock) | Commercial | 0.0036835 | 0.0033138 | 0.091999
1215 | 5 | Outdoor Lighting Controls (Photocell/Timeclock) | Commercial | 0.0066675 | 5.9984e-09 | 0.16653
1216 | 6 | Outdoor Lighting Controls (Photocell/Timeclock) | Commercial | 0.0011804 | 0.003863 | 0.11028
1217 | 6 | Outdoor Lighting Controls (Photocell/Timeclock) | Commercial | 0.0019975 | 6.537e-09 | 0.18662
1218 | 7 | Outdoor Lighting Controls (Photocell/Timeclock) | Commercial | 0.00085528 | 0.0005145 | 0.015573
1219 | 7 | Outdoor Lighting Controls (Photocell/Timeclock) | Commercial | 0.0057455 | 3.4562e-09 | 0.10462
1220 | 8 | Outdoor Lighting Controls (Photocell/Timeclock) | Commercial | 0.0040169 | 0.0024164 | 0.09479
1221 | 8 | Outdoor Lighting Controls (Photocell/Timeclock) | Commercial | 0.0043649 | 2.6257e-09 | 0.103
1222 | 9 | Outdoor Lighting Controls (Photocell/Timeclock) | Commercial | 0.053484 | 0.030213 | 0.83695
1223 | 9 | Outdoor Lighting Controls (Photocell/Timeclock) | Commercial | 0.079121 | 4.4695e-08 | 1.2381
1224 | 10 | Outdoor Lighting Controls (Photocell/Timeclock) | Commercial | 0.034003 | 0.0053796 | 0.38805
1225 | 10 | Outdoor Lighting Controls (Photocell/Timeclock) | Commercial | 0.016133 | 2.5524e-09 | 0.18411
1226 | 11 | Outdoor Lighting Controls (Photocell/Timeclock) | Commercial | 0.1158 | 0.059977 | 1.4426
1227 | 11 | Outdoor Lighting Controls (Photocell/Timeclock) | Commercial | 0.063001 | 3.263e-08 | 0.78485
1228 | 4 | Oversized Air Cooled Condenser | Commercial | 0.2571 | 0.21109 | 2.0739
1229 | 1 | Packaged HP System, EER=10.9, 10 tons | Commercial | 0.99505 | 0 | 3.0979
1230 | 2 | Packaged HP System, EER=10.9, 10 tons | Commercial | 0.43003 | 0 | 1.5215
1231 | 3 | Packaged HP System, EER=10.9, 10 tons | Commercial | 0.16785 | 0 | 0.4912
1232 | 4 | Packaged HP System, EER=10.9, 10 tons | Commercial | 0.012138 | 0 | 0.048223
1233 | 5 | Packaged HP System, EER=10.9, 10 tons | Commercial | 0.093966 | 0 | 0.32568
1234 | 6 | Packaged HP System, EER=10.9, 10 tons | Commercial | 0.010201 | 0 | 0.036314
1235 | 7 | Packaged HP System, EER=10.9, 10 tons | Commercial | 0.012809 | 0 | 0.054348
1236 | 8 | Packaged HP System, EER=10.9, 10 tons | Commercial | 0.055822 | 0 | 0.16451
1237 | 9 | Packaged HP System, EER=10.9, 10 tons | Commercial | 0.015913 | 0 | 0.053459
1238 | 10 | Packaged HP System, EER=10.9, 10 tons | Commercial | 0.0078956 | 0 | 0.034085
1239 | 11 | Packaged HP System, EER=10.9, 10 tons | Commercial | 0.0094793 | 0 | 0.03584
1240 | 1 | PC Manual Power Management Enabling | Commercial | 1.1311 | 2.186 | 13.4237
1241 | 2 | PC Manual Power Management Enabling | Commercial | 0.060036 | 0.061354 | 0.65912
1242 | 3 | PC Manual Power Management Enabling | Commercial | 0.13284 | 0.17072 | 1.3775
1243 | 4 | PC Manual Power Management Enabling | Commercial | 0.0016351 | 0.002376 | 0.019514
1244 | 5 | PC Manual Power Management Enabling | Commercial | 0.069819 | 0.21502 | 1.2098
1245 | 6 | PC Manual Power Management Enabling | Commercial | 0.15008 | 0.1945 | 1.6605
1246 | 7 | PC Manual Power Management Enabling | Commercial | 0.053352 | 0.11417 | 0.72921
1247 | 8 | PC Manual Power Management Enabling | Commercial | 0.067283 | 0.14399 | 0.19769
1248 | 9 | PC Manual Power Management Enabling | Commercial | 0.35726 | 0.51289 | 4.0691
1249 | 10 | PC Manual Power Management Enabling | Commercial | 0.01974 | 0.033612 | 0.23665
1250 | 11 | PC Manual Power Management Enabling | Commercial | 0.074896 | 0.92879 | 1.0632
1251 | 1 | PC Network Power Management Enabling | Commercial | 2.0977 | 4.0543 | 24.8965
1252 | 2 | PC Network Power Management Enabling | Commercial | 0.11135 | 0.11379 | 1.2224
1253 | 3 | PC Network Power Management Enabling | Commercial | 0.24637 | 0.31663 | 2.5547
1254 | 4 | PC Network Power Management Enabling | Commercial | 0.0030326 | 0.0044067 | 0.036192
1255 | 5 | PC Network Power Management Enabling | Commercial | 0.12949 | 0.39879 | 2.2437
1256 | 6 | PC Network Power Management Enabling | Commercial | 0.27834 | 0.36074 | 3.0796
1257 | 7 | PC Network Power Management Enabling | Commercial | 0.09895 | 0.21176 | 1.3525
1258 | 8 | PC Network Power Management Enabling | Commercial | 0.12477 | 0.26701 | 0.36659
1259 | 9 | PC Network Power Management Enabling | Commercial | 0.6626 | 0.95124 | 7.5468
1260 | 10 | PC Network Power Management Enabling | Commercial | 0.036611 | 0.062339 | 0.43891
1261 | 11 | PC Network Power Management Enabling | Commercial | 0.13891 | 1.7226 | 1.972
1262 | 1 | Premium T8, EB, Reflector | Commercial | 3.1755 | 2.0251 | 16.0012
1263 | 2 | Premium T8, EB, Reflector | Commercial | 0.50945 | 0.22366 | 2.5581
1264 | 3 | Premium T8, EB, Reflector | Commercial | 1.8274 | 0.65323 | 8.1371
1265 | 4 | Premium T8, EB, Reflector | Commercial | 0.15794 | 0.084154 | 0.91631
1266 | 5 | Premium T8, EB, Reflector | Commercial | 0.2307 | 0.34673 | 1.7579
1267 | 6 | Premium T8, EB, Reflector | Commercial | 0.21245 | 0.098153 | 0.95396
1268 | 7 | Premium T8, EB, Reflector | Commercial | 0.417 | 0.24549 | 2.4575
1269 | 8 | Premium T8, EB, Reflector | Commercial | 0.5498 | 0.32368 | 2.524
1270 | 9 | Premium T8, EB, Reflector | Commercial | 1.2974 | 0.62162 | 6.9755
1271 | 10 | Premium T8, EB, Reflector | Commercial | 0.042806 | 0.030945 | 0.26679
1272 | 11 | Premium T8, EB, Reflector | Commercial | 0.25031 | 0.10562 | 1.3767
1273 | 1 | Premium T8, Elecctronic Ballast | Commercial | 5.7015 | 3.636 | 28.73
1274 | 2 | Premium T8, Elecctronic Ballast | Commercial | 1.3721 | 0.60237 | 6.8896
1275 | 3 | Premium T8, Elecctronic Ballast | Commercial | 4.9216 | 1.7593 | 21.9152
1276 | 4 | Premium T8, Elecctronic Ballast | Commercial | 0.42537 | 0.22665 | 2.4678
1277 | 5 | Premium T8, Elecctronic Ballast | Commercial | 0.7385 | 1.1099 | 5.6273
1278 | 6 | Premium T8, Elecctronic Ballast | Commercial | 0.68008 | 0.3142 | 3.0538
1279 | 7 | Premium T8, Elecctronic Ballast | Commercial | 1.3349 | 0.78586 | 7.8667
1280 | 8 | Premium T8, Elecctronic Ballast | Commercial | 1.76 | 1.0361 | 8.0797
1281 | 9 | Premium T8, Elecctronic Ballast | Commercial | 4.1531 | 1.9899 | 22.3296
1282 | 10 | Premium T8, Elecctronic Ballast | Commercial | 0.13703 | 0.099061 | 0.85404
1283 | 11 | Premium T8, Elecctronic Ballast | Commercial | 0.80127 | 0.33811 | 4.4071
1284 | 1 | Printer Power Management Enabling | Commercial | 1.0183 | 1.9681 | 12.0857
1285 | 2 | Printer Power Management Enabling | Commercial | 0.078628 | 0.080355 | 0.86325
1286 | 3 | Printer Power Management Enabling | Commercial | 0.22843 | 0.29358 | 2.3687
1287 | 4 | Printer Power Management Enabling | Commercial | 0.0024597 | 0.0035743 | 0.029355
1288 | 5 | Printer Power Management Enabling | Commercial | 0.048248 | 0.14859 | 0.83599
1289 | 6 | Printer Power Management Enabling | Commercial | 0.10592 | 0.13728 | 1.172
1290 | 7 | Printer Power Management Enabling | Commercial | 0.058394 | 0.12496 | 0.79813
1291 | 8 | Printer Power Management Enabling | Commercial | 0.10608 | 0.22701 | 0.31167
1292 | 9 | Printer Power Management Enabling | Commercial | 0.46582 | 0.66874 | 5.3056
1293 | 10 | Printer Power Management Enabling | Commercial | 0.032063 | 0.054595 | 0.38438
1294 | 11 | Printer Power Management Enabling | Commercial | 0.086159 | 1.0685 | 1.2231
1295 | 1 | PSMH, 250W, magnetic ballast | Commercial | 1.4007 | 0.89326 | 7.058
1296 | 2 | PSMH, 250W, magnetic ballast | Commercial | 0.0069164 | 0.0030365 | 0.034729
1297 | 3 | PSMH, 250W, magnetic ballast | Commercial | 3.4101 | 1.219 | 15.1849
1298 | 4 | PSMH, 250W, magnetic ballast | Commercial | 0.1464 | 0.078004 | 0.84935
1299 | 5 | PSMH, 250W, magnetic ballast | Commercial | 0.097092 | 0.14592 | 0.73984
1300 | 6 | PSMH, 250W, magnetic ballast | Commercial | 0.32121 | 0.1484 | 1.4423
1301 | 7 | PSMH, 250W, magnetic ballast | Commercial | 0.062468 | 0.036776 | 0.36814
1302 | 8 | PSMH, 250W, magnetic ballast | Commercial | 0.011326 | 0.0066678 | 0.051995
1303 | 9 | PSMH, 250W, magnetic ballast | Commercial | 3.4897 | 1.672 | 18.7628
1304 | 10 | PSMH, 250W, magnetic ballast | Commercial | 0.0067631 | 0.0048892 | 0.042152
1305 | 11 | PSMH, 250W, magnetic ballast | Commercial | 3.2263 | 1.3614 | 17.7452
1306 | 4 | Refrigeration Commissioning | Commercial | 0.12941 | 0.10625 | 1.0439
1307 | 1 | ROB Premium T8, 1EB | Commercial | 3.4836 | 2.2216 | 17.5538
1308 | 2 | ROB Premium T8, 1EB | Commercial | 1.2575 | 0.55207 | 6.3142
1309 | 3 | ROB Premium T8, 1EB | Commercial | 3.007 | 1.0749 | 13.39
1310 | 4 | ROB Premium T8, 1EB | Commercial | 0.086633 | 0.04616 | 0.50261
1311 | 5 | ROB Premium T8, 1EB | Commercial | 0.1316 | 0.19779 | 1.0028
1312 | 6 | ROB Premium T8, 1EB | Commercial | 0.12119 | 0.055993 | 0.5442
1313 | 7 | ROB Premium T8, 1EB | Commercial | 0.23788 | 0.14004 | 1.4019
1314 | 8 | ROB Premium T8, 1EB | Commercial | 1.4114 | 0.83091 | 6.4793
1315 | 9 | ROB Premium T8, 1EB | Commercial | 0.74397 | 0.35646 | 4.0001
1316 | 10 | ROB Premium T8, 1EB | Commercial | 0.11046 | 0.079854 | 0.68846
1317 | 11 | ROB Premium T8, 1EB | Commercial | 0.64465 | 0.27202 | 3.5457
1318 | 1 | ROB Premium T8, EB, Reflector | Commercial | 3.3824 | 2.1571 | 17.0441
1319 | 2 | ROB Premium T8, EB, Reflector | Commercial | 0.81398 | 0.35736 | 4.0872
1320 | 3 | ROB Premium T8, EB, Reflector | Commercial | 1.9465 | 0.6958 | 8.6675
1321 | 4 | ROB Premium T8, EB, Reflector | Commercial | 0.056078 | 0.02988 | 0.32534
1322 | 5 | ROB Premium T8, EB, Reflector | Commercial | 0.08519 | 0.12803 | 0.64915
1323 | 6 | ROB Premium T8, EB, Reflector | Commercial | 0.07845 | 0.036245 | 0.35227
1324 | 7 | ROB Premium T8, EB, Reflector | Commercial | 0.15398 | 0.090652 | 0.90746
1325 | 8 | ROB Premium T8, EB, Reflector | Commercial | 0.9136 | 0.53786 | 4.1941
1326 | 9 | ROB Premium T8, EB, Reflector | Commercial | 0.48158 | 0.23074 | 2.5893
1327 | 10 | ROB Premium T8, EB, Reflector | Commercial | 0.071502 | 0.051691 | 0.44565
1328 | 11 | ROB Premium T8, EB, Reflector | Commercial | 0.41729 | 0.17608 | 2.2951
1329 | 1 | Roof Insulation | Commercial | 0.66427 | 0.016261 | 1.1268
1330 | 1 | Roof Insulation | Commercial | 2.0588 | 0.71998 | 3.3924
1331 | 1 | Roof Insulation | Commercial | 0.45194 | 0.010838 | 0.74469
1332 | 2 | Roof Insulation | Commercial | 0.042251 | 0.00072683 | 0.08145
1333 | 2 | Roof Insulation | Commercial | 2.8034 | 0.68897 | 5.2499
1334 | 2 | Roof Insulation | Commercial | 0.19639 | 0.0033098 | 0.36778
1335 | 3 | Roof Insulation | Commercial | 0.3224 | 0.0058915 | 0.51404
1336 | 3 | Roof Insulation | Commercial | 2.611 | 0.68161 | 4.0439
1337 | 3 | Roof Insulation | Commercial | 0.076663 | 0.0013724 | 0.11874
1338 | 4 | Roof Insulation | Commercial | 0.0060036 | 0.00019277 | 0.012996
1339 | 4 | Roof Insulation | Commercial | 0.15098 | 0.069258 | 0.31748
1340 | 4 | Roof Insulation | Commercial | 0.0054295 | 0.00017079 | 0.011417
1341 | 5 | Roof Insulation | Commercial | 0.18206 | 0.0032211 | 0.34381
1342 | 5 | Roof Insulation | Commercial | 0.17365 | 0.04389 | 0.31855
1343 | 5 | Roof Insulation | Commercial | 0.042914 | 0.00074378 | 0.078723
1344 | 6 | Roof Insulation | Commercial | 0.060362 | 0.0025307 | 0.11708
1345 | 6 | Roof Insulation | Commercial | 0.07504 | 0.044945 | 0.14139
1346 | 6 | Roof Insulation | Commercial | 0.0046587 | 0.00019134 | 0.0087779
1347 | 7 | Roof Insulation | Commercial | 0.55235 | 0.023043 | 1.2769
1348 | 7 | Roof Insulation | Commercial | 0.079735 | 0.047521 | 0.17906
1349 | 7 | Roof Insulation | Commercial | 0.0057673 | 0.0002357 | 0.012952
1350 | 8 | Roof Insulation | Commercial | 0.061263 | 0.0025558 | 0.098366
1351 | 8 | Roof Insulation | Commercial | 0.67038 | 0.39954 | 1.0456
1352 | 8 | Roof Insulation | Commercial | 0.025137 | 0.0010273 | 0.039207
1353 | 9 | Roof Insulation | Commercial | 0.0046817 | 0.00077017 | 0.0085691
1354 | 9 | Roof Insulation | Commercial | 0.1743 | 0.40963 | 0.30991
1355 | 9 | Roof Insulation | Commercial | 0.0064584 | 0.0010408 | 0.011483
1356 | 10 | Roof Insulation | Commercial | 0.16978 | 0.0058847 | 0.39932
1357 | 10 | Roof Insulation | Commercial | 0.59927 | 0.29675 | 1.3692
1358 | 10 | Roof Insulation | Commercial | 0.0035102 | 0.00011919 | 0.0080203
1359 | 11 | Roof Insulation | Commercial | 0.074055 | 0.012061 | 0.15255
1360 | 11 | Roof Insulation | Commercial | 0.16084 | 0.37425 | 0.32187
1361 | 11 | Roof Insulation | Commercial | 0.0043294 | 0.00069078 | 0.0086636
1362 | 2 | Separate Makeup Air / Exhaust Hoods AC | Commercial | 4.5748 | 0.66446 | 34.6296
1363 | 4 | Separate Makeup Air / Exhaust Hoods AC | Commercial | 0.018906 | 0.0046473 | 0.17132
1364 | 1 | Solar Water Heater | Commercial | 0.013713 | 0.010405 | 0.088581
1365 | 2 | Solar Water Heater | Commercial | 0.035826 | 0.012809 | 0.22169
1366 | 3 | Solar Water Heater | Commercial | 0.0086098 | 0.0035787 | 0.051346
1367 | 4 | Solar Water Heater | Commercial | 0.00037114 | 0.00018607 | 0.0027112
1368 | 5 | Solar Water Heater | Commercial | 0.0027619 | 0.0032474 | 0.02562
1369 | 6 | Solar Water Heater | Commercial | 0.0015054 | 0.0016759 | 0.012483
1370 | 7 | Solar Water Heater | Commercial | 0.0012938 | 0.0011233 | 0.0093472
1371 | 8 | Solar Water Heater | Commercial | 0.0016404 | 0.0014242 | 0.083895
1372 | 9 | Solar Water Heater | Commercial | 0.0022196 | 0.0014916 | 0.013352
1373 | 10 | Solar Water Heater | Commercial | 0.0099438 | 0.0073855 | 0.071164
1374 | 11 | Solar Water Heater | Commercial | 0.0063146 | 0.00044043 | 0.041044
1375 | 4 | Strip curtains for walk-ins | Commercial | 0.19142 | 0.15716 | 1.5441
1376 | 1 | Thermal Energy Storage (TES) | Commercial | 3.7854 | 0.007417 | -0.95537
1377 | 2 | Thermal Energy Storage (TES) | Commercial | 0.2403 | 0.00033089 | -0.068927
1378 | 3 | Thermal Energy Storage (TES) | Commercial | 1.8046 | 0.0026395 | -0.4281
1379 | 4 | Thermal Energy Storage (TES) | Commercial | 0.03435 | 8.8285e-05 | -0.011064
1380 | 5 | Thermal Energy Storage (TES) | Commercial | 0.99983 | 0.0014159 | -0.28093
1381 | 6 | Thermal Energy Storage (TES) | Commercial | 0.32634 | 0.0010951 | -0.094182
1382 | 7 | Thermal Energy Storage (TES) | Commercial | 3.0906 | 0.01032 | -1.0631
1383 | 8 | Thermal Energy Storage (TES) | Commercial | 0.34229 | 0.001143 | -0.081773
1384 | 9 | Thermal Energy Storage (TES) | Commercial | 0.02617 | 0.0003446 | -0.0071272
1385 | 10 | Thermal Energy Storage (TES) | Commercial | 0.91286 | 0.0025327 | -0.31947
1386 | 11 | Thermal Energy Storage (TES) | Commercial | 0.40117 | 0.00523 | -0.12296
1387 | 1 | Variable Speed Drive Control | Commercial | 0.50031 | 0.45874 | 14.4177
1388 | 2 | Variable Speed Drive Control | Commercial | 7.8793e-07 | 4.5776e-07 | 2.3857e-05
1389 | 3 | Variable Speed Drive Control | Commercial | 0.16013 | 0.12858 | 4.6274
1390 | 4 | Variable Speed Drive Control | Commercial | 4.2248e-08 | 4.1539e-08 | 1.5314e-06
1391 | 5 | Variable Speed Drive Control | Commercial | 0.068855 | 0.091414 | 2.394
1392 | 6 | Variable Speed Drive Control | Commercial | 0.060906 | 0.052785 | 2.0618
1393 | 7 | Variable Speed Drive Control | Commercial | 0.45101 | 0.4535 | 15.6036
1394 | 8 | Variable Speed Drive Control | Commercial | 0.57157 | 0.57473 | 5.0807
1395 | 9 | Variable Speed Drive Control | Commercial | 0.27183 | 1.9286 | 10.0582
1396 | 10 | Variable Speed Drive Control | Commercial | 0.01224 | 0.019187 | 0.49201
1397 | 11 | Variable Speed Drive Control | Commercial | 0.10707 | 0.41394 | 3.6593
1398 | 1 | Vending Misers (cooled machines only) | Commercial | 0.76197 | 0.71913 | 9.6724
1399 | 2 | Vending Misers (cooled machines only) | Commercial | 0.4506 | 0.5437 | 5.8384
1400 | 3 | Vending Misers (cooled machines only) | Commercial | 0.088103 | 0.10938 | 1.1345
1401 | 4 | Vending Misers (cooled machines only) | Commercial | 0.0041006 | 0.0051141 | 0.050246
1402 | 5 | Vending Misers (cooled machines only) | Commercial | 0.047646 | 0.095076 | 0.80443
1403 | 6 | Vending Misers (cooled machines only) | Commercial | 0.018861 | 0.025584 | 0.2464
1404 | 7 | Vending Misers (cooled machines only) | Commercial | 0.024124 | 0.037296 | 0.32288
1405 | 8 | Vending Misers (cooled machines only) | Commercial | 0.023346 | 0.036093 | 0.40938
1406 | 9 | Vending Misers (cooled machines only) | Commercial | 0.99417 | 1.22 | 11.6148
1407 | 10 | Vending Misers (cooled machines only) | Commercial | 0.069951 | 0.17005 | 0.90936
1408 | 11 | Vending Misers (cooled machines only) | Commercial | 0.077288 | 0.09392 | 0.87973
1409 | 1 | VSD for Chiller Pumps and Towers | Commercial | 1.1719 | 0.019684 | 5.1861
1410 | 2 | VSD for Chiller Pumps and Towers | Commercial | 0.07331 | 0.00086539 | 0.36872
1411 | 3 | VSD for Chiller Pumps and Towers | Commercial | 0.58032 | 0.0072768 | 2.414
1412 | 4 | VSD for Chiller Pumps and Towers | Commercial | 0.010554 | 0.00023254 | 0.059606
1413 | 5 | VSD for Chiller Pumps and Towers | Commercial | 0.33062 | 0.0040138 | 1.6289
1414 | 6 | VSD for Chiller Pumps and Towers | Commercial | 0.11 | 0.0031646 | 0.55667
1415 | 7 | VSD for Chiller Pumps and Towers | Commercial | 0.93426 | 0.026745 | 5.6351
1416 | 8 | VSD for Chiller Pumps and Towers | Commercial | 0.10361 | 0.002966 | 0.43404
1417 | 9 | VSD for Chiller Pumps and Towers | Commercial | 0.0082921 | 0.00093605 | 0.039599
1418 | 10 | VSD for Chiller Pumps and Towers | Commercial | 0.30627 | 0.0072846 | 1.8795
1419 | 11 | VSD for Chiller Pumps and Towers | Commercial | 0.13446 | 0.015027 | 0.72266
1420 | 1 | Window Film (Standard) | Commercial | 0.11805 | -0.011332 | 0.48688
1421 | 1 | Window Film (Standard) | Commercial | 0.31096 | -0.12572 | 1.3214
1422 | 1 | Window Film (Standard) | Commercial | 0.069638 | -0.0019306 | 0.29592
1423 | 2 | Window Film (Standard) | Commercial | 0.051054 | -0.003444 | 0.23931
1424 | 2 | Window Film (Standard) | Commercial | 2.8978 | -0.82332 | 13.9946
1425 | 2 | Window Film (Standard) | Commercial | 0.20304 | -0.0039559 | 0.98057
1426 | 3 | Window Film (Standard) | Commercial | 0.24878 | -0.017827 | 0.96446
1427 | 3 | Window Film (Standard) | Commercial | 1.7482 | -0.52762 | 6.9829
1428 | 3 | Window Film (Standard) | Commercial | 0.051343 | -0.0010626 | 0.20508
1429 | 4 | Window Film (Standard) | Commercial | 0.0038558 | -0.0004855 | 0.020295
1430 | 4 | Window Film (Standard) | Commercial | 0.084415 | -0.044767 | 0.45777
1431 | 4 | Window Film (Standard) | Commercial | 0.0031443 | -0.00011435 | 0.017051
1432 | 5 | Window Film (Standard) | Commercial | 0.18884 | -0.013101 | 0.86707
1433 | 5 | Window Film (Standard) | Commercial | 0.15489 | -0.045258 | 0.73273
1434 | 5 | Window Film (Standard) | Commercial | 0.038285 | -0.00076711 | 0.18112
1435 | 6 | Window Film (Standard) | Commercial | 0.069062 | -0.011354 | 0.32571
1436 | 6 | Window Film (Standard) | Commercial | 0.073571 | -0.050943 | 0.35749
1437 | 6 | Window Film (Standard) | Commercial | 0.0045694 | -0.00021697 | 0.022204
1438 | 7 | Window Film (Standard) | Commercial | 0.2514 | -0.041127 | 1.4132
1439 | 7 | Window Film (Standard) | Commercial | 0.030582 | -0.021071 | 0.17711
1440 | 7 | Window Film (Standard) | Commercial | 0.0022763 | -0.00010755 | 0.013183
1441 | 8 | Window Film (Standard) | Commercial | 0.02788 | -0.0045609 | 0.10885
1442 | 8 | Window Film (Standard) | Commercial | 0.25704 | -0.17711 | 1.0339
1443 | 8 | Window Film (Standard) | Commercial | 0.0099201 | -0.0004687 | 0.039903
1444 | 9 | Window Film (Standard) | Commercial | 0.0014132 | -0.00091162 | 0.0062893
1445 | 9 | Window Film (Standard) | Commercial | 0.044494 | -0.12089 | 0.20402
1446 | 9 | Window Film (Standard) | Commercial | 0.001691 | -0.00031506 | 0.007754
1447 | 10 | Window Film (Standard) | Commercial | 0.14177 | -0.01927 | 0.8108
1448 | 10 | Window Film (Standard) | Commercial | 0.43302 | -0.24789 | 2.5515
1449 | 10 | Window Film (Standard) | Commercial | 0.0026433 | -0.00010377 | 0.015575
1450 | 11 | Window Film (Standard) | Commercial | 0.076516 | -0.048868 | 0.38326
1451 | 11 | Window Film (Standard) | Commercial | 0.14274 | -0.38398 | 0.73665
1452 | 11 | Window Film (Standard) | Commercial | 0.0038484 | -0.00070988 | 0.01986
1453 | 1 | 0.5 Faucet Aerator (DI) - Commercial | Commercial | 3.1675 | 1.6725 | 23.5801
1454 | 1 | 1.0 gpm Faucet Aerator (DI) -Commercial | Commercial | 0.75497 | 0.39864 | 5.6203
1455 | 1 | 1.5 gpm Faucet Aerator (DI) - Commercial | Commercial | 0.2345 | 0.12382 | 1.7457
1456 | 1 | Server Virtualization | Commercial | 1.6153 | 3.1355 | 19.3595
1457 | 1 | Outdoor LED 104W | Commercial | 0.7558 | 3.0651 | 17.4293
1458 | 1 | Flood LED 14W | Commercial | 6.4837 | 6.8537 | 49.3054
1459 | 1 | LED High Bay 83W (400W equivalent) | Commercial | 4.1518 | 1.7083 | 50.877
1460 | 1 | LED (12-Watt) | Commercial | 4.9993 | 4.3758 | 33.7928
1461 | 1 | LED Linear Tube 22W | Commercial | 3.8348 | 4.1124 | 28.0105
1462 | 1 | Run Time Optimizer | Commercial | 19.3431 | 0 | 87.5978
1463 | 1 | Dehumidification hybrid desiccant heat pump | Commercial | 36.7447 | 2.8954 | 206.2288
1464 | 1 | Griddle | Commercial | 2.2549 | 0.3364 | 15.1786
1465 | 1 | Steamer | Commercial | 1.5688 | 0.27797 | 10.755
1466 | 1 | Holding Cabinet | Commercial | 1.5688 | 0.27797 | 10.755
1467 | 1 | Ice Machine | Commercial | 0.12941 | 0.10625 | 1.0439
1468 | 1 | Aerosole Duct Sealing | Industrial | 0.088796 | 0 | 0.52242
1469 | 2 | Aerosole Duct Sealing | Industrial | 0.020658 | 0 | 0.065245
1470 | 3 | Aerosole Duct Sealing | Industrial | 0.0083867 | 0 | 0.040755
1471 | 4 | Aerosole Duct Sealing | Industrial | 0.0065891 | 0 | 0.061877
1472 | 5 | Aerosole Duct Sealing | Industrial | 0.017276 | 0 | 0.10378
1473 | 6 | Aerosole Duct Sealing | Industrial | 0.016122 | 0 | 0.13693
1474 | 7 | Aerosole Duct Sealing | Industrial | 0.0033851 | 0 | 0.029913
1475 | 8 | Aerosole Duct Sealing | Industrial | 0.027142 | 0 | 0.15537
1476 | 9 | Aerosole Duct Sealing | Industrial | 0.022582 | 0 | 0.15346
1477 | 10 | Aerosole Duct Sealing | Industrial | 0.0023502 | 0 | 0.01434
1478 | 11 | Aerosole Duct Sealing | Industrial | 0.021265 | 0 | 0.13067
1479 | 12 | Aerosole Duct Sealing | Industrial | 0.018853 | 0 | 0.0664
1480 | 13 | Aerosole Duct Sealing | Industrial | 0.060902 | 0 | 0.37612
1481 | 14 | Aerosole Duct Sealing | Industrial | 0.012387 | 0 | 0.062889
1482 | 15 | Aerosole Duct Sealing | Industrial | 0.010998 | 0 | 0.06848
1483 | 16 | Aerosole Duct Sealing | Industrial | 0.0074476 | 0 | 0.050143
1484 | 1 | Aerosole Duct Sealing - Chiller | Industrial | 0.054506 | 0.0024451 | 0.32068
1485 | 2 | Aerosole Duct Sealing - Chiller | Industrial | 0.021934 | 0.0013299 | 0.069275
1486 | 3 | Aerosole Duct Sealing - Chiller | Industrial | 0.0062482 | 0.00032605 | 0.030363
1487 | 4 | Aerosole Duct Sealing - Chiller | Industrial | 0.0035895 | 0.00029063 | 0.033708
1488 | 5 | Aerosole Duct Sealing - Chiller | Industrial | 0.02502 | 0.00098652 | 0.1503
1489 | 6 | Aerosole Duct Sealing - Chiller | Industrial | 0.012363 | 0.00049221 | 0.105
1490 | 7 | Aerosole Duct Sealing - Chiller | Industrial | 0.0021936 | 9.5074e-05 | 0.019384
1491 | 8 | Aerosole Duct Sealing - Chiller | Industrial | 0.016448 | 0.00073237 | 0.094154
1492 | 9 | Aerosole Duct Sealing - Chiller | Industrial | 0.013492 | 0.00063069 | 0.091692
1493 | 10 | Aerosole Duct Sealing - Chiller | Industrial | 0.0020527 | 0.00016294 | 0.012525
1494 | 11 | Aerosole Duct Sealing - Chiller | Industrial | 0.01724 | 0.0011618 | 0.10594
1495 | 12 | Aerosole Duct Sealing - Chiller | Industrial | 0.011959 | 0.00033975 | 0.042119
1496 | 13 | Aerosole Duct Sealing - Chiller | Industrial | 0.051968 | 0.0024332 | 0.32094
1497 | 14 | Aerosole Duct Sealing - Chiller | Industrial | 0.011469 | 0.00054243 | 0.05823
1498 | 15 | Aerosole Duct Sealing - Chiller | Industrial | 0.0060182 | 0.00027795 | 0.037473
1499 | 16 | Aerosole Duct Sealing - Chiller | Industrial | 0.0058146 | 0.00027891 | 0.039149
1500 | 3 | Air conveying systems | Industrial | 0.019621 | 0.084563 | 0.49217
1501 | 1 | Bakery - Process | Industrial | 0.21399 | 0.19199 | 1.5737
1502 | 1 | Bakery - Process (Mixing) - O&M | Industrial | 0.54135 | 0.4857 | 3.9812
1503 | 1 | Base Centrifugal Chiller, 0.58 kW/ton, 500 tons | Industrial | 0 | 0 | 0
1504 | 2 | Base Centrifugal Chiller, 0.58 kW/ton, 500 tons | Industrial | 0 | 0 | 0
1505 | 3 | Base Centrifugal Chiller, 0.58 kW/ton, 500 tons | Industrial | 0 | 0 | 0
1506 | 4 | Base Centrifugal Chiller, 0.58 kW/ton, 500 tons | Industrial | 0 | 0 | 0
1507 | 5 | Base Centrifugal Chiller, 0.58 kW/ton, 500 tons | Industrial | 0 | 0 | 0
1508 | 6 | Base Centrifugal Chiller, 0.58 kW/ton, 500 tons | Industrial | 0 | 0 | 0
1509 | 7 | Base Centrifugal Chiller, 0.58 kW/ton, 500 tons | Industrial | 0 | 0 | 0
1510 | 8 | Base Centrifugal Chiller, 0.58 kW/ton, 500 tons | Industrial | 0 | 0 | 0
1511 | 9 | Base Centrifugal Chiller, 0.58 kW/ton, 500 tons | Industrial | 0 | 0 | 0
1512 | 10 | Base Centrifugal Chiller, 0.58 kW/ton, 500 tons | Industrial | 0 | 0 | 0
1513 | 11 | Base Centrifugal Chiller, 0.58 kW/ton, 500 tons | Industrial | 0 | 0 | 0
1514 | 12 | Base Centrifugal Chiller, 0.58 kW/ton, 500 tons | Industrial | 0 | 0 | 0
1515 | 13 | Base Centrifugal Chiller, 0.58 kW/ton, 500 tons | Industrial | 0 | 0 | 0
1516 | 14 | Base Centrifugal Chiller, 0.58 kW/ton, 500 tons | Industrial | 0 | 0 | 0
1517 | 15 | Base Centrifugal Chiller, 0.58 kW/ton, 500 tons | Industrial | 0 | 0 | 0
1518 | 16 | Base Centrifugal Chiller, 0.58 kW/ton, 500 tons | Industrial | 0 | 0 | 0
1519 | 1 | Base Compressed Air | Industrial | 0 | 0 | 0
1520 | 2 | Base Compressed Air | Industrial | 0 | 0 | 0
1521 | 3 | Base Compressed Air | Industrial | 0 | 0 | 0
1522 | 4 | Base Compressed Air | Industrial | 0 | 0 | 0
1523 | 5 | Base Compressed Air | Industrial | 0 | 0 | 0
1524 | 6 | Base Compressed Air | Industrial | 0 | 0 | 0
1525 | 7 | Base Compressed Air | Industrial | 0 | 0 | 0
1526 | 8 | Base Compressed Air | Industrial | 0 | 0 | 0
1527 | 9 | Base Compressed Air | Industrial | 0 | 0 | 0
1528 | 10 | Base Compressed Air | Industrial | 0 | 0 | 0
1529 | 11 | Base Compressed Air | Industrial | 0 | 0 | 0
1530 | 12 | Base Compressed Air | Industrial | 0 | 0 | 0
1531 | 13 | Base Compressed Air | Industrial | 0 | 0 | 0
1532 | 14 | Base Compressed Air | Industrial | 0 | 0 | 0
1533 | 15 | Base Compressed Air | Industrial | 0 | 0 | 0
1534 | 16 | Base Compressed Air | Industrial | 0 | 0 | 0
1535 | 1 | Base Drives | Industrial | 0 | 0 | 0
1536 | 2 | Base Drives | Industrial | 0 | 0 | 0
1537 | 3 | Base Drives | Industrial | 0 | 0 | 0
1538 | 4 | Base Drives | Industrial | 0 | 0 | 0
1539 | 5 | Base Drives | Industrial | 0 | 0 | 0
1540 | 6 | Base Drives | Industrial | 0 | 0 | 0
1541 | 7 | Base Drives | Industrial | 0 | 0 | 0
1542 | 8 | Base Drives | Industrial | 0 | 0 | 0
1543 | 9 | Base Drives | Industrial | 0 | 0 | 0
1544 | 10 | Base Drives | Industrial | 0 | 0 | 0
1545 | 11 | Base Drives | Industrial | 0 | 0 | 0
1546 | 12 | Base Drives | Industrial | 0 | 0 | 0
1547 | 13 | Base Drives | Industrial | 0 | 0 | 0
1548 | 14 | Base Drives | Industrial | 0 | 0 | 0
1549 | 15 | Base Drives | Industrial | 0 | 0 | 0
1550 | 16 | Base Drives | Industrial | 0 | 0 | 0
1551 | 1 | Base DX Packaged System, EER=10.3, 10 tons | Industrial | 0 | 0 | 0
1552 | 2 | Base DX Packaged System, EER=10.3, 10 tons | Industrial | 0 | 0 | 0
1553 | 3 | Base DX Packaged System, EER=10.3, 10 tons | Industrial | 0 | 0 | 0
1554 | 4 | Base DX Packaged System, EER=10.3, 10 tons | Industrial | 0 | 0 | 0
1555 | 5 | Base DX Packaged System, EER=10.3, 10 tons | Industrial | 0 | 0 | 0
1556 | 6 | Base DX Packaged System, EER=10.3, 10 tons | Industrial | 0 | 0 | 0
1557 | 7 | Base DX Packaged System, EER=10.3, 10 tons | Industrial | 0 | 0 | 0
1558 | 8 | Base DX Packaged System, EER=10.3, 10 tons | Industrial | 0 | 0 | 0
1559 | 9 | Base DX Packaged System, EER=10.3, 10 tons | Industrial | 0 | 0 | 0
1560 | 10 | Base DX Packaged System, EER=10.3, 10 tons | Industrial | 0 | 0 | 0
1561 | 11 | Base DX Packaged System, EER=10.3, 10 tons | Industrial | 0 | 0 | 0
1562 | 12 | Base DX Packaged System, EER=10.3, 10 tons | Industrial | 0 | 0 | 0
1563 | 13 | Base DX Packaged System, EER=10.3, 10 tons | Industrial | 0 | 0 | 0
1564 | 14 | Base DX Packaged System, EER=10.3, 10 tons | Industrial | 0 | 0 | 0
1565 | 15 | Base DX Packaged System, EER=10.3, 10 tons | Industrial | 0 | 0 | 0
1566 | 16 | Base DX Packaged System, EER=10.3, 10 tons | Industrial | 0 | 0 | 0
1567 | 1 | Base Fans | Industrial | 0 | 0 | 0
1568 | 2 | Base Fans | Industrial | 0 | 0 | 0
1569 | 3 | Base Fans | Industrial | 0 | 0 | 0
1570 | 4 | Base Fans | Industrial | 0 | 0 | 0
1571 | 5 | Base Fans | Industrial | 0 | 0 | 0
1572 | 6 | Base Fans | Industrial | 0 | 0 | 0
1573 | 7 | Base Fans | Industrial | 0 | 0 | 0
1574 | 8 | Base Fans | Industrial | 0 | 0 | 0
1575 | 9 | Base Fans | Industrial | 0 | 0 | 0
1576 | 10 | Base Fans | Industrial | 0 | 0 | 0
1577 | 11 | Base Fans | Industrial | 0 | 0 | 0
1578 | 12 | Base Fans | Industrial | 0 | 0 | 0
1579 | 13 | Base Fans | Industrial | 0 | 0 | 0
1580 | 14 | Base Fans | Industrial | 0 | 0 | 0
1581 | 15 | Base Fans | Industrial | 0 | 0 | 0
1582 | 16 | Base Fans | Industrial | 0 | 0 | 0
1583 | 1 | Base Heating | Industrial | 0 | 0 | 0
1584 | 2 | Base Heating | Industrial | 0 | 0 | 0
1585 | 3 | Base Heating | Industrial | 0 | 0 | 0
1586 | 4 | Base Heating | Industrial | 0 | 0 | 0
1587 | 5 | Base Heating | Industrial | 0 | 0 | 0
1588 | 6 | Base Heating | Industrial | 0 | 0 | 0
1589 | 7 | Base Heating | Industrial | 0 | 0 | 0
1590 | 8 | Base Heating | Industrial | 0 | 0 | 0
1591 | 9 | Base Heating | Industrial | 0 | 0 | 0
1592 | 10 | Base Heating | Industrial | 0 | 0 | 0
1593 | 11 | Base Heating | Industrial | 0 | 0 | 0
1594 | 12 | Base Heating | Industrial | 0 | 0 | 0
1595 | 13 | Base Heating | Industrial | 0 | 0 | 0
1596 | 14 | Base Heating | Industrial | 0 | 0 | 0
1597 | 15 | Base Heating | Industrial | 0 | 0 | 0
1598 | 16 | Base Heating | Industrial | 0 | 0 | 0
1599 | 1 | Base Lighting | Industrial | 0 | 0 | 0
1600 | 2 | Base Lighting | Industrial | 0 | 0 | 0
1601 | 3 | Base Lighting | Industrial | 0 | 0 | 0
1602 | 4 | Base Lighting | Industrial | 0 | 0 | 0
1603 | 5 | Base Lighting | Industrial | 0 | 0 | 0
1604 | 6 | Base Lighting | Industrial | 0 | 0 | 0
1605 | 7 | Base Lighting | Industrial | 0 | 0 | 0
1606 | 8 | Base Lighting | Industrial | 0 | 0 | 0
1607 | 9 | Base Lighting | Industrial | 0 | 0 | 0
1608 | 10 | Base Lighting | Industrial | 0 | 0 | 0
1609 | 11 | Base Lighting | Industrial | 0 | 0 | 0
1610 | 12 | Base Lighting | Industrial | 0 | 0 | 0
1611 | 13 | Base Lighting | Industrial | 0 | 0 | 0
1612 | 14 | Base Lighting | Industrial | 0 | 0 | 0
1613 | 15 | Base Lighting | Industrial | 0 | 0 | 0
1614 | 16 | Base Lighting | Industrial | 0 | 0 | 0
1615 | 1 | Base Other | Industrial | 0 | 0 | 0
1616 | 2 | Base Other | Industrial | 0 | 0 | 0
1617 | 3 | Base Other | Industrial | 0 | 0 | 0
1618 | 4 | Base Other | Industrial | 0 | 0 | 0
1619 | 5 | Base Other | Industrial | 0 | 0 | 0
1620 | 6 | Base Other | Industrial | 0 | 0 | 0
1621 | 7 | Base Other | Industrial | 0 | 0 | 0
1622 | 8 | Base Other | Industrial | 0 | 0 | 0
1623 | 9 | Base Other | Industrial | 0 | 0 | 0
1624 | 10 | Base Other | Industrial | 0 | 0 | 0
1625 | 11 | Base Other | Industrial | 0 | 0 | 0
1626 | 12 | Base Other | Industrial | 0 | 0 | 0
1627 | 13 | Base Other | Industrial | 0 | 0 | 0
1628 | 14 | Base Other | Industrial | 0 | 0 | 0
1629 | 15 | Base Other | Industrial | 0 | 0 | 0
1630 | 16 | Base Other | Industrial | 0 | 0 | 0
1631 | 1 | Base Other Process | Industrial | 0 | 0 | 0
1632 | 2 | Base Other Process | Industrial | 0 | 0 | 0
1633 | 3 | Base Other Process | Industrial | 0 | 0 | 0
1634 | 4 | Base Other Process | Industrial | 0 | 0 | 0
1635 | 5 | Base Other Process | Industrial | 0 | 0 | 0
1636 | 6 | Base Other Process | Industrial | 0 | 0 | 0
1637 | 7 | Base Other Process | Industrial | 0 | 0 | 0
1638 | 8 | Base Other Process | Industrial | 0 | 0 | 0
1639 | 9 | Base Other Process | Industrial | 0 | 0 | 0
1640 | 10 | Base Other Process | Industrial | 0 | 0 | 0
1641 | 11 | Base Other Process | Industrial | 0 | 0 | 0
1642 | 12 | Base Other Process | Industrial | 0 | 0 | 0
1643 | 13 | Base Other Process | Industrial | 0 | 0 | 0
1644 | 14 | Base Other Process | Industrial | 0 | 0 | 0
1645 | 15 | Base Other Process | Industrial | 0 | 0 | 0
1646 | 16 | Base Other Process | Industrial | 0 | 0 | 0
1647 | 1 | Base Pumps | Industrial | 0 | 0 | 0
1648 | 2 | Base Pumps | Industrial | 0 | 0 | 0
1649 | 3 | Base Pumps | Industrial | 0 | 0 | 0
1650 | 4 | Base Pumps | Industrial | 0 | 0 | 0
1651 | 5 | Base Pumps | Industrial | 0 | 0 | 0
1652 | 6 | Base Pumps | Industrial | 0 | 0 | 0
1653 | 7 | Base Pumps | Industrial | 0 | 0 | 0
1654 | 8 | Base Pumps | Industrial | 0 | 0 | 0
1655 | 9 | Base Pumps | Industrial | 0 | 0 | 0
1656 | 10 | Base Pumps | Industrial | 0 | 0 | 0
1657 | 11 | Base Pumps | Industrial | 0 | 0 | 0
1658 | 12 | Base Pumps | Industrial | 0 | 0 | 0
1659 | 13 | Base Pumps | Industrial | 0 | 0 | 0
1660 | 14 | Base Pumps | Industrial | 0 | 0 | 0
1661 | 15 | Base Pumps | Industrial | 0 | 0 | 0
1662 | 16 | Base Pumps | Industrial | 0 | 0 | 0
1663 | 1 | Base Refrigeration | Industrial | 0 | 0 | 0
1664 | 2 | Base Refrigeration | Industrial | 0 | 0 | 0
1665 | 3 | Base Refrigeration | Industrial | 0 | 0 | 0
1666 | 4 | Base Refrigeration | Industrial | 0 | 0 | 0
1667 | 5 | Base Refrigeration | Industrial | 0 | 0 | 0
1668 | 6 | Base Refrigeration | Industrial | 0 | 0 | 0
1669 | 7 | Base Refrigeration | Industrial | 0 | 0 | 0
1670 | 8 | Base Refrigeration | Industrial | 0 | 0 | 0
1671 | 9 | Base Refrigeration | Industrial | 0 | 0 | 0
1672 | 10 | Base Refrigeration | Industrial | 0 | 0 | 0
1673 | 11 | Base Refrigeration | Industrial | 0 | 0 | 0
1674 | 12 | Base Refrigeration | Industrial | 0 | 0 | 0
1675 | 13 | Base Refrigeration | Industrial | 0 | 0 | 0
1676 | 14 | Base Refrigeration | Industrial | 0 | 0 | 0
1677 | 15 | Base Refrigeration | Industrial | 0 | 0 | 0
1678 | 16 | Base Refrigeration | Industrial | 0 | 0 | 0
1679 | 1 | Centrifugal Chiller, 0.51 kW/ton, 500 tons | Industrial | 0.024724 | 0.0055457 | 0.72733
1680 | 2 | Centrifugal Chiller, 0.51 kW/ton, 500 tons | Industrial | 0.0099481 | 0.0030159 | 0.1571
1681 | 3 | Centrifugal Chiller, 0.51 kW/ton, 500 tons | Industrial | 0.0028341 | 0.00073949 | 0.068863
1682 | 4 | Centrifugal Chiller, 0.51 kW/ton, 500 tons | Industrial | 0.0016283 | 0.0006592 | 0.076455
1683 | 5 | Centrifugal Chiller, 0.51 kW/ton, 500 tons | Industrial | 0.01135 | 0.0022375 | 0.34088
1684 | 6 | Centrifugal Chiller, 0.51 kW/ton, 500 tons | Industrial | 0.005608 | 0.0011164 | 0.23815
1685 | 7 | Centrifugal Chiller, 0.51 kW/ton, 500 tons | Industrial | 0.00099509 | 0.00021564 | 0.043966
1686 | 8 | Centrifugal Chiller, 0.51 kW/ton, 500 tons | Industrial | 0.007461 | 0.001661 | 0.21355
1687 | 9 | Centrifugal Chiller, 0.51 kW/ton, 500 tons | Industrial | 0.0061202 | 0.0014305 | 0.20796
1688 | 10 | Centrifugal Chiller, 0.51 kW/ton, 500 tons | Industrial | 0.00093113 | 0.00036956 | 0.028406
1689 | 11 | Centrifugal Chiller, 0.51 kW/ton, 500 tons | Industrial | 0.0078201 | 0.0026351 | 0.24028
1690 | 12 | Centrifugal Chiller, 0.51 kW/ton, 500 tons | Industrial | 0.0054242 | 0.00077051 | 0.095519
1691 | 13 | Centrifugal Chiller, 0.51 kW/ton, 500 tons | Industrial | 0.023573 | 0.0055186 | 0.72792
1692 | 14 | Centrifugal Chiller, 0.51 kW/ton, 500 tons | Industrial | 0.0052023 | 0.0012302 | 0.13206
1693 | 15 | Centrifugal Chiller, 0.51 kW/ton, 500 tons | Industrial | 0.0027299 | 0.00063041 | 0.084991
1694 | 16 | Centrifugal Chiller, 0.51 kW/ton, 500 tons | Industrial | 0.0026376 | 0.00063259 | 0.088793
1695 | 1 | CFL Hardwired, Modular 18W | Industrial | 0.080681 | 0.072386 | 0.59335
1696 | 2 | CFL Hardwired, Modular 18W | Industrial | 0.0067288 | 0.0081598 | 0.026565
1697 | 3 | CFL Hardwired, Modular 18W | Industrial | 0.0046297 | 0.0048319 | 0.028123
1698 | 4 | CFL Hardwired, Modular 18W | Industrial | 0.0058372 | 0.0094525 | 0.06852
1699 | 5 | CFL Hardwired, Modular 18W | Industrial | 0.0036361 | 0.0028673 | 0.027302
1700 | 6 | CFL Hardwired, Modular 18W | Industrial | 0.015862 | 0.012631 | 0.1684
1701 | 7 | CFL Hardwired, Modular 18W | Industrial | 0.0029283 | 0.0025383 | 0.032345
1702 | 8 | CFL Hardwired, Modular 18W | Industrial | 0.024128 | 0.021486 | 0.17264
1703 | 9 | CFL Hardwired, Modular 18W | Industrial | 0.022565 | 0.021096 | 0.19169
1704 | 10 | CFL Hardwired, Modular 18W | Industrial | 0.0061726 | 0.0097996 | 0.047078
1705 | 11 | CFL Hardwired, Modular 18W | Industrial | 0.022486 | 0.030308 | 0.17272
1706 | 12 | CFL Hardwired, Modular 18W | Industrial | 0.008475 | 0.0048155 | 0.037311
1707 | 13 | CFL Hardwired, Modular 18W | Industrial | 0.021701 | 0.020322 | 0.16753
1708 | 14 | CFL Hardwired, Modular 18W | Industrial | 0.0078203 | 0.0073972 | 0.049631
1709 | 15 | CFL Hardwired, Modular 18W | Industrial | 0.0044627 | 0.0041222 | 0.034735
1710 | 16 | CFL Hardwired, Modular 18W | Industrial | 0.0034443 | 0.0033042 | 0.028987
1711 | 1 | CFL Screw-in 18W | Industrial | 0.10428 | 0.093562 | 0.76693
1712 | 2 | CFL Screw-in 18W | Industrial | 0.0086417 | 0.01048 | 0.034118
1713 | 3 | CFL Screw-in 18W | Industrial | 0.0059404 | 0.0061999 | 0.036084
1714 | 4 | CFL Screw-in 18W | Industrial | 0.0075034 | 0.012151 | 0.088079
1715 | 5 | CFL Screw-in 18W | Industrial | 0.0046153 | 0.0036395 | 0.034655
1716 | 6 | CFL Screw-in 18W | Industrial | 0.020715 | 0.016495 | 0.21992
1717 | 7 | CFL Screw-in 18W | Industrial | 0.0038242 | 0.0033149 | 0.042241
1718 | 8 | CFL Screw-in 18W | Industrial | 0.030886 | 0.027505 | 0.221
1719 | 9 | CFL Screw-in 18W | Industrial | 0.03011 | 0.02815 | 0.25578
1720 | 10 | CFL Screw-in 18W | Industrial | 0.0080478 | 0.012777 | 0.06138
1721 | 11 | CFL Screw-in 18W | Industrial | 0.028823 | 0.038849 | 0.2214
1722 | 12 | CFL Screw-in 18W | Industrial | 0.010857 | 0.0061687 | 0.047796
1723 | 13 | CFL Screw-in 18W | Industrial | 0.027633 | 0.025876 | 0.21332
1724 | 14 | CFL Screw-in 18W | Industrial | 0.0099896 | 0.0094491 | 0.063398
1725 | 15 | CFL Screw-in 18W | Industrial | 0.0056903 | 0.0052561 | 0.044289
1726 | 16 | CFL Screw-in 18W | Industrial | 0.0043684 | 0.0041908 | 0.036764
1727 | 1 | Chiller Tune Up/Diagnostics | Industrial | 0.025372 | 0.0011382 | 0.14927
1728 | 2 | Chiller Tune Up/Diagnostics | Industrial | 0.01021 | 0.00061907 | 0.032248
1729 | 3 | Chiller Tune Up/Diagnostics | Industrial | 0.0029085 | 0.00015178 | 0.014134
1730 | 4 | Chiller Tune Up/Diagnostics | Industrial | 0.0016708 | 0.00013528 | 0.01569
1731 | 5 | Chiller Tune Up/Diagnostics | Industrial | 0.011647 | 0.00045921 | 0.069961
1732 | 6 | Chiller Tune Up/Diagnostics | Industrial | 0.0057546 | 0.00022912 | 0.048874
1733 | 7 | Chiller Tune Up/Diagnostics | Industrial | 0.0010211 | 4.4255e-05 | 0.009023
1734 | 8 | Chiller Tune Up/Diagnostics | Industrial | 0.0076564 | 0.00034091 | 0.043828
1735 | 9 | Chiller Tune Up/Diagnostics | Industrial | 0.0062803 | 0.00029358 | 0.042681
1736 | 10 | Chiller Tune Up/Diagnostics | Industrial | 0.00095551 | 7.5847e-05 | 0.00583
1737 | 11 | Chiller Tune Up/Diagnostics | Industrial | 0.0080249 | 0.00054082 | 0.049313
1738 | 12 | Chiller Tune Up/Diagnostics | Industrial | 0.0055669 | 0.00015815 | 0.019606
1739 | 13 | Chiller Tune Up/Diagnostics | Industrial | 0.02419 | 0.0011326 | 0.1494
1740 | 14 | Chiller Tune Up/Diagnostics | Industrial | 0.0053387 | 0.00025249 | 0.027105
1741 | 15 | Chiller Tune Up/Diagnostics | Industrial | 0.0028014 | 0.00012938 | 0.017443
1742 | 16 | Chiller Tune Up/Diagnostics | Industrial | 0.0027066 | 0.00012983 | 0.018223
1743 | 6 | Clean Room - Controls | Industrial | 0.086589 | 0.06895 | 0.91926
1744 | 13 | Clean Room - Controls | Industrial | 0.041632 | 0.038985 | 0.32139
1745 | 6 | Clean Room - New Designs | Industrial | 0.12279 | 0.09778 | 1.3036
1746 | 1 | Comp Air - ASD (100+ hp) | Industrial | 0.0094532 | 0.093791 | 0.76881
1747 | 2 | Comp Air - ASD (100+ hp) | Industrial | 0.00057559 | 0.0077189 | 0.02513
1748 | 3 | Comp Air - ASD (100+ hp) | Industrial | 0.00047177 | 0.0054449 | 0.03169
1749 | 4 | Comp Air - ASD (100+ hp) | Industrial | 0.00060881 | 0.010902 | 0.07903
1750 | 5 | Comp Air - ASD (100+ hp) | Industrial | 0.00071701 | 0.0062527 | 0.059537
1751 | 6 | Comp Air - ASD (100+ hp) | Industrial | 0.001556 | 0.013701 | 0.18267
1752 | 7 | Comp Air - ASD (100+ hp) | Industrial | 0.0023174 | 0.022214 | 0.28307
1753 | 8 | Comp Air - ASD (100+ hp) | Industrial | 0.0010409 | 0.010251 | 0.082368
1754 | 9 | Comp Air - ASD (100+ hp) | Industrial | 0.0024175 | 0.024994 | 0.2271
1755 | 10 | Comp Air - ASD (100+ hp) | Industrial | 0.00043811 | 0.0076917 | 0.036951
1756 | 11 | Comp Air - ASD (100+ hp) | Industrial | 0.003801 | 0.056654 | 0.32287
1757 | 12 | Comp Air - ASD (100+ hp) | Industrial | 0.0017899 | 0.011247 | 0.087141
1758 | 13 | Comp Air - ASD (100+ hp) | Industrial | 0.0036561 | 0.03786 | 0.31212
1759 | 14 | Comp Air - ASD (100+ hp) | Industrial | 0.0016696 | 0.017464 | 0.11717
1760 | 15 | Comp Air - ASD (100+ hp) | Industrial | 0.00056887 | 0.0058109 | 0.048964
1761 | 16 | Comp Air - ASD (100+ hp) | Industrial | 0.00063388 | 0.0067248 | 0.058995
1762 | 1 | Comp Air - ASD (1-5 hp) | Industrial | 0.00060649 | 0.0060174 | 0.049325
1763 | 2 | Comp Air - ASD (1-5 hp) | Industrial | 3.6929e-05 | 0.00049523 | 0.0016123
1764 | 3 | Comp Air - ASD (1-5 hp) | Industrial | 3.0267e-05 | 0.00034933 | 0.0020332
1765 | 4 | Comp Air - ASD (1-5 hp) | Industrial | 3.9059e-05 | 0.00069947 | 0.0050703
1766 | 5 | Comp Air - ASD (1-5 hp) | Industrial | 4.6002e-05 | 0.00040115 | 0.0038197
1767 | 6 | Comp Air - ASD (1-5 hp) | Industrial | 9.9826e-05 | 0.00087905 | 0.01172
1768 | 7 | Comp Air - ASD (1-5 hp) | Industrial | 0.00014642 | 0.0014036 | 0.017886
1769 | 8 | Comp Air - ASD (1-5 hp) | Industrial | 6.6784e-05 | 0.00065768 | 0.0052845
1770 | 9 | Comp Air - ASD (1-5 hp) | Industrial | 0.0001551 | 0.0016035 | 0.01457
1771 | 10 | Comp Air - ASD (1-5 hp) | Industrial | 2.8108e-05 | 0.00049348 | 0.0023707
1772 | 11 | Comp Air - ASD (1-5 hp) | Industrial | 0.00024386 | 0.0036348 | 0.020714
1773 | 12 | Comp Air - ASD (1-5 hp) | Industrial | 0.00011484 | 0.00072156 | 0.0055907
1774 | 13 | Comp Air - ASD (1-5 hp) | Industrial | 0.00023456 | 0.002429 | 0.020025
1775 | 14 | Comp Air - ASD (1-5 hp) | Industrial | 0.00010711 | 0.0011205 | 0.0075175
1776 | 15 | Comp Air - ASD (1-5 hp) | Industrial | 3.6497e-05 | 0.00037281 | 0.0031414
1777 | 16 | Comp Air - ASD (1-5 hp) | Industrial | 4.0668e-05 | 0.00043144 | 0.003785
1778 | 1 | Comp Air - ASD (6-100 hp) | Industrial | 0.0077819 | 0.07721 | 0.63289
1779 | 2 | Comp Air - ASD (6-100 hp) | Industrial | 0.00047383 | 0.0063542 | 0.020687
1780 | 3 | Comp Air - ASD (6-100 hp) | Industrial | 0.00038836 | 0.0044823 | 0.026088
1781 | 4 | Comp Air - ASD (6-100 hp) | Industrial | 0.00050117 | 0.0089749 | 0.065058
1782 | 5 | Comp Air - ASD (6-100 hp) | Industrial | 0.00059025 | 0.0051472 | 0.049011
1783 | 6 | Comp Air - ASD (6-100 hp) | Industrial | 0.0012809 | 0.011279 | 0.15038
1784 | 7 | Comp Air - ASD (6-100 hp) | Industrial | 0.0019077 | 0.018287 | 0.23302
1785 | 8 | Comp Air - ASD (6-100 hp) | Industrial | 0.00085691 | 0.0084387 | 0.067806
1786 | 9 | Comp Air - ASD (6-100 hp) | Industrial | 0.0019901 | 0.020575 | 0.18695
1787 | 10 | Comp Air - ASD (6-100 hp) | Industrial | 0.00036066 | 0.0063318 | 0.030419
1788 | 11 | Comp Air - ASD (6-100 hp) | Industrial | 0.003129 | 0.046638 | 0.26579
1789 | 12 | Comp Air - ASD (6-100 hp) | Industrial | 0.0014735 | 0.0092584 | 0.071735
1790 | 13 | Comp Air - ASD (6-100 hp) | Industrial | 0.0030097 | 0.031167 | 0.25694
1791 | 14 | Comp Air - ASD (6-100 hp) | Industrial | 0.0013744 | 0.014377 | 0.096458
1792 | 15 | Comp Air - ASD (6-100 hp) | Industrial | 0.0004683 | 0.0047836 | 0.040308
1793 | 16 | Comp Air - ASD (6-100 hp) | Industrial | 0.00052182 | 0.0055359 | 0.048565
1794 | 1 | Comp Air - Motor practices-1 (100+ HP) | Industrial | 0.024444 | 0.021931 | 0.17977
1795 | 2 | Comp Air - Motor practices-1 (100+ HP) | Industrial | 0.0014886 | 0.0018051 | 0.0058768
1796 | 3 | Comp Air - Motor practices-1 (100+ HP) | Industrial | 0.0012199 | 0.0012732 | 0.0074104
1797 | 4 | Comp Air - Motor practices-1 (100+ HP) | Industrial | 0.0015742 | 0.0025492 | 0.018479
1798 | 5 | Comp Air - Motor practices-1 (100+ HP) | Industrial | 0.0018541 | 0.0014621 | 0.013922
1799 | 6 | Comp Air - Motor practices-1 (100+ HP) | Industrial | 0.0040233 | 0.0032037 | 0.042713
1800 | 7 | Comp Air - Motor practices-1 (100+ HP) | Industrial | 0.0059162 | 0.0051283 | 0.065349
1801 | 8 | Comp Air - Motor practices-1 (100+ HP) | Industrial | 0.0026917 | 0.002397 | 0.01926
1802 | 9 | Comp Air - Motor practices-1 (100+ HP) | Industrial | 0.0062511 | 0.0058443 | 0.053103
1803 | 10 | Comp Air - Motor practices-1 (100+ HP) | Industrial | 0.0011329 | 0.0017985 | 0.0086404
1804 | 11 | Comp Air - Motor practices-1 (100+ HP) | Industrial | 0.0098286 | 0.013247 | 0.075496
1805 | 12 | Comp Air - Motor practices-1 (100+ HP) | Industrial | 0.0046288 | 0.0026301 | 0.020378
1806 | 13 | Comp Air - Motor practices-1 (100+ HP) | Industrial | 0.0094539 | 0.0088528 | 0.072982
1807 | 14 | Comp Air - Motor practices-1 (100+ HP) | Industrial | 0.0043173 | 0.0040837 | 0.027399
1808 | 15 | Comp Air - Motor practices-1 (100+ HP) | Industrial | 0.001471 | 0.0013588 | 0.011449
1809 | 16 | Comp Air - Motor practices-1 (100+ HP) | Industrial | 0.0016391 | 0.0015724 | 0.013795
1810 | 1 | Comp Air - Motor practices-1 (1-5 HP) | Industrial | 0.0062215 | 0.0055819 | 0.045755
1811 | 2 | Comp Air - Motor practices-1 (1-5 HP) | Industrial | 0.00037886 | 0.00045944 | 0.0014958
1812 | 3 | Comp Air - Motor practices-1 (1-5 HP) | Industrial | 0.0003105 | 0.00032406 | 0.0018861
1813 | 4 | Comp Air - Motor practices-1 (1-5 HP) | Industrial | 0.00040066 | 0.00064882 | 0.0047032
1814 | 5 | Comp Air - Motor practices-1 (1-5 HP) | Industrial | 0.00047189 | 0.00037212 | 0.0035433
1815 | 6 | Comp Air - Motor practices-1 (1-5 HP) | Industrial | 0.001024 | 0.0008154 | 0.010871
1816 | 7 | Comp Air - Motor practices-1 (1-5 HP) | Industrial | 0.001502 | 0.001302 | 0.016591
1817 | 8 | Comp Air - Motor practices-1 (1-5 HP) | Industrial | 0.00068509 | 0.00061008 | 0.0049021
1818 | 9 | Comp Air - Motor practices-1 (1-5 HP) | Industrial | 0.001591 | 0.0014875 | 0.013516
1819 | 10 | Comp Air - Motor practices-1 (1-5 HP) | Industrial | 0.00028834 | 0.00045776 | 0.0021991
1820 | 11 | Comp Air - Motor practices-1 (1-5 HP) | Industrial | 0.0025016 | 0.0033717 | 0.019215
1821 | 12 | Comp Air - Motor practices-1 (1-5 HP) | Industrial | 0.0011781 | 0.0006694 | 0.0051866
1822 | 13 | Comp Air - Motor practices-1 (1-5 HP) | Industrial | 0.0024062 | 0.0022532 | 0.018575
1823 | 14 | Comp Air - Motor practices-1 (1-5 HP) | Industrial | 0.0010988 | 0.0010394 | 0.0069736
1824 | 15 | Comp Air - Motor practices-1 (1-5 HP) | Industrial | 0.0003744 | 0.00034583 | 0.002914
1825 | 16 | Comp Air - Motor practices-1 (1-5 HP) | Industrial | 0.00041718 | 0.00040022 | 0.003511
1826 | 1 | Comp Air - Motor practices-1 (6-100 HP) | Industrial | 0.023336 | 0.020937 | 0.17162
1827 | 2 | Comp Air - Motor practices-1 (6-100 HP) | Industrial | 0.0014211 | 0.0017233 | 0.0056104
1828 | 3 | Comp Air - Motor practices-1 (6-100 HP) | Industrial | 0.0011646 | 0.0012155 | 0.0070745
1829 | 4 | Comp Air - Motor practices-1 (6-100 HP) | Industrial | 0.0015028 | 0.0024336 | 0.017641
1830 | 5 | Comp Air - Motor practices-1 (6-100 HP) | Industrial | 0.00177 | 0.0013958 | 0.013291
1831 | 6 | Comp Air - Motor practices-1 (6-100 HP) | Industrial | 0.0038409 | 0.0030585 | 0.040777
1832 | 7 | Comp Air - Motor practices-1 (6-100 HP) | Industrial | 0.005648 | 0.0048959 | 0.062387
1833 | 8 | Comp Air - Motor practices-1 (6-100 HP) | Industrial | 0.0025697 | 0.0022884 | 0.018387
1834 | 9 | Comp Air - Motor practices-1 (6-100 HP) | Industrial | 0.0059678 | 0.0055793 | 0.050696
1835 | 10 | Comp Air - Motor practices-1 (6-100 HP) | Industrial | 0.0010815 | 0.001717 | 0.0082487
1836 | 11 | Comp Air - Motor practices-1 (6-100 HP) | Industrial | 0.0093831 | 0.012647 | 0.072074
1837 | 12 | Comp Air - Motor practices-1 (6-100 HP) | Industrial | 0.004419 | 0.0025108 | 0.019454
1838 | 13 | Comp Air - Motor practices-1 (6-100 HP) | Industrial | 0.0090254 | 0.0084515 | 0.069674
1839 | 14 | Comp Air - Motor practices-1 (6-100 HP) | Industrial | 0.0041216 | 0.0038986 | 0.026157
1840 | 15 | Comp Air - Motor practices-1 (6-100 HP) | Industrial | 0.0014043 | 0.0012972 | 0.01093
1841 | 16 | Comp Air - Motor practices-1 (6-100 HP) | Industrial | 0.0015648 | 0.0015012 | 0.013169
1842 | 1 | Comp Air - Replace 100+ HP motor | Industrial | 0.019189 | 0.017216 | 0.14112
1843 | 2 | Comp Air - Replace 100+ HP motor | Industrial | 0.0011685 | 0.001417 | 0.0046132
1844 | 3 | Comp Air - Replace 100+ HP motor | Industrial | 0.00095764 | 0.00099947 | 0.0058171
1845 | 4 | Comp Air - Replace 100+ HP motor | Industrial | 0.0012357 | 0.0020011 | 0.014506
1846 | 5 | Comp Air - Replace 100+ HP motor | Industrial | 0.0014554 | 0.0011477 | 0.010928
1847 | 6 | Comp Air - Replace 100+ HP motor | Industrial | 0.0031582 | 0.0025149 | 0.033529
1848 | 7 | Comp Air - Replace 100+ HP motor | Industrial | 0.0046325 | 0.0040155 | 0.051169
1849 | 8 | Comp Air - Replace 100+ HP motor | Industrial | 0.002113 | 0.0018816 | 0.015119
1850 | 9 | Comp Air - Replace 100+ HP motor | Industrial | 0.0049071 | 0.0045877 | 0.041685
1851 | 10 | Comp Air - Replace 100+ HP motor | Industrial | 0.0008893 | 0.0014118 | 0.0067826
1852 | 11 | Comp Air - Replace 100+ HP motor | Industrial | 0.0077153 | 0.010399 | 0.059264
1853 | 12 | Comp Air - Replace 100+ HP motor | Industrial | 0.0036335 | 0.0020646 | 0.015996
1854 | 13 | Comp Air - Replace 100+ HP motor | Industrial | 0.0074212 | 0.0069494 | 0.05729
1855 | 14 | Comp Air - Replace 100+ HP motor | Industrial | 0.003389 | 0.0032057 | 0.021508
1856 | 15 | Comp Air - Replace 100+ HP motor | Industrial | 0.0011547 | 0.0010666 | 0.0089875
1857 | 16 | Comp Air - Replace 100+ HP motor | Industrial | 0.0012867 | 0.0012343 | 0.010829
1858 | 1 | Comp Air - Replace 1-5 HP motor | Industrial | 0.0033642 | 0.0030184 | 0.024742
1859 | 2 | Comp Air - Replace 1-5 HP motor | Industrial | 0.00020487 | 0.00024844 | 0.00080882
1860 | 3 | Comp Air - Replace 1-5 HP motor | Industrial | 0.0001679 | 0.00017523 | 0.0010199
1861 | 4 | Comp Air - Replace 1-5 HP motor | Industrial | 0.00021666 | 0.00035084 | 0.0025432
1862 | 5 | Comp Air - Replace 1-5 HP motor | Industrial | 0.00025517 | 0.00020122 | 0.001916
1863 | 6 | Comp Air - Replace 1-5 HP motor | Industrial | 0.00055372 | 0.00044092 | 0.0058785
1864 | 7 | Comp Air - Replace 1-5 HP motor | Industrial | 0.00081219 | 0.00070403 | 0.0089713
1865 | 8 | Comp Air - Replace 1-5 HP motor | Industrial | 0.00037046 | 0.0003299 | 0.0026508
1866 | 9 | Comp Air - Replace 1-5 HP motor | Industrial | 0.00086033 | 0.00080434 | 0.0073085
1867 | 10 | Comp Air - Replace 1-5 HP motor | Industrial | 0.00015592 | 0.00024753 | 0.0011892
1868 | 11 | Comp Air - Replace 1-5 HP motor | Industrial | 0.0013527 | 0.0018232 | 0.01039
1869 | 12 | Comp Air - Replace 1-5 HP motor | Industrial | 0.00063705 | 0.00036197 | 0.0028046
1870 | 13 | Comp Air - Replace 1-5 HP motor | Industrial | 0.0013011 | 0.0012184 | 0.010044
1871 | 14 | Comp Air - Replace 1-5 HP motor | Industrial | 0.00059419 | 0.00056204 | 0.0037709
1872 | 15 | Comp Air - Replace 1-5 HP motor | Industrial | 0.00020245 | 0.00018701 | 0.0015757
1873 | 16 | Comp Air - Replace 1-5 HP motor | Industrial | 0.00022559 | 0.00021641 | 0.0018985
1874 | 1 | Comp Air - Replace 6-100 HP motor | Industrial | 0.020975 | 0.018819 | 0.15426
1875 | 2 | Comp Air - Replace 6-100 HP motor | Industrial | 0.0012773 | 0.0015489 | 0.0050428
1876 | 3 | Comp Air - Replace 6-100 HP motor | Industrial | 0.0010468 | 0.0010925 | 0.0063587
1877 | 4 | Comp Air - Replace 6-100 HP motor | Industrial | 0.0013508 | 0.0021874 | 0.015856
1878 | 5 | Comp Air - Replace 6-100 HP motor | Industrial | 0.0015909 | 0.0012546 | 0.011946
1879 | 6 | Comp Air - Replace 6-100 HP motor | Industrial | 0.0034523 | 0.002749 | 0.036651
1880 | 7 | Comp Air - Replace 6-100 HP motor | Industrial | 0.0050638 | 0.0043894 | 0.055934
1881 | 8 | Comp Air - Replace 6-100 HP motor | Industrial | 0.0023097 | 0.0020568 | 0.016527
1882 | 9 | Comp Air - Replace 6-100 HP motor | Industrial | 0.0053639 | 0.0050148 | 0.045567
1883 | 10 | Comp Air - Replace 6-100 HP motor | Industrial | 0.0009721 | 0.0015433 | 0.0074141
1884 | 11 | Comp Air - Replace 6-100 HP motor | Industrial | 0.0084337 | 0.011367 | 0.064782
1885 | 12 | Comp Air - Replace 6-100 HP motor | Industrial | 0.0039719 | 0.0022568 | 0.017486
1886 | 13 | Comp Air - Replace 6-100 HP motor | Industrial | 0.0081122 | 0.0075964 | 0.062624
1887 | 14 | Comp Air - Replace 6-100 HP motor | Industrial | 0.0037046 | 0.0035042 | 0.023511
1888 | 15 | Comp Air - Replace 6-100 HP motor | Industrial | 0.0012622 | 0.0011659 | 0.0098243
1889 | 16 | Comp Air - Replace 6-100 HP motor | Industrial | 0.0014065 | 0.0013493 | 0.011837
1890 | 1 | Compressed Air - Controls | Industrial | 0.093685 | 0.084054 | 0.68899
1891 | 2 | Compressed Air - Controls | Industrial | 0.005705 | 0.0069183 | 0.022523
1892 | 3 | Compressed Air - Controls | Industrial | 0.0046755 | 0.0048798 | 0.028401
1893 | 4 | Compressed Air - Controls | Industrial | 0.0060333 | 0.00977 | 0.070821
1894 | 5 | Compressed Air - Controls | Industrial | 0.0071059 | 0.0056035 | 0.053356
1895 | 6 | Compressed Air - Controls | Industrial | 0.01542 | 0.012279 | 0.1637
1896 | 7 | Compressed Air - Controls | Industrial | 0.022965 | 0.019907 | 0.25367
1897 | 8 | Compressed Air - Controls | Industrial | 0.010316 | 0.0091868 | 0.073817
1898 | 9 | Compressed Air - Controls | Industrial | 0.023958 | 0.022399 | 0.20352
1899 | 10 | Compressed Air - Controls | Industrial | 0.0043419 | 0.0068931 | 0.033115
1900 | 11 | Compressed Air - Controls | Industrial | 0.037669 | 0.050772 | 0.28935
1901 | 12 | Compressed Air - Controls | Industrial | 0.01774 | 0.01008 | 0.0781
1902 | 13 | Compressed Air - Controls | Industrial | 0.036233 | 0.033929 | 0.27971
1903 | 14 | Compressed Air - Controls | Industrial | 0.016546 | 0.015651 | 0.10501
1904 | 15 | Compressed Air - Controls | Industrial | 0.0056378 | 0.0052076 | 0.04388
1905 | 16 | Compressed Air - Controls | Industrial | 0.006282 | 0.0060265 | 0.052869
1906 | 1 | Compressed Air - System Optimization | Industrial | 0.36829 | 0.33043 | 2.7085
1907 | 2 | Compressed Air - System Optimization | Industrial | 0.022427 | 0.027197 | 0.088543
1908 | 3 | Compressed Air - System Optimization | Industrial | 0.01838 | 0.019183 | 0.11165
1909 | 4 | Compressed Air - System Optimization | Industrial | 0.023718 | 0.038407 | 0.27841
1910 | 5 | Compressed Air - System Optimization | Industrial | 0.027934 | 0.022028 | 0.20975
1911 | 6 | Compressed Air - System Optimization | Industrial | 0.060617 | 0.048269 | 0.64354
1912 | 7 | Compressed Air - System Optimization | Industrial | 0.090279 | 0.078257 | 0.99721
1913 | 8 | Compressed Air - System Optimization | Industrial | 0.040555 | 0.036115 | 0.29019
1914 | 9 | Compressed Air - System Optimization | Industrial | 0.094182 | 0.088052 | 0.80008
1915 | 10 | Compressed Air - System Optimization | Industrial | 0.017069 | 0.027098 | 0.13018
1916 | 11 | Compressed Air - System Optimization | Industrial | 0.14808 | 0.19959 | 1.1375
1917 | 12 | Compressed Air - System Optimization | Industrial | 0.069739 | 0.039626 | 0.30702
1918 | 13 | Compressed Air - System Optimization | Industrial | 0.14244 | 0.13338 | 1.0996
1919 | 14 | Compressed Air - System Optimization | Industrial | 0.065047 | 0.061528 | 0.41281
1920 | 15 | Compressed Air - System Optimization | Industrial | 0.022163 | 0.020472 | 0.1725
1921 | 16 | Compressed Air - System Optimization | Industrial | 0.024695 | 0.023691 | 0.20784
1922 | 1 | Compressed Air- Sizing | Industrial | 0.15099 | 0.13546 | 1.1104
1923 | 2 | Compressed Air- Sizing | Industrial | 0.0091943 | 0.01115 | 0.036299
1924 | 3 | Compressed Air- Sizing | Industrial | 0.0075352 | 0.0078644 | 0.045772
1925 | 4 | Compressed Air- Sizing | Industrial | 0.0097234 | 0.015746 | 0.11414
1926 | 5 | Compressed Air- Sizing | Industrial | 0.011452 | 0.0090308 | 0.08599
1927 | 6 | Compressed Air- Sizing | Industrial | 0.024851 | 0.019788 | 0.26383
1928 | 7 | Compressed Air- Sizing | Industrial | 0.037011 | 0.032082 | 0.40882
1929 | 8 | Compressed Air- Sizing | Industrial | 0.016626 | 0.014806 | 0.11897
1930 | 9 | Compressed Air- Sizing | Industrial | 0.038611 | 0.036098 | 0.328
1931 | 10 | Compressed Air- Sizing | Industrial | 0.0069975 | 0.011109 | 0.053369
1932 | 11 | Compressed Air- Sizing | Industrial | 0.060709 | 0.081826 | 0.46632
1933 | 12 | Compressed Air- Sizing | Industrial | 0.028591 | 0.016245 | 0.12587
1934 | 13 | Compressed Air- Sizing | Industrial | 0.058394 | 0.054681 | 0.45079
1935 | 14 | Compressed Air- Sizing | Industrial | 0.026667 | 0.025224 | 0.16924
1936 | 15 | Compressed Air- Sizing | Industrial | 0.009086 | 0.0083927 | 0.070719
1937 | 16 | Compressed Air- Sizing | Industrial | 0.010124 | 0.0097125 | 0.085206
1938 | 1 | Compressed Air-O&M | Industrial | 0.50197 | 0.45037 | 3.6917
1939 | 2 | Compressed Air-O&M | Industrial | 0.030568 | 0.037069 | 0.12068
1940 | 3 | Compressed Air-O&M | Industrial | 0.025052 | 0.026146 | 0.15218
1941 | 4 | Compressed Air-O&M | Industrial | 0.032327 | 0.052349 | 0.37947
1942 | 5 | Compressed Air-O&M | Industrial | 0.038074 | 0.030024 | 0.28588
1943 | 6 | Compressed Air-O&M | Industrial | 0.08262 | 0.065789 | 0.87713
1944 | 7 | Compressed Air-O&M | Industrial | 0.12305 | 0.10666 | 1.3592
1945 | 8 | Compressed Air-O&M | Industrial | 0.055275 | 0.049223 | 0.39552
1946 | 9 | Compressed Air-O&M | Industrial | 0.12837 | 0.12001 | 1.0905
1947 | 10 | Compressed Air-O&M | Industrial | 0.023264 | 0.036934 | 0.17743
1948 | 11 | Compressed Air-O&M | Industrial | 0.20183 | 0.27204 | 1.5503
1949 | 12 | Compressed Air-O&M | Industrial | 0.095053 | 0.054009 | 0.41847
1950 | 13 | Compressed Air-O&M | Industrial | 0.19414 | 0.1818 | 1.4987
1951 | 14 | Compressed Air-O&M | Industrial | 0.088657 | 0.083861 | 0.56265
1952 | 15 | Compressed Air-O&M | Industrial | 0.030208 | 0.027903 | 0.23511
1953 | 16 | Compressed Air-O&M | Industrial | 0.033659 | 0.032291 | 0.28328
1954 | 1 | Cool Roof - Chiller | Industrial | 0.067087 | 0.0030095 | 0.3947
1955 | 2 | Cool Roof - Chiller | Industrial | 0.026997 | 0.0016369 | 0.085267
1956 | 3 | Cool Roof - Chiller | Industrial | 0.0076903 | 0.00040131 | 0.037371
1957 | 4 | Cool Roof - Chiller | Industrial | 0.0044179 | 0.00035771 | 0.041487
1958 | 5 | Cool Roof - Chiller | Industrial | 0.030795 | 0.0012142 | 0.18498
1959 | 6 | Cool Roof - Chiller | Industrial | 0.015216 | 0.00060581 | 0.12923
1960 | 7 | Cool Roof - Chiller | Industrial | 0.0026999 | 0.00011702 | 0.023858
1961 | 8 | Cool Roof - Chiller | Industrial | 0.020244 | 0.0009014 | 0.11589
1962 | 9 | Cool Roof - Chiller | Industrial | 0.016606 | 0.00077626 | 0.11285
1963 | 10 | Cool Roof - Chiller | Industrial | 0.0025265 | 0.00020055 | 0.015415
1964 | 11 | Cool Roof - Chiller | Industrial | 0.021219 | 0.00143 | 0.13039
1965 | 12 | Cool Roof - Chiller | Industrial | 0.014719 | 0.00041818 | 0.051841
1966 | 13 | Cool Roof - Chiller | Industrial | 0.063962 | 0.0029948 | 0.39502
1967 | 14 | Cool Roof - Chiller | Industrial | 0.014116 | 0.00066763 | 0.07167
1968 | 15 | Cool Roof - Chiller | Industrial | 0.0074072 | 0.0003421 | 0.046122
1969 | 16 | Cool Roof - Chiller | Industrial | 0.0071567 | 0.00034328 | 0.048185
1970 | 1 | Cool Roof - DX | Industrial | 0.10523 | 0 | 0.61912
1971 | 2 | Cool Roof - DX | Industrial | 0.024761 | 0 | 0.078206
1972 | 3 | Cool Roof - DX | Industrial | 0.0099214 | 0 | 0.048213
1973 | 4 | Cool Roof - DX | Industrial | 0.0077343 | 0 | 0.072631
1974 | 5 | Cool Roof - DX | Industrial | 0.021629 | 0 | 0.12992
1975 | 6 | Cool Roof - DX | Industrial | 0.020236 | 0 | 0.17186
1976 | 7 | Cool Roof - DX | Industrial | 0.0041867 | 0 | 0.036996
1977 | 8 | Cool Roof - DX | Industrial | 0.032779 | 0 | 0.18764
1978 | 9 | Cool Roof - DX | Industrial | 0.026958 | 0 | 0.1832
1979 | 10 | Cool Roof - DX | Industrial | 0.0029344 | 0 | 0.017904
1980 | 11 | Cool Roof - DX | Industrial | 0.026303 | 0 | 0.16164
1981 | 12 | Cool Roof - DX | Industrial | 0.02283 | 0 | 0.080407
1982 | 13 | Cool Roof - DX | Industrial | 0.074472 | 0 | 0.45993
1983 | 14 | Cool Roof - DX | Industrial | 0.015182 | 0 | 0.07708
1984 | 15 | Cool Roof - DX | Industrial | 0.013532 | 0 | 0.08426
1985 | 16 | Cool Roof - DX | Industrial | 0.0090962 | 0 | 0.061243
1986 | 8 | Direct drive Extruders | Industrial | 0.15315 | 0.13638 | 1.0958
1987 | 3 | Drives - EE motor | Industrial | 0.024138 | 0.025192 | 0.14662
1988 | 4 | Drives - EE motor | Industrial | 0.039413 | 0.063824 | 0.46265
1989 | 9 | Drives - EE motor | Industrial | 0.03737 | 0.034938 | 0.31746
1990 | 11 | Drives - Optimization process (M&T) | Industrial | 0.06348 | 0.085561 | 0.48761
1991 | 12 | Drives - Optimization process (M&T) | Industrial | 0.020576 | 0.011691 | 0.090586
1992 | 14 | Drives - Optimization process (M&T) | Industrial | 0.011751 | 0.011115 | 0.074577
1993 | 15 | Drives - Optimization process (M&T) | Industrial | 0.0074115 | 0.006846 | 0.057686
1994 | 10 | Drives - Process Control | Industrial | 0.015811 | 0.025101 | 0.12059
1995 | 6 | Drives - Process Controls (batch + site) | Industrial | 0.19341 | 0.15401 | 2.0533
1996 | 9 | Drives - Process Controls (batch + site) | Industrial | 0.032718 | 0.030588 | 0.27794
1997 | 10 | Drives - Process Controls (batch + site) | Industrial | 0.015406 | 0.024458 | 0.1175
1998 | 11 | Drives - Scheduling | Industrial | 0.0036488 | 0.026904 | 0.15332
1999 | 12 | Drives - Scheduling | Industrial | 0.0011826 | 0.0036759 | 0.028481
2000 | 13 | Drives - Scheduling | Industrial | 0.0015076 | 0.007723 | 0.063668
2001 | 14 | Drives - Scheduling | Industrial | 0.00083665 | 0.0043293 | 0.029047
2002 | 15 | Drives - Scheduling | Industrial | 0.00042601 | 0.0021527 | 0.018139
2003 | 16 | Drives - Scheduling | Industrial | 0.00055818 | 0.0029293 | 0.025698
2004 | 2 | Drying (UV/IR) | Industrial | 0.021381 | 0.045246 | 0.1473
2005 | 1 | Duct/Pipe Insulation | Industrial | 0.048719 | 0 | 0.28664
2006 | 2 | Duct/Pipe Insulation | Industrial | 0.011587 | 0 | 0.036597
2007 | 3 | Duct/Pipe Insulation | Industrial | 0.0045858 | 0 | 0.022285
2008 | 4 | Duct/Pipe Insulation | Industrial | 0.0035485 | 0 | 0.033323
2009 | 5 | Duct/Pipe Insulation | Industrial | 0.010537 | 0 | 0.063297
2010 | 6 | Duct/Pipe Insulation | Industrial | 0.0098817 | 0 | 0.083926
2011 | 7 | Duct/Pipe Insulation | Industrial | 0.002017 | 0 | 0.017824
2012 | 8 | Duct/Pipe Insulation | Industrial | 0.015447 | 0 | 0.088426
2013 | 9 | Duct/Pipe Insulation | Industrial | 0.012567 | 0 | 0.085406
2014 | 10 | Duct/Pipe Insulation | Industrial | 0.001426 | 0 | 0.0087009
2015 | 11 | Duct/Pipe Insulation | Industrial | 0.012674 | 0 | 0.077879
2016 | 12 | Duct/Pipe Insulation | Industrial | 0.010786 | 0 | 0.037988
2017 | 13 | Duct/Pipe Insulation | Industrial | 0.035504 | 0 | 0.21927
2018 | 14 | Duct/Pipe Insulation | Industrial | 0.0072534 | 0 | 0.036826
2019 | 15 | Duct/Pipe Insulation | Industrial | 0.0064885 | 0 | 0.040401
2020 | 16 | Duct/Pipe Insulation | Industrial | 0.0043317 | 0 | 0.029165
2021 | 1 | Duct/Pipe Insulation - Chiller | Industrial | 0.032368 | 0.001452 | 0.19043
2022 | 2 | Duct/Pipe Insulation - Chiller | Industrial | 0.013025 | 0.00078978 | 0.04114
2023 | 3 | Duct/Pipe Insulation - Chiller | Industrial | 0.0037104 | 0.00019362 | 0.018031
2024 | 4 | Duct/Pipe Insulation - Chiller | Industrial | 0.0021315 | 0.00017259 | 0.020017
2025 | 5 | Duct/Pipe Insulation - Chiller | Industrial | 0.014858 | 0.00058583 | 0.089251
2026 | 6 | Duct/Pipe Insulation - Chiller | Industrial | 0.0073413 | 0.00029229 | 0.06235
2027 | 7 | Duct/Pipe Insulation - Chiller | Industrial | 0.0013026 | 5.6458e-05 | 0.011511
2028 | 8 | Duct/Pipe Insulation - Chiller | Industrial | 0.0097675 | 0.00043491 | 0.055912
2029 | 9 | Duct/Pipe Insulation - Chiller | Industrial | 0.008012 | 0.00037453 | 0.054449
2030 | 10 | Duct/Pipe Insulation - Chiller | Industrial | 0.001219 | 9.6761e-05 | 0.0074376
2031 | 11 | Duct/Pipe Insulation - Chiller | Industrial | 0.010238 | 0.00068994 | 0.06291
2032 | 12 | Duct/Pipe Insulation - Chiller | Industrial | 0.0071018 | 0.00020176 | 0.025012
2033 | 13 | Duct/Pipe Insulation - Chiller | Industrial | 0.03086 | 0.0014449 | 0.19059
2034 | 14 | Duct/Pipe Insulation - Chiller | Industrial | 0.0068108 | 0.00032211 | 0.034579
2035 | 15 | Duct/Pipe Insulation - Chiller | Industrial | 0.0035738 | 0.00016506 | 0.022253
2036 | 16 | Duct/Pipe Insulation - Chiller | Industrial | 0.0034529 | 0.00016563 | 0.023248
2037 | 1 | DX Coil Cleaning | Industrial | 0.030953 | 0 | 0.18211
2038 | 2 | DX Coil Cleaning | Industrial | 0.0081389 | 0 | 0.025706
2039 | 3 | DX Coil Cleaning | Industrial | 0.0028718 | 0 | 0.013955
2040 | 4 | DX Coil Cleaning | Industrial | 0.0020923 | 0 | 0.019648
2041 | 5 | DX Coil Cleaning | Industrial | 0.013345 | 0 | 0.08016
2042 | 6 | DX Coil Cleaning | Industrial | 0.01319 | 0 | 0.11203
2043 | 7 | DX Coil Cleaning | Industrial | 0.0020658 | 0 | 0.018254
2044 | 8 | DX Coil Cleaning | Industrial | 0.0117 | 0 | 0.066973
2045 | 9 | DX Coil Cleaning | Industrial | 0.0085047 | 0 | 0.057797
2046 | 10 | DX Coil Cleaning | Industrial | 0.0017139 | 0 | 0.010457
2047 | 11 | DX Coil Cleaning | Industrial | 0.013 | 0 | 0.079887
2048 | 12 | DX Coil Cleaning | Industrial | 0.0084072 | 0 | 0.02961
2049 | 13 | DX Coil Cleaning | Industrial | 0.03103 | 0 | 0.19164
2050 | 14 | DX Coil Cleaning | Industrial | 0.0065318 | 0 | 0.033163
2051 | 15 | DX Coil Cleaning | Industrial | 0.0061596 | 0 | 0.038353
2052 | 16 | DX Coil Cleaning | Industrial | 0.0037298 | 0 | 0.025112
2053 | 1 | DX Packaged System, EER=10.9, 10 tons | Industrial | 0.048787 | 0 | 0.57407
2054 | 2 | DX Packaged System, EER=10.9, 10 tons | Industrial | 0.012827 | 0 | 0.081027
2055 | 3 | DX Packaged System, EER=10.9, 10 tons | Industrial | 0.0045263 | 0 | 0.043991
2056 | 4 | DX Packaged System, EER=10.9, 10 tons | Industrial | 0.0032978 | 0 | 0.061938
2057 | 5 | DX Packaged System, EER=10.9, 10 tons | Industrial | 0.021033 | 0 | 0.25269
2058 | 6 | DX Packaged System, EER=10.9, 10 tons | Industrial | 0.02079 | 0 | 0.35315
2059 | 7 | DX Packaged System, EER=10.9, 10 tons | Industrial | 0.003256 | 0 | 0.057545
2060 | 8 | DX Packaged System, EER=10.9, 10 tons | Industrial | 0.018441 | 0 | 0.21112
2061 | 9 | DX Packaged System, EER=10.9, 10 tons | Industrial | 0.013405 | 0 | 0.1822
2062 | 10 | DX Packaged System, EER=10.9, 10 tons | Industrial | 0.0027013 | 0 | 0.032964
2063 | 11 | DX Packaged System, EER=10.9, 10 tons | Industrial | 0.02049 | 0 | 0.25183
2064 | 12 | DX Packaged System, EER=10.9, 10 tons | Industrial | 0.01325 | 0 | 0.093334
2065 | 13 | DX Packaged System, EER=10.9, 10 tons | Industrial | 0.048908 | 0 | 0.6041
2066 | 14 | DX Packaged System, EER=10.9, 10 tons | Industrial | 0.010295 | 0 | 0.10454
2067 | 15 | DX Packaged System, EER=10.9, 10 tons | Industrial | 0.0097085 | 0 | 0.1209
2068 | 16 | DX Packaged System, EER=10.9, 10 tons | Industrial | 0.0058788 | 0 | 0.079161
2069 | 1 | DX Tune Up/ Advanced Diagnostics | Industrial | 0.015698 | 0 | 0.092356
2070 | 2 | DX Tune Up/ Advanced Diagnostics | Industrial | 0.0041401 | 0 | 0.013076
2071 | 3 | DX Tune Up/ Advanced Diagnostics | Industrial | 0.0014557 | 0 | 0.0070742
2072 | 4 | DX Tune Up/ Advanced Diagnostics | Industrial | 0.0010584 | 0 | 0.0099391
2073 | 5 | DX Tune Up/ Advanced Diagnostics | Industrial | 0.0068675 | 0 | 0.041253
2074 | 6 | DX Tune Up/ Advanced Diagnostics | Industrial | 0.0067927 | 0 | 0.057691
2075 | 7 | DX Tune Up/ Advanced Diagnostics | Industrial | 0.0010596 | 0 | 0.0093636
2076 | 8 | DX Tune Up/ Advanced Diagnostics | Industrial | 0.0059634 | 0 | 0.034136
2077 | 9 | DX Tune Up/ Advanced Diagnostics | Industrial | 0.0043215 | 0 | 0.029369
2078 | 10 | DX Tune Up/ Advanced Diagnostics | Industrial | 0.00088136 | 0 | 0.0053776
2079 | 11 | DX Tune Up/ Advanced Diagnostics | Industrial | 0.0066687 | 0 | 0.040979
2080 | 12 | DX Tune Up/ Advanced Diagnostics | Industrial | 0.0042882 | 0 | 0.015103
2081 | 13 | DX Tune Up/ Advanced Diagnostics | Industrial | 0.015869 | 0 | 0.098001
2082 | 14 | DX Tune Up/ Advanced Diagnostics | Industrial | 0.0033424 | 0 | 0.01697
2083 | 15 | DX Tune Up/ Advanced Diagnostics | Industrial | 0.0031552 | 0 | 0.019646
2084 | 16 | DX Tune Up/ Advanced Diagnostics | Industrial | 0.0019068 | 0 | 0.012838
2085 | 11 | Efficient Curing ovens | Industrial | 0.14042 | 0.18926 | 1.0786
2086 | 12 | Efficient Curing ovens | Industrial | 0.010457 | 0.0059418 | 0.046037
2087 | 13 | Efficient Curing ovens | Industrial | 0.059382 | 0.055606 | 0.45841
2088 | 14 | Efficient Curing ovens | Industrial | 0.013704 | 0.012963 | 0.086973
2089 | 15 | Efficient Curing ovens | Industrial | 0.0085818 | 0.0079269 | 0.066794
2090 | 16 | Efficient Curing ovens | Industrial | 0.0071155 | 0.0068262 | 0.059884
2091 | 7 | Efficient desalter | Industrial | 0.0015469 | 0.0013409 | 0.017087
2092 | 5 | Efficient drives | Industrial | 0.027993 | 0.022075 | 0.21019
2093 | 10 | Efficient drives - rolling | Industrial | 0.018983 | 0.030138 | 0.14478
2094 | 10 | Efficient electric melting | Industrial | 0.038541 | 0.061187 | 0.29395
2095 | 9 | Efficient grinding | Industrial | 0.1722 | 0.161 | 1.4629
2096 | 16 | Efficient Machinery | Industrial | 0.0022167 | 0.0021265 | 0.018656
2097 | 5 | Efficient practices printing press | Industrial | 0.14448 | 0.11394 | 1.0849
2098 | 5 | Efficient Printing press (fewer cylinders) | Industrial | 0.12251 | 0.096608 | 0.91989
2099 | 13 | Efficient processes (welding, etc.) | Industrial | 0.085563 | 0.080123 | 0.66053
2100 | 1 | Efficient Refrigeration - Operations | Industrial | 0.44079 | 0.23728 | 2.5934
2101 | 1 | EMS - Chiller | Industrial | 0.0010184 | 0.00022843 | 0.029959
2102 | 2 | EMS - Chiller | Industrial | 0.00040977 | 0.00012423 | 0.0064711
2103 | 3 | EMS - Chiller | Industrial | 0.00011674 | 3.046e-05 | 0.0028365
2104 | 4 | EMS - Chiller | Industrial | 6.7069e-05 | 2.7152e-05 | 0.0031492
2105 | 5 | EMS - Chiller | Industrial | 0.00046749 | 9.2162e-05 | 0.014041
2106 | 6 | EMS - Chiller | Industrial | 0.00023099 | 4.5985e-05 | 0.0098093
2107 | 7 | EMS - Chiller | Industrial | 4.0988e-05 | 8.8823e-06 | 0.001811
2108 | 8 | EMS - Chiller | Industrial | 0.00030732 | 6.8418e-05 | 0.008796
2109 | 9 | EMS - Chiller | Industrial | 0.00025209 | 5.8921e-05 | 0.0085661
2110 | 10 | EMS - Chiller | Industrial | 3.8353e-05 | 1.5222e-05 | 0.0011701
2111 | 11 | EMS - Chiller | Industrial | 0.00032211 | 0.00010854 | 0.009897
2112 | 12 | EMS - Chiller | Industrial | 0.00022343 | 3.1738e-05 | 0.0039345
2113 | 13 | EMS - Chiller | Industrial | 0.00097099 | 0.00022731 | 0.029983
2114 | 14 | EMS - Chiller | Industrial | 0.00021429 | 5.0673e-05 | 0.0054398
2115 | 15 | EMS - Chiller | Industrial | 0.00011245 | 2.5967e-05 | 0.0035008
2116 | 16 | EMS - Chiller | Industrial | 0.00010864 | 2.6057e-05 | 0.0036574
2117 | 1 | EMS Optimization - Chiller | Industrial | 0.01602 | 0.00071863 | 0.09425
2118 | 2 | EMS Optimization - Chiller | Industrial | 0.0064465 | 0.00039087 | 0.020361
2119 | 3 | EMS Optimization - Chiller | Industrial | 0.0018364 | 9.5829e-05 | 0.0089239
2120 | 4 | EMS Optimization - Chiller | Industrial | 0.0010549 | 8.5416e-05 | 0.0099067
2121 | 5 | EMS Optimization - Chiller | Industrial | 0.0073536 | 0.00028994 | 0.044172
2122 | 6 | EMS Optimization - Chiller | Industrial | 0.0036334 | 0.00014466 | 0.030859
2123 | 7 | EMS Optimization - Chiller | Industrial | 0.0006447 | 2.7942e-05 | 0.005697
2124 | 8 | EMS Optimization - Chiller | Industrial | 0.0048342 | 0.00021524 | 0.027672
2125 | 9 | EMS Optimization - Chiller | Industrial | 0.0039653 | 0.00018536 | 0.026948
2126 | 10 | EMS Optimization - Chiller | Industrial | 0.00060329 | 4.7889e-05 | 0.003681
2127 | 11 | EMS Optimization - Chiller | Industrial | 0.0050668 | 0.00034146 | 0.031136
2128 | 12 | EMS Optimization - Chiller | Industrial | 0.0035148 | 9.9856e-05 | 0.012379
2129 | 13 | EMS Optimization - Chiller | Industrial | 0.015273 | 0.00071512 | 0.094326
2130 | 14 | EMS Optimization - Chiller | Industrial | 0.0033708 | 0.00015942 | 0.017114
2131 | 15 | EMS Optimization - Chiller | Industrial | 0.0017688 | 8.169e-05 | 0.011013
2132 | 16 | EMS Optimization - Chiller | Industrial | 0.0017089 | 8.1972e-05 | 0.011506
2133 | 8 | Extruders/injection Moulding-multipump | Industrial | 0.29808 | 0.26544 | 2.1329
2134 | 1 | Fans - ASD (100+ hp) | Industrial | 0.013468 | 0.13362 | 1.0953
2135 | 2 | Fans - ASD (100+ hp) | Industrial | 0.0014182 | 0.019018 | 0.061917
2136 | 3 | Fans - ASD (100+ hp) | Industrial | 0.0011624 | 0.013416 | 0.078081
2137 | 4 | Fans - ASD (100+ hp) | Industrial | 0.0032179 | 0.057625 | 0.41771
2138 | 5 | Fans - ASD (100+ hp) | Industrial | 0.0017666 | 0.015406 | 0.14669
2139 | 6 | Fans - ASD (100+ hp) | Industrial | 0.0051374 | 0.045239 | 0.60314
2140 | 7 | Fans - ASD (100+ hp) | Industrial | 0.0018098 | 0.017349 | 0.22107
2141 | 8 | Fans - ASD (100+ hp) | Industrial | 0.0025647 | 0.025257 | 0.20294
2142 | 9 | Fans - ASD (100+ hp) | Industrial | 0.0073948 | 0.076454 | 0.69469
2143 | 10 | Fans - ASD (100+ hp) | Industrial | 0.0013401 | 0.023528 | 0.11303
2144 | 11 | Fans - ASD (100+ hp) | Industrial | 0.0027557 | 0.041075 | 0.23408
2145 | 12 | Fans - ASD (100+ hp) | Industrial | 0.00084357 | 0.0053006 | 0.041069
2146 | 13 | Fans - ASD (100+ hp) | Industrial | 0.0014421 | 0.014933 | 0.12311
2147 | 14 | Fans - ASD (100+ hp) | Industrial | 0.00097295 | 0.010177 | 0.068283
2148 | 15 | Fans - ASD (100+ hp) | Industrial | 0.00033575 | 0.0034296 | 0.028899
2149 | 16 | Fans - ASD (100+ hp) | Industrial | 0.00030643 | 0.0032509 | 0.02852
2150 | 1 | Fans - ASD (1-5 hp) | Industrial | 0.00075043 | 0.0074455 | 0.061031
2151 | 2 | Fans - ASD (1-5 hp) | Industrial | 7.9023e-05 | 0.0010597 | 0.0034501
2152 | 3 | Fans - ASD (1-5 hp) | Industrial | 5.7572e-05 | 0.00066447 | 0.0038673
2153 | 4 | Fans - ASD (1-5 hp) | Industrial | 0.0001793 | 0.0032109 | 0.023275
2154 | 5 | Fans - ASD (1-5 hp) | Industrial | 9.8438e-05 | 0.00085842 | 0.0081738
2155 | 6 | Fans - ASD (1-5 hp) | Industrial | 0.00028626 | 0.0025208 | 0.033608
2156 | 7 | Fans - ASD (1-5 hp) | Industrial | 9.9319e-05 | 0.00095206 | 0.012132
2157 | 8 | Fans - ASD (1-5 hp) | Industrial | 0.00014291 | 0.0014074 | 0.011308
2158 | 9 | Fans - ASD (1-5 hp) | Industrial | 0.00041205 | 0.0042601 | 0.038709
2159 | 10 | Fans - ASD (1-5 hp) | Industrial | 7.4674e-05 | 0.001311 | 0.0062982
2160 | 11 | Fans - ASD (1-5 hp) | Industrial | 0.00015355 | 0.0022887 | 0.013043
2161 | 12 | Fans - ASD (1-5 hp) | Industrial | 4.7005e-05 | 0.00029536 | 0.0022884
2162 | 13 | Fans - ASD (1-5 hp) | Industrial | 8.0354e-05 | 0.0008321 | 0.0068598
2163 | 14 | Fans - ASD (1-5 hp) | Industrial | 5.4214e-05 | 0.00056709 | 0.0038048
2164 | 15 | Fans - ASD (1-5 hp) | Industrial | 1.8709e-05 | 0.0001911 | 0.0016103
2165 | 16 | Fans - ASD (1-5 hp) | Industrial | 1.7075e-05 | 0.00018115 | 0.0015892
2166 | 1 | Fans - ASD (6-100 hp) | Industrial | 0.0082155 | 0.081511 | 0.66815
2167 | 2 | Fans - ASD (6-100 hp) | Industrial | 0.00086511 | 0.011601 | 0.03777
2168 | 3 | Fans - ASD (6-100 hp) | Industrial | 0.00070906 | 0.0081837 | 0.047631
2169 | 4 | Fans - ASD (6-100 hp) | Industrial | 0.001963 | 0.035152 | 0.25481
2170 | 5 | Fans - ASD (6-100 hp) | Industrial | 0.0010777 | 0.0093977 | 0.089484
2171 | 6 | Fans - ASD (6-100 hp) | Industrial | 0.0031339 | 0.027597 | 0.36793
2172 | 7 | Fans - ASD (6-100 hp) | Industrial | 0.001104 | 0.010583 | 0.13486
2173 | 8 | Fans - ASD (6-100 hp) | Industrial | 0.0015645 | 0.015407 | 0.1238
2174 | 9 | Fans - ASD (6-100 hp) | Industrial | 0.004511 | 0.046638 | 0.42377
2175 | 10 | Fans - ASD (6-100 hp) | Industrial | 0.00081751 | 0.014353 | 0.068951
2176 | 11 | Fans - ASD (6-100 hp) | Industrial | 0.001681 | 0.025056 | 0.14279
2177 | 12 | Fans - ASD (6-100 hp) | Industrial | 0.0005146 | 0.0032334 | 0.025053
2178 | 13 | Fans - ASD (6-100 hp) | Industrial | 0.00087969 | 0.0091096 | 0.075099
2179 | 14 | Fans - ASD (6-100 hp) | Industrial | 0.00059352 | 0.0062083 | 0.041654
2180 | 15 | Fans - ASD (6-100 hp) | Industrial | 0.00020482 | 0.0020921 | 0.017629
2181 | 16 | Fans - ASD (6-100 hp) | Industrial | 0.00018693 | 0.0019831 | 0.017398
2182 | 1 | Fans - Controls | Industrial | 0.37552 | 0.33692 | 2.7617
2183 | 2 | Fans - Controls | Industrial | 0.039548 | 0.047959 | 0.15614
2184 | 3 | Fans - Controls | Industrial | 0.02881 | 0.030069 | 0.17501
2185 | 4 | Fans - Controls | Industrial | 0.089721 | 0.14529 | 1.0532
2186 | 5 | Fans - Controls | Industrial | 0.049259 | 0.038844 | 0.36987
2187 | 6 | Fans - Controls | Industrial | 0.14324 | 0.11406 | 1.5207
2188 | 7 | Fans - Controls | Industrial | 0.049824 | 0.043189 | 0.55035
2189 | 8 | Fans - Controls | Industrial | 0.071514 | 0.063684 | 0.51171
2190 | 9 | Fans - Controls | Industrial | 0.20619 | 0.19277 | 1.7516
2191 | 10 | Fans - Controls | Industrial | 0.037368 | 0.059324 | 0.285
2192 | 11 | Fans - Controls | Industrial | 0.076839 | 0.10357 | 0.59022
2193 | 12 | Fans - Controls | Industrial | 0.023524 | 0.013366 | 0.10356
2194 | 13 | Fans - Controls | Industrial | 0.04021 | 0.037653 | 0.31041
2195 | 14 | Fans - Controls | Industrial | 0.02713 | 0.025662 | 0.17218
2196 | 15 | Fans - Controls | Industrial | 0.0093619 | 0.0086476 | 0.072866
2197 | 16 | Fans - Controls | Industrial | 0.0085444 | 0.0081969 | 0.07191
2198 | 1 | Fans - Motor practices-1 (100+ HP) | Industrial | 0.036542 | 0.032786 | 0.26874
2199 | 2 | Fans - Motor practices-1 (100+ HP) | Industrial | 0.0038484 | 0.0046669 | 0.015194
2200 | 3 | Fans - Motor practices-1 (100+ HP) | Industrial | 0.003154 | 0.0032918 | 0.019159
2201 | 4 | Fans - Motor practices-1 (100+ HP) | Industrial | 0.0087308 | 0.014138 | 0.10249
2202 | 5 | Fans - Motor practices-1 (100+ HP) | Industrial | 0.0047934 | 0.00378 | 0.035992
2203 | 6 | Fans - Motor practices-1 (100+ HP) | Industrial | 0.013939 | 0.0111 | 0.14798
2204 | 7 | Fans - Motor practices-1 (100+ HP) | Industrial | 0.0048484 | 0.0042027 | 0.053555
2205 | 8 | Fans - Motor practices-1 (100+ HP) | Industrial | 0.0069591 | 0.0061971 | 0.049795
2206 | 9 | Fans - Motor practices-1 (100+ HP) | Industrial | 0.020065 | 0.018759 | 0.17045
2207 | 10 | Fans - Motor practices-1 (100+ HP) | Industrial | 0.0036363 | 0.0057729 | 0.027733
2208 | 11 | Fans - Motor practices-1 (100+ HP) | Industrial | 0.0074773 | 0.010078 | 0.057435
2209 | 12 | Fans - Motor practices-1 (100+ HP) | Industrial | 0.0022891 | 0.0013007 | 0.010078
2210 | 13 | Fans - Motor practices-1 (100+ HP) | Industrial | 0.0039128 | 0.0036641 | 0.030206
2211 | 14 | Fans - Motor practices-1 (100+ HP) | Industrial | 0.00264 | 0.0024972 | 0.016755
2212 | 15 | Fans - Motor practices-1 (100+ HP) | Industrial | 0.00091101 | 0.0008415 | 0.0070907
2213 | 16 | Fans - Motor practices-1 (100+ HP) | Industrial | 0.00083146 | 0.00079765 | 0.0069976
2214 | 1 | Fans - Motor practices-1 (1-5 HP) | Industrial | 0.0080753 | 0.0072451 | 0.059388
2215 | 2 | Fans - Motor practices-1 (1-5 HP) | Industrial | 0.00085044 | 0.0010313 | 0.0033576
2216 | 3 | Fans - Motor practices-1 (1-5 HP) | Industrial | 0.00061954 | 0.0006466 | 0.0037633
2217 | 4 | Fans - Motor practices-1 (1-5 HP) | Industrial | 0.0019294 | 0.0031243 | 0.022648
2218 | 5 | Fans - Motor practices-1 (1-5 HP) | Industrial | 0.0010593 | 0.00083531 | 0.0079537
2219 | 6 | Fans - Motor practices-1 (1-5 HP) | Industrial | 0.0030803 | 0.0024528 | 0.032702
2220 | 7 | Fans - Motor practices-1 (1-5 HP) | Industrial | 0.0010687 | 0.00092639 | 0.011805
2221 | 8 | Fans - Motor practices-1 (1-5 HP) | Industrial | 0.0015378 | 0.0013695 | 0.011004
2222 | 9 | Fans - Motor practices-1 (1-5 HP) | Industrial | 0.0044339 | 0.0041453 | 0.037666
2223 | 10 | Fans - Motor practices-1 (1-5 HP) | Industrial | 0.00080356 | 0.0012757 | 0.0061286
2224 | 11 | Fans - Motor practices-1 (1-5 HP) | Industrial | 0.0016523 | 0.0022271 | 0.012692
2225 | 12 | Fans - Motor practices-1 (1-5 HP) | Industrial | 0.00050586 | 0.00028743 | 0.002227
2226 | 13 | Fans - Motor practices-1 (1-5 HP) | Industrial | 0.00086467 | 0.0008097 | 0.0066751
2227 | 14 | Fans - Motor practices-1 (1-5 HP) | Industrial | 0.0005834 | 0.00055184 | 0.0037025
2228 | 15 | Fans - Motor practices-1 (1-5 HP) | Industrial | 0.00020132 | 0.00018596 | 0.0015669
2229 | 16 | Fans - Motor practices-1 (1-5 HP) | Industrial | 0.00018374 | 0.00017627 | 0.0015463
2230 | 1 | Fans - Motor practices-1 (6-100 HP) | Industrial | 0.034886 | 0.031299 | 0.25656
2231 | 2 | Fans - Motor practices-1 (6-100 HP) | Industrial | 0.003674 | 0.0044553 | 0.014505
2232 | 3 | Fans - Motor practices-1 (6-100 HP) | Industrial | 0.003011 | 0.0031425 | 0.01829
2233 | 4 | Fans - Motor practices-1 (6-100 HP) | Industrial | 0.008335 | 0.013497 | 0.097841
2234 | 5 | Fans - Motor practices-1 (6-100 HP) | Industrial | 0.0045762 | 0.0036086 | 0.034361
2235 | 6 | Fans - Motor practices-1 (6-100 HP) | Industrial | 0.013307 | 0.010596 | 0.14128
2236 | 7 | Fans - Motor practices-1 (6-100 HP) | Industrial | 0.0046286 | 0.0040122 | 0.051127
2237 | 8 | Fans - Motor practices-1 (6-100 HP) | Industrial | 0.0066436 | 0.0059162 | 0.047538
2238 | 9 | Fans - Motor practices-1 (6-100 HP) | Industrial | 0.019155 | 0.017908 | 0.16272
2239 | 10 | Fans - Motor practices-1 (6-100 HP) | Industrial | 0.0034714 | 0.0055112 | 0.026476
2240 | 11 | Fans - Motor practices-1 (6-100 HP) | Industrial | 0.0071383 | 0.0096214 | 0.054831
2241 | 12 | Fans - Motor practices-1 (6-100 HP) | Industrial | 0.0021854 | 0.0012417 | 0.0096209
2242 | 13 | Fans - Motor practices-1 (6-100 HP) | Industrial | 0.0037355 | 0.003498 | 0.028837
2243 | 14 | Fans - Motor practices-1 (6-100 HP) | Industrial | 0.0025203 | 0.002384 | 0.015995
2244 | 15 | Fans - Motor practices-1 (6-100 HP) | Industrial | 0.00086972 | 0.00080335 | 0.0067692
2245 | 16 | Fans - Motor practices-1 (6-100 HP) | Industrial | 0.00079377 | 0.00076149 | 0.0066804
2246 | 1 | Fans - O&M | Industrial | 0.043897 | 0.039384 | 0.32283
2247 | 2 | Fans - O&M | Industrial | 0.004623 | 0.0056062 | 0.018252
2248 | 3 | Fans - O&M | Industrial | 0.0037888 | 0.0039543 | 0.023015
2249 | 4 | Fans - O&M | Industrial | 0.010488 | 0.016984 | 0.12311
2250 | 5 | Fans - O&M | Industrial | 0.0057582 | 0.0045408 | 0.043237
2251 | 6 | Fans - O&M | Industrial | 0.016745 | 0.013334 | 0.17777
2252 | 7 | Fans - O&M | Industrial | 0.0058989 | 0.0051133 | 0.065159
2253 | 8 | Fans - O&M | Industrial | 0.0083597 | 0.0074445 | 0.059817
2254 | 9 | Fans - O&M | Industrial | 0.024103 | 0.022534 | 0.20475
2255 | 10 | Fans - O&M | Industrial | 0.0043682 | 0.0069348 | 0.033315
2256 | 11 | Fans - O&M | Industrial | 0.0089822 | 0.012107 | 0.068995
2257 | 12 | Fans - O&M | Industrial | 0.0027499 | 0.0015625 | 0.012106
2258 | 13 | Fans - O&M | Industrial | 0.0047004 | 0.0044015 | 0.036286
2259 | 14 | Fans - O&M | Industrial | 0.0031714 | 0.0029998 | 0.020127
2260 | 15 | Fans - O&M | Industrial | 0.0010944 | 0.0010109 | 0.0085178
2261 | 16 | Fans - O&M | Industrial | 0.00099881 | 0.00095819 | 0.008406
2262 | 1 | Fans - Replace 100+ HP motor | Industrial | 0.024906 | 0.022345 | 0.18316
2263 | 2 | Fans - Replace 100+ HP motor | Industrial | 0.002623 | 0.0031808 | 0.010355
2264 | 3 | Fans - Replace 100+ HP motor | Industrial | 0.0019108 | 0.0019943 | 0.011607
2265 | 4 | Fans - Replace 100+ HP motor | Industrial | 0.0059505 | 0.0096361 | 0.069851
2266 | 5 | Fans - Replace 100+ HP motor | Industrial | 0.003267 | 0.0025763 | 0.024531
2267 | 6 | Fans - Replace 100+ HP motor | Industrial | 0.0095003 | 0.007565 | 0.10086
2268 | 7 | Fans - Replace 100+ HP motor | Industrial | 0.0032961 | 0.0028572 | 0.036409
2269 | 8 | Fans - Replace 100+ HP motor | Industrial | 0.004743 | 0.0042237 | 0.033938
2270 | 9 | Fans - Replace 100+ HP motor | Industrial | 0.013675 | 0.012785 | 0.11617
2271 | 10 | Fans - Replace 100+ HP motor | Industrial | 0.0024783 | 0.0039346 | 0.018902
2272 | 11 | Fans - Replace 100+ HP motor | Industrial | 0.0050962 | 0.0068689 | 0.039145
2273 | 12 | Fans - Replace 100+ HP motor | Industrial | 0.0015602 | 0.00088649 | 0.0068686
2274 | 13 | Fans - Replace 100+ HP motor | Industrial | 0.0026668 | 0.0024973 | 0.020587
2275 | 14 | Fans - Replace 100+ HP motor | Industrial | 0.0017993 | 0.001702 | 0.011419
2276 | 15 | Fans - Replace 100+ HP motor | Industrial | 0.00062091 | 0.00057353 | 0.0048327
2277 | 16 | Fans - Replace 100+ HP motor | Industrial | 0.00056669 | 0.00054364 | 0.0047693
2278 | 1 | Fans - Replace 1-5 HP motor | Industrial | 0.0043666 | 0.0039177 | 0.032114
2279 | 2 | Fans - Replace 1-5 HP motor | Industrial | 0.00045987 | 0.00055767 | 0.0018156
2280 | 3 | Fans - Replace 1-5 HP motor | Industrial | 0.00033501 | 0.00034964 | 0.002035
2281 | 4 | Fans - Replace 1-5 HP motor | Industrial | 0.0010433 | 0.0016895 | 0.012247
2282 | 5 | Fans - Replace 1-5 HP motor | Industrial | 0.00057279 | 0.00045169 | 0.0043009
2283 | 6 | Fans - Replace 1-5 HP motor | Industrial | 0.0016657 | 0.0013263 | 0.017683
2284 | 7 | Fans - Replace 1-5 HP motor | Industrial | 0.0005779 | 0.00050094 | 0.0063834
2285 | 8 | Fans - Replace 1-5 HP motor | Industrial | 0.00083157 | 0.00074053 | 0.0059502
2286 | 9 | Fans - Replace 1-5 HP motor | Industrial | 0.0023976 | 0.0022416 | 0.020368
2287 | 10 | Fans - Replace 1-5 HP motor | Industrial | 0.00043452 | 0.00068983 | 0.003314
2288 | 11 | Fans - Replace 1-5 HP motor | Industrial | 0.00089349 | 0.0012043 | 0.0068632
2289 | 12 | Fans - Replace 1-5 HP motor | Industrial | 0.00027354 | 0.00015542 | 0.0012042
2290 | 13 | Fans - Replace 1-5 HP motor | Industrial | 0.00046756 | 0.00043784 | 0.0036095
2291 | 14 | Fans - Replace 1-5 HP motor | Industrial | 0.00031547 | 0.0002984 | 0.0020021
2292 | 15 | Fans - Replace 1-5 HP motor | Industrial | 0.00010886 | 0.00010055 | 0.0008473
2293 | 16 | Fans - Replace 1-5 HP motor | Industrial | 9.9355e-05 | 9.5315e-05 | 0.00083617
2294 | 1 | Fans - Replace 6-100 HP motor | Industrial | 0.027225 | 0.024426 | 0.20022
2295 | 2 | Fans - Replace 6-100 HP motor | Industrial | 0.0028672 | 0.0034769 | 0.01132
2296 | 3 | Fans - Replace 6-100 HP motor | Industrial | 0.0020887 | 0.0021799 | 0.012688
2297 | 4 | Fans - Replace 6-100 HP motor | Industrial | 0.0065046 | 0.010533 | 0.076354
2298 | 5 | Fans - Replace 6-100 HP motor | Industrial | 0.0035712 | 0.0028161 | 0.026815
2299 | 6 | Fans - Replace 6-100 HP motor | Industrial | 0.010385 | 0.0082694 | 0.11025
2300 | 7 | Fans - Replace 6-100 HP motor | Industrial | 0.003603 | 0.0031232 | 0.039799
2301 | 8 | Fans - Replace 6-100 HP motor | Industrial | 0.0051846 | 0.004617 | 0.037098
2302 | 9 | Fans - Replace 6-100 HP motor | Industrial | 0.014948 | 0.013976 | 0.12699
2303 | 10 | Fans - Replace 6-100 HP motor | Industrial | 0.0027091 | 0.0043009 | 0.020662
2304 | 11 | Fans - Replace 6-100 HP motor | Industrial | 0.0055707 | 0.0075084 | 0.04279
2305 | 12 | Fans - Replace 6-100 HP motor | Industrial | 0.0017054 | 0.00096903 | 0.0075081
2306 | 13 | Fans - Replace 6-100 HP motor | Industrial | 0.0029151 | 0.0027298 | 0.022504
2307 | 14 | Fans - Replace 6-100 HP motor | Industrial | 0.0019669 | 0.0018605 | 0.012482
2308 | 15 | Fans - Replace 6-100 HP motor | Industrial | 0.00067872 | 0.00062693 | 0.0052827
2309 | 16 | Fans - Replace 6-100 HP motor | Industrial | 0.00061945 | 0.00059426 | 0.0052133
2310 | 1 | Fans - System Optimization | Industrial | 0.073837 | 0.14028 | 1.1499
2311 | 2 | Fans - System Optimization | Industrial | 0.0077755 | 0.019967 | 0.065006
2312 | 3 | Fans - System Optimization | Industrial | 0.0056647 | 0.01252 | 0.072866
2313 | 4 | Fans - System Optimization | Industrial | 0.017642 | 0.060497 | 0.43853
2314 | 5 | Fans - System Optimization | Industrial | 0.0096855 | 0.016174 | 0.154
2315 | 6 | Fans - System Optimization | Industrial | 0.028166 | 0.047494 | 0.63321
2316 | 7 | Fans - System Optimization | Industrial | 0.0097968 | 0.017983 | 0.22916
2317 | 8 | Fans - System Optimization | Industrial | 0.014061 | 0.026516 | 0.21306
2318 | 9 | Fans - System Optimization | Industrial | 0.040542 | 0.080265 | 0.72932
2319 | 10 | Fans - System Optimization | Industrial | 0.0073474 | 0.024701 | 0.11867
2320 | 11 | Fans - System Optimization | Industrial | 0.015108 | 0.043123 | 0.24575
2321 | 12 | Fans - System Optimization | Industrial | 0.0046251 | 0.005565 | 0.043118
2322 | 13 | Fans - System Optimization | Industrial | 0.0079062 | 0.015678 | 0.12925
2323 | 14 | Fans - System Optimization | Industrial | 0.0053343 | 0.010685 | 0.071689
2324 | 15 | Fans - System Optimization | Industrial | 0.0018408 | 0.0036006 | 0.03034
2325 | 16 | Fans - System Optimization | Industrial | 0.00168 | 0.003413 | 0.029942
2326 | 1 | Fans- Improve components | Industrial | 0.044812 | 0.040205 | 0.32956
2327 | 2 | Fans- Improve components | Industrial | 0.0047193 | 0.005723 | 0.018632
2328 | 3 | Fans- Improve components | Industrial | 0.0038677 | 0.0040367 | 0.023494
2329 | 4 | Fans- Improve components | Industrial | 0.010707 | 0.017338 | 0.12568
2330 | 5 | Fans- Improve components | Industrial | 0.0058782 | 0.0046354 | 0.044137
2331 | 6 | Fans- Improve components | Industrial | 0.017094 | 0.013611 | 0.18147
2332 | 7 | Fans- Improve components | Industrial | 0.0060218 | 0.0052199 | 0.066516
2333 | 8 | Fans- Improve components | Industrial | 0.0085339 | 0.0075995 | 0.061063
2334 | 9 | Fans- Improve components | Industrial | 0.024605 | 0.023004 | 0.20902
2335 | 10 | Fans- Improve components | Industrial | 0.0044592 | 0.0070793 | 0.034009
2336 | 11 | Fans- Improve components | Industrial | 0.0091693 | 0.012359 | 0.070432
2337 | 12 | Fans- Improve components | Industrial | 0.0028071 | 0.001595 | 0.012358
2338 | 13 | Fans- Improve components | Industrial | 0.0047983 | 0.0044932 | 0.037042
2339 | 14 | Fans- Improve components | Industrial | 0.0032374 | 0.0030623 | 0.020546
2340 | 15 | Fans- Improve components | Industrial | 0.0011172 | 0.0010319 | 0.0086953
2341 | 16 | Fans- Improve components | Industrial | 0.0010196 | 0.00097816 | 0.0085811
2342 | 4 | Gap Forming papermachine | Industrial | 0.019552 | 0.031661 | 0.22951
2343 | 1 | Geothermal Heat Pump, EER=13, 10 tons | Industrial | 0.031449 | 0 | 0.18503
2344 | 2 | Geothermal Heat Pump, EER=13, 10 tons | Industrial | 0.0084043 | 0 | 0.026544
2345 | 3 | Geothermal Heat Pump, EER=13, 10 tons | Industrial | 0.0029105 | 0 | 0.014143
2346 | 4 | Geothermal Heat Pump, EER=13, 10 tons | Industrial | 0.0020969 | 0 | 0.019692
2347 | 5 | Geothermal Heat Pump, EER=13, 10 tons | Industrial | 0.014653 | 0 | 0.088019
2348 | 6 | Geothermal Heat Pump, EER=13, 10 tons | Industrial | 0.014535 | 0 | 0.12345
2349 | 7 | Geothermal Heat Pump, EER=13, 10 tons | Industrial | 0.0022298 | 0 | 0.019704
2350 | 8 | Geothermal Heat Pump, EER=13, 10 tons | Industrial | 0.012211 | 0 | 0.069901
2351 | 9 | Geothermal Heat Pump, EER=13, 10 tons | Industrial | 0.0087316 | 0 | 0.05934
2352 | 10 | Geothermal Heat Pump, EER=13, 10 tons | Industrial | 0.0018747 | 0 | 0.011439
2353 | 11 | Geothermal Heat Pump, EER=13, 10 tons | Industrial | 0.014035 | 0 | 0.086244
2354 | 12 | Geothermal Heat Pump, EER=13, 10 tons | Industrial | 0.0088083 | 0 | 0.031022
2355 | 13 | Geothermal Heat Pump, EER=13, 10 tons | Industrial | 0.032962 | 0 | 0.20357
2356 | 14 | Geothermal Heat Pump, EER=13, 10 tons | Industrial | 0.0069612 | 0 | 0.035343
2357 | 15 | Geothermal Heat Pump, EER=13, 10 tons | Industrial | 0.0066006 | 0 | 0.041099
2358 | 16 | Geothermal Heat Pump, EER=13, 10 tons | Industrial | 0.0039553 | 0 | 0.02663
2359 | 3 | Heat Pumps - Drying | Industrial | 0.011679 | 0.01219 | 0.070946
2360 | 11 | Heating - Optimization process (M&T) | Industrial | 0.073841 | 0.099527 | 0.5672
2361 | 12 | Heating - Optimization process (M&T) | Industrial | 0.0076987 | 0.0043744 | 0.033893
2362 | 14 | Heating - Optimization process (M&T) | Industrial | 0.0080684 | 0.0076318 | 0.051205
2363 | 10 | Heating - Process Control | Industrial | 0.039639 | 0.06293 | 0.30232
2364 | 11 | Heating - Scheduling | Industrial | 0.0042839 | 0.031587 | 0.18001
2365 | 12 | Heating - Scheduling | Industrial | 0.0004466 | 0.0013882 | 0.010756
2366 | 1 | High Bay T5 | Industrial | 0.077494 | 0.069527 | 0.56991
2367 | 2 | High Bay T5 | Industrial | 0.013313 | 0.016144 | 0.052559
2368 | 3 | High Bay T5 | Industrial | 0.0081404 | 0.008496 | 0.049448
2369 | 4 | High Bay T5 | Industrial | 0.0042754 | 0.0069234 | 0.050187
2370 | 5 | High Bay T5 | Industrial | 0.0057131 | 0.0045052 | 0.042898
2371 | 6 | High Bay T5 | Industrial | 0.051021 | 0.040628 | 0.54166
2372 | 7 | High Bay T5 | Industrial | 0.009419 | 0.0081646 | 0.10404
2373 | 8 | High Bay T5 | Industrial | 0.0071494 | 0.0063666 | 0.051157
2374 | 9 | High Bay T5 | Industrial | 0.056322 | 0.052656 | 0.47846
2375 | 10 | High Bay T5 | Industrial | 0.0044471 | 0.0070602 | 0.033918
2376 | 11 | High Bay T5 | Industrial | 0.022952 | 0.030936 | 0.1763
2377 | 12 | High Bay T5 | Industrial | 0.011281 | 0.00641 | 0.049665
2378 | 13 | High Bay T5 | Industrial | 0.014446 | 0.013528 | 0.11152
2379 | 14 | High Bay T5 | Industrial | 0.009653 | 0.0091307 | 0.061261
2380 | 15 | High Bay T5 | Industrial | 0.0051233 | 0.0047323 | 0.039876
2381 | 16 | High Bay T5 | Industrial | 0.00072413 | 0.00069469 | 0.0060943
2382 | 4 | High Consistency forming | Industrial | 0.018909 | 0.03062 | 0.22196
2383 | 1 | High Efficiency Chiller Motors | Industrial | 0.024447 | 0.0010967 | 0.14383
2384 | 2 | High Efficiency Chiller Motors | Industrial | 0.0098379 | 0.00059651 | 0.031072
2385 | 3 | High Efficiency Chiller Motors | Industrial | 0.0028025 | 0.00014624 | 0.013619
2386 | 4 | High Efficiency Chiller Motors | Industrial | 0.0016099 | 0.00013035 | 0.015119
2387 | 5 | High Efficiency Chiller Motors | Industrial | 0.011222 | 0.00044247 | 0.067411
2388 | 6 | High Efficiency Chiller Motors | Industrial | 0.0055448 | 0.00022076 | 0.047093
2389 | 7 | High Efficiency Chiller Motors | Industrial | 0.00098387 | 4.2642e-05 | 0.0086941
2390 | 8 | High Efficiency Chiller Motors | Industrial | 0.0073773 | 0.00032848 | 0.04223
2391 | 9 | High Efficiency Chiller Motors | Industrial | 0.0060514 | 0.00028288 | 0.041125
2392 | 10 | High Efficiency Chiller Motors | Industrial | 0.00092068 | 7.3083e-05 | 0.0056175
2393 | 11 | High Efficiency Chiller Motors | Industrial | 0.0077324 | 0.0005211 | 0.047516
2394 | 12 | High Efficiency Chiller Motors | Industrial | 0.005364 | 0.00015239 | 0.018892
2395 | 13 | High Efficiency Chiller Motors | Industrial | 0.023309 | 0.0010913 | 0.14395
2396 | 14 | High Efficiency Chiller Motors | Industrial | 0.0051441 | 0.00024329 | 0.026117
2397 | 15 | High Efficiency Chiller Motors | Industrial | 0.0026993 | 0.00012467 | 0.016807
2398 | 16 | High Efficiency Chiller Motors | Industrial | 0.002608 | 0.0001251 | 0.017559
2399 | 1 | Hybrid Dessicant-DX System (Trane CDQ) | Industrial | 0.2813 | 0 | 1.655
2400 | 2 | Hybrid Dessicant-DX System (Trane CDQ) | Industrial | 0.073966 | 0 | 0.23361
2401 | 3 | Hybrid Dessicant-DX System (Trane CDQ) | Industrial | 0.026098 | 0 | 0.12683
2402 | 4 | Hybrid Dessicant-DX System (Trane CDQ) | Industrial | 0.019014 | 0 | 0.17856
2403 | 5 | Hybrid Dessicant-DX System (Trane CDQ) | Industrial | 0.12127 | 0 | 0.72849
2404 | 6 | Hybrid Dessicant-DX System (Trane CDQ) | Industrial | 0.11987 | 0 | 1.0181
2405 | 7 | Hybrid Dessicant-DX System (Trane CDQ) | Industrial | 0.018773 | 0 | 0.16589
2406 | 8 | Hybrid Dessicant-DX System (Trane CDQ) | Industrial | 0.10633 | 0 | 0.60865
2407 | 9 | Hybrid Dessicant-DX System (Trane CDQ) | Industrial | 0.077289 | 0 | 0.52526
2408 | 10 | Hybrid Dessicant-DX System (Trane CDQ) | Industrial | 0.015575 | 0 | 0.095034
2409 | 11 | Hybrid Dessicant-DX System (Trane CDQ) | Industrial | 0.11814 | 0 | 0.726
2410 | 12 | Hybrid Dessicant-DX System (Trane CDQ) | Industrial | 0.076404 | 0 | 0.26909
2411 | 13 | Hybrid Dessicant-DX System (Trane CDQ) | Industrial | 0.282 | 0 | 1.7416
2412 | 14 | Hybrid Dessicant-DX System (Trane CDQ) | Industrial | 0.059361 | 0 | 0.30138
2413 | 15 | Hybrid Dessicant-DX System (Trane CDQ) | Industrial | 0.055978 | 0 | 0.34855
2414 | 16 | Hybrid Dessicant-DX System (Trane CDQ) | Industrial | 0.033896 | 0 | 0.22821
2415 | 8 | Injection Moulding - Direct drive | Industrial | 0.094591 | 0.084235 | 0.67684
2416 | 8 | Injection Moulding - Impulse Cooling | Industrial | 0.10835 | 0.09649 | 0.77531
2417 | 10 | Intelligent extruder (DOE) | Industrial | 0.00076461 | 0.0012139 | 0.0058316
2418 | 5 | Light cylinders | Industrial | 0.053265 | 0.042004 | 0.39995
2419 | 11 | Machinery | Industrial | 0.02726 | 0.036742 | 0.20939
2420 | 12 | Machinery | Industrial | 0.0088358 | 0.0050205 | 0.038899
2421 | 13 | Machinery | Industrial | 0.0059872 | 0.0056066 | 0.04622
2422 | 14 | Machinery | Industrial | 0.0080222 | 0.0075882 | 0.050912
2423 | 15 | Machinery | Industrial | 0.0031827 | 0.0029398 | 0.024771
2424 | 2 | Membranes for wastewater | Industrial | 0.002899 | 0.0035156 | 0.011445
2425 | 10 | Near Net Shape Casting | Industrial | 0.010516 | 0.016696 | 0.080207
2426 | 11 | New transformers welding | Industrial | 0.017431 | 0.023494 | 0.13389
2427 | 12 | New transformers welding | Industrial | 0.0051415 | 0.0029214 | 0.022635
2428 | 14 | New transformers welding | Industrial | 0.016314 | 0.015431 | 0.10354
2429 | 15 | New transformers welding | Industrial | 0.0044749 | 0.0041334 | 0.034829
2430 | 8 | O&M - Extruders/Injection Moulding | Industrial | 0.20976 | 0.18679 | 1.5009
2431 | 2 | O&M/drives spinning machines | Industrial | 0.090882 | 0.11021 | 0.35881
2432 | 1 | Occupancy Sensor | Industrial | 0.016991 | 0.076223 | 0.6248
2433 | 2 | Occupancy Sensor | Industrial | 0.003251 | 0.019712 | 0.064175
2434 | 3 | Occupancy Sensor | Industrial | 0.0021605 | 0.011275 | 0.06562
2435 | 4 | Occupancy Sensor | Industrial | 0.0013682 | 0.011078 | 0.080303
2436 | 5 | Occupancy Sensor | Industrial | 0.0055194 | 0.021762 | 0.20722
2437 | 6 | Occupancy Sensor | Industrial | 0.0056978 | 0.022685 | 0.30245
2438 | 7 | Occupancy Sensor | Industrial | 0.0010519 | 0.0045589 | 0.058094
2439 | 8 | Occupancy Sensor | Industrial | 0.0049956 | 0.022243 | 0.17873
2440 | 9 | Occupancy Sensor | Industrial | 0.0040327 | 0.018851 | 0.17129
2441 | 10 | Occupancy Sensor | Industrial | 0.00082653 | 0.0065609 | 0.031519
2442 | 11 | Occupancy Sensor | Industrial | 0.0076328 | 0.051439 | 0.29315
2443 | 12 | Occupancy Sensor | Industrial | 0.0035933 | 0.010209 | 0.079097
2444 | 13 | Occupancy Sensor | Industrial | 0.010507 | 0.049197 | 0.40558
2445 | 14 | Occupancy Sensor | Industrial | 0.0039607 | 0.018732 | 0.12568
2446 | 15 | Occupancy Sensor | Industrial | 0.0025835 | 0.011932 | 0.10054
2447 | 16 | Occupancy Sensor | Industrial | 0.0021432 | 0.01028 | 0.090185
2448 | 4 | Optimization control PM | Industrial | 0 | 0 | 0
2449 | 1 | Optimization Refrigeration | Industrial | 0.76215 | 0.41028 | 4.4841
2450 | 1 | Optimize Controls | Industrial | 0.016196 | 0 | 0.095289
2451 | 2 | Optimize Controls | Industrial | 0.0037901 | 0 | 0.011971
2452 | 3 | Optimize Controls | Industrial | 0.0015283 | 0 | 0.0074269
2453 | 4 | Optimize Controls | Industrial | 0.0011959 | 0 | 0.01123
2454 | 5 | Optimize Controls | Industrial | 0.0032414 | 0 | 0.019471
2455 | 6 | Optimize Controls | Industrial | 0.0030287 | 0 | 0.025723
2456 | 7 | Optimize Controls | Industrial | 0.00063115 | 0 | 0.0055773
2457 | 8 | Optimize Controls | Industrial | 0.004999 | 0 | 0.028616
2458 | 9 | Optimize Controls | Industrial | 0.0041344 | 0 | 0.028097
2459 | 10 | Optimize Controls | Industrial | 0.00044033 | 0 | 0.0026867
2460 | 11 | Optimize Controls | Industrial | 0.0039651 | 0 | 0.024366
2461 | 12 | Optimize Controls | Industrial | 0.0034772 | 0 | 0.012247
2462 | 13 | Optimize Controls | Industrial | 0.011289 | 0 | 0.06972
2463 | 14 | Optimize Controls | Industrial | 0.0022988 | 0 | 0.011671
2464 | 15 | Optimize Controls | Industrial | 0.0020452 | 0 | 0.012734
2465 | 16 | Optimize Controls | Industrial | 0.0013797 | 0 | 0.0092892
2466 | 3 | Optimize drying process | Industrial | 0.038713 | 0.040404 | 0.23516
2467 | 6 | Other Process Controls (batch + site) | Industrial | 0.16047 | 0.12778 | 1.7036
2468 | 7 | Power recovery | Industrial | 0.0016462 | 0.001427 | 0.018184
2469 | 7 | Power recovery | Industrial | 0.0011713 | 0.0010154 | 0.012938
2470 | 7 | Power recovery | Industrial | 0.0063365 | 0.0054927 | 0.069992
2471 | 7 | Power recovery | Industrial | 3.1171e-05 | 2.702e-05 | 0.00034431
2472 | 1 | Premium T8, Elecctronic Ballast | Industrial | 0.33487 | 0.30044 | 2.4627
2473 | 2 | Premium T8, Elecctronic Ballast | Industrial | 0.072092 | 0.087423 | 0.28462
2474 | 3 | Premium T8, Elecctronic Ballast | Industrial | 0.047964 | 0.050059 | 0.29135
2475 | 4 | Premium T8, Elecctronic Ballast | Industrial | 0.028076 | 0.045466 | 0.32958
2476 | 5 | Premium T8, Elecctronic Ballast | Industrial | 0.13434 | 0.10594 | 1.0087
2477 | 6 | Premium T8, Elecctronic Ballast | Industrial | 0.11511 | 0.091665 | 1.2221
2478 | 7 | Premium T8, Elecctronic Ballast | Industrial | 0.021251 | 0.018421 | 0.23474
2479 | 8 | Premium T8, Elecctronic Ballast | Industrial | 0.10255 | 0.09132 | 0.73377
2480 | 9 | Premium T8, Elecctronic Ballast | Industrial | 0.066445 | 0.06212 | 0.56445
2481 | 10 | Premium T8, Elecctronic Ballast | Industrial | 0.014255 | 0.022631 | 0.10872
2482 | 11 | Premium T8, Elecctronic Ballast | Industrial | 0.16563 | 0.22325 | 1.2723
2483 | 12 | Premium T8, Elecctronic Ballast | Industrial | 0.079721 | 0.045297 | 0.35097
2484 | 13 | Premium T8, Elecctronic Ballast | Industrial | 0.24117 | 0.22584 | 1.8618
2485 | 14 | Premium T8, Elecctronic Ballast | Industrial | 0.090025 | 0.085154 | 0.57133
2486 | 15 | Premium T8, Elecctronic Ballast | Industrial | 0.059633 | 0.055083 | 0.46414
2487 | 16 | Premium T8, Elecctronic Ballast | Industrial | 0.050728 | 0.048665 | 0.42693
2488 | 9 | Process control | Industrial | 0.035427 | 0.033121 | 0.30095
2489 | 16 | Process control | Industrial | 0.00016132 | 0.00015476 | 0.0013577
2490 | 6 | Process Drives - ASD | Industrial | 0.019338 | 0.015398 | 0.2053
2491 | 16 | Process Drives - ASD | Industrial | 0.0010364 | 0.00099428 | 0.0087226
2492 | 9 | Process optimization | Industrial | 0.023206 | 0.021695 | 0.19713
2493 | 1 | Pumps - ASD (100+ hp) | Industrial | 0.019552 | 0.19398 | 1.5901
2494 | 2 | Pumps - ASD (100+ hp) | Industrial | 0.0015656 | 0.020996 | 0.068355
2495 | 3 | Pumps - ASD (100+ hp) | Industrial | 0.0012575 | 0.014514 | 0.084471
2496 | 4 | Pumps - ASD (100+ hp) | Industrial | 0.004418 | 0.079116 | 0.5735
2497 | 5 | Pumps - ASD (100+ hp) | Industrial | 0.0019112 | 0.016667 | 0.1587
2498 | 6 | Pumps - ASD (100+ hp) | Industrial | 0.017198 | 0.15144 | 2.0191
2499 | 7 | Pumps - ASD (100+ hp) | Industrial | 0.0099542 | 0.09542 | 1.2159
2500 | 8 | Pumps - ASD (100+ hp) | Industrial | 0.0027746 | 0.027324 | 0.21955
2501 | 9 | Pumps - ASD (100+ hp) | Industrial | 0.007745 | 0.080074 | 0.72758
2502 | 10 | Pumps - ASD (100+ hp) | Industrial | 0.0014036 | 0.024642 | 0.11838
2503 | 11 | Pumps - ASD (100+ hp) | Industrial | 0.0029813 | 0.044437 | 0.25324
2504 | 12 | Pumps - ASD (100+ hp) | Industrial | 0.00091262 | 0.0057344 | 0.044431
2505 | 13 | Pumps - ASD (100+ hp) | Industrial | 0.0015601 | 0.016156 | 0.13318
2506 | 14 | Pumps - ASD (100+ hp) | Industrial | 0.0010526 | 0.01101 | 0.073872
2507 | 15 | Pumps - ASD (100+ hp) | Industrial | 0.00036323 | 0.0037103 | 0.031264
2508 | 16 | Pumps - ASD (100+ hp) | Industrial | 0.00033152 | 0.003517 | 0.030854
2509 | 1 | Pumps - ASD (1-5 hp) | Industrial | 0.00109 | 0.010815 | 0.088646
2510 | 2 | Pumps - ASD (1-5 hp) | Industrial | 8.7284e-05 | 0.0011705 | 0.0038107
2511 | 3 | Pumps - ASD (1-5 hp) | Industrial | 7.0105e-05 | 0.00080912 | 0.0047092
2512 | 4 | Pumps - ASD (1-5 hp) | Industrial | 0.0002463 | 0.0044107 | 0.031972
2513 | 5 | Pumps - ASD (1-5 hp) | Industrial | 0.00010655 | 0.00092915 | 0.0088472
2514 | 6 | Pumps - ASD (1-5 hp) | Industrial | 0.00095878 | 0.0084428 | 0.11256
2515 | 7 | Pumps - ASD (1-5 hp) | Industrial | 0.00054653 | 0.005239 | 0.06676
2516 | 8 | Pumps - ASD (1-5 hp) | Industrial | 0.00015468 | 0.0015233 | 0.01224
2517 | 9 | Pumps - ASD (1-5 hp) | Industrial | 0.00043178 | 0.004464 | 0.040562
2518 | 10 | Pumps - ASD (1-5 hp) | Industrial | 7.8249e-05 | 0.0013738 | 0.0065997
2519 | 11 | Pumps - ASD (1-5 hp) | Industrial | 0.0001662 | 0.0024773 | 0.014118
2520 | 12 | Pumps - ASD (1-5 hp) | Industrial | 5.0878e-05 | 0.00031969 | 0.002477
2521 | 13 | Pumps - ASD (1-5 hp) | Industrial | 8.6974e-05 | 0.00090066 | 0.007425
2522 | 14 | Pumps - ASD (1-5 hp) | Industrial | 5.8681e-05 | 0.00061382 | 0.0041183
2523 | 15 | Pumps - ASD (1-5 hp) | Industrial | 2.025e-05 | 0.00020685 | 0.0017429
2524 | 16 | Pumps - ASD (1-5 hp) | Industrial | 1.8482e-05 | 0.00019607 | 0.0017201
2525 | 1 | Pumps - ASD (6-100 hp) | Industrial | 0.01466 | 0.14546 | 1.1923
2526 | 2 | Pumps - ASD (6-100 hp) | Industrial | 0.001174 | 0.015743 | 0.051255
2527 | 3 | Pumps - ASD (6-100 hp) | Industrial | 0.00094291 | 0.010883 | 0.063339
2528 | 4 | Pumps - ASD (6-100 hp) | Industrial | 0.0033127 | 0.059324 | 0.43003
2529 | 5 | Pumps - ASD (6-100 hp) | Industrial | 0.0014331 | 0.012497 | 0.119
2530 | 6 | Pumps - ASD (6-100 hp) | Industrial | 0.012896 | 0.11356 | 1.514
2531 | 7 | Pumps - ASD (6-100 hp) | Industrial | 0.007464 | 0.071549 | 0.91174
2532 | 8 | Pumps - ASD (6-100 hp) | Industrial | 0.0020805 | 0.020489 | 0.16463
2533 | 9 | Pumps - ASD (6-100 hp) | Industrial | 0.0058074 | 0.060042 | 0.54556
2534 | 10 | Pumps - ASD (6-100 hp) | Industrial | 0.0010525 | 0.018477 | 0.088767
2535 | 11 | Pumps - ASD (6-100 hp) | Industrial | 0.0022355 | 0.03332 | 0.18989
2536 | 12 | Pumps - ASD (6-100 hp) | Industrial | 0.00068431 | 0.0042998 | 0.033315
2537 | 13 | Pumps - ASD (6-100 hp) | Industrial | 0.0011698 | 0.012114 | 0.099866
2538 | 14 | Pumps - ASD (6-100 hp) | Industrial | 0.00078926 | 0.0082559 | 0.055392
2539 | 15 | Pumps - ASD (6-100 hp) | Industrial | 0.00027236 | 0.0027821 | 0.023443
2540 | 16 | Pumps - ASD (6-100 hp) | Industrial | 0.00024858 | 0.0026372 | 0.023135
2541 | 1 | Pumps - Controls | Industrial | 0.95475 | 0.8566 | 7.0215
2542 | 2 | Pumps - Controls | Industrial | 0.076462 | 0.092723 | 0.30187
2543 | 3 | Pumps - Controls | Industrial | 0.061408 | 0.064091 | 0.37302
2544 | 4 | Pumps - Controls | Industrial | 0.21573 | 0.34934 | 2.5324
2545 | 5 | Pumps - Controls | Industrial | 0.093328 | 0.073596 | 0.70077
2546 | 6 | Pumps - Controls | Industrial | 0.83979 | 0.66872 | 8.9156
2547 | 7 | Pumps - Controls | Industrial | 0.48607 | 0.42134 | 5.369
2548 | 8 | Pumps - Controls | Industrial | 0.13549 | 0.12066 | 0.96951
2549 | 9 | Pumps - Controls | Industrial | 0.3782 | 0.35358 | 3.2128
2550 | 10 | Pumps - Controls | Industrial | 0.06854 | 0.10881 | 0.52275
2551 | 11 | Pumps - Controls | Industrial | 0.14558 | 0.19622 | 1.1183
2552 | 12 | Pumps - Controls | Industrial | 0.044569 | 0.025324 | 0.19621
2553 | 13 | Pumps - Controls | Industrial | 0.076183 | 0.071339 | 0.58811
2554 | 14 | Pumps - Controls | Industrial | 0.051401 | 0.04862 | 0.32621
2555 | 15 | Pumps - Controls | Industrial | 0.017737 | 0.016384 | 0.13805
2556 | 16 | Pumps - Controls | Industrial | 0.016188 | 0.01553 | 0.13624
2557 | 1 | Pumps - Motor practices-1 (100+ HP) | Industrial | 0.045303 | 0.040646 | 0.33317
2558 | 2 | Pumps - Motor practices-1 (100+ HP) | Industrial | 0.0036282 | 0.0043998 | 0.014324
2559 | 3 | Pumps - Motor practices-1 (100+ HP) | Industrial | 0.0029139 | 0.0030411 | 0.0177
2560 | 4 | Pumps - Motor practices-1 (100+ HP) | Industrial | 0.010236 | 0.016577 | 0.12016
2561 | 5 | Pumps - Motor practices-1 (100+ HP) | Industrial | 0.0044285 | 0.0034922 | 0.033252
2562 | 6 | Pumps - Motor practices-1 (100+ HP) | Industrial | 0.039849 | 0.031731 | 0.42305
2563 | 7 | Pumps - Motor practices-1 (100+ HP) | Industrial | 0.022772 | 0.01974 | 0.25154
2564 | 8 | Pumps - Motor practices-1 (100+ HP) | Industrial | 0.0064292 | 0.0057253 | 0.046004
2565 | 9 | Pumps - Motor practices-1 (100+ HP) | Industrial | 0.017946 | 0.016778 | 0.15245
2566 | 10 | Pumps - Motor practices-1 (100+ HP) | Industrial | 0.0032523 | 0.0051633 | 0.024805
2567 | 11 | Pumps - Motor practices-1 (100+ HP) | Industrial | 0.0069079 | 0.0093108 | 0.053062
2568 | 12 | Pumps - Motor practices-1 (100+ HP) | Industrial | 0.0021148 | 0.0012016 | 0.0093104
2569 | 13 | Pumps - Motor practices-1 (100+ HP) | Industrial | 0.0036149 | 0.0033851 | 0.027906
2570 | 14 | Pumps - Motor practices-1 (100+ HP) | Industrial | 0.002439 | 0.0023071 | 0.015479
2571 | 15 | Pumps - Motor practices-1 (100+ HP) | Industrial | 0.00084165 | 0.00077743 | 0.0065508
2572 | 16 | Pumps - Motor practices-1 (100+ HP) | Industrial | 0.00076815 | 0.00073692 | 0.0064648
2573 | 1 | Pumps - Motor practices-1 (1-5 HP) | Industrial | 0.011531 | 0.010345 | 0.084799
2574 | 2 | Pumps - Motor practices-1 (1-5 HP) | Industrial | 0.00092344 | 0.0011198 | 0.0036458
2575 | 3 | Pumps - Motor practices-1 (1-5 HP) | Industrial | 0.00074163 | 0.00077402 | 0.0045049
2576 | 4 | Pumps - Motor practices-1 (1-5 HP) | Industrial | 0.0026054 | 0.004219 | 0.030583
2577 | 5 | Pumps - Motor practices-1 (1-5 HP) | Industrial | 0.0011271 | 0.00088882 | 0.0084632
2578 | 6 | Pumps - Motor practices-1 (1-5 HP) | Industrial | 0.010142 | 0.0080761 | 0.10767
2579 | 7 | Pumps - Motor practices-1 (1-5 HP) | Industrial | 0.0057813 | 0.0050114 | 0.06386
2580 | 8 | Pumps - Motor practices-1 (1-5 HP) | Industrial | 0.0016364 | 0.0014572 | 0.011709
2581 | 9 | Pumps - Motor practices-1 (1-5 HP) | Industrial | 0.0045675 | 0.0042702 | 0.038801
2582 | 10 | Pumps - Motor practices-1 (1-5 HP) | Industrial | 0.00082776 | 0.0013141 | 0.0063133
2583 | 11 | Pumps - Motor practices-1 (1-5 HP) | Industrial | 0.0017582 | 0.0023698 | 0.013505
2584 | 12 | Pumps - Motor practices-1 (1-5 HP) | Industrial | 0.00053826 | 0.00030584 | 0.0023697
2585 | 13 | Pumps - Motor practices-1 (1-5 HP) | Industrial | 0.00092006 | 0.00086157 | 0.0071027
2586 | 14 | Pumps - Motor practices-1 (1-5 HP) | Industrial | 0.00062077 | 0.00058719 | 0.0039397
2587 | 15 | Pumps - Motor practices-1 (1-5 HP) | Industrial | 0.00021422 | 0.00019787 | 0.0016673
2588 | 16 | Pumps - Motor practices-1 (1-5 HP) | Industrial | 0.00019551 | 0.00018756 | 0.0016454
2589 | 1 | Pumps - Motor practices-1 (6-100 HP) | Industrial | 0.04325 | 0.038803 | 0.31807
2590 | 2 | Pumps - Motor practices-1 (6-100 HP) | Industrial | 0.0034637 | 0.0042003 | 0.013675
2591 | 3 | Pumps - Motor practices-1 (6-100 HP) | Industrial | 0.0027818 | 0.0029033 | 0.016898
2592 | 4 | Pumps - Motor practices-1 (6-100 HP) | Industrial | 0.0097725 | 0.015825 | 0.11471
2593 | 5 | Pumps - Motor practices-1 (6-100 HP) | Industrial | 0.0042277 | 0.0033339 | 0.031745
2594 | 6 | Pumps - Motor practices-1 (6-100 HP) | Industrial | 0.038042 | 0.030293 | 0.40387
2595 | 7 | Pumps - Motor practices-1 (6-100 HP) | Industrial | 0.02174 | 0.018845 | 0.24014
2596 | 8 | Pumps - Motor practices-1 (6-100 HP) | Industrial | 0.0061378 | 0.0054658 | 0.043918
2597 | 9 | Pumps - Motor practices-1 (6-100 HP) | Industrial | 0.017132 | 0.016017 | 0.14554
2598 | 10 | Pumps - Motor practices-1 (6-100 HP) | Industrial | 0.0031049 | 0.0049292 | 0.02368
2599 | 11 | Pumps - Motor practices-1 (6-100 HP) | Industrial | 0.0065948 | 0.0088888 | 0.050657
2600 | 12 | Pumps - Motor practices-1 (6-100 HP) | Industrial | 0.002019 | 0.0011472 | 0.0088884
2601 | 13 | Pumps - Motor practices-1 (6-100 HP) | Industrial | 0.003451 | 0.0032316 | 0.026641
2602 | 14 | Pumps - Motor practices-1 (6-100 HP) | Industrial | 0.0023284 | 0.0022025 | 0.014777
2603 | 15 | Pumps - Motor practices-1 (6-100 HP) | Industrial | 0.0008035 | 0.00074219 | 0.0062538
2604 | 16 | Pumps - Motor practices-1 (6-100 HP) | Industrial | 0.00073333 | 0.00070351 | 0.0061717
2605 | 1 | Pumps - O&M | Industrial | 0.32532 | 0.29188 | 2.3925
2606 | 2 | Pumps - O&M | Industrial | 0.026054 | 0.031595 | 0.10286
2607 | 3 | Pumps - O&M | Industrial | 0.020924 | 0.021838 | 0.1271
2608 | 4 | Pumps - O&M | Industrial | 0.073508 | 0.11904 | 0.86288
2609 | 5 | Pumps - O&M | Industrial | 0.031801 | 0.025077 | 0.23878
2610 | 6 | Pumps - O&M | Industrial | 0.28615 | 0.22786 | 3.0379
2611 | 7 | Pumps - O&M | Industrial | 0.16562 | 0.14357 | 1.8294
2612 | 8 | Pumps - O&M | Industrial | 0.046168 | 0.041113 | 0.33035
2613 | 9 | Pumps - O&M | Industrial | 0.12887 | 0.12048 | 1.0947
2614 | 10 | Pumps - O&M | Industrial | 0.023355 | 0.037077 | 0.17812
2615 | 11 | Pumps - O&M | Industrial | 0.049606 | 0.066861 | 0.38104
2616 | 12 | Pumps - O&M | Industrial | 0.015186 | 0.0086289 | 0.066858
2617 | 13 | Pumps - O&M | Industrial | 0.025959 | 0.024308 | 0.20039
2618 | 14 | Pumps - O&M | Industrial | 0.017514 | 0.016567 | 0.11115
2619 | 15 | Pumps - O&M | Industrial | 0.0060439 | 0.0055827 | 0.047041
2620 | 16 | Pumps - O&M | Industrial | 0.0055161 | 0.0052918 | 0.046423
2621 | 1 | Pumps - Replace 100+ HP motor | Industrial | 0.035563 | 0.031907 | 0.26154
2622 | 2 | Pumps - Replace 100+ HP motor | Industrial | 0.0028481 | 0.0034538 | 0.011244
2623 | 3 | Pumps - Replace 100+ HP motor | Industrial | 0.0022873 | 0.0023873 | 0.013894
2624 | 4 | Pumps - Replace 100+ HP motor | Industrial | 0.0080355 | 0.013012 | 0.094325
2625 | 5 | Pumps - Replace 100+ HP motor | Industrial | 0.0034763 | 0.0027413 | 0.026102
2626 | 6 | Pumps - Replace 100+ HP motor | Industrial | 0.031281 | 0.024908 | 0.33209
2627 | 7 | Pumps - Replace 100+ HP motor | Industrial | 0.017831 | 0.015456 | 0.19696
2628 | 8 | Pumps - Replace 100+ HP motor | Industrial | 0.0050469 | 0.0044943 | 0.036112
2629 | 9 | Pumps - Replace 100+ HP motor | Industrial | 0.014087 | 0.01317 | 0.11967
2630 | 10 | Pumps - Replace 100+ HP motor | Industrial | 0.002553 | 0.0040531 | 0.019471
2631 | 11 | Pumps - Replace 100+ HP motor | Industrial | 0.0054227 | 0.0073089 | 0.041653
2632 | 12 | Pumps - Replace 100+ HP motor | Industrial | 0.0016601 | 0.00094327 | 0.0073086
2633 | 13 | Pumps - Replace 100+ HP motor | Industrial | 0.0028377 | 0.0026572 | 0.021906
2634 | 14 | Pumps - Replace 100+ HP motor | Industrial | 0.0019146 | 0.001811 | 0.012151
2635 | 15 | Pumps - Replace 100+ HP motor | Industrial | 0.00066068 | 0.00061027 | 0.0051423
2636 | 16 | Pumps - Replace 100+ HP motor | Industrial | 0.00060299 | 0.00057847 | 0.0050748
2637 | 1 | Pumps - Replace 1-5 HP motor | Industrial | 0.0062351 | 0.0055941 | 0.045854
2638 | 2 | Pumps - Replace 1-5 HP motor | Industrial | 0.00049934 | 0.00060554 | 0.0019714
2639 | 3 | Pumps - Replace 1-5 HP motor | Industrial | 0.00040103 | 0.00041855 | 0.002436
2640 | 4 | Pumps - Replace 1-5 HP motor | Industrial | 0.0014088 | 0.0022814 | 0.016538
2641 | 5 | Pumps - Replace 1-5 HP motor | Industrial | 0.00060949 | 0.00048062 | 0.0045764
2642 | 6 | Pumps - Replace 1-5 HP motor | Industrial | 0.0054843 | 0.0043671 | 0.058224
2643 | 7 | Pumps - Replace 1-5 HP motor | Industrial | 0.0031262 | 0.0027099 | 0.034532
2644 | 8 | Pumps - Replace 1-5 HP motor | Industrial | 0.00088484 | 0.00078797 | 0.0063314
2645 | 9 | Pumps - Replace 1-5 HP motor | Industrial | 0.0024698 | 0.0023091 | 0.020981
2646 | 10 | Pumps - Replace 1-5 HP motor | Industrial | 0.00044761 | 0.00071061 | 0.0034138
2647 | 11 | Pumps - Replace 1-5 HP motor | Industrial | 0.00095073 | 0.0012814 | 0.0073028
2648 | 12 | Pumps - Replace 1-5 HP motor | Industrial | 0.00029106 | 0.00016538 | 0.0012814
2649 | 13 | Pumps - Replace 1-5 HP motor | Industrial | 0.00049752 | 0.00046588 | 0.0038407
2650 | 14 | Pumps - Replace 1-5 HP motor | Industrial | 0.00033568 | 0.00031752 | 0.0021303
2651 | 15 | Pumps - Replace 1-5 HP motor | Industrial | 0.00011584 | 0.000107 | 0.00090158
2652 | 16 | Pumps - Replace 1-5 HP motor | Industrial | 0.00010572 | 0.00010142 | 0.00088974
2653 | 1 | Pumps - Replace 6-100 HP motor | Industrial | 0.038874 | 0.034877 | 0.28589
2654 | 2 | Pumps - Replace 6-100 HP motor | Industrial | 0.0031133 | 0.0037754 | 0.012291
2655 | 3 | Pumps - Replace 6-100 HP motor | Industrial | 0.0025003 | 0.0026095 | 0.015188
2656 | 4 | Pumps - Replace 6-100 HP motor | Industrial | 0.0087837 | 0.014224 | 0.10311
2657 | 5 | Pumps - Replace 6-100 HP motor | Industrial | 0.0038 | 0.0029965 | 0.028533
2658 | 6 | Pumps - Replace 6-100 HP motor | Industrial | 0.034193 | 0.027228 | 0.36301
2659 | 7 | Pumps - Replace 6-100 HP motor | Industrial | 0.019491 | 0.016895 | 0.2153
2660 | 8 | Pumps - Replace 6-100 HP motor | Industrial | 0.0055168 | 0.0049128 | 0.039475
2661 | 9 | Pumps - Replace 6-100 HP motor | Industrial | 0.015399 | 0.014397 | 0.13081
2662 | 10 | Pumps - Replace 6-100 HP motor | Industrial | 0.0027907 | 0.0044305 | 0.021284
2663 | 11 | Pumps - Replace 6-100 HP motor | Industrial | 0.0059276 | 0.0079894 | 0.045531
2664 | 12 | Pumps - Replace 6-100 HP motor | Industrial | 0.0018147 | 0.0010311 | 0.0079891
2665 | 13 | Pumps - Replace 6-100 HP motor | Industrial | 0.0031019 | 0.0029047 | 0.023946
2666 | 14 | Pumps - Replace 6-100 HP motor | Industrial | 0.0020929 | 0.0019796 | 0.013282
2667 | 15 | Pumps - Replace 6-100 HP motor | Industrial | 0.0007222 | 0.00066709 | 0.0056211
2668 | 16 | Pumps - Replace 6-100 HP motor | Industrial | 0.00065913 | 0.00063233 | 0.0055473
2669 | 1 | Pumps - Sizing | Industrial | 0.3031 | 0.27194 | 2.2291
2670 | 2 | Pumps - Sizing | Industrial | 0.024274 | 0.029436 | 0.095833
2671 | 3 | Pumps - Sizing | Industrial | 0.019495 | 0.020346 | 0.11842
2672 | 4 | Pumps - Sizing | Industrial | 0.068486 | 0.1109 | 0.80392
2673 | 5 | Pumps - Sizing | Industrial | 0.029628 | 0.023364 | 0.22247
2674 | 6 | Pumps - Sizing | Industrial | 0.2666 | 0.21229 | 2.8303
2675 | 7 | Pumps - Sizing | Industrial | 0.15431 | 0.13376 | 1.7045
2676 | 8 | Pumps - Sizing | Industrial | 0.043014 | 0.038304 | 0.30778
2677 | 9 | Pumps - Sizing | Industrial | 0.12006 | 0.11225 | 1.0199
2678 | 10 | Pumps - Sizing | Industrial | 0.021759 | 0.034544 | 0.16595
2679 | 11 | Pumps - Sizing | Industrial | 0.046217 | 0.062293 | 0.355
2680 | 12 | Pumps - Sizing | Industrial | 0.014149 | 0.0080394 | 0.06229
2681 | 13 | Pumps - Sizing | Industrial | 0.024185 | 0.022647 | 0.1867
2682 | 14 | Pumps - Sizing | Industrial | 0.016318 | 0.015435 | 0.10356
2683 | 15 | Pumps - Sizing | Industrial | 0.0056309 | 0.0052013 | 0.043827
2684 | 16 | Pumps - Sizing | Industrial | 0.0051392 | 0.0049302 | 0.043252
2685 | 1 | Pumps - System Optimization | Industrial | 0.75257 | 0.6752 | 5.5346
2686 | 2 | Pumps - System Optimization | Industrial | 0.06027 | 0.073088 | 0.23795
2687 | 3 | Pumps - System Optimization | Industrial | 0.048404 | 0.050518 | 0.29403
2688 | 4 | Pumps - System Optimization | Industrial | 0.17005 | 0.27537 | 1.9961
2689 | 5 | Pumps - System Optimization | Industrial | 0.073564 | 0.058011 | 0.55237
2690 | 6 | Pumps - System Optimization | Industrial | 0.66195 | 0.52711 | 7.0275
2691 | 7 | Pumps - System Optimization | Industrial | 0.37828 | 0.32791 | 4.1785
2692 | 8 | Pumps - System Optimization | Industrial | 0.1068 | 0.095107 | 0.7642
2693 | 9 | Pumps - System Optimization | Industrial | 0.29811 | 0.27871 | 2.5324
2694 | 10 | Pumps - System Optimization | Industrial | 0.054026 | 0.08577 | 0.41205
2695 | 11 | Pumps - System Optimization | Industrial | 0.11475 | 0.15467 | 0.88145
2696 | 12 | Pumps - System Optimization | Industrial | 0.035131 | 0.019961 | 0.15466
2697 | 13 | Pumps - System Optimization | Industrial | 0.06005 | 0.056232 | 0.46357
2698 | 14 | Pumps - System Optimization | Industrial | 0.040516 | 0.038324 | 0.25713
2699 | 15 | Pumps - System Optimization | Industrial | 0.013981 | 0.012914 | 0.10882
2700 | 16 | Pumps - System Optimization | Industrial | 0.01276 | 0.012241 | 0.10739
2701 | 7 | Refinery Controls | Industrial | 0.0085271 | 0.0073915 | 0.094189
2702 | 7 | Refinery Controls | Industrial | 0.0069881 | 0.0060575 | 0.077189
2703 | 7 | Refinery Controls | Industrial | 0.037672 | 0.032655 | 0.41612
2704 | 7 | Refinery Controls | Industrial | 0.00017849 | 0.00015472 | 0.0019715
2705 | 1 | Replace V-belts | Industrial | 0.00072557 | 0.00065098 | 0.0053361
2706 | 2 | Replace V-belts | Industrial | 0.00013004 | 0.0001577 | 0.00051342
2707 | 3 | Replace V-Belts | Industrial | 0.037351 | 0.038983 | 0.22689
2708 | 3 | Replace V-belts | Industrial | 9.7727e-05 | 0.000102 | 0.00059363
2709 | 4 | Replace V-belts | Industrial | 6.2818e-05 | 0.00010173 | 0.00073739
2710 | 5 | Replace V-belts | Industrial | 0.00011725 | 9.246e-05 | 0.0008804
2711 | 7 | Replace V-belts | Industrial | 4.056e-06 | 3.5159e-06 | 4.4802e-05
2712 | 8 | Replace V-belts | Industrial | 0.00015466 | 0.00013772 | 0.0011066
2713 | 9 | Replace V-belts | Industrial | 0.00017287 | 0.00016161 | 0.0014685
2714 | 10 | Replace V-belts | Industrial | 1.0024e-05 | 1.5915e-05 | 7.6455e-05
2715 | 11 | Replace V-belts | Industrial | 0.00023109 | 0.00031147 | 0.001775
2716 | 12 | Replace V-belts | Industrial | 8.1018e-05 | 4.6034e-05 | 0.00035668
2717 | 13 | Replace V-belts | Industrial | 0.00019491 | 0.00018252 | 0.0015047
2718 | 14 | Replace V-belts | Industrial | 0.00012233 | 0.00011571 | 0.00077636
2719 | 15 | Replace V-belts | Industrial | 4.6504e-05 | 4.2956e-05 | 0.00036195
2720 | 16 | Replace V-belts | Industrial | 6.508e-05 | 6.2433e-05 | 0.00054771
2721 | 1 | Roof Insulation | Industrial | 0.017663 | 0 | 0.10392
2722 | 2 | Roof Insulation | Industrial | 0.0041392 | 0 | 0.013073
2723 | 3 | Roof Insulation | Industrial | 0.0016663 | 0 | 0.0080975
2724 | 4 | Roof Insulation | Industrial | 0.0013026 | 0 | 0.012233
2725 | 5 | Roof Insulation | Industrial | 0.0035595 | 0 | 0.021382
2726 | 6 | Roof Insulation | Industrial | 0.0033271 | 0 | 0.028258
2727 | 7 | Roof Insulation | Industrial | 0.00069203 | 0 | 0.0061152
2728 | 8 | Roof Insulation | Industrial | 0.0054647 | 0 | 0.031282
2729 | 9 | Roof Insulation | Industrial | 0.0045129 | 0 | 0.03067
2730 | 10 | Roof Insulation | Industrial | 0.00048339 | 0 | 0.0029494
2731 | 11 | Roof Insulation | Industrial | 0.0043476 | 0 | 0.026716
2732 | 12 | Roof Insulation | Industrial | 0.0038024 | 0 | 0.013392
2733 | 13 | Roof Insulation | Industrial | 0.01236 | 0 | 0.076335
2734 | 14 | Roof Insulation | Industrial | 0.0025177 | 0 | 0.012782
2735 | 15 | Roof Insulation | Industrial | 0.0022409 | 0 | 0.013954
2736 | 16 | Roof Insulation | Industrial | 0.0015103 | 0 | 0.010169
2737 | 1 | Roof Insulation - Chiller | Industrial | 0.01087 | 0.00048763 | 0.063953
2738 | 2 | Roof Insulation - Chiller | Industrial | 0.0043743 | 0.00026523 | 0.013816
2739 | 3 | Roof Insulation - Chiller | Industrial | 0.0012461 | 6.5025e-05 | 0.0060553
2740 | 4 | Roof Insulation - Chiller | Industrial | 0.00071583 | 5.7959e-05 | 0.0067222
2741 | 5 | Roof Insulation - Chiller | Industrial | 0.0049897 | 0.00019674 | 0.029973
2742 | 6 | Roof Insulation - Chiller | Industrial | 0.0024654 | 9.8159e-05 | 0.020939
2743 | 7 | Roof Insulation - Chiller | Industrial | 0.00043746 | 1.896e-05 | 0.0038657
2744 | 8 | Roof Insulation - Chiller | Industrial | 0.0032802 | 0.00014605 | 0.018777
2745 | 9 | Roof Insulation - Chiller | Industrial | 0.0026907 | 0.00012578 | 0.018286
2746 | 10 | Roof Insulation - Chiller | Industrial | 0.00040936 | 3.2495e-05 | 0.0024977
2747 | 11 | Roof Insulation - Chiller | Industrial | 0.0034381 | 0.0002317 | 0.021127
2748 | 12 | Roof Insulation - Chiller | Industrial | 0.002385 | 6.7757e-05 | 0.0083999
2749 | 13 | Roof Insulation - Chiller | Industrial | 0.010364 | 0.00048524 | 0.064005
2750 | 14 | Roof Insulation - Chiller | Industrial | 0.0022872 | 0.00010818 | 0.011613
2751 | 15 | Roof Insulation - Chiller | Industrial | 0.0012002 | 5.5431e-05 | 0.0074731
2752 | 16 | Roof Insulation - Chiller | Industrial | 0.0011596 | 5.5622e-05 | 0.0078073
2753 | 9 | Top-heating (glass) | Industrial | 0.017499 | 0.01636 | 0.14866
2754 | 1 | VSD for Chiller Pumps and Towers | Industrial | 0.008672 | 0.0019451 | 0.2551
2755 | 2 | VSD for Chiller Pumps and Towers | Industrial | 0.0034893 | 0.0010578 | 0.055103
2756 | 3 | VSD for Chiller Pumps and Towers | Industrial | 0.00099406 | 0.00025937 | 0.024153
2757 | 4 | VSD for Chiller Pumps and Towers | Industrial | 0.00057111 | 0.00023121 | 0.026816
2758 | 5 | VSD for Chiller Pumps and Towers | Industrial | 0.0039808 | 0.00078478 | 0.11956
2759 | 6 | VSD for Chiller Pumps and Towers | Industrial | 0.001967 | 0.00039157 | 0.083528
2760 | 7 | VSD for Chiller Pumps and Towers | Industrial | 0.00034902 | 7.5635e-05 | 0.015421
2761 | 8 | VSD for Chiller Pumps and Towers | Industrial | 0.0026169 | 0.0005826 | 0.0749
2762 | 9 | VSD for Chiller Pumps and Towers | Industrial | 0.0021466 | 0.00050173 | 0.072942
2763 | 10 | VSD for Chiller Pumps and Towers | Industrial | 0.00032659 | 0.00012962 | 0.0099634
2764 | 11 | VSD for Chiller Pumps and Towers | Industrial | 0.0027429 | 0.00092424 | 0.084275
2765 | 12 | VSD for Chiller Pumps and Towers | Industrial | 0.0019025 | 0.00027025 | 0.033503
2766 | 13 | VSD for Chiller Pumps and Towers | Industrial | 0.0082682 | 0.0019356 | 0.25531
2767 | 14 | VSD for Chiller Pumps and Towers | Industrial | 0.0018247 | 0.00043149 | 0.046321
2768 | 15 | VSD for Chiller Pumps and Towers | Industrial | 0.00095751 | 0.00022111 | 0.02981
2769 | 16 | VSD for Chiller Pumps and Towers | Industrial | 0.00092512 | 0.00022188 | 0.031144
2770 | 1 | Window Film (Standard) | Industrial | 0.02672 | 0 | 0.1572
2771 | 2 | Window Film (Standard) | Industrial | 0.0062716 | 0 | 0.019808
2772 | 3 | Window Film (Standard) | Industrial | 0.0025202 | 0 | 0.012247
2773 | 4 | Window Film (Standard) | Industrial | 0.0019679 | 0 | 0.018481
2774 | 5 | Window Film (Standard) | Industrial | 0.0054263 | 0 | 0.032596
2775 | 6 | Window Film (Standard) | Industrial | 0.0050739 | 0 | 0.043093
2776 | 7 | Window Film (Standard) | Industrial | 0.0010532 | 0 | 0.0093065
2777 | 8 | Window Film (Standard) | Industrial | 0.0082887 | 0 | 0.047447
2778 | 9 | Window Film (Standard) | Industrial | 0.006834 | 0 | 0.046444
2779 | 10 | Window Film (Standard) | Industrial | 0.00073662 | 0 | 0.0044945
2780 | 11 | Window Film (Standard) | Industrial | 0.0066165 | 0 | 0.040659
2781 | 12 | Window Film (Standard) | Industrial | 0.0057696 | 0 | 0.02032
2782 | 13 | Window Film (Standard) | Industrial | 0.01878 | 0 | 0.11598
2783 | 14 | Window Film (Standard) | Industrial | 0.0038266 | 0 | 0.019428
2784 | 15 | Window Film (Standard) | Industrial | 0.0034079 | 0 | 0.02122
2785 | 16 | Window Film (Standard) | Industrial | 0.0022945 | 0 | 0.015448
2786 | 1 | Window Film (Standard) - Chiller | Industrial | 0.018065 | 0.00081041 | 0.10629
2787 | 2 | Window Film (Standard) - Chiller | Industrial | 0.0072699 | 0.0004408 | 0.022961
2788 | 3 | Window Film (Standard) - Chiller | Industrial | 0.0020709 | 0.00010807 | 0.010064
2789 | 4 | Window Film (Standard) - Chiller | Industrial | 0.0011897 | 9.6325e-05 | 0.011172
2790 | 5 | Window Film (Standard) - Chiller | Industrial | 0.0082927 | 0.00032697 | 0.049814
2791 | 6 | Window Film (Standard) - Chiller | Industrial | 0.0040974 | 0.00016314 | 0.0348
2792 | 7 | Window Film (Standard) - Chiller | Industrial | 0.00072704 | 3.1511e-05 | 0.0064246
2793 | 8 | Window Film (Standard) - Chiller | Industrial | 0.0054516 | 0.00024273 | 0.031206
2794 | 9 | Window Film (Standard) - Chiller | Industrial | 0.0044718 | 0.00020904 | 0.03039
2795 | 10 | Window Film (Standard) - Chiller | Industrial | 0.00068034 | 5.4005e-05 | 0.0041511
2796 | 11 | Window Film (Standard) - Chiller | Industrial | 0.0057139 | 0.00038507 | 0.035112
2797 | 12 | Window Film (Standard) - Chiller | Industrial | 0.0039637 | 0.00011261 | 0.01396
2798 | 13 | Window Film (Standard) - Chiller | Industrial | 0.017224 | 0.00080645 | 0.10637
2799 | 14 | Window Film (Standard) - Chiller | Industrial | 0.0038013 | 0.00017978 | 0.0193
2800 | 15 | Window Film (Standard) - Chiller | Industrial | 0.0019947 | 9.2123e-05 | 0.01242
2801 | 16 | Window Film (Standard) - Chiller | Industrial | 0.0019272 | 9.2441e-05 | 0.012975
2802 | 1 | LED Linear Tube 22W | Industrial | 0.70919 | 0 | 3.3916
2803 | 1 | Flood LED 14W | Industrial | 1.3472 | 0.4318 | 7.9848
2804 | 1 | LED High Bay 83W | Industrial | 1.143 | 1.0972 | 8.5789
2805 | 1 | Run Time Optimizer | Industrial | 0.17584 | 0.17142 | 0.40591
2806 | 1 | Dehumidification Hybrid Desiccant Heat Pump PER 5 TON | Industrial | 0.1924 | 0.18246 | 0.74831
Demand Response
2807 |  | Total Residential |  | 346 | 404 | 0
2808 |  | Total Commercial/Industrial |  | 156 | 26 | 0
Renewable Energy
2809 |  | Total Residential |  | 1367.8259 | 249.3486 | 3768.9605
2810 |  | Total Commercial/Industrial |  | 1561.1469 | 197.9641 | 4123.3971