## RIM Economic
RIM Economic Potential
|  |  | Test Results |  |  | Savings
# | Building Segment | Measure Name | RIM | TRC | PT | Summer (WM) | Winter (MW) | Annual Energy (GWH)
Residential
1 | 1 | Base 13 SEER Split-System Air Conditioner & Strip Heater | 0 | N/A | 0 | 0 | 0 | 0
2 | 1 | 14 SEER Split-System Air Conditioner | 0 | N/A | 0 | 0 | 0 | 0
3 | 1 | 15 SEER Split-System Air Conditioner | 0.5251 | N/A | -1025.1641 | 0 | 0 | 0
4 | 1 | 17 SEER Split-System Air Conditioner | 1.0724 | N/A | -2497.6347 | 38.7818 | 0 | 59.4039
5 | 1 | 19 SEER Split-System Air Conditioner | 1.3952 | N/A | -7077.9463 | 56.1161 | 0 | 85.9558
6 | 1 | 14 SEER Split-System Heat Pump | 1.2848 | N/A | 2491.5114 | 12.1895 | 61.1181 | 69.1105
7 | 1 | 15 SEER Split-System Heat Pump | 1.5842 | N/A | 2748.6043 | 26.663 | 74.1866 | 99.2073
8 | 1 | 17 SEER Split-System Heat Pump | 1.9454 | N/A | -2052.1603 | 48.5673 | 87.8151 | 136.8893
9 | 1 | 13 EER Geothermal Heat Pump | 0 | N/A | -11663.2958 | 0 | 0 | 0
10 | 1 | HVAC Proper Sizing | 0 | N/A | 0 | 0 | 0 | 0
11 | 1 | Attic Venting | 0 | N/A | -668.0714 | 0 | 0 | 0
12 | 1 | Sealed Attic w/Sprayed Foam Insulated Roof Deck | 1.3297 | N/A | -2198.242 | 28.1804 | 76.0921 | 67.3528
13 | 1 | AC Maintenance (Outdoor Coil Cleaning) | 0.50307 | N/A | 1389.7696 | 0 | 0 | 0
14 | 1 | AC Maintenance (Indoor Coil Cleaning) | 0.49839 | N/A | 1280.1779 | 0 | 0 | 0
15 | 1 | Proper Refrigerant Charging and Air Flow | 0.64123 | N/A | 1822.2698 | 0 | 0 | 0
16 | 1 | Electronically Commutated Motors (ECM) on an Air Handler Unit | 0.43631 | N/A | 564.1196 | 0 | 0 | 0
17 | 1 | Duct Repair | 0.86321 | N/A | 718.0069 | 0 | 0 | 0
18 | 1 | Reflective Roof | 0.81635 | N/A | 628.9579 | 0 | 0 | 0
19 | 1 | Radient Barrier | 1.2255 | N/A | -4243.5548 | 54.8604 | 27.8808 | 84.2701
20 | 1 | Window Film | 0.15443 | N/A | 141.0657 | 0 | 0 | 0
21 | 1 | Window Tinting | 0.20172 | N/A | 141.1995 | 0 | 0 | 0
22 | 1 | Default Window With Sunscreen | 0.51645 | N/A | 417.355 | 0 | 0 | 0
23 | 1 | Single Pane Clear Windows to Double Pane Low-E Windows | 1.0718 | N/A | -2390.2466 | 63.4562 | 38.441 | 134.2434
24 | 1 | Ceiling R-0 to R-19 Insulation | 1.3244 | N/A | -321.4447 | 2.054 | 5.5462 | 4.9092
25 | 1 | Ceiling R-19 to R-38 Insulation | 0.072871 | N/A | -2406.6943 | 0 | 0 | 0
26 | 1 | Wall 2x4 R-0 to Blow-In R-13 Insulation | 0.17271 | N/A | -15241.5979 | 0 | 0 | 0
27 | 1 | Weather Strip/Caulk w/Blower Door | 0.098212 | N/A | 232.7318 | 0 | 0 | 0
28 | 1 | Base 13 SEER Split-System Heat Pump | 0 | N/A | 0 | 0 | 0 | 0
29 | 1 | 14 SEER Split-System Heat Pump | 0 | N/A | 0 | 0 | 0 | 0
30 | 1 | 15 SEER Split-System Heat Pump | 0.54949 | N/A | -831.4787 | 0 | 0 | 0
31 | 1 | 17 SEER Split-System Heat Pump | 1.0816 | N/A | -5540.4571 | 51.4791 | 28.8252 | 99.8868
32 | 1 | 13 EER Geothermal Heat Pump | 0 | N/A | -11663.2958 | 0 | 0 | 0
33 | 1 | HVAC Proper Sizing | 0 | N/A | 0 | 0 | 0 | 0
34 | 1 | Attic Venting | 0 | N/A | -668.0714 | 0 | 0 | 0
35 | 1 | Sealed Attics | 1.8493 | N/A | -2474.466 | 17.6703 | 81.0954 | 43.7546
36 | 1 | AC Maintenance (Outdoor Coil Cleaning) | 0.46801 | N/A | 1242.1652 | 0 | 0 | 0
37 | 1 | AC Maintenance (Indoor Coil Cleaning) | 0.4633 | N/A | 1133.7947 | 0 | 0 | 0
38 | 1 | Proper Refrigerant Charging and Air Flow | 0.59987 | N/A | 1612.6164 | 0 | 0 | 0
39 | 1 | Electronically Commutated Motors (ECM) on an Air Handler Unit | 1.0943 | N/A | 1050.8184 | 16.404 | 31.2869 | 43.5762
40 | 1 | Duct Repair | 0.89126 | N/A | 394.255 | 0 | 0 | 0
41 | 1 | Reflective Roof | 0.74388 | N/A | 333.4098 | 0 | 0 | 0
42 | 1 | Radient Barrier | 1.1065 | N/A | -4614.0225 | 35.6138 | 18.0994 | 54.7057
43 | 1 | Window Film | 0.13986 | N/A | 124.8418 | 0 | 0 | 0
44 | 1 | Window Tinting | 0.19553 | N/A | 124.979 | 0 | 0 | 0
45 | 1 | Default Window With Sunscreen | 0.45854 | N/A | 300.0592 | 0 | 0 | 0
46 | 1 | Single Pane Clear Windows to Double Pane Low-E Windows | 0.97985 | N/A | -2857.4564 | 0 | 0 | 0
47 | 1 | Ceiling R-0 to R-19 Insulation | 1.9145 | N/A | -521.4809 | 1.3385 | 6.1427 | 3.3142
48 | 1 | Ceiling R-19 to R-38 Insulation | 0.085042 | N/A | -2416.2125 | 0 | 0 | 0
49 | 1 | Wall 2x4 R-0 to Blow-In R-13 Insulation | 0.19894 | N/A | -15272.2293 | 0 | 0 | 0
50 | 1 | Weather Strip/Caulk w/Blower Door | 0.087582 | N/A | 170.4517 | 0 | 0 | 0
51 | 1 | Base 13 SEER Split-System Air Conditioner & Gas Heat | 0 | N/A | 0 | 0 | 0 | 0
52 | 1 | 14 SEER Split-System Air Conditioner | 0 | N/A | 0 | 0 | 0 | 0
53 | 1 | 15 SEER Split-System Air Conditioner | 0 | N/A | -2287.8275 | 0 | 0 | 0
54 | 1 | 17 SEER Split-System Air Conditioner | 0 | N/A | -5471.5051 | 0 | 0 | 0
55 | 1 | 19 SEER Split-System Air Conditioner | 0 | N/A | -11342.2856 | 0 | 0 | 0
56 | 1 | HVAC Proper Sizing | 0 | N/A | 0 | 0 | 0 | 0
57 | 1 | Attic Venting | 0 | N/A | -668.0714 | 0 | 0 | 0
58 | 1 | Sealed Attic w/Sprayed Foam Insulated Roof Deck | 0 | N/A | -4394.353 | 0 | 0 | 0
59 | 1 | AC Maintenance (Outdoor Coil Cleaning) | 0 | N/A | -179.1476 | 0 | 0 | 0
60 | 1 | AC Maintenance (Indoor Coil Cleaning) | 0 | N/A | -268.7215 | 0 | 0 | 0
61 | 1 | Proper Refrigerant Charging and Air Flow | 0 | N/A | -429.5065 | 0 | 0 | 0
62 | 1 | Electronically Commutated Motors (ECM) on an Air Handler Unit | 0 | N/A | -1679.5092 | 0 | 0 | 0
63 | 1 | Duct Repair | 0 | N/A | -1026.3667 | 0 | 0 | 0
64 | 1 | Reflective Roof | 0 | N/A | -2511.0589 | 0 | 0 | 0
65 | 1 | Radient Barrier | 0 | N/A | -7174.4539 | 0 | 0 | 0
66 | 1 | Window Film | 0 | N/A | -316.58 | 0 | 0 | 0
67 | 1 | Window Tinting | 0 | N/A | -316.58 | 0 | 0 | 0
68 | 1 | Default Window With Sunscreen | 0 | N/A | -510.613 | 0 | 0 | 0
69 | 1 | Single Pane Clear Windows to Double Pane Low-E Windows | 0 | N/A | -6086.5066 | 0 | 0 | 0
70 | 1 | Ceiling R-0 to R-19 Insulation | 0 | N/A | -2507.677 | 0 | 0 | 0
71 | 1 | Ceiling R-19 to R-38 Insulation | 0 | N/A | -2507.677 | 0 | 0 | 0
72 | 1 | Wall 2x4 R-0 to Blow-In R-13 Insulation | 0 | N/A | -15485.1296 | 0 | 0 | 0
73 | 1 | Weather Strip/Caulk w/Blower Door | 0 | N/A | -259.988 | 0 | 0 | 0
74 | 1 | Base 9 EER Room Air Conditioner & Strip Heater | 0 | N/A | -3907.6581 | 0 | 0 | 0
75 | 1 | HE Room Air Conditioner - EER 11 | 0.37828 | N/A | -4228.7853 | 0 | 0 | 0
76 | 1 | HE Room Air Conditioner - EER 12 | 0.6153 | N/A | -5404.1931 | 0 | 0 | 0
77 | 1 | Reflective Roof | 0.44163 | N/A | -1170.0461 | 0 | 0 | 0
78 | 1 | Window Film | 0.066888 | N/A | -121.1328 | 0 | 0 | 0
79 | 1 | Window Tinting | 0.092375 | N/A | -121.072 | 0 | 0 | 0
80 | 1 | Default Window With Sunscreen | 0.23936 | N/A | -114.2974 | 0 | 0 | 0
81 | 1 | Single Pane Clear Windows to Double Pane Low-E Windows | 0.59378 | N/A | -4507.9117 | 0 | 0 | 0
82 | 1 | Ceiling R-0 to R-19 Insulation | 0.73287 | N/A | -200.9518 | 0 | 0 | 0
83 | 1 | Ceiling R-19 to R-38 Insulation | 0.047753 | N/A | -2411.8642 | 0 | 0 | 0
84 | 1 | Wall 2x4 R-0 to Blow-In R-13 Insulation | 0.051681 | N/A | -15381.2007 | 0 | 0 | 0
85 | 1 | Weather Strip/Caulk w/Blower Door | 0.046164 | N/A | -49.5578 | 0 | 0 | 0
86 | 1 | Base Lighting (60-Watt incandescent), 0.5 hr/hday | 0 | N/A | 0 | 0 | 0 | 0
87 | 1 | CFL (18-Watt integral ballast), 0.5 hr/day | 0.0577 | N/A | 219.5067 | 0 | 0 | 0
88 | 1 | Base Lighting (60-Watt incandescent), 2.5 hr/hday | 0 | N/A | 0 | 0 | 0 | 0
89 | 1 | CFL (18-Watt integral ballast), 2.5 hr/day | 0.30154 | N/A | 2081.6177 | 0 | 0 | 0
90 | 1 | Base Lighting (60-Watt incandescent), 6.0 hr/hday | 0 | N/A | 0 | 0 | 0 | 0
91 | 1 | CFL (18-Watt integral ballast), 6.0 hr/day | 0.1986 | N/A | 1082.6163 | 0 | 0 | 0
92 | 1 | Base Fluorescent Fixture, 2L4'T12, 40W, 1EEMAG | 0 | N/A | 0 | 0 | 0 | 0
93 | 1 | ROB 2L4'T8, 1EB | 0.019689 | N/A | 47.243 | 0 | 0 | 0
94 | 1 | RET 2L4'T8, 1EB | 0.019689 | N/A | 47.243 | 0 | 0 | 0
95 | 1 | Base Outdoor Lighting | 0 | N/A | 0 | 0 | 0 | 0
96 | 1 | CFL - medium screw based <30 Watts | 0 | N/A | -2.8738 | 0 | 0 | 0
97 | 1 | Photocell/timeclock | 0 | N/A | -74.6449 | 0 | 0 | 0
98 | 1 | Base Refrigerator (18 cf w/top-mount freezer, no through-door ice) | 0 | N/A | 0 | 0 | 0 | 0
99 | 1 | HE Refrigerator - Energy Star version of above | 0.23337 | N/A | 647.8969 | 0 | 0 | 0
100 | 1 | Base Freezer | 0 | N/A | 0 | 0 | 0 | 0
101 | 1 | HE Freezer | 0.074656 | N/A | 67.2541 | 0 | 0 | 0
102 | 1 | Base 40 gal. Water Heating (EF=0.92) | 0 | N/A | 0 | 0 | 0 | 0
103 | 1 | Heat Pump Water Heater (EF=2.9) | 0.74366 | N/A | 2647.2893 | 0 | 0 | 0
104 | 1 | HE Water Heater (EF=0.93) | 0 | N/A | 0 | 0 | 0 | 0
105 | 1 | Solar Water Heat | 0.56 | N/A | -6806 | 0 | 0 | 0
106 | 1 | AC Heat Recovery Units | 0.36798 | N/A | -592.25 | 0 | 0 | 0
107 | 1 | Low Flow Showerhead | 0.20027 | N/A | 742.9229 | 0 | 0 | 0
108 | 1 | Pipe Wrap | 0.061747 | N/A | 103.663 | 0 | 0 | 0
109 | 1 | Faucet Aerators | 0.090065 | N/A | 268.3596 | 0 | 0 | 0
110 | 1 | Water Heater Blanket | 0.24899 | N/A | 955.7876 | 0 | 0 | 0
111 | 1 | Water Heater Temperature Check and Adjustment | 0.032164 | N/A | 81.793 | 0 | 0 | 0
112 | 1 | Water Heater Timeclock | 0.14065 | N/A | 267.1398 | 0 | 0 | 0
113 | 1 | Heat Trap | 0.22638 | N/A | 821.597 | 0 | 0 | 0
114 | 1 | Base Clotheswasher (MEF=1.6) | 0 | N/A | 0 | 0 | 0 | 0
115 | 1 | Energy Star CW CEE Tier 1 (MEF=1.8) | 0 | N/A | -691.3886 | 0 | 0 | 0
116 | 1 | Energy Star CW CEE Tier 2 (MEF=2.0) | 0.20433 | N/A | -333.1692 | 0 | 0 | 0
117 | 1 | Energy Star CW CEE Tier 3 (MEF=2.2) | 0.25542 | N/A | -516.2792 | 0 | 0 | 0
118 | 1 | Base Clothes Dryer (EF=3.01) | 0 | N/A | 0 | 0 | 0 | 0
119 | 1 | High Efficiency CD (EF=3.01 w/moisture sensor) | 0 | N/A | -746.4485 | 0 | 0 | 0
120 | 1 | Base Dishwasher (EF=0.46) | 0 | N/A | 0 | 0 | 0 | 0
121 | 1 | Energy Star DW (EF=0.68) | 0.2137 | N/A | 320.9911 | 0 | 0 | 0
122 | 1 | Base Pool Pump and Motor (1.5 hp) | 0 | N/A | 0 | 0 | 0 | 0
123 | 1 | Two Speed Pool Pump (1.5 hp) | 0.7513 | N/A | 6666.1761 | 0 | 0 | 0
124 | 1 | High Efficiency One Speed Pool Pump (1.5 hp) | 0.55404 | N/A | 3446.6548 | 0 | 0 | 0
125 | 1 | Variable-Speed Pool Pump (<1 hp) | 0.88637 | N/A | 7973.1679 | 0 | 0 | 0
126 | 1 | PV-Powered Pool Pumps | 0.99807 | N/A | 260.3958 | 0 | 0 | 0
127 | 1 | Base CRT TV | 0 | N/A | 0 | 0 | 0 | 0
128 | 1 | Energy Star TV | 0.016577 | N/A | 55.6262 | 0 | 0 | 0
129 | 1 | Base Large-screen TV | 0 | N/A | 0 | 0 | 0 | 0
130 | 1 | Energy Star TV | 0.060481 | N/A | 214.0956 | 0 | 0 | 0
131 | 1 | Base Set-Top Box | 0 | N/A | 0 | 0 | 0 | 0
132 | 1 | Energy Star Set-Top Box | 0.06733 | N/A | 240.5427 | 0 | 0 | 0
133 | 1 | Base DVD Player | 0 | N/A | 0 | 0 | 0 | 0
134 | 1 | Energy Star DVD Player | 0.03819 | N/A | 130.8085 | 0 | 0 | 0
135 | 1 | Base VCR | 0 | N/A | 0 | 0 | 0 | 0
136 | 1 | Energy Star VCR | 0.075231 | N/A | 271.0004 | 0 | 0 | 0
137 | 1 | Base Desktop PC | 0 | N/A | 0 | 0 | 0 | 0
138 | 1 | Energy Star Desktop PC | 0.04387 | N/A | 151.887 | 0 | 0 | 0
139 | 1 | Base Laptop PC | 0 | N/A | 0 | 0 | 0 | 0
140 | 1 | Energy Star Laptop PC | 0.018486 | N/A | 61.8075 | 0 | 0 | 0
141 | 2 | Base 13 SEER Split-System Air Conditioner & Strip Heater | 0 | N/A | 0 | 0 | 0 | 0
142 | 2 | 14 SEER Split-System Air Conditioner | 0 | N/A | 0 | 0 | 0 | 0
143 | 2 | 15 SEER Split-System Air Conditioner | 0.33354 | N/A | -1590.5148 | 0 | 0 | 0
144 | 2 | 17 SEER Split-System Air Conditioner | 0.7165 | N/A | -3829.1665 | 0 | 0 | 0
145 | 2 | 19 SEER Split-System Air Conditioner | 0.94745 | N/A | -8986.9678 | 0 | 0 | 0
146 | 2 | 14 SEER Split-System Heat Pump | 0.82778 | N/A | 1137.2707 | 0 | 0 | 0
147 | 2 | 15 SEER Split-System Heat Pump | 1.0321 | N/A | 808.5861 | 12.6355 | 30.0056 | 44.6602
148 | 2 | 17 SEER Split-System Heat Pump | 1.2761 | N/A | -4787.6595 | 22.609 | 34.8897 | 60.5339
149 | 2 | 13 EER Geothermal Heat Pump | 0 | N/A | -11663.2958 | 0 | 0 | 0
150 | 2 | HVAC Proper Sizing | 0 | N/A | 0 | 0 | 0 | 0
151 | 2 | Attic Venting | 0 | N/A | -668.0714 | 0 | 0 | 0
152 | 2 | Sealed Attic w/Sprayed Foam Insulated Roof Deck | 0.79967 | N/A | -1222.5686 | 0 | 0 | 0
153 | 2 | AC Maintenance (Outdoor Coil Cleaning) | 0.35411 | N/A | 766.6814 | 0 | 0 | 0
154 | 2 | AC Maintenance (Indoor Coil Cleaning) | 0.35042 | N/A | 665.039 | 0 | 0 | 0
155 | 2 | Proper Refrigerant Charging and Air Flow | 0.46394 | N/A | 927.989 | 0 | 0 | 0
156 | 2 | Electronically Commutated Motors (ECM) on an Air Handler Unit | 0.3076 | N/A | -776.9306 | 0 | 0 | 0
157 | 2 | Duct Repair | 0.39936 | N/A | -317.188 | 0 | 0 | 0
158 | 2 | Reflective Roof | 0.6332 | N/A | 570.7362 | 0 | 0 | 0
159 | 2 | Radient Barrier | 0.61441 | N/A | -2981.7587 | 0 | 0 | 0
160 | 2 | Window Film | 0.15097 | N/A | 354.8473 | 0 | 0 | 0
161 | 2 | Window Tinting | 0.19581 | N/A | 354.9689 | 0 | 0 | 0
162 | 2 | Default Window With Sunscreen | 0.34531 | N/A | 443.3727 | 0 | 0 | 0
163 | 2 | Single Pane Clear Windows to Double Pane Low-E Windows | 0.77852 | N/A | 844.6194 | 0 | 0 | 0
164 | 2 | Ceiling R-0 to R-19 Insulation | 0.74395 | N/A | -233.2044 | 0 | 0 | 0
165 | 2 | Ceiling R-19 to R-38 Insulation | 0.039993 | N/A | -1396.1627 | 0 | 0 | 0
166 | 2 | Wall 2x4 R-0 to Blow-In R-13 Insulation | 0.10186 | N/A | -3357.4059 | 0 | 0 | 0
167 | 2 | Weather Strip/Caulk w/Blower Door | 0.06341 | N/A | 37.0428 | 0 | 0 | 0
168 | 2 | Base 13 SEER Split-System Heat Pump | 0 | N/A | 0 | 0 | 0 | 0
169 | 2 | 14 SEER Split-System Heat Pump | 0 | N/A | 0 | 0 | 0 | 0
170 | 2 | 15 SEER Split-System Heat Pump | 0.35444 | N/A | -1451.0974 | 0 | 0 | 0
171 | 2 | 17 SEER Split-System Heat Pump | 0.73851 | N/A | -7010.3875 | 0 | 0 | 0
172 | 2 | 13 EER Geothermal Heat Pump | 0 | N/A | -11663.2958 | 0 | 0 | 0
173 | 2 | HVAC Proper Sizing | 0 | N/A | 0 | 0 | 0 | 0
174 | 2 | Attic Venting | 0 | N/A | -668.0714 | 0 | 0 | 0
175 | 2 | Sealed Attics | 1.0041 | N/A | -1402.7983 | 1.966 | 7.7007 | 4.6244
176 | 2 | AC Maintenance (Outdoor Coil Cleaning) | 0.32358 | N/A | 667.5974 | 0 | 0 | 0
177 | 2 | AC Maintenance (Indoor Coil Cleaning) | 0.32025 | N/A | 566.8248 | 0 | 0 | 0
178 | 2 | Proper Refrigerant Charging and Air Flow | 0.42687 | N/A | 787.0868 | 0 | 0 | 0
179 | 2 | Electronically Commutated Motors (ECM) on an Air Handler Unit | 0.70329 | N/A | -53.0507 | 0 | 0 | 0
180 | 2 | Duct Repair | 0.38215 | N/A | -465.9371 | 0 | 0 | 0
181 | 2 | Reflective Roof | 0.5678 | N/A | 347.6054 | 0 | 0 | 0
182 | 2 | Radient Barrier | 0.54325 | N/A | -3142.4533 | 0 | 0 | 0
183 | 2 | Window Film | 0.13457 | N/A | 335.3871 | 0 | 0 | 0
184 | 2 | Window Tinting | 0.18777 | N/A | 335.5137 | 0 | 0 | 0
185 | 2 | Default Window With Sunscreen | 0.30136 | N/A | 366.8971 | 0 | 0 | 0
186 | 2 | Single Pane Clear Windows to Double Pane Low-E Windows | 0.70101 | N/A | 540.0226 | 0 | 0 | 0
187 | 2 | Ceiling R-0 to R-19 Insulation | 0.95547 | N/A | -365.3448 | 0 | 0 | 0
188 | 2 | Ceiling R-19 to R-38 Insulation | 0.044849 | N/A | -1402.4406 | 0 | 0 | 0
189 | 2 | Wall 2x4 R-0 to Blow-In R-13 Insulation | 0.11226 | N/A | -3377.3797 | 0 | 0 | 0
190 | 2 | Weather Strip/Caulk w/Blower Door | 0.055614 | N/A | -3.5608 | 0 | 0 | 0
191 | 2 | Base 13 SEER Split-System Air Conditioner & Gas Heat | 0 | N/A | 0 | 0 | 0 | 0
192 | 2 | 14 SEER Split-System Air Conditioner | 0 | N/A | 0 | 0 | 0 | 0
193 | 2 | 15 SEER Split-System Air Conditioner | 0 | N/A | -2287.8275 | 0 | 0 | 0
194 | 2 | 17 SEER Split-System Air Conditioner | 0 | N/A | -5471.5051 | 0 | 0 | 0
195 | 2 | 19 SEER Split-System Air Conditioner | 0 | N/A | -11342.2856 | 0 | 0 | 0
196 | 2 | HVAC Proper Sizing | 0 | N/A | 0 | 0 | 0 | 0
197 | 2 | Attic Venting | 0 | N/A | -668.0714 | 0 | 0 | 0
198 | 2 | Sealed Attic w/Sprayed Foam Insulated Roof Deck | 0 | N/A | -2546.3473 | 0 | 0 | 0
199 | 2 | AC Maintenance (Outdoor Coil Cleaning) | 0 | N/A | -179.1476 | 0 | 0 | 0
200 | 2 | AC Maintenance (Indoor Coil Cleaning) | 0 | N/A | -268.7215 | 0 | 0 | 0
201 | 2 | Proper Refrigerant Charging and Air Flow | 0 | N/A | -429.5065 | 0 | 0 | 0
202 | 2 | Electronically Commutated Motors (ECM) on an Air Handler Unit | 0 | N/A | -1679.5092 | 0 | 0 | 0
203 | 2 | Duct Repair | 0 | N/A | -1026.3667 | 0 | 0 | 0
204 | 2 | Reflective Roof | 0 | N/A | -1455.0556 | 0 | 0 | 0
205 | 2 | Radient Barrier | 0 | N/A | -4157.3017 | 0 | 0 | 0
206 | 2 | Window Film | 0 | N/A | -71.9669 | 0 | 0 | 0
207 | 2 | Window Tinting | 0 | N/A | -71.9669 | 0 | 0 | 0
208 | 2 | Default Window With Sunscreen | 0 | N/A | -116.0757 | 0 | 0 | 0
209 | 2 | Single Pane Clear Windows to Double Pane Low-E Windows | 0 | N/A | -1383.6225 | 0 | 0 | 0
210 | 2 | Ceiling R-0 to R-19 Insulation | 0 | N/A | -1453.096 | 0 | 0 | 0
211 | 2 | Ceiling R-19 to R-38 Insulation | 0 | N/A | -1453.096 | 0 | 0 | 0
212 | 2 | Wall 2x4 R-0 to Blow-In R-13 Insulation | 0 | N/A | -3504.1108 | 0 | 0 | 0
213 | 2 | Weather Strip/Caulk w/Blower Door | 0 | N/A | -259.988 | 0 | 0 | 0
214 | 2 | Base 9 EER Room Air Conditioner & Strip Heater | 0 | N/A | -3907.6581 | 0 | 0 | 0
215 | 2 | HE Room Air Conditioner - EER 11 | 0.34952 | N/A | -4340.0758 | 0 | 0 | 0
216 | 2 | HE Room Air Conditioner - EER 12 | 0.57681 | N/A | -5609.0738 | 0 | 0 | 0
217 | 2 | Reflective Roof | 0.4339 | N/A | -204.4452 | 0 | 0 | 0
218 | 2 | Window Film | 0.091147 | N/A | 191.5221 | 0 | 0 | 0
219 | 2 | Window Tinting | 0.12615 | N/A | 191.6039 | 0 | 0 | 0
220 | 2 | Default Window With Sunscreen | 0.22036 | N/A | 229.3025 | 0 | 0 | 0
221 | 2 | Single Pane Clear Windows to Double Pane Low-E Windows | 0.54603 | N/A | -8.0066 | 0 | 0 | 0
222 | 2 | Ceiling R-0 to R-19 Insulation | 0.45034 | N/A | -271.8174 | 0 | 0 | 0
223 | 2 | Ceiling R-19 to R-38 Insulation | 0.026972 | N/A | -1399.9757 | 0 | 0 | 0
224 | 2 | Wall 2x4 R-0 to Blow-In R-13 Insulation | 0.045398 | N/A | -3413.6037 | 0 | 0 | 0
225 | 2 | Weather Strip/Caulk w/Blower Door | 0.040935 | N/A | -76.6146 | 0 | 0 | 0
226 | 2 | Base Lighting (60-Watt incandescent), 0.5 hr/hday | 0 | N/A | 0 | 0 | 0 | 0
227 | 2 | CFL (18-Watt integral ballast), 0.5 hr/day | 0.056703 | N/A | 216.065 | 0 | 0 | 0
228 | 2 | Base Lighting (60-Watt incandescent), 2.5 hr/hday | 0 | N/A | 0 | 0 | 0 | 0
229 | 2 | CFL (18-Watt integral ballast), 2.5 hr/day | 0.29931 | N/A | 2051.5033 | 0 | 0 | 0
230 | 2 | Base Lighting (60-Watt incandescent), 6.0 hr/hday | 0 | N/A | 0 | 0 | 0 | 0
231 | 2 | CFL (18-Watt integral ballast), 6.0 hr/day | 0.19659 | N/A | 1067.1289 | 0 | 0 | 0
232 | 2 | Base Fluorescent Fixture, 2L4'T12, 40W, 1EEMAG | 0 | N/A | 0 | 0 | 0 | 0
233 | 2 | ROB 2L4'T8, 1EB | 0.019689 | N/A | 47.243 | 0 | 0 | 0
234 | 2 | RET 2L4'T8, 1EB | 0.019689 | N/A | 47.243 | 0 | 0 | 0
235 | 2 | Base Outdoor Lighting | 0 | N/A | 0 | 0 | 0 | 0
236 | 2 | CFL - medium screw based <30 Watts | 0 | N/A | -2.8738 | 0 | 0 | 0
237 | 2 | Photocell/timeclock | 0 | N/A | -74.6449 | 0 | 0 | 0
238 | 2 | Base Refrigerator (18 cf w/top-mount freezer, no through-door ice) | 0 | N/A | 0 | 0 | 0 | 0
239 | 2 | HE Refrigerator - Energy Star version of above | 0.23337 | N/A | 725.5873 | 0 | 0 | 0
240 | 2 | Base Freezer | 0 | N/A | 0 | 0 | 0 | 0
241 | 2 | HE Freezer | 0.074656 | N/A | 106.256 | 0 | 0 | 0
242 | 2 | Base 40 gal. Water Heating (EF=0.92) | 0 | N/A | 0 | 0 | 0 | 0
243 | 2 | Heat Pump Water Heater (EF=2.9) | 0.64654 | N/A | 146.6281 | 0 | 0 | 0
244 | 2 | HE Water Heater (EF=0.93) | 0 | N/A | 0 | 0 | 0 | 0
245 | 2 | Solar Water Heat | 0.56 | N/A | -6806 | 0 | 0 | 0
246 | 2 | AC Heat Recovery Units | 0.29149 | N/A | -995.1366 | 0 | 0 | 0
247 | 2 | Low Flow Showerhead | 0.14464 | N/A | 466.7088 | 0 | 0 | 0
248 | 2 | Pipe Wrap | 0.042913 | N/A | 33.9089 | 0 | 0 | 0
249 | 2 | Faucet Aerators | 0.063075 | N/A | 162.7229 | 0 | 0 | 0
250 | 2 | Water Heater Blanket | 0.18593 | N/A | 598.4591 | 0 | 0 | 0
251 | 2 | Water Heater Temperature Check and Adjustment | 0.021997 | N/A | 46.958 | 0 | 0 | 0
252 | 2 | Water Heater Timeclock | 0.10064 | N/A | 92.9646 | 0 | 0 | 0
253 | 2 | Heat Trap | 0.16765 | N/A | 506.8162 | 0 | 0 | 0
254 | 2 | Base Clotheswasher (MEF=1.6) | 0 | N/A | 0 | 0 | 0 | 0
255 | 2 | Energy Star CW CEE Tier 1 (MEF=1.8) | 0 | N/A | -691.3886 | 0 | 0 | 0
256 | 2 | Energy Star CW CEE Tier 2 (MEF=2.0) | 0.20433 | N/A | -333.1692 | 0 | 0 | 0
257 | 2 | Energy Star CW CEE Tier 3 (MEF=2.2) | 0.25542 | N/A | -516.2792 | 0 | 0 | 0
258 | 2 | Base Clothes Dryer (EF=3.01) | 0 | N/A | 0 | 0 | 0 | 0
259 | 2 | High Efficiency CD (EF=3.01 w/moisture sensor) | 0 | N/A | -746.4485 | 0 | 0 | 0
260 | 2 | Base Dishwasher (EF=0.46) | 0 | N/A | 0 | 0 | 0 | 0
261 | 2 | Energy Star DW (EF=0.68) | 0.17604 | N/A | 73.3594 | 0 | 0 | 0
262 | 2 | Base Pool Pump and Motor (1.5 hp) | 0 | N/A | 0 | 0 | 0 | 0
263 | 2 | Two Speed Pool Pump (1.5 hp) | 0.7513 | N/A | 6666.1761 | 0 | 0 | 0
264 | 2 | High Efficiency One Speed Pool Pump (1.5 hp) | 0.55404 | N/A | 3446.6548 | 0 | 0 | 0
265 | 2 | Variable-Speed Pool Pump (<1 hp) | 0.88637 | N/A | 7973.1679 | 0 | 0 | 0
266 | 2 | PV-Powered Pool Pumps | 0.99807 | N/A | 260.3958 | 0 | 0 | 0
267 | 2 | Base CRT TV | 0 | N/A | 0 | 0 | 0 | 0
268 | 2 | Energy Star TV | 0.016599 | N/A | 55.6262 | 0 | 0 | 0
269 | 2 | Base Large-screen TV | 0 | N/A | 0 | 0 | 0 | 0
270 | 2 | Energy Star TV | 0.060877 | N/A | 214.0956 | 0 | 0 | 0
271 | 2 | Base Set-Top Box | 0 | N/A | 0 | 0 | 0 | 0
272 | 2 | Energy Star Set-Top Box | 0.067734 | N/A | 240.5427 | 0 | 0 | 0
273 | 2 | Base DVD Player | 0 | N/A | 0 | 0 | 0 | 0
274 | 2 | Energy Star DVD Player | 0.038241 | N/A | 130.8085 | 0 | 0 | 0
275 | 2 | Base VCR | 0 | N/A | 0 | 0 | 0 | 0
276 | 2 | Energy Star VCR | 0.075333 | N/A | 271.0004 | 0 | 0 | 0
277 | 2 | Base Desktop PC | 0 | N/A | 0 | 0 | 0 | 0
278 | 2 | Energy Star Desktop PC | 0.043929 | N/A | 151.887 | 0 | 0 | 0
279 | 2 | Base Laptop PC | 0 | N/A | 0 | 0 | 0 | 0
280 | 2 | Energy Star Laptop PC | 0.01851 | N/A | 61.8075 | 0 | 0 | 0
281 | 3 | Base 13 SEER Split-System Air Conditioner & Strip Heater | 0 | N/A | 0 | 0 | 0 | 0
282 | 3 | 14 SEER Split-System Air Conditioner | 0 | N/A | 0 | 0 | 0 | 0
283 | 3 | 15 SEER Split-System Air Conditioner | 0.41773 | N/A | -1476.9691 | 0 | 0 | 0
284 | 3 | 17 SEER Split-System Air Conditioner | 0.90769 | N/A | -3561.7271 | 0 | 0 | 0
285 | 3 | 19 SEER Split-System Air Conditioner | 1.2096 | N/A | -8603.4496 | 9.9189 | 0 | 12.7465
286 | 3 | 14 SEER Split-System Heat Pump | 1.1111 | N/A | 1344.2443 | 2.2889 | 11.0745 | 10.8874
287 | 3 | 15 SEER Split-System Heat Pump | 1.3934 | N/A | 1125.4753 | 4.9537 | 13.3002 | 15.4633
288 | 3 | 17 SEER Split-System Heat Pump | 1.7374 | N/A | -4319.7728 | 8.9433 | 15.6042 | 21.1478
289 | 3 | 13 EER Geothermal Heat Pump | 0 | N/A | -11663.2958 | 0 | 0 | 0
290 | 3 | HVAC Proper Sizing | 0 | N/A | 0 | 0 | 0 | 0
291 | 3 | Attic Venting | 0 | N/A | -668.0714 | 0 | 0 | 0
292 | 3 | Sealed Attic w/Sprayed Foam Insulated Roof Deck | 1.1376 | N/A | -812.4151 | 5.4053 | 14.0839 | 10.8384
293 | 3 | AC Maintenance (Outdoor Coil Cleaning) | 0.43317 | N/A | 914.1402 | 0 | 0 | 0
294 | 3 | AC Maintenance (Indoor Coil Cleaning) | 0.42875 | N/A | 810.6183 | 0 | 0 | 0
295 | 3 | Proper Refrigerant Charging and Air Flow | 0.56645 | N/A | 1139.6201 | 0 | 0 | 0
296 | 3 | Electronically Commutated Motors (ECM) on an Air Handler Unit | 0.37245 | N/A | -636.2251 | 0 | 0 | 0
297 | 3 | Duct Repair | 0.64772 | N/A | 9.7605 | 0 | 0 | 0
298 | 3 | Reflective Roof | 0.73986 | N/A | 849.2366 | 0 | 0 | 0
299 | 3 | Radient Barrier | 0.95031 | N/A | -2124.9028 | 0 | 0 | 0
300 | 3 | Window Film | 0.20206 | N/A | 391.4374 | 0 | 0 | 0
301 | 3 | Window Tinting | 0.27131 | N/A | 391.6294 | 0 | 0 | 0
302 | 3 | Default Window With Sunscreen | 0.43573 | N/A | 374.4337 | 0 | 0 | 0
303 | 3 | Single Pane Clear Windows to Double Pane Low-E Windows | 0.98248 | N/A | -669.4114 | 0 | 0 | 0
304 | 3 | Ceiling R-0 to R-19 Insulation | 0.90654 | N/A | -135.2158 | 0 | 0 | 0
305 | 3 | Ceiling R-19 to R-38 Insulation | 0.046891 | N/A | -1279.6635 | 0 | 0 | 0
306 | 3 | Wall 2x4 R-0 to Blow-In R-13 Insulation | 0.13769 | N/A | -8085.764 | 0 | 0 | 0
307 | 3 | Weather Strip/Caulk w/Blower Door | 0.073279 | N/A | 83.3332 | 0 | 0 | 0
308 | 3 | Base 13 SEER Split-System Heat Pump | 0 | N/A | 0 | 0 | 0 | 0
309 | 3 | 14 SEER Split-System Heat Pump | 0 | N/A | 0 | 0 | 0 | 0
310 | 3 | 15 SEER Split-System Heat Pump | 0.44315 | N/A | -1331.0523 | 0 | 0 | 0
311 | 3 | 17 SEER Split-System Heat Pump | 0.93206 | N/A | -6726.353 | 0 | 0 | 0
312 | 3 | 13 EER Geothermal Heat Pump | 0 | N/A | -11663.2958 | 0 | 0 | 0
313 | 3 | HVAC Proper Sizing | 0 | N/A | 0 | 0 | 0 | 0
314 | 3 | Attic Venting | 0 | N/A | -668.0714 | 0 | 0 | 0
315 | 3 | Sealed Attics | 1.5387 | N/A | -1005.8366 | 1.5884 | 7.0343 | 3.2997
316 | 3 | AC Maintenance (Outdoor Coil Cleaning) | 0.39989 | N/A | 810.5079 | 0 | 0 | 0
317 | 3 | AC Maintenance (Indoor Coil Cleaning) | 0.3955 | N/A | 707.8472 | 0 | 0 | 0
318 | 3 | Proper Refrigerant Charging and Air Flow | 0.52569 | N/A | 992.4113 | 0 | 0 | 0
319 | 3 | Electronically Commutated Motors (ECM) on an Air Handler Unit | 0.96056 | N/A | 221.7886 | 0 | 0 | 0
320 | 3 | Duct Repair | 0.58908 | N/A | -273.4834 | 0 | 0 | 0
321 | 3 | Reflective Roof | 0.66869 | N/A | 641.7281 | 0 | 0 | 0
322 | 3 | Radient Barrier | 0.84891 | N/A | -2340.9996 | 0 | 0 | 0
323 | 3 | Window Film | 0.18283 | N/A | 376.9655 | 0 | 0 | 0
324 | 3 | Window Tinting | 0.26508 | N/A | 377.1656 | 0 | 0 | 0
325 | 3 | Default Window With Sunscreen | 0.38414 | N/A | 292.25 | 0 | 0 | 0
326 | 3 | Single Pane Clear Windows to Double Pane Low-E Windows | 0.88962 | N/A | -996.7595 | 0 | 0 | 0
327 | 3 | Ceiling R-0 to R-19 Insulation | 1.2602 | N/A | -229.434 | 0.41313 | 1.8296 | 0.85823
328 | 3 | Ceiling R-19 to R-38 Insulation | 0.055448 | N/A | -1284.2951 | 0 | 0 | 0
329 | 3 | Wall 2x4 R-0 to Blow-In R-13 Insulation | 0.15821 | N/A | -8107.3346 | 0 | 0 | 0
330 | 3 | Weather Strip/Caulk w/Blower Door | 0.065115 | N/A | 39.7024 | 0 | 0 | 0
331 | 3 | Base 13 SEER Split-System Air Conditioner & Gas Heat | 0 | N/A | 0 | 0 | 0 | 0
332 | 3 | 14 SEER Split-System Air Conditioner | 0 | N/A | 0 | 0 | 0 | 0
333 | 3 | 15 SEER Split-System Air Conditioner | 0 | N/A | -2287.8275 | 0 | 0 | 0
334 | 3 | 17 SEER Split-System Air Conditioner | 0 | N/A | -5471.5051 | 0 | 0 | 0
335 | 3 | 19 SEER Split-System Air Conditioner | 0 | N/A | -11342.2856 | 0 | 0 | 0
336 | 3 | HVAC Proper Sizing | 0 | N/A | 0 | 0 | 0 | 0
337 | 3 | Attic Venting | 0 | N/A | -668.0714 | 0 | 0 | 0
338 | 3 | Sealed Attic w/Sprayed Foam Insulated Roof Deck | 0 | N/A | -2343.0096 | 0 | 0 | 0
339 | 3 | AC Maintenance (Outdoor Coil Cleaning) | 0 | N/A | -179.1476 | 0 | 0 | 0
340 | 3 | AC Maintenance (Indoor Coil Cleaning) | 0 | N/A | -268.7215 | 0 | 0 | 0
341 | 3 | Proper Refrigerant Charging and Air Flow | 0 | N/A | -429.5065 | 0 | 0 | 0
342 | 3 | Electronically Commutated Motors (ECM) on an Air Handler Unit | 0 | N/A | -1679.5092 | 0 | 0 | 0
343 | 3 | Duct Repair | 0 | N/A | -1026.3667 | 0 | 0 | 0
344 | 3 | Reflective Roof | 0 | N/A | -1338.8626 | 0 | 0 | 0
345 | 3 | Radient Barrier | 0 | N/A | -3825.3218 | 0 | 0 | 0
346 | 3 | Window Film | 0 | N/A | -168.7962 | 0 | 0 | 0
347 | 3 | Window Tinting | 0 | N/A | -168.7962 | 0 | 0 | 0
348 | 3 | Default Window With Sunscreen | 0 | N/A | -272.2519 | 0 | 0 | 0
349 | 3 | Single Pane Clear Windows to Double Pane Low-E Windows | 0 | N/A | -3245.243 | 0 | 0 | 0
350 | 3 | Ceiling R-0 to R-19 Insulation | 0 | N/A | -1337.0595 | 0 | 0 | 0
351 | 3 | Ceiling R-19 to R-38 Insulation | 0 | N/A | -1337.0595 | 0 | 0 | 0
352 | 3 | Wall 2x4 R-0 to Blow-In R-13 Insulation | 0 | N/A | -8256.4617 | 0 | 0 | 0
353 | 3 | Weather Strip/Caulk w/Blower Door | 0 | N/A | -259.988 | 0 | 0 | 0
354 | 3 | Base 9 EER Room Air Conditioner & Strip Heater | 0 | N/A | -3907.6581 | 0 | 0 | 0
355 | 3 | HE Room Air Conditioner - EER 11 | 0.37272 | N/A | -4365.0857 | 0 | 0 | 0
356 | 3 | HE Room Air Conditioner - EER 12 | 0.62295 | N/A | -5655.1158 | 0 | 0 | 0
357 | 3 | Reflective Roof | 0.43762 | N/A | -209.0128 | 0 | 0 | 0
358 | 3 | Window Film | 0.10434 | N/A | 120.4857 | 0 | 0 | 0
359 | 3 | Window Tinting | 0.149 | N/A | 120.5917 | 0 | 0 | 0
360 | 3 | Default Window With Sunscreen | 0.2339 | N/A | 61.6781 | 0 | 0 | 0
361 | 3 | Single Pane Clear Windows to Double Pane Low-E Windows | 0.59676 | N/A | -1915.1568 | 0 | 0 | 0
362 | 3 | Ceiling R-0 to R-19 Insulation | 0.51174 | N/A | -148.4801 | 0 | 0 | 0
363 | 3 | Ceiling R-19 to R-38 Insulation | 0.030557 | N/A | -1282.536 | 0 | 0 | 0
364 | 3 | Wall 2x4 R-0 to Blow-In R-13 Insulation | 0.048622 | N/A | -8168.3952 | 0 | 0 | 0
365 | 3 | Weather Strip/Caulk w/Blower Door | 0.040109 | N/A | -82.7067 | 0 | 0 | 0
366 | 3 | Base Lighting (60-Watt incandescent), 0.5 hr/hday | 0 | N/A | 0 | 0 | 0 | 0
367 | 3 | CFL (18-Watt integral ballast), 0.5 hr/day | 0.057937 | N/A | 220.6963 | 0 | 0 | 0
368 | 3 | Base Lighting (60-Watt incandescent), 2.5 hr/hday | 0 | N/A | 0 | 0 | 0 | 0
369 | 3 | CFL (18-Watt integral ballast), 2.5 hr/day | 0.30244 | N/A | 2092.0268 | 0 | 0 | 0
370 | 3 | Base Lighting (60-Watt incandescent), 6.0 hr/hday | 0 | N/A | 0 | 0 | 0 | 0
371 | 3 | CFL (18-Watt integral ballast), 6.0 hr/day | 0.19946 | N/A | 1087.9696 | 0 | 0 | 0
372 | 3 | Base Fluorescent Fixture, 2L4'T12, 40W, 1EEMAG | 0 | N/A | 0 | 0 | 0 | 0
373 | 3 | ROB 2L4'T8, 1EB | 0.019689 | N/A | 47.243 | 0 | 0 | 0
374 | 3 | RET 2L4'T8, 1EB | 0.019689 | N/A | 47.243 | 0 | 0 | 0
375 | 3 | Base Outdoor Lighting | 0 | N/A | 0 | 0 | 0 | 0
376 | 3 | CFL - medium screw based <30 Watts | 0 | N/A | -2.8738 | 0 | 0 | 0
377 | 3 | Photocell/timeclock | 0 | N/A | -74.6449 | 0 | 0 | 0
378 | 3 | Base Refrigerator (18 cf w/top-mount freezer, no through-door ice) | 0 | N/A | 0 | 0 | 0 | 0
379 | 3 | HE Refrigerator - Energy Star version of above | 0.23337 | N/A | 647.8969 | 0 | 0 | 0
380 | 3 | Base Freezer | 0 | N/A | 0 | 0 | 0 | 0
381 | 3 | HE Freezer | 0.074656 | N/A | 67.2541 | 0 | 0 | 0
382 | 3 | Base 40 gal. Water Heating (EF=0.92) | 0 | N/A | 0 | 0 | 0 | 0
383 | 3 | Heat Pump Water Heater (EF=2.9) | 0.63595 | N/A | 907.484 | 0 | 0 | 0
384 | 3 | HE Water Heater (EF=0.93) | 0 | N/A | 0 | 0 | 0 | 0
385 | 3 | Solar Water Heat | 0.59 | N/A | -6806 | 0 | 0 | 0
386 | 3 | AC Heat Recovery Units | 0.30032 | N/A | -872.5494 | 0 | 0 | 0
387 | 3 | Low Flow Showerhead | 0.15707 | N/A | 556.118 | 0 | 0 | 0
388 | 3 | Pipe Wrap | 0.04688 | N/A | 55.2408 | 0 | 0 | 0
389 | 3 | Faucet Aerators | 0.068766 | N/A | 195.3567 | 0 | 0 | 0
390 | 3 | Water Heater Blanket | 0.19749 | N/A | 707.1806 | 0 | 0 | 0
391 | 3 | Water Heater Temperature Check and Adjustment | 0.024106 | N/A | 57.5569 | 0 | 0 | 0
392 | 3 | Water Heater Timeclock | 0.10863 | N/A | 145.9595 | 0 | 0 | 0
393 | 3 | Heat Trap | 0.17868 | N/A | 602.592 | 0 | 0 | 0
394 | 3 | Base Clotheswasher (MEF=1.6) | 0 | N/A | 0 | 0 | 0 | 0
395 | 3 | Energy Star CW CEE Tier 1 (MEF=1.8) | 0 | N/A | -691.3886 | 0 | 0 | 0
396 | 3 | Energy Star CW CEE Tier 2 (MEF=2.0) | 0.20433 | N/A | -333.1692 | 0 | 0 | 0
397 | 3 | Energy Star CW CEE Tier 3 (MEF=2.2) | 0.25542 | N/A | -516.2792 | 0 | 0 | 0
398 | 3 | Base Clothes Dryer (EF=3.01) | 0 | N/A | 0 | 0 | 0 | 0
399 | 3 | High Efficiency CD (EF=3.01 w/moisture sensor) | 0 | N/A | -746.4485 | 0 | 0 | 0
400 | 3 | Base Dishwasher (EF=0.46) | 0 | N/A | 0 | 0 | 0 | 0
401 | 3 | Energy Star DW (EF=0.68) | 0.17604 | N/A | 73.3594 | 0 | 0 | 0
402 | 3 | Base Pool Pump and Motor (1.5 hp) | 0 | N/A | 0 | 0 | 0 | 0
403 | 3 | Two Speed Pool Pump (1.5 hp) | 0.7513 | N/A | 6666.1761 | 0 | 0 | 0
404 | 3 | High Efficiency One Speed Pool Pump (1.5 hp) | 0.55404 | N/A | 3446.6548 | 0 | 0 | 0
405 | 3 | Variable-Speed Pool Pump (<1 hp) | 0.88637 | N/A | 7973.1679 | 0 | 0 | 0
406 | 3 | PV-Powered Pool Pumps | 0.99807 | N/A | 260.3958 | 0 | 0 | 0
407 | 3 | Base CRT TV | 0 | N/A | 0 | 0 | 0 | 0
408 | 3 | Energy Star TV | 0.016577 | N/A | 55.6262 | 0 | 0 | 0
409 | 3 | Base Large-screen TV | 0 | N/A | 0 | 0 | 0 | 0
410 | 3 | Energy Star TV | 0.060481 | N/A | 214.0956 | 0 | 0 | 0
411 | 3 | Base Set-Top Box | 0 | N/A | 0 | 0 | 0 | 0
412 | 3 | Energy Star Set-Top Box | 0.06733 | N/A | 240.5427 | 0 | 0 | 0
413 | 3 | Base DVD Player | 0 | N/A | 0 | 0 | 0 | 0
414 | 3 | Energy Star DVD Player | 0.03819 | N/A | 130.8085 | 0 | 0 | 0
415 | 3 | Base VCR | 0 | N/A | 0 | 0 | 0 | 0
416 | 3 | Energy Star VCR | 0.075231 | N/A | 271.0004 | 0 | 0 | 0
417 | 3 | Base Desktop PC | 0 | N/A | 0 | 0 | 0 | 0
418 | 3 | Energy Star Desktop PC | 0.04387 | N/A | 151.887 | 0 | 0 | 0
419 | 3 | Base Laptop PC | 0 | N/A | 0 | 0 | 0 | 0
420 | 3 | Energy Star Laptop PC | 0.018486 | N/A | 61.8075 | 0 | 0 | 0
421 | 1 | LED (12-Watt integral ballast), 0.5 hr/day | 0.10618 | N/A | -43.109 | 0 | 0 | 0
422 | 1 | Freezer recycling | 0.41284 | N/A | 3784.4132 | 0 | 0 | 0
423 | 1 | Refrigerator recycling | 0.41038 | N/A | 4693.885 | 0 | 0 | 0
424 | 1 | LED (12-Watt integral ballast), 2.5 hr/day | 0.12326 | N/A | 61.6861 | 0 | 0 | 0
425 | 1 | LED (12-Watt integral ballast), 6.0 hr/day | 0.15007 | N/A | 245.0776 | 0 | 0 | 0
426 | 1 | LED 13W Outdoor | 0.19667 | N/A | 309.633 | 0 | 0 | 0
427 | 1 | Smart Plug | 0.17046 | N/A | 1020.2985 | 0 | 0 | 0
Commercial
428 | 1 | Base Fluorescent Fixture, T12, 34W, EB | 0 | N/A | -48296.3162 | 0 | 0 | 0
429 | 1 | Premium T8, Elecctronic Ballast | 1.8725 | N/A | -17349.9528 | 5.3928 | 3.4391 | 27.1744
430 | 1 | Premium T8, EB, Reflector | 3.0046 | N/A | 25253.9412 | 5.0106 | 3.1954 | 25.2488
431 | 1 | Occupancy Sensor | 2.2534 | N/A | 7581.8611 | 4.0203 | 2.5638 | 20.2583
432 | 1 | Continuous Dimming | 3.1516 | N/A | -84551.0437 | 7.1317 | 4.5481 | 35.9371
433 | 1 | Lighting Control Tuneup | 0.9306 | N/A | 9058.2023 | 0 | 0 | 0
434 | 1 | Base T8, EB | 0 | N/A | -33324.8382 | 0 | 0 | 0
435 | 1 | ROB Premium T8, 1EB | 1.2146 | N/A | 10510.9482 | 3.2949 | 2.1013 | 16.6034
436 | 1 | ROB Premium T8, EB, Reflector | 2.6544 | N/A | 63468.075 | 4.2067 | 2.6828 | 21.198
437 | 1 | Occupancy Sensor | 1.6815 | N/A | 856.3519 | 2.4592 | 1.5683 | 12.3922
438 | 1 | Lighting Control Tuneup | 0.75656 | N/A | 5396.0652 | 0 | 0 | 0
439 | 1 | Base Incandescent Flood, 75W to Screw-in CFL | 0 | N/A | -20.4906 | 0 | 0 | 0
440 | 1 | CFL Screw-in 18W | 9.5558 | N/A | 336747.9562 | 5.2644 | 3.3573 | 26.5275
441 | 1 | Base Incandescent Flood, 75W to Hardwired CFL | 0 | N/A | 0 | 0 | 0 | 0
442 | 1 | CFL Hardwired, Modular 18W | 9.5558 | N/A | 280398.6844 | 1.7548 | 1.1191 | 8.8425
443 | 1 | Base CFL | 0 | N/A | 0 | 0 | 0 | 0
444 | 1 | Base High Bay Mercury Vapor, 400W | 0 | N/A | 0 | 0 | 0 | 0
445 | 1 | PSMH, 250W, magnetic ballast | 2.7281 | N/A | 71804.5316 | 1.3179 | 0.8405 | 6.6412
446 | 1 | PSMH, 250 W, electronic ballast | 0 | N/A | -12621.4055 | 0 | 0 | 0
447 | 1 | High Bay T5 | 3.3586 | N/A | 86377.5532 | 1.7547 | 1.119 | 8.8421
448 | 1 | Base Exit Sign | 0 | N/A | 0 | 0 | 0 | 0
449 | 1 | LED Exit Sign | 0.1133 | N/A | -494.6789 | 0 | 0 | 0
450 | 1 | Base Outdoor Mercury Vapor 400W Lamp | 0 | N/A | 0 | 0 | 0 | 0
451 | 1 | High Pressure Sodium 250W Lamp | 0.54828 | N/A | 1868.2086 | 0 | 0 | 0
452 | 1 | Outdoor Lighting Controls (Photocell/Timeclock) | 0.49463 | N/A | 2498.098 | 0 | 0 | 0
453 | 1 | Base Outdoor HID Lamp | 0 | N/A | 0 | 0 | 0 | 0
454 | 1 | Outdoor Lighting Controls (Photocell/Timeclock) | 0.5024 | N/A | 2400.9404 | 0 | 0 | 0
455 | 1 | Base Centrifugal Chiller, 0.58 kW/ton, 500 tons | 0 | N/A | 0 | 0 | 0 | 0
456 | 1 | Centrifugal Chiller, 0.51 kW/ton, 500 tons | 1.7804 | N/A | 17863.102 | 3.7674 | 0.0093174 | 11.1552
457 | 1 | High Efficiency Chiller Motors | 0.71673 | N/A | 3902.8629 | 0 | 0 | 0
458 | 1 | EMS - Chiller | 1.2173 | N/A | 14480.9327 | 0.2005 | 0.013472 | 0.88733
459 | 1 | Chiller Tune Up/Diagnostics | 1.4096 | N/A | 15044.0258 | 1.1146 | 0.025326 | 3.3366
460 | 1 | VSD for Chiller Pumps and Towers | 1.1701 | N/A | 14258.389 | 1.1613 | 0.019507 | 5.1394
461 | 1 | EMS Optimization | 0.60651 | N/A | 6301.1486 | 0 | 0 | 0
462 | 1 | Aerosole Duct Sealing | 1.1682 | N/A | 16884.9155 | 1.2187 | 0.020471 | 5.3933
463 | 1 | Duct/Pipe Insulation | 0.57048 | N/A | -182978.1607 | 0 | 0 | 0
464 | 1 | Window Film (Standard) | 0.91341 | N/A | 2543.5167 | 0 | 0 | 0
465 | 1 | Ceiling Insulation | 4.2115 | N/A | 27423.2917 | 2.8441 | 0.2351 | 4.076
466 | 1 | Roof Insulation | 1.614 | N/A | -7815.1137 | 0.88197 | 0.02159 | 1.4966
467 | 1 | Cool Roof - Chiller | 5.0469 | N/A | 13974.5451 | 3.5089 | 0 | 7.1242
468 | 1 | Thermal Energy Storage (TES) | 0.98 | N/A | -34734 | 0 | 0 | 0
469 | 1 | Base DX Packaged System, EER=10.3, 10 tons | 0 | N/A | -60292.1833 | 0 | 0 | 0
470 | 1 | DX Packaged System, EER=10.9, 10 tons | 0.9379 | N/A | 9112.8672 | 0 | 0 | 0
471 | 1 | Hybrid Dessicant-DX System (Trane CDQ) | 2.3612 | N/A | 62559.129 | 8.5904 | 0 | 52.1268
472 | 1 | Geothermal Heat Pump, EER=13, 10 tons | 1.3115 | N/A | -59784.0373 | 2.934 | 0.09461 | 17.8034
473 | 1 | DX Tune Up/ Advanced Diagnostics | 1.3918 | N/A | 12634.8694 | 1.115 | 0 | 3.3377
474 | 1 | DX Coil Cleaning | 1.3606 | N/A | 13830.3376 | 1.6219 | 0 | 4.8553
475 | 1 | Optimize Controls | 0.67947 | N/A | 10444.8965 | 0 | 0 | 0
476 | 1 | Aerosole Duct Sealing | 1.461 | N/A | 27992.169 | 2.9754 | 0 | 13.1675
477 | 1 | Duct/Pipe Insulation | 0.7069 | N/A | -180817.1654 | 0 | 0 | 0
478 | 1 | Window Film (Standard) | 0.99291 | N/A | 7912.4386 | 0 | 0 | 0
479 | 1 | Ceiling Insulation | 6.4038 | N/A | 46821.4346 | 6.5393 | 2.0911 | 9.9528
480 | 1 | Roof Insulation | 2.5841 | N/A | -417.65 | 2.2167 | 0.7752 | 3.6547
481 | 1 | Cool Roof - DX | 5.7498 | N/A | 44363.7944 | 7.0068 | 0 | 17.3918
482 | 1 | Base Packaged HP System, EER=10.3, 10 tons | 0 | N/A | 0 | 0 | 0 | 0
483 | 1 | Packaged HP System, EER=10.9, 10 tons | 1.4665 | N/A | 12259.9453 | 0.98602 | 0 | 3.07
484 | 1 | Geothermal Heat Pump, EER=13, 10 tons | 4.6239 | N/A | -22877.4735 | 2.408 | 0 | 5.9685
485 | 1 | Aerosole Duct Sealing | 1.4849 | N/A | 28639.7691 | 0.66122 | 0.011107 | 2.9262
486 | 1 | Duct/Pipe Insulation | 0.71586 | N/A | -180691.1735 | 0 | 0 | 0
487 | 1 | Window Film (Standard) | 1.1071 | N/A | 8257.9726 | 0.075513 | -0.0020935 | 0.32088
488 | 1 | Ceiling Insulation | 5.7999 | N/A | 48009.3944 | 1.4532 | 0.031457 | 2.2113
489 | 1 | Roof Insulation | 2.3399 | N/A | 1.5454 | 0.49261 | 0.011813 | 0.81201
490 | 1 | Cool Roof - DX | 5.8583 | N/A | 46436.4617 | 1.5571 | 0 | 3.865
491 | 1 | Base PTAC, EER=8.3, 1 ton | 0 | N/A | 0 | 0 | 0 | 0
492 | 1 | HE PTAC, EER=9.6, 1 ton | 1.4349 | N/A | 27408.4685 | 1.2111 | 0 | 7.3491
493 | 1 | Occupancy Sensor (hotels) | 0.85025 | N/A | 31519.5722 | 0 | 0 | 0
494 | 1 | Base Fan Motor, 15hp, 1800rpm, 91.0% | 0 | N/A | -1241.7683 | 0 | 0 | 0
495 | 1 | High Efficiency Fan Motor, 15hp, 1800rpm, 92.4% | 0.26562 | N/A | -852.5936 | 0 | 0 | 0
496 | 1 | Variable Speed Drive Control | 0.7395 | N/A | 15079.0566 | 0 | 0 | 0
497 | 1 | Air Handler Optimization | 0.56559 | N/A | 4711.0327 | 0 | 0 | 0
498 | 1 | Electronically Commutated Motors (ECM) on an Air Handler Unit | 0.73859 | N/A | 5602.2503 | 0 | 0 | 0
499 | 1 | Demand Control Ventilation (DCV) | 3.8717 | N/A | -63873.5431 | 7.9993 | 17.2736 | 14.5139
500 | 1 | Energy Recovery Ventilation (ERV) | 2.0303 | N/A | 34.4889 | 4.9759 | 5.6384 | 6.6341
501 | 1 | Separate Makeup Air / Exhaust Hoods AC | 0 | N/A | -86.635 | 0 | 0 | 0
502 | 1 | Base Refrigeration System | 0 | N/A | 0 | 0 | 0 | 0
503 | 1 | High-efficiency fan motors | 0 | N/A | -0.17329 | 0 | 0 | 0
504 | 1 | Strip curtains for walk-ins | 0 | N/A | -0.0055984 | 0 | 0 | 0
505 | 1 | Night covers for display cases | 0 | N/A | -5.2625e-05 | 0 | 0 | 0
506 | 1 | Evaporator fan controller for MT walk-ins | 0 | N/A | -0.0010413 | 0 | 0 | 0
507 | 1 | Efficient compressor motor | 0 | N/A | -0.0131 | 0 | 0 | 0
508 | 1 | Compressor VSD retrofit | 0 | N/A | -0.060462 | 0 | 0 | 0
509 | 1 | Floating head pressure controls | 0 | N/A | -0.018643 | 0 | 0 | 0
510 | 1 | Refrigeration Commissioning | 0 | N/A | -0.00042174 | 0 | 0 | 0
511 | 1 | Demand Hot Gas Defrost | 0 | N/A | -9.3306e-05 | 0 | 0 | 0
512 | 1 | Demand Defrost Electric | 0 | N/A | -9.3306e-05 | 0 | 0 | 0
513 | 1 | Anti-sweat (humidistat) controls | 0 | N/A | -0.024073 | 0 | 0 | 0
514 | 1 | High R-Value Glass Doors | 0 | N/A | -0.00037427 | 0 | 0 | 0
515 | 1 | Multiplex Compressor System | 0 | N/A | -0.0065314 | 0 | 0 | 0
516 | 1 | Oversized Air Cooled Condenser | 0 | N/A | -0.0013063 | 0 | 0 | 0
517 | 1 | Freezer-Cooler Replacement Gaskets | 0 | N/A | -1.4183e-05 | 0 | 0 | 0
518 | 1 | LED Display Lighting | 0 | N/A | -0.0003359 | 0 | 0 | 0
519 | 1 | Base Water Heating | 0 | N/A | 0 | 0 | 0 | 0
520 | 1 | High Efficiency Water Heater (electric) | 0 | N/A | -104.9654 | 0 | 0 | 0
521 | 1 | Heat Pump Water Heater (air source) | 0.81974 | N/A | 5996.7282 | 0 | 0 | 0
522 | 1 | Solar Water Heater | 0.81882 | N/A | 15674 | 0 | 0 | 0
523 | 1 | Demand controlled circulating systems | 0.17613 | N/A | -643.8718 | 0 | 0 | 0
524 | 1 | Heat Recovery Unit | 0.84852 | N/A | 6141.5313 | 0 | 0 | 0
525 | 1 | Heat Trap | 0.27865 | N/A | 1054.4968 | 0 | 0 | 0
526 | 1 | Hot Water Pipe Insulation | 0.077902 | N/A | 56.8905 | 0 | 0 | 0
527 | 1 | Base Desktop PC | 0 | N/A | 0 | 0 | 0 | 0
528 | 1 | PC Manual Power Management Enabling | 0.94331 | N/A | 16568.3473 | 0 | 0 | 0
529 | 1 | PC Network Power Management Enabling | 0.94331 | N/A | 16818.8824 | 0 | 0 | 0
530 | 1 | Base Monitor, CRT | 0 | N/A | 0 | 0 | 0 | 0
531 | 1 | Energy Star or Better Monitor | 1.2172 | N/A | 24537.3875 | 0.38312 | 0.48746 | 2.9934
532 | 1 | Monitor Power Management Enabling | 0.92272 | N/A | 15541.0068 | 0 | 0 | 0
533 | 1 | Base Monitor, LCD | 0 | N/A | 0 | 0 | 0 | 0
534 | 1 | Energy Star or Better Monitor | 0.00058074 | N/A | 1.8702 | 0 | 0 | 0
535 | 1 | Monitor Power Management Enabling | 0.0088064 | N/A | 1.4716 | 0 | 0 | 0
536 | 1 | Base Copier | 0 | N/A | 0 | 0 | 0 | 0
537 | 1 | Energy Star or Better Copier | 0.50186 | N/A | 2795.1564 | 0 | 0 | 0
538 | 1 | Copier Power Management Enabling | 0.41956 | N/A | 1886.1053 | 0 | 0 | 0
539 | 1 | Base Laser Printer | 0 | N/A | 0 | 0 | 0 | 0
540 | 1 | Printer Power Management Enabling | 0.87031 | N/A | 12306.5741 | 0 | 0 | 0
541 | 1 | Base Commercial Ovens | 0 | N/A | 0 | 0 | 0 | 0
542 | 1 | Convection Oven | 0.068974 | N/A | -591910.901 | 0 | 0 | 0
543 | 1 | Base Commercial Fryers | 0 | N/A | 0 | 0 | 0 | 0
544 | 1 | Efficient Fryer | 0.014772 | N/A | -235475.6588 | 0 | 0 | 0
545 | 1 | Base Vending Machines | 0 | N/A | 0 | 0 | 0 | 0
546 | 1 | Vending Misers (cooled machines only) | 0.59128 | N/A | 4548.2803 | 0 | 0 | 0
547 | 2 | Base Fluorescent Fixture, T12, 34W, EB | 0 | N/A | -44209.55 | 0 | 0 | 0
548 | 2 | Premium T8, Elecctronic Ballast | 1.9102 | N/A | -7348.415 | 1.2927 | 0.56752 | 6.4911
549 | 2 | Premium T8, EB, Reflector | 3.0931 | N/A | 40673.444 | 0.80073 | 0.35154 | 4.0208
550 | 2 | Occupancy Sensor | 1.7885 | N/A | -2776.78 | 0.15924 | 0.06991 | 0.7996
551 | 2 | Continuous Dimming | 3.247 | N/A | -58655.1362 | 2.1369 | 0.93816 | 10.7303
552 | 2 | Lighting Control Tuneup | 0.94296 | N/A | 10207.2868 | 0 | 0 | 0
553 | 2 | Base T8, EB | 0 | N/A | -30504.9374 | 0 | 0 | 0
554 | 2 | ROB Premium T8, 1EB | 1.2299 | N/A | 13271.2179 | 1.1847 | 0.52013 | 5.949
555 | 2 | ROB Premium T8, EB, Reflector | 2.7267 | N/A | 72837.2274 | 1.0084 | 0.44271 | 5.0635
556 | 2 | Occupancy Sensor | 1.3793 | N/A | -5160.1322 | 0.14611 | 0.064147 | 0.73369
557 | 2 | Lighting Control Tuneup | 0.77068 | N/A | 6098.9729 | 0.010186 | 0.0044718 | 0.051147
558 | 2 | Base Incandescent Flood, 75W to Screw-in CFL | 0 | N/A | -8215.4586 | 0 | 0 | 0
559 | 2 | CFL Screw-in 18W | 9.9584 | N/A | 379045.7949 | 7.9173 | 3.4759 | 39.7557
560 | 2 | Base Incandescent Flood, 75W to Hardwired CFL | 0 | N/A | -8215.4586 | 0 | 0 | 0
561 | 2 | CFL Hardwired, Modular 18W | 9.9584 | N/A | 327464.719 | 2.6391 | 1.1586 | 13.2519
562 | 2 | Base CFL | 0 | N/A | 0 | 0 | 0 | 0
563 | 2 | Base High Bay Mercury Vapor, 400W | 0 | N/A | 0 | 0 | 0 | 0
564 | 2 | PSMH, 250W, magnetic ballast | 2.8039 | N/A | 81060.7337 | 0.0065078 | 0.0028571 | 0.032678
565 | 2 | PSMH, 250 W, electronic ballast | 0 | N/A | -11553.4 | 0 | 0 | 0
566 | 2 | High Bay T5 | 3.4637 | N/A | 99481.7316 | 0.0086645 | 0.0038039 | 0.043508
567 | 2 | Base Exit Sign | 0 | N/A | 0 | 0 | 0 | 0
568 | 2 | LED Exit Sign | 0.24876 | N/A | -1280.5086 | 0 | 0 | 0
569 | 2 | Base Outdoor Mercury Vapor 400W Lamp | 0 | N/A | 0 | 0 | 0 | 0
570 | 2 | High Pressure Sodium 250W Lamp | 0.82658 | N/A | -3212.3002 | 0 | 0 | 0
571 | 2 | Outdoor Lighting Controls (Photocell/Timeclock) | 0.78214 | N/A | 6998.8243 | 0 | 0 | 0
572 | 2 | Base Outdoor HID Lamp | 0 | N/A | 0 | 0 | 0 | 0
573 | 2 | Outdoor Lighting Controls (Photocell/Timeclock) | 0.81083 | N/A | 1960.5901 | 0 | 0 | 0
574 | 2 | Base Centrifugal Chiller, 0.58 kW/ton, 500 tons | 0 | N/A | -30405.3557 | 0 | 0 | 0
575 | 2 | Centrifugal Chiller, 0.51 kW/ton, 500 tons | 3.077 | N/A | 54182.863 | 0.24806 | 0.00043113 | 0.83475
576 | 2 | High Efficiency Chiller Motors | 1.0217 | N/A | 12316.4333 | 0.047576 | 0 | 0.22777
577 | 2 | EMS - Chiller | 1.8318 | N/A | 44011.063 | 0.013202 | 0.00062336 | 0.0664
578 | 2 | Chiller Tune Up/Diagnostics | 2.3078 | N/A | 42211.457 | 0.07339 | 0.0011719 | 0.24968
579 | 2 | VSD for Chiller Pumps and Towers | 1.7517 | N/A | 42445.8535 | 0.076466 | 0.00090264 | 0.38459
580 | 2 | EMS Optimization | 0.73369 | N/A | 18861.8347 | 0 | 0 | 0
581 | 2 | Aerosole Duct Sealing | 1.7481 | N/A | 46424.8365 | 0.080242 | 0.00094722 | 0.40359
582 | 2 | Duct/Pipe Insulation | 0.8352 | N/A | -177042.0991 | 0 | 0 | 0
583 | 2 | Window Film (Standard) | 1.2947 | N/A | 18356.9236 | 0.067418 | -0.0045479 | 0.31601
584 | 2 | Ceiling Insulation | 8.5196 | N/A | 82414.498 | 0.18726 | 0.010879 | 0.30499
585 | 2 | Roof Insulation | 2.8897 | N/A | 10897.5385 | 0.058072 | 0.00099901 | 0.11199
586 | 2 | Cool Roof - Chiller | 10.2599 | N/A | 115526.1165 | 0.23907 | 0 | 0.55164
587 | 2 | Thermal Energy Storage (TES) | 0.99 | N/A | 36121 | 0 | 0 | 0
588 | 2 | Base DX Packaged System, EER=10.3, 10 tons | 0 | N/A | -92929.8236 | 0 | 0 | 0
589 | 2 | DX Packaged System, EER=10.9, 10 tons | 1.2734 | N/A | 31870.8916 | 1.5837 | 0 | 10.9214
590 | 2 | Hybrid Dessicant-DX System (Trane CDQ) | 4.1875 | N/A | 215025.9081 | 11.6988 | 0 | 80.6796
591 | 2 | Geothermal Heat Pump, EER=13, 10 tons | 1.9707 | N/A | -51230.1842 | 3.9956 | 0.090546 | 27.5553
592 | 2 | DX Tune Up/ Advanced Diagnostics | 2.2792 | N/A | 39529.5681 | 1.5184 | 0 | 5.1659
593 | 2 | DX Coil Cleaning | 2.2171 | N/A | 38437.8707 | 2.2088 | 0 | 7.5146
594 | 2 | Optimize Controls | 0.78697 | N/A | 30651.1467 | 0 | 0 | 0
595 | 2 | Aerosole Duct Sealing | 2.3314 | N/A | 75675.7489 | 4.052 | 0 | 20.38
596 | 2 | Duct/Pipe Insulation | 0.99934 | N/A | -171351.1516 | 0 | 0 | 0
597 | 2 | Window Film (Standard) | 1.4653 | N/A | 31940.4783 | 3.1664 | -0.89963 | 15.2909
598 | 2 | Ceiling Insulation | 12.9351 | N/A | 132107.3857 | 8.9054 | 2.0012 | 15.4022
599 | 2 | Roof Insulation | 4.7575 | N/A | 29801.474 | 3.0188 | 0.74189 | 5.6558
600 | 2 | Cool Roof - DX | 11.7129 | N/A | 194912.5494 | 9.8742 | 0 | 27.8541
601 | 2 | Base Packaged HP System, EER=10.3, 10 tons | 0 | N/A | -92929.8236 | 0 | 0 | 0
602 | 2 | Packaged HP System, EER=10.9, 10 tons | 2.4186 | N/A | 39400.8734 | 0.42613 | 0 | 1.5078
603 | 2 | Geothermal Heat Pump, EER=13, 10 tons | 9.2962 | N/A | 42242.7971 | 1.0407 | 0 | 2.9314
604 | 2 | Aerosole Duct Sealing | 2.375 | N/A | 77381.0973 | 0.28576 | 0.0033732 | 1.4373
605 | 2 | Duct/Pipe Insulation | 1.0105 | N/A | -171019.3477 | 0.05132 | 0.0006058 | 0.25812
606 | 2 | Window Film (Standard) | 1.6098 | N/A | 32808.9387 | 0.2233 | -0.0043506 | 1.0784
607 | 2 | Ceiling Insulation | 12.0908 | N/A | 135145.3894 | 0.62803 | 0.0095538 | 1.0861
608 | 2 | Roof Insulation | 4.4306 | N/A | 30876.1978 | 0.21289 | 0.0035878 | 0.39881
609 | 2 | Cool Roof - DX | 11.9499 | N/A | 200257.014 | 0.69634 | 0 | 1.9643
610 | 2 | Base PTAC, EER=8.3, 1 ton | 0 | N/A | 0 | 0 | 0 | 0
611 | 2 | HE PTAC, EER=9.6, 1 ton | 2.2301 | N/A | 92602.8427 | 1.7289 | 0 | 11.9229
612 | 2 | Occupancy Sensor (hotels) | 0.98866 | N/A | 99323.2205 | 0 | 0 | 0
613 | 2 | Base Fan Motor, 15hp, 1800rpm, 91.0% | 0 | N/A | -2667.0969 | 0 | 0 | 0
614 | 2 | High Efficiency Fan Motor, 15hp, 1800rpm, 92.4% | 0.37704 | N/A | -2184.3076 | 0 | 0 | 0
615 | 2 | Variable Speed Drive Control | 0.76263 | N/A | 18837.2706 | 0 | 0 | 0
616 | 2 | Air Handler Optimization | 0.64746 | N/A | 9401.2461 | 0 | 0 | 0
617 | 2 | Electronically Commutated Motors (ECM) on an Air Handler Unit | 0.86804 | N/A | 11021.2629 | 0 | 0 | 0
618 | 2 | Demand Control Ventilation (DCV) | 4.5115 | N/A | -55640.5769 | 6.0029 | 8.2132 | 11.4387
619 | 2 | Energy Recovery Ventilation (ERV) | 2.6418 | N/A | 966.2766 | 3.7341 | 2.681 | 5.2292
620 | 2 | Separate Makeup Air / Exhaust Hoods AC | 1.076 | N/A | 29270.3947 | 4.3049 | 0.62525 | 32.5844
621 | 2 | Base Refrigeration System | 0 | N/A | 0 | 0 | 0 | 0
622 | 2 | High-efficiency fan motors | 0 | N/A | -0.17329 | 0 | 0 | 0
623 | 2 | Strip curtains for walk-ins | 0 | N/A | -0.0055984 | 0 | 0 | 0
624 | 2 | Night covers for display cases | 0 | N/A | -5.2625e-05 | 0 | 0 | 0
625 | 2 | Evaporator fan controller for MT walk-ins | 0 | N/A | -0.0010413 | 0 | 0 | 0
626 | 2 | Efficient compressor motor | 0 | N/A | -0.0131 | 0 | 0 | 0
627 | 2 | Compressor VSD retrofit | 0 | N/A | -0.060462 | 0 | 0 | 0
628 | 2 | Floating head pressure controls | 0 | N/A | -0.018643 | 0 | 0 | 0
629 | 2 | Refrigeration Commissioning | 0 | N/A | -0.00042174 | 0 | 0 | 0
630 | 2 | Demand Hot Gas Defrost | 0 | N/A | -9.3306e-05 | 0 | 0 | 0
631 | 2 | Demand Defrost Electric | 0 | N/A | -9.3306e-05 | 0 | 0 | 0
632 | 2 | Anti-sweat (humidistat) controls | 0 | N/A | -0.024073 | 0 | 0 | 0
633 | 2 | High R-Value Glass Doors | 0 | N/A | -0.00037427 | 0 | 0 | 0
634 | 2 | Multiplex Compressor System | 0 | N/A | -0.0065314 | 0 | 0 | 0
635 | 2 | Oversized Air Cooled Condenser | 0 | N/A | -0.0013063 | 0 | 0 | 0
636 | 2 | Freezer-Cooler Replacement Gaskets | 0 | N/A | -1.4183e-05 | 0 | 0 | 0
637 | 2 | LED Display Lighting | 0 | N/A | -0.0003359 | 0 | 0 | 0
638 | 2 | Base Water Heating | 0 | N/A | 0 | 0 | 0 | 0
639 | 2 | High Efficiency Water Heater (electric) | 0 | N/A | -557.2111 | 0 | 0 | 0
640 | 2 | Heat Pump Water Heater (air source) | 1.9931 | N/A | 58947.3934 | 4.8445 | 1.732 | 29.9775
641 | 2 | Solar Water Heater | 0.83 | N/A | -15674 | 0 | 0 | 0
642 | 2 | Demand controlled circulating systems | 0.64482 | N/A | -2014.7763 | 0.17796 | 0.063625 | 1.1012
643 | 2 | Heat Recovery Unit | 2.1112 | N/A | 75235.8052 | 3.1493 | 1.1259 | 19.4881
644 | 2 | Heat Trap | 0.81029 | N/A | 9057.9924 | 0 | 0 | 0
645 | 2 | Hot Water Pipe Insulation | 0.40502 | N/A | 1057.4088 | 0 | 0 | 0
646 | 2 | Base Desktop PC | 0 | N/A | 0 | 0 | 0 | 0
647 | 2 | PC Manual Power Management Enabling | 0.36554 | N/A | 1697.9956 | 0 | 0 | 0
648 | 2 | PC Network Power Management Enabling | 0.36554 | N/A | 1726.2167 | 0 | 0 | 0
649 | 2 | Base Monitor, CRT | 0 | N/A | 0 | 0 | 0 | 0
650 | 2 | Energy Star or Better Monitor | 0.48315 | N/A | 2679.046 | 0 | 0 | 0
651 | 2 | Monitor Power Management Enabling | 0.35148 | N/A | 1592.6484 | 0 | 0 | 0
652 | 2 | Base Monitor, LCD | 0 | N/A | 0 | 0 | 0 | 0
653 | 2 | Energy Star or Better Monitor | 6.3763e-05 | N/A | 0.2042 | 0 | 0 | 0
654 | 2 | Monitor Power Management Enabling | 0.00085227 | N/A | -0.09579 | 0 | 0 | 0
655 | 2 | Base Copier | 0 | N/A | 0 | 0 | 0 | 0
656 | 2 | Energy Star or Better Copier | 0.18246 | N/A | 632.1741 | 0 | 0 | 0
657 | 2 | Copier Power Management Enabling | 0.14383 | N/A | 392.9216 | 0 | 0 | 0
658 | 2 | Base Laser Printer | 0 | N/A | 0 | 0 | 0 | 0
659 | 2 | Printer Power Management Enabling | 0.39706 | N/A | 1822.7898 | 0 | 0 | 0
660 | 2 | Base Commercial Ovens | 0 | N/A | 0 | 0 | 0 | 0
661 | 2 | Convection Oven | 0.87623 | N/A | 2229.9041 | 0 | 0 | 0
662 | 2 | Base Commercial Fryers | 0 | N/A | 0 | 0 | 0 | 0
663 | 2 | Efficient Fryer | 1.0676 | N/A | -4377.1117 | 2.0599 | 0.29807 | 13.8085
664 | 2 | Base Vending Machines | 0 | N/A | 0 | 0 | 0 | 0
665 | 2 | Vending Misers (cooled machines only) | 0.65694 | N/A | 6103.5338 | 0 | 0 | 0
666 | 3 | Base Fluorescent Fixture, T12, 34W, EB | 0 | N/A | -52696.7603 | 0 | 0 | 0
667 | 3 | Premium T8, Elecctronic Ballast | 2.1964 | N/A | -13606.1307 | 4.6549 | 1.664 | 20.7286
668 | 3 | Premium T8, EB, Reflector | 3.6811 | N/A | 38509.6836 | 2.8834 | 1.0307 | 12.8399
669 | 3 | Occupancy Sensor | 2.0442 | N/A | -7640.8451 | 0.57341 | 0.20498 | 2.5534
670 | 3 | Continuous Dimming | 3.8746 | N/A | -80560.69 | 1.8468 | 0.66017 | 8.2238
671 | 3 | Lighting Control Tuneup | 1.0154 | N/A | 11132.5133 | 0.1599 | 0.057158 | 0.71202
672 | 3 | Base T8, EB | 0 | N/A | -36361.1792 | 0 | 0 | 0
673 | 3 | ROB Premium T8, 1EB | 1.3553 | N/A | 13745.9508 | 2.8441 | 1.0167 | 12.665
674 | 3 | ROB Premium T8, EB, Reflector | 3.2201 | N/A | 78448.0769 | 2.4208 | 0.86535 | 10.7799
675 | 3 | Occupancy Sensor | 1.5377 | N/A | -8800.0644 | 0.35076 | 0.12539 | 1.562
676 | 3 | Lighting Control Tuneup | 0.82148 | N/A | 6664.9406 | 0 | 0 | 0
677 | 3 | Base Incandescent Flood, 75W to Screw-in CFL | 0 | N/A | -9792.6365 | 0 | 0 | 0
678 | 3 | CFL Screw-in 18W | 12.3368 | N/A | 411604.5373 | 9.4264 | 3.3696 | 41.9761
679 | 3 | Base Incandescent Flood, 75W to Hardwired CFL | 0 | N/A | -9792.6365 | 0 | 0 | 0
680 | 3 | CFL Hardwired, Modular 18W | 12.3368 | N/A | 350121.0889 | 3.1421 | 1.1232 | 13.992
681 | 3 | Base CFL | 0 | N/A | 0 | 0 | 0 | 0
682 | 3 | Base High Bay Mercury Vapor, 400W | 0 | N/A | 0 | 0 | 0 | 0
683 | 3 | PSMH, 250W, magnetic ballast | 3.3171 | N/A | 87913.8061 | 3.2086 | 1.147 | 14.2881
684 | 3 | PSMH, 250 W, electronic ballast | 0 | N/A | -13771.3853 | 0 | 0 | 0
685 | 3 | High Bay T5 | 4.1474 | N/A | 106985.1332 | 4.272 | 1.5271 | 19.0232
686 | 3 | Base Exit Sign | 0 | N/A | 0 | 0 | 0 | 0
687 | 3 | LED Exit Sign | 0.098906 | N/A | -333.4834 | 0 | 0 | 0
688 | 3 | Base Outdoor Mercury Vapor 400W Lamp | 0 | N/A | 0 | 0 | 0 | 0
689 | 3 | High Pressure Sodium 250W Lamp | 0.52671 | N/A | 2452.6394 | 0 | 0 | 0
690 | 3 | Outdoor Lighting Controls (Photocell/Timeclock) | 0.47537 | N/A | 2644.5119 | 0 | 0 | 0
691 | 3 | Base Outdoor HID Lamp | 0 | N/A | 0 | 0 | 0 | 0
692 | 3 | Outdoor Lighting Controls (Photocell/Timeclock) | 0.74538 | N/A | 9797.8575 | 0 | 0 | 0
693 | 3 | Base Centrifugal Chiller, 0.58 kW/ton, 500 tons | 0 | N/A | -12945.6716 | 0 | 0 | 0
694 | 3 | Centrifugal Chiller, 0.51 kW/ton, 500 tons | 1.9274 | N/A | 21636.8388 | 1.8657 | 0.0034445 | 5.1926
695 | 3 | High Efficiency Chiller Motors | 0.74595 | N/A | 4823.795 | 0 | 0 | 0
696 | 3 | EMS - Chiller | 1.2864 | N/A | 17256.9738 | 0.099292 | 0.0049802 | 0.41304
697 | 3 | Chiller Tune Up/Diagnostics | 1.5079 | N/A | 15924.6352 | 0.55198 | 0.0093625 | 1.5532
698 | 3 | VSD for Chiller Pumps and Towers | 1.2381 | N/A | 16674.021 | 0.57511 | 0.0072114 | 2.3923
699 | 3 | EMS Optimization | 0.61499 | N/A | 6559.0494 | 0 | 0 | 0
700 | 3 | Aerosole Duct Sealing | 1.236 | N/A | 18372.8851 | 0.60351 | 0.0075676 | 2.5105
701 | 3 | Duct/Pipe Insulation | 0.59174 | N/A | -182808.594 | 0 | 0 | 0
702 | 3 | Window Film (Standard) | 0.94361 | N/A | 2560.4685 | 0 | 0 | 0
703 | 3 | Ceiling Insulation | 4.6132 | N/A | 29691.0814 | 1.4084 | 0.086913 | 1.8974
704 | 3 | Roof Insulation | 1.738 | N/A | -7083.4714 | 0.43677 | 0.0079814 | 0.69665
705 | 3 | Cool Roof - Chiller | 5.4316 | N/A | 15161.9476 | 2.1628 | 0 | 4.1276
706 | 3 | Thermal Energy Storage (TES) | 0.98 | N/A | 4701 | 0 | 0 | 0
707 | 3 | Base DX Packaged System, EER=10.3, 10 tons | 0 | N/A | -39566.68 | 0 | 0 | 0
708 | 3 | DX Packaged System, EER=10.9, 10 tons | 0.97812 | N/A | 12185.5615 | 0 | 0 | 0
709 | 3 | Hybrid Dessicant-DX System (Trane CDQ) | 2.598 | N/A | 82349.3048 | 10.8946 | 0 | 62.1395
710 | 3 | Geothermal Heat Pump, EER=13, 10 tons | 1.3937 | N/A | -24986.8823 | 3.7209 | 0.08957 | 21.2231
711 | 3 | DX Tune Up/ Advanced Diagnostics | 1.4909 | N/A | 13506.6509 | 1.4141 | 0 | 3.9789
712 | 3 | DX Coil Cleaning | 1.4558 | N/A | 15437.8901 | 2.057 | 0 | 5.7879
713 | 3 | Optimize Controls | 0.68839 | N/A | 10859.7674 | 0 | 0 | 0
714 | 3 | Aerosole Duct Sealing | 1.5672 | N/A | 29998.408 | 3.7735 | 0 | 15.6969
715 | 3 | Duct/Pipe Insulation | 0.73478 | N/A | -180546.7795 | 0 | 0 | 0
716 | 3 | Window Film (Standard) | 1.0539 | N/A | 7962.8253 | 1.9103 | -0.57655 | 7.6297
717 | 3 | Ceiling Insulation | 6.9052 | N/A | 50272.3569 | 8.2933 | 1.9797 | 11.8644
718 | 3 | Roof Insulation | 2.7396 | N/A | 774.4715 | 2.8113 | 0.7339 | 4.3566
719 | 3 | Cool Roof - DX | 6.2143 | N/A | 45812.8728 | 11.0602 | 0 | 25.805
720 | 3 | Base Packaged HP System, EER=10.3, 10 tons | 0 | N/A | -39566.68 | 0 | 0 | 0
721 | 3 | Packaged HP System, EER=10.9, 10 tons | 1.5741 | N/A | 15632.0369 | 0.16343 | 0 | 0.47829
722 | 3 | Geothermal Heat Pump, EER=13, 10 tons | 5.1487 | N/A | 14390.6554 | 0.39911 | 0 | 0.92988
723 | 3 | Aerosole Duct Sealing | 1.592 | N/A | 30676.2008 | 0.073063 | 0.00091616 | 0.30393
724 | 3 | Duct/Pipe Insulation | 0.74357 | N/A | -180414.9067 | 0 | 0 | 0
725 | 3 | Window Film (Standard) | 1.1484 | N/A | 8309.1706 | 0.055482 | -0.0011483 | 0.22161
726 | 3 | Ceiling Insulation | 6.4306 | N/A | 51536.4101 | 0.24086 | 0.0038922 | 0.34453
727 | 3 | Roof Insulation | 2.5472 | N/A | 1219.9537 | 0.081649 | 0.0014616 | 0.12651
728 | 3 | Cool Roof - DX | 6.3326 | N/A | 47917.0026 | 0.32122 | 0 | 0.74947
729 | 3 | Base PTAC, EER=8.3, 1 ton | 0 | N/A | 0 | 0 | 0 | 0
730 | 3 | HE PTAC, EER=9.6, 1 ton | 1.5374 | N/A | 35520.3053 | 1.5489 | 0 | 8.8343
731 | 3 | Occupancy Sensor (hotels) | 0.86829 | N/A | 37366.4984 | 0 | 0 | 0
732 | 3 | Base Fan Motor, 15hp, 1800rpm, 91.0% | 0 | N/A | -1223.2866 | 0 | 0 | 0
733 | 3 | High Efficiency Fan Motor, 15hp, 1800rpm, 92.4% | 0.23663 | N/A | -954.3706 | 0 | 0 | 0
734 | 3 | Variable Speed Drive Control | 0.7076 | N/A | 10359.3764 | 0 | 0 | 0
735 | 3 | Air Handler Optimization | 0.53844 | N/A | 3955.7311 | 0 | 0 | 0
736 | 3 | Electronically Commutated Motors (ECM) on an Air Handler Unit | 0.70572 | N/A | 5699.6988 | 0 | 0 | 0
737 | 3 | Demand Control Ventilation (DCV) | 3.1604 | N/A | -68749.6765 | 5.7639 | 10.8994 | 10.4853
738 | 3 | Energy Recovery Ventilation (ERV) | 1.7447 | N/A | 1413.3078 | 3.5854 | 3.5578 | 4.7929
739 | 3 | Separate Makeup Air / Exhaust Hoods AC | 0 | N/A | -85.3456 | 0 | 0 | 0
740 | 3 | Base Refrigeration System | 0 | N/A | 0 | 0 | 0 | 0
741 | 3 | High-efficiency fan motors | 0 | N/A | -0.17329 | 0 | 0 | 0
742 | 3 | Strip curtains for walk-ins | 0 | N/A | -0.0055984 | 0 | 0 | 0
743 | 3 | Night covers for display cases | 0 | N/A | -5.2625e-05 | 0 | 0 | 0
744 | 3 | Evaporator fan controller for MT walk-ins | 0 | N/A | -0.0010413 | 0 | 0 | 0
745 | 3 | Efficient compressor motor | 0 | N/A | -0.0131 | 0 | 0 | 0
746 | 3 | Compressor VSD retrofit | 0 | N/A | -0.060462 | 0 | 0 | 0
747 | 3 | Floating head pressure controls | 0 | N/A | -0.018643 | 0 | 0 | 0
748 | 3 | Refrigeration Commissioning | 0 | N/A | -0.00042174 | 0 | 0 | 0
749 | 3 | Demand Hot Gas Defrost | 0 | N/A | -9.3306e-05 | 0 | 0 | 0
750 | 3 | Demand Defrost Electric | 0 | N/A | -9.3306e-05 | 0 | 0 | 0
751 | 3 | Anti-sweat (humidistat) controls | 0 | N/A | -0.024073 | 0 | 0 | 0
752 | 3 | High R-Value Glass Doors | 0 | N/A | -0.00037427 | 0 | 0 | 0
753 | 3 | Multiplex Compressor System | 0 | N/A | -0.0065314 | 0 | 0 | 0
754 | 3 | Oversized Air Cooled Condenser | 0 | N/A | -0.0013063 | 0 | 0 | 0
755 | 3 | Freezer-Cooler Replacement Gaskets | 0 | N/A | -1.4183e-05 | 0 | 0 | 0
756 | 3 | LED Display Lighting | 0 | N/A | -0.0003359 | 0 | 0 | 0
757 | 3 | Base Water Heating | 0 | N/A | 0 | 0 | 0 | 0
758 | 3 | High Efficiency Water Heater (electric) | 0 | N/A | -44.8438 | 0 | 0 | 0
759 | 3 | Heat Pump Water Heater (air source) | 0.5562 | N/A | 2497.533 | 0 | 0 | 0
760 | 3 | Solar Water Heater | 0.83 | N/A | -15674 | 0 | 0 | 0
761 | 3 | Demand controlled circulating systems | 0.080074 | N/A | -47.8567 | 0 | 0 | 0
762 | 3 | Heat Recovery Unit | 0.5814 | N/A | 842.8988 | 0 | 0 | 0
763 | 3 | Heat Trap | 0.13589 | N/A | 442.2863 | 0 | 0 | 0
764 | 3 | Hot Water Pipe Insulation | 0.033409 | N/A | 22.5104 | 0 | 0 | 0
765 | 3 | Base Desktop PC | 0 | N/A | 0 | 0 | 0 | 0
766 | 3 | PC Manual Power Management Enabling | 0.39752 | N/A | 1945.4602 | 0 | 0 | 0
767 | 3 | PC Network Power Management Enabling | 0.39752 | N/A | 1976.4363 | 0 | 0 | 0
768 | 3 | Base Monitor, CRT | 0 | N/A | 0 | 0 | 0 | 0
769 | 3 | Energy Star or Better Monitor | 0.52578 | N/A | 2971.5279 | 0 | 0 | 0
770 | 3 | Monitor Power Management Enabling | 0.3828 | N/A | 1824.7901 | 0 | 0 | 0
771 | 3 | Base Monitor, LCD | 0 | N/A | 0 | 0 | 0 | 0
772 | 3 | Energy Star or Better Monitor | 7.1661e-05 | N/A | 0.22649 | 0 | 0 | 0
773 | 3 | Monitor Power Management Enabling | 0.00096096 | N/A | 0.021824 | 0 | 0 | 0
774 | 3 | Base Copier | 0 | N/A | 0 | 0 | 0 | 0
775 | 3 | Energy Star or Better Copier | 0.17502 | N/A | 581.2038 | 0 | 0 | 0
776 | 3 | Copier Power Management Enabling | 0.13762 | N/A | 376.4611 | 0 | 0 | 0
777 | 3 | Base Laser Printer | 0 | N/A | 0 | 0 | 0 | 0
778 | 3 | Printer Power Management Enabling | 0.49586 | N/A | 2750.447 | 0 | 0 | 0
779 | 3 | Base Commercial Ovens | 0 | N/A | 0 | 0 | 0 | 0
780 | 3 | Convection Oven | 0.05579 | N/A | -282284.9723 | 0 | 0 | 0
781 | 3 | Base Commercial Fryers | 0 | N/A | 0 | 0 | 0 | 0
782 | 3 | Efficient Fryer | 0.032273 | N/A | -406601.155 | 0 | 0 | 0
783 | 3 | Base Vending Machines | 0 | N/A | 0 | 0 | 0 | 0
784 | 3 | Vending Misers (cooled machines only) | 0.20584 | N/A | 721.2456 | 0 | 0 | 0
785 | 4 | Base Fluorescent Fixture, T12, 34W, EB | 0 | N/A | -68707.7259 | 0 | 0 | 0
786 | 4 | Premium T8, Elecctronic Ballast | 3.0314 | N/A | 28239.4657 | 0.40154 | 0.21395 | 2.3296
787 | 4 | Premium T8, EB, Reflector | 5.3577 | N/A | 144807.7 | 0.24873 | 0.13253 | 1.443
788 | 4 | Occupancy Sensor | 2.7959 | N/A | 31122.3047 | 0.049464 | 0.026355 | 0.28698
789 | 4 | Continuous Dimming | 5.6624 | N/A | -4055.8101 | 0.34517 | 0.18391 | 2.0026
790 | 4 | Lighting Control Tuneup | 1.2823 | N/A | 25119.9412 | 0.0086033 | 0.004584 | 0.049914
791 | 4 | Base T8, EB | 0 | N/A | -47408.8715 | 0 | 0 | 0
792 | 4 | ROB Premium T8, 1EB | 1.7536 | N/A | 37587.6165 | 0.08178 | 0.043574 | 0.47446
793 | 4 | ROB Premium T8, EB, Reflector | 4.6327 | N/A | 181703.5989 | 0.069607 | 0.037088 | 0.40384
794 | 4 | Occupancy Sensor | 2.023 | N/A | 13658.0665 | 0.010086 | 0.0053739 | 0.058515
795 | 4 | Lighting Control Tuneup | 1.0462 | N/A | 15221.179 | 0.0017542 | 0.0009347 | 0.010178
796 | 4 | Base Incandescent Flood, 75W to Screw-in CFL | 0 | N/A | -12767.9535 | 0 | 0 | 0
797 | 4 | CFL Screw-in 18W | 19.0326 | N/A | 918101.5825 | 0.12181 | 0.064903 | 0.70671
798 | 4 | Base Incandescent Flood, 75W to Hardwired CFL | 0 | N/A | -12767.9535 | 0 | 0 | 0
799 | 4 | CFL Hardwired, Modular 18W | 19.0326 | N/A | 837937.4908 | 0.040604 | 0.021634 | 0.23557
800 | 4 | Base CFL | 0 | N/A | 0 | 0 | 0 | 0
801 | 4 | Base High Bay Mercury Vapor, 400W | 0 | N/A | 0 | 0 | 0 | 0
802 | 4 | PSMH, 250W, magnetic ballast | 4.7853 | N/A | 197237.5117 | 0.13775 | 0.073396 | 0.79919
803 | 4 | PSMH, 250 W, electronic ballast | 0 | N/A | -17955.5738 | 0 | 0 | 0
804 | 4 | High Bay T5 | 6.0924 | N/A | 249481.2953 | 0.1834 | 0.09772 | 1.064
805 | 4 | Base Exit Sign | 0 | N/A | 0 | 0 | 0 | 0
806 | 4 | LED Exit Sign | 0.051621 | N/A | -329.0983 | 0 | 0 | 0
807 | 4 | Base Outdoor Mercury Vapor 400W Lamp | 0 | N/A | 0 | 0 | 0 | 0
808 | 4 | High Pressure Sodium 250W Lamp | 0.70554 | N/A | 6319.7422 | 0 | 0 | 0
809 | 4 | Outdoor Lighting Controls (Photocell/Timeclock) | 0.65745 | N/A | 6167.9623 | 0 | 0 | 0
810 | 4 | Base Outdoor HID Lamp | 0 | N/A | 0 | 0 | 0 | 0
811 | 4 | Outdoor Lighting Controls (Photocell/Timeclock) | 0.74785 | N/A | 8405.0115 | 0 | 0 | 0
812 | 4 | Base Centrifugal Chiller, 0.58 kW/ton, 500 tons | 0 | N/A | -28784.2385 | 0 | 0 | 0
813 | 4 | Centrifugal Chiller, 0.51 kW/ton, 500 tons | 2.3657 | N/A | 42526.0651 | 0.034595 | 0.00011223 | 0.13072
814 | 4 | High Efficiency Chiller Motors | 0.89842 | N/A | 9714.4582 | 0.0066352 | 0 | 0.03567
815 | 4 | EMS - Chiller | 1.5087 | N/A | 35022.9776 | 0.0018412 | 0.00016227 | 0.010399
816 | 4 | Chiller Tune Up/Diagnostics | 1.8338 | N/A | 33947.1927 | 0.010235 | 0.00030506 | 0.0391
817 | 4 | VSD for Chiller Pumps and Towers | 1.4391 | N/A | 33915.3021 | 0.010664 | 0.00023497 | 0.060228
818 | 4 | EMS Optimization | 0.70568 | N/A | 15564.9292 | 0.001065 | 9.3865e-05 | 0.024056
819 | 4 | Aerosole Duct Sealing | 1.4367 | N/A | 37703.3817 | 0.011191 | 0.00024658 | 0.063203
820 | 4 | Duct/Pipe Insulation | 0.7478 | N/A | -178767.5937 | 0.0020098 | 4.4283e-05 | 0.011351
821 | 4 | Window Film (Standard) | 1.1015 | N/A | 14134.6091 | 0 | 0 | 0
822 | 4 | Ceiling Insulation | 6.3692 | N/A | 63982.4662 | 0.026117 | 0.0028319 | 0.047761
823 | 4 | Roof Insulation | 2.2521 | N/A | 4765.995 | 0.008099 | 0.00026006 | 0.017537
824 | 4 | Cool Roof - Chiller | 7.4869 | N/A | 84537.2464 | 0.030846 | 0 | 0.079917
825 | 4 | Thermal Energy Storage (TES) | 0.99 | N/A | 7243 | 0 | 0 | 0
826 | 4 | Base DX Packaged System, EER=10.3, 10 tons | 0 | N/A | -87975.0997 | 0 | 0 | 0
827 | 4 | DX Packaged System, EER=10.9, 10 tons | 1.0998 | N/A | 24969.1005 | 0.085285 | 0 | 0.66043
828 | 4 | Hybrid Dessicant-DX System (Trane CDQ) | 3.1048 | N/A | 168972.249 | 0.63002 | 0 | 4.8788
829 | 4 | Geothermal Heat Pump, EER=13, 10 tons | 1.5964 | N/A | -60431.5271 | 0.21518 | 0.0091017 | 1.6663
830 | 4 | DX Tune Up/ Advanced Diagnostics | 1.8051 | N/A | 31348.1968 | 0.081773 | 0 | 0.31238
831 | 4 | DX Coil Cleaning | 1.7614 | N/A | 30767.3379 | 0.11895 | 0 | 0.45441
832 | 4 | Optimize Controls | 0.75652 | N/A | 25347.4472 | 0 | 0 | 0
833 | 4 | Aerosole Duct Sealing | 1.8395 | N/A | 61680.2069 | 0.21821 | 0 | 1.2324
834 | 4 | Duct/Pipe Insulation | 0.88285 | N/A | -174102.7369 | 0 | 0 | 0
835 | 4 | Window Film (Standard) | 1.1549 | N/A | 25520.9312 | 0.092244 | -0.048919 | 0.50018
836 | 4 | Ceiling Insulation | 10.0688 | N/A | 103754.1975 | 0.47959 | 0.20116 | 0.93143
837 | 4 | Roof Insulation | 3.8457 | N/A | 19862.7132 | 0.16257 | 0.074575 | 0.34203
838 | 4 | Cool Roof - DX | 8.475 | N/A | 150239.3122 | 0.49193 | 0 | 1.5582
839 | 4 | Base Packaged HP System, EER=10.3, 10 tons | 0 | N/A | -87975.0997 | 0 | 0 | 0
840 | 4 | Packaged HP System, EER=10.9, 10 tons | 1.9032 | N/A | 30613.3755 | 0.012028 | 0 | 0.04779
841 | 4 | Geothermal Heat Pump, EER=13, 10 tons | 6.7036 | N/A | 13595.838 | 0.029373 | 0 | 0.092908
842 | 4 | Aerosole Duct Sealing | 1.8759 | N/A | 63078.1894 | 0.0080658 | 0.00017772 | 0.045553
843 | 4 | Duct/Pipe Insulation | 0.8934 | N/A | -173830.7584 | 0.0014485 | 3.1916e-05 | 0.0081808
844 | 4 | Window Film (Standard) | 1.3433 | N/A | 26250.6363 | 0.0034096 | -0.00012399 | 0.01849
845 | 4 | Ceiling Insulation | 8.7979 | N/A | 106171.9258 | 0.017727 | 0.00050334 | 0.034421
846 | 4 | Roof Insulation | 3.3545 | N/A | 20720.0001 | 0.006009 | 0.00018902 | 0.01264
847 | 4 | Cool Roof - DX | 8.6416 | N/A | 154613.0366 | 0.018183 | 0 | 0.057595
848 | 4 | Base PTAC, EER=8.3, 1 ton | 0 | N/A | 0 | 0 | 0 | 0
849 | 4 | HE PTAC, EER=9.6, 1 ton | 1.7661 | N/A | 72979.2564 | 6.5783e-11 | 0 | 5.0941e-10
850 | 4 | Occupancy Sensor (hotels) | 0.91453 | N/A | 80774.2231 | 2.2824e-11 | 2.0116e-12 | 5.1554e-10
851 | 4 | Base Fan Motor, 15hp, 1800rpm, 91.0% | 0 | N/A | -1450.027 | 0 | 0 | 0
852 | 4 | High Efficiency Fan Motor, 15hp, 1800rpm, 92.4% | 0.38916 | N/A | -303.2971 | 0 | 0 | 0
853 | 4 | Variable Speed Drive Control | 0.76894 | N/A | 28539.9996 | 4.3276e-08 | 4.2549e-08 | 1.5683e-06
854 | 4 | Air Handler Optimization | 0.65543 | N/A | 10038.7158 | 0 | 0 | 0
855 | 4 | Electronically Commutated Motors (ECM) on an Air Handler Unit | 0.82909 | N/A | 12011.3336 | 0 | 0 | 0
856 | 4 | Demand Control Ventilation (DCV) | 5.5552 | N/A | -45767.2009 | 0.24809 | 0.57446 | 0.56603
857 | 4 | Energy Recovery Ventilation (ERV) | 2.7364 | N/A | 2854.4939 | 0.15432 | 0.18751 | 0.25873
858 | 4 | Separate Makeup Air / Exhaust Hoods AC | 1.0148 | N/A | 30502.2705 | 0.017791 | 0.0043732 | 0.1612
859 | 4 | Base Refrigeration System | 0 | N/A | 0 | 0 | 0 | 0
860 | 4 | High-efficiency fan motors | 2.6676 | N/A | 99906.7437 | 0.87258 | 0.71641 | 7.0387
861 | 4 | Strip curtains for walk-ins | 1.4358 | N/A | 47000.6363 | 0.21727 | 0.17838 | 1.7526
862 | 4 | Night covers for display cases | 0.90424 | N/A | 60607.9679 | 0 | 0 | 0
863 | 4 | Evaporator fan controller for MT walk-ins | 0.70806 | N/A | 4989.5033 | 0 | 0 | 0
864 | 4 | Efficient compressor motor | 1.8904 | N/A | 79578.1791 | 0.37193 | 0.30536 | 3.0002
865 | 4 | Compressor VSD retrofit | 1.0503 | N/A | 53410.9392 | 0.095726 | 0.078594 | 1.5442
866 | 4 | Floating head pressure controls | 1.9252 | N/A | 80875.7974 | 0.13713 | 0.11259 | 1.1062
867 | 4 | Refrigeration Commissioning | 1.6035 | N/A | 54414.2912 | 0.19544 | 0.16046 | 1.5765
868 | 4 | Demand Hot Gas Defrost | 1.1828 | N/A | 29110.5497 | 0.058331 | 0.047892 | 0.47054
869 | 4 | Demand Defrost Electric | 2.017 | N/A | 91411.3252 | 0.56427 | 0.46328 | 4.5517
870 | 4 | Anti-sweat (humidistat) controls | 1.1868 | N/A | 52306.5789 | 0.1445 | 0.23727 | 2.3311
871 | 4 | High R-Value Glass Doors | 1.0111 | N/A | 14537.7371 | 0.11814 | 0.096999 | 0.95302
872 | 4 | Multiplex Compressor System | 3.1695 | N/A | 81271.0947 | 0.5852 | 0.48047 | 4.7206
873 | 4 | Oversized Air Cooled Condenser | 2.1141 | N/A | 79888.4262 | 0.32108 | 0.26361 | 2.59
874 | 4 | Freezer-Cooler Replacement Gaskets | 1.8683 | N/A | 80173.5338 | 0.26022 | 0.21365 | 2.0991
875 | 4 | LED Display Lighting | 0.81478 | N/A | 5533.4026 | 0 | 0 | 0
876 | 4 | Base Water Heating | 0 | N/A | 0 | 0 | 0 | 0
877 | 4 | High Efficiency Water Heater (electric) | 0 | N/A | -185.5516 | 0 | 0 | 0
878 | 4 | Heat Pump Water Heater (air source) | 0.89873 | N/A | 9622.4897 | 0.051482 | 0.02581 | 0.37608
879 | 4 | Solar Water Heater | 0.83 | N/A | -16574 | 0 | 0 | 0
880 | 4 | Demand controlled circulating systems | 0.24851 | N/A | 219.8828 | 0.0018912 | 0.00094813 | 0.013815
881 | 4 | Heat Recovery Unit | 0.92671 | N/A | 12074.9844 | 0 | 0 | 0
882 | 4 | Heat Trap | 0.37135 | N/A | 1739.2454 | 0.0038901 | 0.0019503 | 0.028418
883 | 4 | Hot Water Pipe Insulation | 0.11701 | N/A | 73.3153 | 0.00084927 | 0.00042577 | 0.0062039
884 | 4 | Base Desktop PC | 0 | N/A | 0 | 0 | 0 | 0
885 | 4 | PC Manual Power Management Enabling | 0.275 | N/A | 1130.8123 | 0.0028536 | 0.0041466 | 0.034054
886 | 4 | PC Network Power Management Enabling | 0.275 | N/A | 1148.8708 | 0.0028536 | 0.0041466 | 0.034054
887 | 4 | Base Monitor, CRT | 0 | N/A | 0 | 0 | 0 | 0
888 | 4 | Energy Star or Better Monitor | 0.37598 | N/A | 1689.7208 | 0.00055385 | 0.00052983 | 0.0043515
889 | 4 | Monitor Power Management Enabling | 0.2629 | N/A | 1060.6726 | 0.0014281 | 0.0020752 | 0.017043
890 | 4 | Base Monitor, LCD | 0 | N/A | 0 | 0 | 0 | 0
891 | 4 | Energy Star or Better Monitor | 4.0793e-05 | N/A | 0.12879 | 4.2215e-08 | 4.0384e-08 | 3.3167e-07
892 | 4 | Monitor Power Management Enabling | 0.00055237 | N/A | 0.0075073 | 2.365e-06 | 3.4366e-06 | 2.8224e-05
893 | 4 | Base Copier | 0 | N/A | 0 | 0 | 0 | 0
894 | 4 | Energy Star or Better Copier | 0.14429 | N/A | 468.1992 | 0.00030693 | 0.00029362 | 0.0024115
895 | 4 | Copier Power Management Enabling | 0.11393 | N/A | 309.8105 | 0.00082649 | 0.001201 | 0.0098632
896 | 4 | Base Laser Printer | 0 | N/A | 0 | 0 | 0 | 0
897 | 4 | Printer Power Management Enabling | 0.33127 | N/A | 1398.2759 | 0.0023146 | 0.0033634 | 0.027622
898 | 4 | Base Commercial Ovens | 0 | N/A | 0 | 0 | 0 | 0
899 | 4 | Convection Oven | 0.74191 | N/A | 5178.9881 | 0.029952 | 0.010088 | 0.2612
900 | 4 | Base Commercial Fryers | 0 | N/A | 0 | 0 | 0 | 0
901 | 4 | Efficient Fryer | 0.50667 | N/A | -1981.6565 | 0 | 0 | 0
902 | 4 | Base Vending Machines | 0 | N/A | 0 | 0 | 0 | 0
903 | 4 | Vending Misers (cooled machines only) | 0.29121 | N/A | 1150.2297 | 0.0038586 | 0.0048122 | 0.047278
904 | 5 | Base Fluorescent Fixture, T12, 34W, EB | 0 | N/A | -47734.2654 | 0 | 0 | 0
905 | 5 | Premium T8, Elecctronic Ballast | 1.4659 | N/A | -26469.2644 | 0.69716 | 1.0478 | 5.3122
906 | 5 | Premium T8, EB, Reflector | 2.224 | N/A | 5782.7806 | 0.37786 | 0.5679 | 2.8792
907 | 5 | Occupancy Sensor | 1.3859 | N/A | -19559.9478 | 0.37572 | 0.56468 | 2.8629
908 | 5 | Continuous Dimming | 2.3213 | N/A | -104038.5907 | 0.60504 | 0.90934 | 4.6103
909 | 5 | Lighting Control Tuneup | 0.77979 | N/A | 6821.5228 | 0.01307 | 0.019643 | 0.09959
910 | 5 | Base T8, EB | 0 | N/A | -32937.0187 | 0 | 0 | 0
911 | 5 | ROB Premium T8, 1EB | 1.0024 | N/A | 6401.9994 | 0.12424 | 0.18672 | 0.94667
912 | 5 | ROB Premium T8, EB, Reflector | 1.9911 | N/A | 46628.962 | 0.10575 | 0.15893 | 0.80576
913 | 5 | Occupancy Sensor | 1.1092 | N/A | -15702.5321 | 0.076611 | 0.11514 | 0.58376
914 | 5 | Lighting Control Tuneup | 0.63115 | N/A | 4027.868 | 0.002665 | 0.0040053 | 0.020307
915 | 5 | Base Incandescent Flood, 75W to Screw-in CFL | 0 | N/A | -8870.4563 | 0 | 0 | 0
916 | 5 | CFL Screw-in 18W | 6.5389 | N/A | 255499.3085 | 0.28318 | 0.42559 | 2.1577
917 | 5 | Base Incandescent Flood, 75W to Hardwired CFL | 0 | N/A | -8870.4563 | 0 | 0 | 0
918 | 5 | CFL Hardwired, Modular 18W | 6.5389 | N/A | 199805.8041 | 0.094392 | 0.14186 | 0.71924
919 | 5 | Base CFL | 0 | N/A | 0 | 0 | 0 | 0
920 | 5 | Base High Bay Mercury Vapor, 400W | 0 | N/A | 0 | 0 | 0 | 0
921 | 5 | PSMH, 250W, magnetic ballast | 2.0402 | N/A | 54221.2154 | 0.09136 | 0.13731 | 0.69614
922 | 5 | PSMH, 250 W, electronic ballast | 0 | N/A | -12474.5233 | 0 | 0 | 0
923 | 5 | High Bay T5 | 2.4585 | N/A | 63074.4109 | 0.12164 | 0.18281 | 0.92685
924 | 5 | Base Exit Sign | 0 | N/A | 0 | 0 | 0 | 0
925 | 5 | LED Exit Sign | 0.13267 | N/A | -660.5864 | 0 | 0 | 0
926 | 5 | Base Outdoor Mercury Vapor 400W Lamp | 0 | N/A | 0 | 0 | 0 | 0
927 | 5 | High Pressure Sodium 250W Lamp | 0.42422 | N/A | 1562.1267 | 0 | 0 | 0
928 | 5 | Outdoor Lighting Controls (Photocell/Timeclock) | 0.37596 | N/A | 1749.3483 | 0 | 0 | 0
929 | 5 | Base Outdoor HID Lamp | 0 | N/A | 0 | 0 | 0 | 0
930 | 5 | Outdoor Lighting Controls (Photocell/Timeclock) | 0.47916 | N/A | 2382.809 | 0 | 0 | 0
931 | 5 | Base Centrifugal Chiller, 0.58 kW/ton, 500 tons | 0 | N/A | -21583.4424 | 0 | 0 | 0
932 | 5 | Centrifugal Chiller, 0.51 kW/ton, 500 tons | 1.7083 | N/A | 18856.2149 | 1.0629 | 0.0018999 | 3.5038
933 | 5 | High Efficiency Chiller Motors | 0.71669 | N/A | 4160.1147 | 0 | 0 | 0
934 | 5 | EMS - Chiller | 1.1763 | N/A | 15487.5349 | 0.056569 | 0.002747 | 0.27871
935 | 5 | Chiller Tune Up/Diagnostics | 1.3622 | N/A | 16175.4807 | 0.31447 | 0.0051643 | 1.048
936 | 5 | VSD for Chiller Pumps and Towers | 1.1368 | N/A | 15264.186 | 0.32765 | 0.0039777 | 1.6143
937 | 5 | EMS Optimization | 0.61545 | N/A | 7017.6595 | 0 | 0 | 0
938 | 5 | Aerosole Duct Sealing | 1.1352 | N/A | 18139.0569 | 0.34384 | 0.0041742 | 1.694
939 | 5 | Duct/Pipe Insulation | 0.57676 | N/A | -182701.32 | 0 | 0 | 0
940 | 5 | Window Film (Standard) | 0.89222 | N/A | 2896.3613 | 0 | 0 | 0
941 | 5 | Ceiling Insulation | 3.9865 | N/A | 29084.193 | 0.80242 | 0.04794 | 1.2802
942 | 5 | Roof Insulation | 1.5636 | N/A | -7197.878 | 0.24884 | 0.0044024 | 0.47005
943 | 5 | Cool Roof - Chiller | 4.4518 | N/A | 12211.9353 | 1.4989 | 0 | 3.388
944 | 5 | Thermal Energy Storage (TES) | 0.99 | N/A | -18438 | 0 | 0 | 0
945 | 5 | Base DX Packaged System, EER=10.3, 10 tons | 0 | N/A | -65966.8484 | 0 | 0 | 0
946 | 5 | DX Packaged System, EER=10.9, 10 tons | 0.92249 | N/A | 9774.7429 | 0 | 0 | 0
947 | 5 | Hybrid Dessicant-DX System (Trane CDQ) | 2.2214 | N/A | 67210.4546 | 0.72464 | 0 | 4.8953
948 | 5 | Geothermal Heat Pump, EER=13, 10 tons | 1.2616 | N/A | -65837.5794 | 0.24749 | 0.005768 | 1.6719
949 | 5 | DX Tune Up/ Advanced Diagnostics | 1.3483 | N/A | 13754.998 | 0.094055 | 0 | 0.31344
950 | 5 | DX Coil Cleaning | 1.3192 | N/A | 14694.7681 | 0.13682 | 0 | 0.45596
951 | 5 | Optimize Controls | 0.68364 | N/A | 11597.5434 | 0 | 0 | 0
952 | 5 | Aerosole Duct Sealing | 1.4056 | N/A | 30092.5061 | 0.25099 | 0 | 1.2366
953 | 5 | Duct/Pipe Insulation | 0.70745 | N/A | -180375.6967 | 0 | 0 | 0
954 | 5 | Window Film (Standard) | 0.98802 | N/A | 8483.9573 | 0 | 0 | 0
955 | 5 | Ceiling Insulation | 5.8823 | N/A | 49480.4486 | 0.55161 | 0.12748 | 0.93456
956 | 5 | Roof Insulation | 2.4033 | N/A | 564.2219 | 0.18699 | 0.047261 | 0.34317
957 | 5 | Cool Roof - DX | 5.0353 | N/A | 42259.0108 | 0.89493 | 0 | 2.4729
958 | 5 | Base Packaged HP System, EER=10.3, 10 tons | 0 | N/A | -65966.8484 | 0 | 0 | 0
959 | 5 | Packaged HP System, EER=10.9, 10 tons | 1.4166 | N/A | 12900.5063 | 0.093114 | 0 | 0.32275
960 | 5 | Geothermal Heat Pump, EER=13, 10 tons | 4.3564 | N/A | -27400.9521 | 0.22739 | 0 | 0.62747
961 | 5 | Aerosole Duct Sealing | 1.4257 | N/A | 30789.4077 | 0.062441 | 0.00075804 | 0.30764
962 | 5 | Duct/Pipe Insulation | 0.71533 | N/A | -180240.1067 | 0 | 0 | 0
963 | 5 | Window Film (Standard) | 1.0653 | N/A | 8841.5354 | 0.042105 | -0.00084366 | 0.19919
964 | 5 | Ceiling Insulation | 5.4981 | N/A | 50727.9252 | 0.13723 | 0.002147 | 0.23247
965 | 5 | Roof Insulation | 2.2458 | N/A | 1005.3474 | 0.046519 | 0.00080625 | 0.085364
966 | 5 | Cool Roof - DX | 5.1281 | N/A | 44285.9839 | 0.22264 | 0 | 0.61522
967 | 5 | Base PTAC, EER=8.3, 1 ton | 0 | N/A | 0 | 0 | 0 | 0
968 | 5 | HE PTAC, EER=9.6, 1 ton | 1.3769 | N/A | 29463.0391 | 0.2943 | 0 | 1.9882
969 | 5 | Occupancy Sensor (hotels) | 0.83922 | N/A | 34593.4921 | 0 | 0 | 0
970 | 5 | Base Fan Motor, 15hp, 1800rpm, 91.0% | 0 | N/A | -1313.996 | 0 | 0 | 0
971 | 5 | High Efficiency Fan Motor, 15hp, 1800rpm, 92.4% | 0.25932 | N/A | -946.3913 | 0 | 0 | 0
972 | 5 | Variable Speed Drive Control | 0.7286 | N/A | 13972.2223 | 0 | 0 | 0
973 | 5 | Air Handler Optimization | 0.56003 | N/A | 4716.8312 | 0 | 0 | 0
974 | 5 | Electronically Commutated Motors (ECM) on an Air Handler Unit | 0.70071 | N/A | 4917.1267 | 0 | 0 | 0
975 | 5 | Demand Control Ventilation (DCV) | 4.0411 | N/A | -60826.4361 | 0.95063 | 2.9723 | 2.0813
976 | 5 | Energy Recovery Ventilation (ERV) | 1.9844 | N/A | 180.2819 | 0.59133 | 0.9702 | 0.95121
977 | 5 | Separate Makeup Air / Exhaust Hoods AC | 0 | N/A | -91.6741 | 0 | 0 | 0
978 | 5 | Base Refrigeration System | 0 | N/A | 0 | 0 | 0 | 0
979 | 5 | High-efficiency fan motors | 0 | N/A | -0.17329 | 0 | 0 | 0
980 | 5 | Strip curtains for walk-ins | 0 | N/A | -0.0055984 | 0 | 0 | 0
981 | 5 | Night covers for display cases | 0 | N/A | -5.2625e-05 | 0 | 0 | 0
982 | 5 | Evaporator fan controller for MT walk-ins | 0 | N/A | -0.0010413 | 0 | 0 | 0
983 | 5 | Efficient compressor motor | 0 | N/A | -0.0131 | 0 | 0 | 0
984 | 5 | Compressor VSD retrofit | 0 | N/A | -0.060462 | 0 | 0 | 0
985 | 5 | Floating head pressure controls | 0 | N/A | -0.018643 | 0 | 0 | 0
986 | 5 | Refrigeration Commissioning | 0 | N/A | -0.00042174 | 0 | 0 | 0
987 | 5 | Demand Hot Gas Defrost | 0 | N/A | -9.3306e-05 | 0 | 0 | 0
988 | 5 | Demand Defrost Electric | 0 | N/A | -9.3306e-05 | 0 | 0 | 0
989 | 5 | Anti-sweat (humidistat) controls | 0 | N/A | -0.024073 | 0 | 0 | 0
990 | 5 | High R-Value Glass Doors | 0 | N/A | -0.00037427 | 0 | 0 | 0
991 | 5 | Multiplex Compressor System | 0 | N/A | -0.0065314 | 0 | 0 | 0
992 | 5 | Oversized Air Cooled Condenser | 0 | N/A | -0.0013063 | 0 | 0 | 0
993 | 5 | Freezer-Cooler Replacement Gaskets | 0 | N/A | -1.4183e-05 | 0 | 0 | 0
994 | 5 | LED Display Lighting | 0 | N/A | -0.0003359 | 0 | 0 | 0
995 | 5 | Base Water Heating | 0 | N/A | 0 | 0 | 0 | 0
996 | 5 | High Efficiency Water Heater (electric) | 0 | N/A | -116.0732 | 0 | 0 | 0
997 | 5 | Heat Pump Water Heater (air source) | 1.0703 | N/A | 21169.8985 | 0.38311 | 0.45046 | 3.5538
998 | 5 | Solar Water Heater | 0.83 | N/A | -15674 | 0 | 0 | 0
999 | 5 | Demand controlled circulating systems | 0.36315 | N/A | 1282.6626 | 0 | 0 | 0
1000 | 5 | Heat Recovery Unit | 1.1061 | N/A | 23069.8229 | 0.24905 | 0.29284 | 2.3103
1001 | 5 | Heat Trap | 0.50561 | N/A | 3021.464 | 0 | 0 | 0
1002 | 5 | Hot Water Pipe Insulation | 0.18663 | N/A | 467.9651 | 0 | 0 | 0
1003 | 5 | Base Desktop PC | 0 | N/A | 0 | 0 | 0 | 0
1004 | 5 | PC Manual Power Management Enabling | 0.7667 | N/A | 10570.3653 | 0 | 0 | 0
1005 | 5 | PC Network Power Management Enabling | 0.7667 | N/A | 10727.1822 | 0 | 0 | 0
1006 | 5 | Base Monitor, CRT | 0 | N/A | 0 | 0 | 0 | 0
1007 | 5 | Energy Star or Better Monitor | 0.93838 | N/A | 15645.5894 | 0 | 0 | 0
1008 | 5 | Monitor Power Management Enabling | 0.75035 | N/A | 9915.0447 | 0 | 0 | 0
1009 | 5 | Base Monitor, LCD | 0 | N/A | 0 | 0 | 0 | 0
1010 | 5 | Energy Star or Better Monitor | 0.00035284 | N/A | 1.1925 | 0 | 0 | 0
1011 | 5 | Monitor Power Management Enabling | 0.0054902 | N/A | 1.2316 | 0 | 0 | 0
1012 | 5 | Base Copier | 0 | N/A | 0 | 0 | 0 | 0
1013 | 5 | Energy Star or Better Copier | 0.21017 | N/A | 816.6254 | 0 | 0 | 0
1014 | 5 | Copier Power Management Enabling | 0.17214 | N/A | 553.3172 | 0 | 0 | 0
1015 | 5 | Base Laser Printer | 0 | N/A | 0 | 0 | 0 | 0
1016 | 5 | Printer Power Management Enabling | 0.6439 | N/A | 6033.6841 | 0 | 0 | 0
1017 | 5 | Base Commercial Ovens | 0 | N/A | 0 | 0 | 0 | 0
1018 | 5 | Convection Oven | 0.22617 | N/A | -1770188.7361 | 0 | 0 | 0
1019 | 5 | Base Commercial Fryers | 0 | N/A | 0 | 0 | 0 | 0
1020 | 5 | Efficient Fryer | 0.067131 | N/A | -1235774.8057 | 0 | 0 | 0
1021 | 5 | Base Vending Machines | 0 | N/A | 0 | 0 | 0 | 0
1022 | 5 | Vending Misers (cooled machines only) | 0.51638 | N/A | 3558.8287 | 0 | 0 | 0
1023 | 6 | Base Fluorescent Fixture, T12, 34W, EB | 0 | N/A | -58883.9655 | 0 | 0 | 0
1024 | 6 | Premium T8, Elecctronic Ballast | 1.7311 | N/A | -38628.885 | 0.64324 | 0.29718 | 2.8884
1025 | 6 | Premium T8, EB, Reflector | 2.7445 | N/A | -5163.4597 | 0.34864 | 0.16107 | 1.5655
1026 | 6 | Occupancy Sensor | 1.6252 | N/A | -29469.4017 | 0.34666 | 0.16016 | 1.5567
1027 | 6 | Continuous Dimming | 2.8754 | N/A | -141466.6526 | 0.55825 | 0.25792 | 2.5068
1028 | 6 | Lighting Control Tuneup | 0.85873 | N/A | 7138.2487 | 0 | 0 | 0
1029 | 6 | Base T8, EB | 0 | N/A | -40630.3995 | 0 | 0 | 0
1030 | 6 | ROB Premium T8, 1EB | 1.1297 | N/A | 5341.0468 | 0.11463 | 0.05296 | 0.51474
1031 | 6 | ROB Premium T8, EB, Reflector | 2.4319 | N/A | 47196.4175 | 0.097567 | 0.045077 | 0.43812
1032 | 6 | Occupancy Sensor | 1.2649 | N/A | -22637.2435 | 0.070686 | 0.032657 | 0.31741
1033 | 6 | Lighting Control Tuneup | 0.68777 | N/A | 4221.6122 | 0.0039421 | 0.0018213 | 0.017702
1034 | 6 | Base Incandescent Flood, 75W to Screw-in CFL | 0 | N/A | -10942.4046 | 0 | 0 | 0
1035 | 6 | CFL Screw-in 18W | 8.5682 | N/A | 265597.8435 | 0.19985 | 0.092334 | 0.89743
1036 | 6 | Base Incandescent Flood, 75W to Hardwired CFL | 0 | N/A | -10942.4046 | 0 | 0 | 0
1037 | 6 | CFL Hardwired, Modular 18W | 8.5682 | N/A | 196895.5317 | 0.066618 | 0.030778 | 0.29914
1038 | 6 | Base CFL | 0 | N/A | 0 | 0 | 0 | 0
1039 | 6 | Base High Bay Mercury Vapor, 400W | 0 | N/A | 0 | 0 | 0 | 0
1040 | 6 | PSMH, 250W, magnetic ballast | 2.4978 | N/A | 56147.1619 | 0.30223 | 0.13963 | 1.3571
1041 | 6 | PSMH, 250 W, electronic ballast | 0 | N/A | -15388.3042 | 0 | 0 | 0
1042 | 6 | High Bay T5 | 3.0598 | N/A | 63509.3927 | 0.40239 | 0.18591 | 1.8069
1043 | 6 | Base Exit Sign | 0 | N/A | 0 | 0 | 0 | 0
1044 | 6 | LED Exit Sign | 0.090339 | N/A | -255.7043 | 0.0056679 | 0.0047298 | 0.034603
1045 | 6 | Base Outdoor Mercury Vapor 400W Lamp | 0 | N/A | 0 | 0 | 0 | 0
1046 | 6 | High Pressure Sodium 250W Lamp | 0.54403 | N/A | 4503.4129 | 0 | 0 | 0
1047 | 6 | Outdoor Lighting Controls (Photocell/Timeclock) | 0.50419 | N/A | 4245.4382 | 0 | 0 | 0
1048 | 6 | Base Outdoor HID Lamp | 0 | N/A | 0 | 0 | 0 | 0
1049 | 6 | Outdoor Lighting Controls (Photocell/Timeclock) | 0.57694 | N/A | 6895.7789 | 0 | 0 | 0
1050 | 6 | Base Centrifugal Chiller, 0.58 kW/ton, 500 tons | 0 | N/A | -16072.4314 | 0 | 0 | 0
1051 | 6 | Centrifugal Chiller, 0.51 kW/ton, 500 tons | 1.3947 | N/A | 13487.3998 | 0.35365 | 0.001498 | 1.1974
1052 | 6 | High Efficiency Chiller Motors | 0.61824 | N/A | 2977.4487 | 0 | 0 | 0
1053 | 6 | EMS - Chiller | 1.0282 | N/A | 11123.0983 | 0.018821 | 0.0021659 | 0.095247
1054 | 6 | Chiller Tune Up/Diagnostics | 1.1422 | N/A | 11195.3173 | 0.10463 | 0.0040717 | 0.35815
1055 | 6 | VSD for Chiller Pumps and Towers | 0.98613 | N/A | 10979.7613 | 0 | 0 | 0
1056 | 6 | EMS Optimization | 0.56373 | N/A | 4810.2535 | 0 | 0 | 0
1057 | 6 | Aerosole Duct Sealing | 0.98479 | N/A | 13121.8901 | 0 | 0 | 0
1058 | 6 | Duct/Pipe Insulation | 0.48988 | N/A | -183774.9139 | 0 | 0 | 0
1059 | 6 | Window Film (Standard) | 0.76095 | N/A | -116.0228 | 0 | 0 | 0
1060 | 6 | Ceiling Insulation | 3.0927 | N/A | 18694.6039 | 0.26698 | 0.037798 | 0.43751
1061 | 6 | Roof Insulation | 1.2636 | N/A | -10707.8895 | 0.082791 | 0.0034711 | 0.16064
1062 | 6 | Cool Roof - Chiller | 3.2434 | N/A | -6956.8467 | 0.56801 | 0 | 1.3187
1063 | 6 | Thermal Energy Storage (TES) | 0.99 | N/A | 22101 | 0 | 0 | 0
1064 | 6 | Base DX Packaged System, EER=10.3, 10 tons | 0 | N/A | -49123.195 | 0 | 0 | 0
1065 | 6 | DX Packaged System, EER=10.9, 10 tons | 0.82458 | N/A | 6963.1624 | 0.042383 | 0 | 0.29408
1066 | 6 | Hybrid Dessicant-DX System (Trane CDQ) | 1.7795 | N/A | 47950.0249 | 0.31309 | 0 | 2.1725
1067 | 6 | Geothermal Heat Pump, EER=13, 10 tons | 1.1001 | N/A | -49751.0426 | 0.10693 | 0.0059058 | 0.74199
1068 | 6 | DX Tune Up/ Advanced Diagnostics | 1.1247 | N/A | 8824.776 | 0.040638 | 0 | 0.1391
1069 | 6 | DX Coil Cleaning | 1.1024 | N/A | 10587.6241 | 0.059115 | 0 | 0.20235
1070 | 6 | Optimize Controls | 0.64051 | N/A | 8046.5049 | 0 | 0 | 0
1071 | 6 | Aerosole Duct Sealing | 1.1878 | N/A | 21793.819 | 0.10844 | 0 | 0.54878
1072 | 6 | Duct/Pipe Insulation | 0.61213 | N/A | -182087.7286 | 0 | 0 | 0
1073 | 6 | Window Film (Standard) | 0.78372 | N/A | 3920.5744 | 0 | 0 | 0
1074 | 6 | Ceiling Insulation | 4.8581 | N/A | 33411.6187 | 0.23834 | 0.13053 | 0.41482
1075 | 6 | Roof Insulation | 2.0835 | N/A | -5109.8799 | 0.080791 | 0.04839 | 0.15232
1076 | 6 | Cool Roof - DX | 3.6429 | N/A | 14063.2519 | 0.4404 | 0 | 1.25
1077 | 6 | Base Packaged HP System, EER=10.3, 10 tons | 0 | N/A | -49123.195 | 0 | 0 | 0
1078 | 6 | Packaged HP System, EER=10.9, 10 tons | 1.179 | N/A | 9185.1691 | 0.010108 | 0 | 0.035987
1079 | 6 | Geothermal Heat Pump, EER=13, 10 tons | 3.2716 | N/A | -22090.3446 | 0.024685 | 0 | 0.069964
1080 | 6 | Aerosole Duct Sealing | 1.2078 | N/A | 22299.4715 | 0.0067785 | 0.00019501 | 0.034303
1081 | 6 | Duct/Pipe Insulation | 0.62105 | N/A | -181989.3543 | 0 | 0 | 0
1082 | 6 | Window Film (Standard) | 0.91626 | N/A | 4179.4392 | 0 | 0 | 0
1083 | 6 | Ceiling Insulation | 4.1032 | N/A | 34306.8571 | 0.014897 | 0.00055232 | 0.025921
1084 | 6 | Roof Insulation | 1.7716 | N/A | -4793.1208 | 0.00505 | 0.00020741 | 0.0095184
1085 | 6 | Cool Roof - DX | 3.7058 | N/A | 15477.4823 | 0.027527 | 0 | 0.078131
1086 | 6 | Base PTAC, EER=8.3, 1 ton | 0 | N/A | 0 | 0 | 0 | 0
1087 | 6 | HE PTAC, EER=9.6, 1 ton | 1.1779 | N/A | 21048.7751 | 0.10852 | 0 | 0.75296
1088 | 6 | Occupancy Sensor (hotels) | 0.80054 | N/A | 24990.4887 | 0 | 0 | 0
1089 | 6 | Base Fan Motor, 15hp, 1800rpm, 91.0% | 0 | N/A | -1644.2773 | 0 | 0 | 0
1090 | 6 | High Efficiency Fan Motor, 15hp, 1800rpm, 92.4% | 0.27446 | N/A | -1359.1731 | 0 | 0 | 0
1091 | 6 | Variable Speed Drive Control | 0.73222 | N/A | 14708.986 | 0 | 0 | 0
1092 | 6 | Air Handler Optimization | 0.57678 | N/A | 5377.3338 | 0 | 0 | 0
1093 | 6 | Electronically Commutated Motors (ECM) on an Air Handler Unit | 0.73051 | N/A | 7202.4233 | 0 | 0 | 0
1094 | 6 | Demand Control Ventilation (DCV) | 3.441 | N/A | -64366.164 | 0.63808 | 1.3024 | 1.3597
1095 | 6 | Energy Recovery Ventilation (ERV) | 1.8562 | N/A | 1669.7618 | 0.39691 | 0.42511 | 0.62151
1096 | 6 | Separate Makeup Air / Exhaust Hoods AC | 0 | N/A | -114.717 | 0 | 0 | 0
1097 | 6 | Base Refrigeration System | 0 | N/A | 0 | 0 | 0 | 0
1098 | 6 | High-efficiency fan motors | 0 | N/A | -0.17329 | 0 | 0 | 0
1099 | 6 | Strip curtains for walk-ins | 0 | N/A | -0.0055984 | 0 | 0 | 0
1100 | 6 | Night covers for display cases | 0 | N/A | -5.2625e-05 | 0 | 0 | 0
1101 | 6 | Evaporator fan controller for MT walk-ins | 0 | N/A | -0.0010413 | 0 | 0 | 0
1102 | 6 | Efficient compressor motor | 0 | N/A | -0.0131 | 0 | 0 | 0
1103 | 6 | Compressor VSD retrofit | 0 | N/A | -0.060462 | 0 | 0 | 0
1104 | 6 | Floating head pressure controls | 0 | N/A | -0.018643 | 0 | 0 | 0
1105 | 6 | Refrigeration Commissioning | 0 | N/A | -0.00042174 | 0 | 0 | 0
1106 | 6 | Demand Hot Gas Defrost | 0 | N/A | -9.3306e-05 | 0 | 0 | 0
1107 | 6 | Demand Defrost Electric | 0 | N/A | -9.3306e-05 | 0 | 0 | 0
1108 | 6 | Anti-sweat (humidistat) controls | 0 | N/A | -0.024073 | 0 | 0 | 0
1109 | 6 | High R-Value Glass Doors | 0 | N/A | -0.00037427 | 0 | 0 | 0
1110 | 6 | Multiplex Compressor System | 0 | N/A | -0.0065314 | 0 | 0 | 0
1111 | 6 | Oversized Air Cooled Condenser | 0 | N/A | -0.0013063 | 0 | 0 | 0
1112 | 6 | Freezer-Cooler Replacement Gaskets | 0 | N/A | -1.4183e-05 | 0 | 0 | 0
1113 | 6 | LED Display Lighting | 0 | N/A | -0.0003359 | 0 | 0 | 0
1114 | 6 | Base Water Heating | 0 | N/A | 0 | 0 | 0 | 0
1115 | 6 | High Efficiency Water Heater (electric) | 0 | N/A | -74.2184 | 0 | 0 | 0
1116 | 6 | Heat Pump Water Heater (air source) | 0.89019 | N/A | 10464.5414 | 0 | 0 | 0
1117 | 6 | Solar Water Heater | 0.83 | N/A | -15674 | 0 | 0 | 0
1118 | 6 | Demand controlled circulating systems | 0.23215 | N/A | 753.3819 | 0 | 0 | 0
1119 | 6 | Heat Recovery Unit | 0.91817 | N/A | 10301.8984 | 0 | 0 | 0
1120 | 6 | Heat Trap | 0.3523 | N/A | 1539.9512 | 0 | 0 | 0
1121 | 6 | Hot Water Pipe Insulation | 0.10746 | N/A | 213.6419 | 0 | 0 | 0
1122 | 6 | Base Desktop PC | 0 | N/A | 0 | 0 | 0 | 0
1123 | 6 | PC Manual Power Management Enabling | 1.0045 | N/A | 23107.9624 | 0.26191 | 0.33945 | 2.8977
1124 | 6 | PC Network Power Management Enabling | 1.0045 | N/A | 23479.3298 | 0.26191 | 0.33945 | 2.8977
1125 | 6 | Base Monitor, CRT | 0 | N/A | 0 | 0 | 0 | 0
1126 | 6 | Energy Star or Better Monitor | 1.35 | N/A | 35205.398 | 0.050835 | 0.043373 | 0.37027
1127 | 6 | Monitor Power Management Enabling | 0.9847 | N/A | 21674.5944 | 0 | 0 | 0
1128 | 6 | Base Monitor, LCD | 0 | N/A | 0 | 0 | 0 | 0
1129 | 6 | Energy Star or Better Monitor | 0.00084638 | N/A | 2.6834 | 0 | 0 | 0
1130 | 6 | Monitor Power Management Enabling | 0.012567 | N/A | -0.073777 | 0 | 0 | 0
1131 | 6 | Base Copier | 0 | N/A | 0 | 0 | 0 | 0
1132 | 6 | Energy Star or Better Copier | 0.30747 | N/A | 1238.194 | 0 | 0 | 0
1133 | 6 | Copier Power Management Enabling | 0.24893 | N/A | 802.5561 | 0 | 0 | 0
1134 | 6 | Base Laser Printer | 0 | N/A | 0 | 0 | 0 | 0
1135 | 6 | Printer Power Management Enabling | 0.8695 | N/A | 13400.3311 | 0 | 0 | 0
1136 | 6 | Base Commercial Ovens | 0 | N/A | 0 | 0 | 0 | 0
1137 | 6 | Convection Oven | 0.12649 | N/A | -382033.0402 | 0 | 0 | 0
1138 | 6 | Base Commercial Fryers | 0 | N/A | 0 | 0 | 0 | 0
1139 | 6 | Efficient Fryer | 0.029874 | N/A | -187774.1207 | 0 | 0 | 0
1140 | 6 | Base Vending Machines | 0 | N/A | 0 | 0 | 0 | 0
1141 | 6 | Vending Misers (cooled machines only) | 0.38474 | N/A | 1841.6911 | 0 | 0 | 0
1142 | 7 | Base Fluorescent Fixture, T12, 34W, EB | 0 | N/A | -41776.5196 | 0 | 0 | 0
1143 | 7 | Premium T8, Elecctronic Ballast | 1.8987 | N/A | 4181.1725 | 1.2626 | 0.7433 | 7.4408
1144 | 7 | Premium T8, EB, Reflector | 3.0519 | N/A | 61323.7585 | 0.68431 | 0.40287 | 4.0329
1145 | 7 | Occupancy Sensor | 1.7802 | N/A | 7316.851 | 0.68044 | 0.40059 | 4.0101
1146 | 7 | Continuous Dimming | 3.202 | N/A | -30993.6372 | 0.36525 | 0.21503 | 2.1525
1147 | 7 | Lighting Control Tuneup | 0.96455 | N/A | 12163.5399 | 0 | 0 | 0
1148 | 7 | Base T8, EB | 0 | N/A | -28826.1272 | 0 | 0 | 0
1149 | 7 | ROB Premium T8, 1EB | 1.2391 | N/A | 17299.0225 | 0.225 | 0.13246 | 1.326
1150 | 7 | ROB Premium T8, EB, Reflector | 2.6943 | N/A | 88045.2087 | 0.19151 | 0.11274 | 1.1286
1151 | 7 | Occupancy Sensor | 1.3834 | N/A | 1204.7323 | 0.13874 | 0.081681 | 0.81767
1152 | 7 | Lighting Control Tuneup | 0.80063 | N/A | 7295.6266 | 0.0077377 | 0.0045553 | 0.045601
1153 | 7 | Base Incandescent Flood, 75W to Screw-in CFL | 0 | N/A | -7763.3287 | 0 | 0 | 0
1154 | 7 | CFL Screw-in 18W | 9.7584 | N/A | 450477.3718 | 0.45195 | 0.26607 | 2.6635
1155 | 7 | Base Incandescent Flood, 75W to Hardwired CFL | 0 | N/A | -7763.3287 | 0 | 0 | 0
1156 | 7 | CFL Hardwired, Modular 18W | 9.7584 | N/A | 401735.0113 | 0.15065 | 0.08869 | 0.88783
1157 | 7 | Base CFL | 0 | N/A | 0 | 0 | 0 | 0
1158 | 7 | Base High Bay Mercury Vapor, 400W | 0 | N/A | 0 | 0 | 0 | 0
1159 | 7 | PSMH, 250W, magnetic ballast | 2.7696 | N/A | 96588.513 | 0.058778 | 0.034604 | 0.3464
1160 | 7 | PSMH, 250 W, electronic ballast | 0 | N/A | -10917.5696 | 0 | 0 | 0
1161 | 7 | High Bay T5 | 3.4136 | N/A | 120620.0738 | 0.078257 | 0.046072 | 0.4612
1162 | 7 | Base Exit Sign | 0 | N/A | 0 | 0 | 0 | 0
1163 | 7 | LED Exit Sign | 0.024874 | N/A | -138.3479 | 0.001797 | 0.0019108 | 0.014398
1164 | 7 | Base Outdoor Mercury Vapor 400W Lamp | 0 | N/A | 0 | 0 | 0 | 0
1165 | 7 | High Pressure Sodium 250W Lamp | 0.16806 | N/A | 461.4194 | 0 | 0 | 0
1166 | 7 | Outdoor Lighting Controls (Photocell/Timeclock) | 0.1387 | N/A | 447.108 | 0.00080477 | 0.00048411 | 0.014653
1167 | 7 | Base Outdoor HID Lamp | 0 | N/A | 0 | 0 | 0 | 0
1168 | 7 | Outdoor Lighting Controls (Photocell/Timeclock) | 0.46207 | N/A | 2716.3361 | 0 | 0 | 0
1169 | 7 | Base Centrifugal Chiller, 0.58 kW/ton, 500 tons | 0 | N/A | -34106.3679 | 0 | 0 | 0
1170 | 7 | Centrifugal Chiller, 0.51 kW/ton, 500 tons | 3.0366 | N/A | 69847.9963 | 3.1612 | 0.013324 | 12.7568
1171 | 7 | High Efficiency Chiller Motors | 1.031 | N/A | 16171.6043 | 0.60631 | 0 | 3.481
1172 | 7 | EMS - Chiller | 1.8354 | N/A | 57570.8019 | 0.16824 | 0.019265 | 1.0148
1173 | 7 | Chiller Tune Up/Diagnostics | 2.3012 | N/A | 53727.8005 | 0.93529 | 0.036217 | 3.8157
1174 | 7 | VSD for Chiller Pumps and Towers | 1.7309 | N/A | 55352.462 | 0.97448 | 0.027896 | 5.8775
1175 | 7 | EMS Optimization | 0.74946 | N/A | 25161.6713 | 0 | 0 | 0
1176 | 7 | Aerosole Duct Sealing | 1.7276 | N/A | 59789.563 | 1.0226 | 0.029274 | 6.1678
1177 | 7 | Duct/Pipe Insulation | 0.85952 | N/A | -174376.4434 | 0 | 0 | 0
1178 | 7 | Window Film (Standard) | 1.2761 | N/A | 26776.0434 | 0.31932 | -0.052237 | 1.7948
1179 | 7 | Ceiling Insulation | 8.9027 | N/A | 102554.9502 | 2.3865 | 0.3362 | 4.6609
1180 | 7 | Roof Insulation | 2.9399 | N/A | 18012.4543 | 0.74007 | 0.030874 | 1.7113
1181 | 7 | Cool Roof - Chiller | 9.8597 | N/A | 148228.1233 | 3.7382 | 0 | 10.3434
1182 | 7 | Thermal Energy Storage (TES) | 0.99 | N/A | 40160 | 0 | 0 | 0
1183 | 7 | Base DX Packaged System, EER=10.3, 10 tons | 0 | N/A | -104241.4627 | 0 | 0 | 0
1184 | 7 | DX Packaged System, EER=10.9, 10 tons | 1.2561 | N/A | 42925.7953 | 0.045039 | 0 | 0.37248
1185 | 7 | Hybrid Dessicant-DX System (Trane CDQ) | 4.0336 | N/A | 288906.0406 | 0.33272 | 0 | 2.7516
1186 | 7 | Geothermal Heat Pump, EER=13, 10 tons | 1.9367 | N/A | -41007.3616 | 0.11364 | 0.0062449 | 0.93979
1187 | 7 | DX Tune Up/ Advanced Diagnostics | 2.2555 | N/A | 50930.0926 | 0.043185 | 0 | 0.17618
1188 | 7 | DX Coil Cleaning | 2.1951 | N/A | 48962.6932 | 0.062819 | 0 | 0.25628
1189 | 7 | Optimize Controls | 0.79561 | N/A | 40785.6378 | 0 | 0 | 0
1190 | 7 | Aerosole Duct Sealing | 2.2788 | N/A | 97187.8548 | 0.11524 | 0 | 0.69506
1191 | 7 | Duct/Pipe Insulation | 1.0085 | N/A | -167100.3539 | 0.020696 | 0 | 0.12483
1192 | 7 | Window Film (Standard) | 1.2866 | N/A | 44681.9431 | 0.033419 | -0.023026 | 0.19352
1193 | 7 | Ceiling Insulation | 14.6829 | N/A | 163781.2505 | 0.25327 | 0.13802 | 0.52533
1194 | 7 | Roof Insulation | 5.4033 | N/A | 41224.5342 | 0.085854 | 0.051168 | 0.19291
1195 | 7 | Cool Roof - DX | 11.1587 | N/A | 245690.6766 | 0.34456 | 0 | 1.1655
1196 | 7 | Base Packaged HP System, EER=10.3, 10 tons | 0 | N/A | -104241.4627 | 0 | 0 | 0
1197 | 7 | Packaged HP System, EER=10.9, 10 tons | 2.3879 | N/A | 51285.4572 | 0.012693 | 0 | 0.053859
1198 | 7 | Geothermal Heat Pump, EER=13, 10 tons | 9.1714 | N/A | 72278.0276 | 0.030998 | 0 | 0.10471
1199 | 7 | Aerosole Duct Sealing | 2.3338 | N/A | 99368.436 | 0.0085118 | 0.00024367 | 0.051339
1200 | 7 | Duct/Pipe Insulation | 1.0227 | N/A | -166676.1169 | 0.0015286 | 4.376e-05 | 0.0092199
1201 | 7 | Window Film (Standard) | 1.6036 | N/A | 45830.595 | 0.0024684 | -0.00011663 | 0.014295
1202 | 7 | Ceiling Insulation | 12.2848 | N/A | 167491.154 | 0.018707 | 0.00069012 | 0.038792
1203 | 7 | Roof Insulation | 4.4998 | N/A | 42541.7223 | 0.0063413 | 0.00025916 | 0.014245
1204 | 7 | Cool Roof - DX | 11.3836 | N/A | 252138.893 | 0.025449 | 0 | 0.086088
1205 | 7 | Base PTAC, EER=8.3, 1 ton | 0 | N/A | 0 | 0 | 0 | 0
1206 | 7 | HE PTAC, EER=9.6, 1 ton | 2.1653 | N/A | 124130.5728 | 0.095672 | 0 | 0.79122
1207 | 7 | Occupancy Sensor (hotels) | 0.98264 | N/A | 134383.3615 | 0 | 0 | 0
1208 | 7 | Base Fan Motor, 15hp, 1800rpm, 91.0% | 0 | N/A | -2174.2967 | 0 | 0 | 0
1209 | 7 | High Efficiency Fan Motor, 15hp, 1800rpm, 92.4% | 0.62641 | N/A | 1496.5327 | 0 | 0 | 0
1210 | 7 | Variable Speed Drive Control | 0.85715 | N/A | 79404.5995 | 0 | 0 | 0
1211 | 7 | Air Handler Optimization | 0.75539 | N/A | 27189.587 | 0 | 0 | 0
1212 | 7 | Electronically Commutated Motors (ECM) on an Air Handler Unit | 1.1111 | N/A | 38288.4149 | 1.4194 | 0 | 12.6534
1213 | 7 | Demand Control Ventilation (DCV) | 14.1945 | N/A | 23746.4216 | 3.5243 | 8.3459 | 7.6758
1214 | 7 | Energy Recovery Ventilation (ERV) | 6.3167 | N/A | 26382.1803 | 2.1923 | 2.7243 | 3.5085
1215 | 7 | Separate Makeup Air / Exhaust Hoods AC | 0 | N/A | -151.6951 | 0 | 0 | 0
1216 | 7 | Base Refrigeration System | 0 | N/A | 0 | 0 | 0 | 0
1217 | 7 | High-efficiency fan motors | 0 | N/A | -0.17329 | 0 | 0 | 0
1218 | 7 | Strip curtains for walk-ins | 0 | N/A | -0.0055984 | 0 | 0 | 0
1219 | 7 | Night covers for display cases | 0 | N/A | -5.2625e-05 | 0 | 0 | 0
1220 | 7 | Evaporator fan controller for MT walk-ins | 0 | N/A | -0.0010413 | 0 | 0 | 0
1221 | 7 | Efficient compressor motor | 0 | N/A | -0.0131 | 0 | 0 | 0
1222 | 7 | Compressor VSD retrofit | 0 | N/A | -0.060462 | 0 | 0 | 0
1223 | 7 | Floating head pressure controls | 0 | N/A | -0.018643 | 0 | 0 | 0
1224 | 7 | Refrigeration Commissioning | 0 | N/A | -0.00042174 | 0 | 0 | 0
1225 | 7 | Demand Hot Gas Defrost | 0 | N/A | -9.3306e-05 | 0 | 0 | 0
1226 | 7 | Demand Defrost Electric | 0 | N/A | -9.3306e-05 | 0 | 0 | 0
1227 | 7 | Anti-sweat (humidistat) controls | 0 | N/A | -0.024073 | 0 | 0 | 0
1228 | 7 | High R-Value Glass Doors | 0 | N/A | -0.00037427 | 0 | 0 | 0
1229 | 7 | Multiplex Compressor System | 0 | N/A | -0.0065314 | 0 | 0 | 0
1230 | 7 | Oversized Air Cooled Condenser | 0 | N/A | -0.0013063 | 0 | 0 | 0
1231 | 7 | Freezer-Cooler Replacement Gaskets | 0 | N/A | -1.4183e-05 | 0 | 0 | 0
1232 | 7 | LED Display Lighting | 0 | N/A | -0.0003359 | 0 | 0 | 0
1233 | 7 | Base Water Heating | 0 | N/A | 0 | 0 | 0 | 0
1234 | 7 | High Efficiency Water Heater (electric) | 0 | N/A | -81.6945 | 0 | 0 | 0
1235 | 7 | Heat Pump Water Heater (air source) | 1.7946 | N/A | 59822.7602 | 0.17947 | 0.15582 | 1.2966
1236 | 7 | Solar Water Heater | 0.83 | N/A | -15674 | 0 | 0 | 0
1237 | 7 | Demand controlled circulating systems | 0.62201 | N/A | 4239.2221 | 0.0065929 | 0.0057239 | 0.04763
1238 | 7 | Heat Recovery Unit | 1.8909 | N/A | 64675.1381 | 0.11667 | 0.1013 | 0.8429
1239 | 7 | Heat Trap | 0.78499 | N/A | 7859.522 | 0 | 0 | 0
1240 | 7 | Hot Water Pipe Insulation | 0.38228 | N/A | 1580.9463 | 0 | 0 | 0
1241 | 7 | Base Desktop PC | 0 | N/A | 0 | 0 | 0 | 0
1242 | 7 | PC Manual Power Management Enabling | 0.72235 | N/A | 8263.9625 | 0 | 0 | 0
1243 | 7 | PC Network Power Management Enabling | 0.72235 | N/A | 8389.9453 | 0 | 0 | 0
1244 | 7 | Base Monitor, CRT | 0 | N/A | 0 | 0 | 0 | 0
1245 | 7 | Energy Star or Better Monitor | 0.89156 | N/A | 12241.6291 | 0 | 0 | 0
1246 | 7 | Monitor Power Management Enabling | 0.70684 | N/A | 7751.5339 | 0 | 0 | 0
1247 | 7 | Base Monitor, LCD | 0 | N/A | 0 | 0 | 0 | 0
1248 | 7 | Energy Star or Better Monitor | 0.00028616 | N/A | 0.93306 | 0 | 0 | 0
1249 | 7 | Monitor Power Management Enabling | 0.0042199 | N/A | 0.6351 | 0 | 0 | 0
1250 | 7 | Base Copier | 0 | N/A | 0 | 0 | 0 | 0
1251 | 7 | Energy Star or Better Copier | 0.2103 | N/A | 772.2707 | 0 | 0 | 0
1252 | 7 | Copier Power Management Enabling | 0.1699 | N/A | 520.1846 | 0 | 0 | 0
1253 | 7 | Base Laser Printer | 0 | N/A | 0 | 0 | 0 | 0
1254 | 7 | Printer Power Management Enabling | 0.7129 | N/A | 7458.156 | 0 | 0 | 0
1255 | 7 | Base Commercial Ovens | 0 | N/A | 0 | 0 | 0 | 0
1256 | 7 | Convection Oven | 0.44394 | N/A | -996382.7724 | 0 | 0 | 0
1257 | 7 | Base Commercial Fryers | 0 | N/A | 0 | 0 | 0 | 0
1258 | 7 | Efficient Fryer | 0.1175 | N/A | -634549.4211 | 0 | 0 | 0
1259 | 7 | Base Vending Machines | 0 | N/A | 0 | 0 | 0 | 0
1260 | 7 | Vending Misers (cooled machines only) | 0.32709 | N/A | 1408.265 | 0 | 0 | 0
1261 | 8 | Base Fluorescent Fixture, T12, 34W, EB | 0 | N/A | -119308.2134 | 0 | 0 | 0
1262 | 8 | Premium T8, Elecctronic Ballast | 4.0155 | N/A | -34621.2743 | 1.6647 | 0.98002 | 7.6422
1263 | 8 | Premium T8, EB, Reflector | 7.3674 | N/A | 79336.4466 | 0.90225 | 0.53117 | 4.1421
1264 | 8 | Occupancy Sensor | 3.6769 | N/A | -20709.2824 | 0.89714 | 0.52817 | 4.1186
1265 | 8 | Continuous Dimming | 7.8068 | N/A | -190774.9745 | 0.48157 | 0.28351 | 2.2108
1266 | 8 | Lighting Control Tuneup | 1.5164 | N/A | 24805.5534 | 0.050033 | 0.029456 | 0.22969
1267 | 8 | Base T8, EB | 0 | N/A | -82323.6059 | 0 | 0 | 0
1268 | 8 | ROB Premium T8, 1EB | 2.182 | N/A | 29489.3559 | 1.3349 | 0.78591 | 6.1285
1269 | 8 | ROB Premium T8, EB, Reflector | 6.3224 | N/A | 171018.7289 | 1.1362 | 0.66893 | 5.2163
1270 | 8 | Occupancy Sensor | 2.5671 | N/A | -22009.7426 | 0.82319 | 0.48463 | 3.7791
1271 | 8 | Lighting Control Tuneup | 1.1931 | N/A | 15028.8667 | 0.045909 | 0.027027 | 0.21076
1272 | 8 | Base Incandescent Flood, 75W to Screw-in CFL | 0 | N/A | -22171.0398 | 0 | 0 | 0
1273 | 8 | CFL Screw-in 18W | 27.0924 | N/A | 900231.3691 | 4.9635 | 2.9221 | 22.7865
1274 | 8 | Base Incandescent Flood, 75W to Hardwired CFL | 0 | N/A | -22171.0398 | 0 | 0 | 0
1275 | 8 | CFL Hardwired, Modular 18W | 27.0924 | N/A | 761029.6354 | 1.6545 | 0.97403 | 7.5955
1276 | 8 | Base CFL | 0 | N/A | 0 | 0 | 0 | 0
1277 | 8 | Base High Bay Mercury Vapor, 400W | 0 | N/A | 0 | 0 | 0 | 0
1278 | 8 | PSMH, 250W, magnetic ballast | 6.5423 | N/A | 194235.4518 | 0.010657 | 0.0062739 | 0.048924
1279 | 8 | PSMH, 250 W, electronic ballast | 0 | N/A | -20657.264 | 0 | 0 | 0
1280 | 8 | High Bay T5 | 8.4269 | N/A | 243510.0766 | 0.014189 | 0.0083531 | 0.065138
1281 | 8 | Base Exit Sign | 0 | N/A | 0 | 0 | 0 | 0
1282 | 8 | LED Exit Sign | 0.11343 | N/A | -525.7258 | 0 | 0 | 0
1283 | 8 | Base Outdoor Mercury Vapor 400W Lamp | 0 | N/A | 0 | 0 | 0 | 0
1284 | 8 | High Pressure Sodium 250W Lamp | 0.43423 | N/A | 1654.6268 | 0 | 0 | 0
1285 | 8 | Outdoor Lighting Controls (Photocell/Timeclock) | 0.38637 | N/A | 1863.5192 | 0 | 0 | 0
1286 | 8 | Base Outdoor HID Lamp | 0 | N/A | 0 | 0 | 0 | 0
1287 | 8 | Outdoor Lighting Controls (Photocell/Timeclock) | 0.39335 | N/A | 1875.4521 | 0 | 0 | 0
1288 | 8 | Base Centrifugal Chiller, 0.58 kW/ton, 500 tons | 0 | N/A | -32047.3597 | 0 | 0 | 0
1289 | 8 | Centrifugal Chiller, 0.51 kW/ton, 500 tons | 2.5743 | N/A | 28802.0324 | 0.35059 | 0.0014777 | 0.98263
1290 | 8 | High Efficiency Chiller Motors | 0.8998 | N/A | 6251.2208 | 0 | 0 | 0
1291 | 8 | EMS - Chiller | 1.6345 | N/A | 23202.0013 | 0.018658 | 0.0021365 | 0.078163
1292 | 8 | Chiller Tune Up/Diagnostics | 1.971 | N/A | 25454.7877 | 0.10372 | 0.0040165 | 0.29391
1293 | 8 | VSD for Chiller Pumps and Towers | 1.5432 | N/A | 22858.4675 | 0.10807 | 0.0030937 | 0.45272
1294 | 8 | EMS Optimization | 0.68445 | N/A | 10694.8951 | 0 | 0 | 0
1295 | 8 | Aerosole Duct Sealing | 1.5404 | N/A | 27126.4605 | 0.11341 | 0.0032465 | 0.47508
1296 | 8 | Duct/Pipe Insulation | 0.72525 | N/A | -180767.6806 | 0 | 0 | 0
1297 | 8 | Window Film (Standard) | 1.1324 | N/A | 8725.9027 | 0.035413 | -0.0057931 | 0.13825
1298 | 8 | Ceiling Insulation | 6.8944 | N/A | 49862.6231 | 0.26467 | 0.037286 | 0.35907
1299 | 8 | Roof Insulation | 2.371 | N/A | -292.5445 | 0.082075 | 0.003424 | 0.13183
1300 | 8 | Cool Roof - Chiller | 7.8583 | N/A | 50136.6272 | 0.41458 | 0 | 0.79677
1301 | 8 | Thermal Energy Storage (TES) | 0.98 | N/A | -3786 | 0 | 0 | 0
1302 | 8 | Base DX Packaged System, EER=10.3, 10 tons | 0 | N/A | -97948.3849 | 0 | 0 | 0
1303 | 8 | DX Packaged System, EER=10.9, 10 tons | 1.1528 | N/A | 14447.0917 | 0.37858 | 0 | 2.1745
1304 | 8 | Hybrid Dessicant-DX System (Trane CDQ) | 3.5427 | N/A | 99352.3415 | 2.7967 | 0 | 16.0637
1305 | 8 | Geothermal Heat Pump, EER=13, 10 tons | 1.7538 | N/A | -97908.8459 | 0.95518 | 0.052493 | 5.4864
1306 | 8 | DX Tune Up/ Advanced Diagnostics | 1.9324 | N/A | 22940.9855 | 0.363 | 0 | 1.0286
1307 | 8 | DX Coil Cleaning | 1.8821 | N/A | 22324.9401 | 0.52804 | 0 | 1.4962
1308 | 8 | Optimize Controls | 0.75001 | N/A | 17513.052 | 0 | 0 | 0
1309 | 8 | Aerosole Duct Sealing | 2.0108 | N/A | 44989.9133 | 0.96867 | 0 | 4.0578
1310 | 8 | Duct/Pipe Insulation | 0.8826 | N/A | -177292.2276 | 0 | 0 | 0
1311 | 8 | Window Film (Standard) | 1.1448 | N/A | 17267.5074 | 0.28091 | -0.19355 | 1.1297
1312 | 8 | Ceiling Insulation | 11.362 | N/A | 81446.486 | 2.1289 | 1.1602 | 3.0677
1313 | 8 | Roof Insulation | 4.2952 | N/A | 11764.7651 | 0.72167 | 0.4301 | 1.1265
1314 | 8 | Cool Roof - DX | 9.0279 | N/A | 97038.3734 | 2.8962 | 0 | 6.8049
1315 | 8 | Base Packaged HP System, EER=10.3, 10 tons | 0 | N/A | -97948.3849 | 0 | 0 | 0
1316 | 8 | Packaged HP System, EER=10.9, 10 tons | 2.0493 | N/A | 19716.0102 | 0.055316 | 0 | 0.16303
1317 | 8 | Geothermal Heat Pump, EER=13, 10 tons | 7.4431 | N/A | -37534.2407 | 0.13509 | 0 | 0.31695
1318 | 8 | Aerosole Duct Sealing | 2.058 | N/A | 46031.5452 | 0.037095 | 0.0010619 | 0.15539
1319 | 8 | Duct/Pipe Insulation | 0.89641 | N/A | -177089.5691 | 0.0066619 | 0.00019071 | 0.027907
1320 | 8 | Window Film (Standard) | 1.4273 | N/A | 17818.3992 | 0.010757 | -0.00050826 | 0.043269
1321 | 8 | Ceiling Insulation | 9.5124 | N/A | 83376.0942 | 0.081525 | 0.0030076 | 0.11743
1322 | 8 | Roof Insulation | 3.5811 | N/A | 12444.9452 | 0.027636 | 0.0011294 | 0.043122
1323 | 8 | Cool Roof - DX | 9.2071 | N/A | 100255.6901 | 0.11091 | 0 | 0.26059
1324 | 8 | Base PTAC, EER=8.3, 1 ton | 0 | N/A | 0 | 0 | 0 | 0
1325 | 8 | HE PTAC, EER=9.6, 1 ton | 1.9496 | N/A | 43559.185 | 0.77808 | 0 | 4.4691
1326 | 8 | Occupancy Sensor (hotels) | 0.95239 | N/A | 49774.0652 | 0.26996 | 0.030912 | 4.5227
1327 | 8 | Base Fan Motor, 15hp, 1800rpm, 91.0% | 0 | N/A | -2259.4744 | 0 | 0 | 0
1328 | 8 | High Efficiency Fan Motor, 15hp, 1800rpm, 92.4% | 0.53811 | N/A | -1602.1157 | 0.19421 | 0.19528 | 0.43158
1329 | 8 | Variable Speed Drive Control | 1.09 | N/A | 15394.1361 | 0.66768 | 0.67138 | 5.9311
1330 | 8 | Air Handler Optimization | 0.75962 | N/A | 7072.2826 | 0 | 0 | 0
1331 | 8 | Electronically Commutated Motors (ECM) on an Air Handler Unit | 1.644 | N/A | 10304.1198 | 1.7996 | 0 | 4.1205
1332 | 8 | Demand Control Ventilation (DCV) | 19.1031 | N/A | -6810.917 | 4.4691 | 10.5832 | 2.5103
1333 | 8 | Energy Recovery Ventilation (ERV) | 8.8736 | N/A | 13344.8806 | 2.7797 | 3.4542 | 1.1469
1334 | 8 | Separate Makeup Air / Exhaust Hoods AC | 0 | N/A | -157.6378 | 0 | 0 | 0
1335 | 8 | Base Refrigeration System | 0 | N/A | 0 | 0 | 0 | 0
1336 | 8 | High-efficiency fan motors | 0 | N/A | -0.17329 | 0 | 0 | 0
1337 | 8 | Strip curtains for walk-ins | 0 | N/A | -0.0055984 | 0 | 0 | 0
1338 | 8 | Night covers for display cases | 0 | N/A | -5.2625e-05 | 0 | 0 | 0
1339 | 8 | Evaporator fan controller for MT walk-ins | 0 | N/A | -0.0010413 | 0 | 0 | 0
1340 | 8 | Efficient compressor motor | 0 | N/A | -0.0131 | 0 | 0 | 0
1341 | 8 | Compressor VSD retrofit | 0 | N/A | -0.060462 | 0 | 0 | 0
1342 | 8 | Floating head pressure controls | 0 | N/A | -0.018643 | 0 | 0 | 0
1343 | 8 | Refrigeration Commissioning | 0 | N/A | -0.00042174 | 0 | 0 | 0
1344 | 8 | Demand Hot Gas Defrost | 0 | N/A | -9.3306e-05 | 0 | 0 | 0
1345 | 8 | Demand Defrost Electric | 0 | N/A | -9.3306e-05 | 0 | 0 | 0
1346 | 8 | Anti-sweat (humidistat) controls | 0 | N/A | -0.024073 | 0 | 0 | 0
1347 | 8 | High R-Value Glass Doors | 0 | N/A | -0.00037427 | 0 | 0 | 0
1348 | 8 | Multiplex Compressor System | 0 | N/A | -0.0065314 | 0 | 0 | 0
1349 | 8 | Oversized Air Cooled Condenser | 0 | N/A | -0.0013063 | 0 | 0 | 0
1350 | 8 | Freezer-Cooler Replacement Gaskets | 0 | N/A | -1.4183e-05 | 0 | 0 | 0
1351 | 8 | LED Display Lighting | 0 | N/A | -0.0003359 | 0 | 0 | 0
1352 | 8 | Base Water Heating | 0 | N/A | 0 | 0 | 0 | 0
1353 | 8 | High Efficiency Water Heater (electric) | 0 | N/A | -668.3802 | 0 | 0 | 0
1354 | 8 | Heat Pump Water Heater (air source) | 0.79625 | N/A | 74794.7626 | 0 | 0 | 0
1355 | 8 | Solar Water Heater | 0.83 | N/A | -15674 | 0 | 0 | 0
1356 | 8 | Demand controlled circulating systems | 0.56034 | N/A | 5449.906 | 0 | 0 | 0
1357 | 8 | Heat Recovery Unit | 0.80187 | N/A | 95328.8083 | 0 | 0 | 0
1358 | 8 | Heat Trap | 0.64376 | N/A | 11386.6969 | 0 | 0 | 0
1359 | 8 | Hot Water Pipe Insulation | 0.38966 | N/A | 1382.2317 | 0 | 0 | 0
1360 | 8 | Base Desktop PC | 0 | N/A | 0 | 0 | 0 | 0
1361 | 8 | PC Manual Power Management Enabling | 0.69095 | N/A | 3083.564 | 0 | 0 | 0
1362 | 8 | PC Network Power Management Enabling | 0.69095 | N/A | 3110.5019 | 0 | 0 | 0
1363 | 8 | Base Monitor, CRT | 0 | N/A | 0 | 0 | 0 | 0
1364 | 8 | Energy Star or Better Monitor | 1.0396 | N/A | 4510.4245 | 0.022791 | 0.032109 | 0.044083
1365 | 8 | Monitor Power Management Enabling | 0.66164 | N/A | 2892.7185 | 0 | 0 | 0
1366 | 8 | Base Monitor, LCD | 0 | N/A | 0 | 0 | 0 | 0
1367 | 8 | Energy Star or Better Monitor | 0.00010901 | N/A | 0.34378 | 0 | 0 | 0
1368 | 8 | Monitor Power Management Enabling | 0.0017257 | N/A | 2.1817 | 0 | 0 | 0
1369 | 8 | Base Copier | 0 | N/A | 0 | 0 | 0 | 0
1370 | 8 | Energy Star or Better Copier | 0.30927 | N/A | 872.3005 | 0 | 0 | 0
1371 | 8 | Copier Power Management Enabling | 0.22819 | N/A | 643.4267 | 0 | 0 | 0
1372 | 8 | Base Laser Printer | 0 | N/A | 0 | 0 | 0 | 0
1373 | 8 | Printer Power Management Enabling | 0.85859 | N/A | 4122.456 | 0 | 0 | 0
1374 | 8 | Base Commercial Ovens | 0 | N/A | 0 | 0 | 0 | 0
1375 | 8 | Convection Oven | 0.15473 | N/A | -743997.2545 | 0 | 0 | 0
1376 | 8 | Base Commercial Fryers | 0 | N/A | 0 | 0 | 0 | 0
1377 | 8 | Efficient Fryer | 0.008705 | N/A | -48511.5305 | 0 | 0 | 0
1378 | 8 | Base Vending Machines | 0 | N/A | 0 | 0 | 0 | 0
1379 | 8 | Vending Misers (cooled machines only) | 0.3107 | N/A | 1351.7751 | 0 | 0 | 0
1380 | 9 | Base Fluorescent Fixture, T12, 34W, EB | 0 | N/A | -14323.6153 | 0 | 0 | 0
1381 | 9 | Premium T8, Elecctronic Ballast | 0.96214 | N/A | -5626.1385 | 0 | 0 | 0
1382 | 9 | Premium T8, EB, Reflector | 1.3018 | N/A | 6501.1251 | 2.129 | 1.0201 | 11.4473
1383 | 9 | Occupancy Sensor | 0.92067 | N/A | -3799.4699 | 0 | 0 | 0
1384 | 9 | Continuous Dimming | 1.3419 | N/A | -26131.3174 | 1.1364 | 0.54448 | 6.11
1385 | 9 | Lighting Control Tuneup | 0.50203 | N/A | 2314.2819 | 0 | 0 | 0
1386 | 9 | Base T8, EB | 0 | N/A | -9883.4073 | 0 | 0 | 0
1387 | 9 | ROB Premium T8, 1EB | 0.68194 | N/A | 2911.7948 | 0 | 0 | 0
1388 | 9 | ROB Premium T8, EB, Reflector | 1.2039 | N/A | 17993.2035 | 0.59582 | 0.28548 | 3.2036
1389 | 9 | Occupancy Sensor | 0.75679 | N/A | -3445.6918 | 0 | 0 | 0
1390 | 9 | Lighting Control Tuneup | 0.3754 | N/A | 1270.7472 | 0 | 0 | 0
1391 | 9 | Base Incandescent Flood, 75W to Screw-in CFL | 0 | N/A | -2661.7568 | 0 | 0 | 0
1392 | 9 | CFL Screw-in 18W | 2.9511 | N/A | 95885.7529 | 6.2704 | 3.0044 | 33.7146
1393 | 9 | Base Incandescent Flood, 75W to Hardwired CFL | 0 | N/A | -2661.7568 | 0 | 0 | 0
1394 | 9 | CFL Hardwired, Modular 18W | 2.9511 | N/A | 79173.8098 | 2.0901 | 1.0015 | 11.2382
1395 | 9 | Base CFL | 0 | N/A | 0 | 0 | 0 | 0
1396 | 9 | Base High Bay Mercury Vapor, 400W | 0 | N/A | 0 | 0 | 0 | 0
1397 | 9 | PSMH, 250W, magnetic ballast | 1.2249 | N/A | 20157.4775 | 3.2835 | 1.5733 | 17.6547
1398 | 9 | PSMH, 250 W, electronic ballast | 0 | N/A | -5152.9726 | 0 | 0 | 0
1399 | 9 | High Bay T5 | 1.3974 | N/A | 23072.1535 | 4.3717 | 2.0947 | 23.5055
1400 | 9 | Base Exit Sign | 0 | N/A | 0 | 0 | 0 | 0
1401 | 9 | LED Exit Sign | 0.020674 | N/A | -116.6716 | 0 | 0 | 0
1402 | 9 | Base Outdoor Mercury Vapor 400W Lamp | 0 | N/A | 0 | 0 | 0 | 0
1403 | 9 | High Pressure Sodium 250W Lamp | 0.34228 | N/A | 1176.0488 | 0.64344 | 0.36347 | 10.0689
1404 | 9 | Outdoor Lighting Controls (Photocell/Timeclock) | 0.29558 | N/A | 1187.0302 | 0 | 0 | 0
1405 | 9 | Base Outdoor HID Lamp | 0 | N/A | 0 | 0 | 0 | 0
1406 | 9 | Outdoor Lighting Controls (Photocell/Timeclock) | 0.36195 | N/A | 1689.3247 | 0 | 0 | 0
1407 | 9 | Base Centrifugal Chiller, 0.58 kW/ton, 500 tons | 0 | N/A | -2983.274 | 0 | 0 | 0
1408 | 9 | Centrifugal Chiller, 0.51 kW/ton, 500 tons | 0.63122 | N/A | 2678.5462 | 0 | 0 | 0
1409 | 9 | High Efficiency Chiller Motors | 0.23073 | N/A | 589.8494 | 0 | 0 | 0
1410 | 9 | EMS - Chiller | 0.54566 | N/A | 2190.9953 | 0 | 0 | 0
1411 | 9 | Chiller Tune Up/Diagnostics | 0.51913 | N/A | 676.2694 | 0 | 0 | 0
1412 | 9 | VSD for Chiller Pumps and Towers | 0.50184 | N/A | 2157.1472 | 0 | 0 | 0
1413 | 9 | EMS Optimization | 0.25257 | N/A | 18.0886 | 0 | 0 | 0
1414 | 9 | Aerosole Duct Sealing | 0.5008 | N/A | 2554.3539 | 0 | 0 | 0
1415 | 9 | Duct/Pipe Insulation | 0.16086 | N/A | -186062.4032 | 0 | 0 | 0
1416 | 9 | Window Film (Standard) | 0.31354 | N/A | -6367.2392 | 0 | 0 | 0
1417 | 9 | Ceiling Insulation | 1.1573 | N/A | -2829.3801 | 0.020126 | 0.011181 | 0.031131
1418 | 9 | Roof Insulation | 0.47667 | N/A | -18013.0244 | 0.0062413 | 0.0010267 | 0.011427
1419 | 9 | Cool Roof - Chiller | 1.1883 | N/A | -41712.6472 | 0.031526 | 0 | 0.069062
1420 | 9 | Thermal Energy Storage (TES) | 0.99 | N/A | -24586 | 0 | 0 | 0
1421 | 9 | Base DX Packaged System, EER=10.3, 10 tons | 0 | N/A | -9117.9703 | 0 | 0 | 0
1422 | 9 | DX Packaged System, EER=10.9, 10 tons | 0.43142 | N/A | 1387.7251 | 0 | 0 | 0
1423 | 9 | Hybrid Dessicant-DX System (Trane CDQ) | 0.91273 | N/A | 9533.5759 | 0 | 0 | 0
1424 | 9 | Geothermal Heat Pump, EER=13, 10 tons | 0.65197 | N/A | -9015.8909 | 0 | 0 | 0
1425 | 9 | DX Tune Up/ Advanced Diagnostics | 0.50012 | N/A | -1588.6769 | 0 | 0 | 0
1426 | 9 | DX Coil Cleaning | 0.48815 | N/A | 2077.3083 | 0 | 0 | 0
1427 | 9 | Optimize Controls | 0.34207 | N/A | 337.4063 | 0 | 0 | 0
1428 | 9 | Aerosole Duct Sealing | 0.61929 | N/A | 4234.5361 | 0 | 0 | 0
1429 | 9 | Duct/Pipe Insulation | 0.22978 | N/A | -185735.5115 | 0 | 0 | 0
1430 | 9 | Window Film (Standard) | 0.24836 | N/A | -5564.1044 | 0 | 0 | 0
1431 | 9 | Ceiling Insulation | 2.3812 | N/A | 4651.6172 | 0.75426 | 1.6209 | 1.24
1432 | 9 | Roof Insulation | 1.0669 | N/A | -15083.6969 | 0.25567 | 0.60086 | 0.45531
1433 | 9 | Cool Roof - DX | 1.3301 | N/A | -37313.6044 | 1.0261 | 0 | 2.7479
1434 | 9 | Base Packaged HP System, EER=10.3, 10 tons | 0 | N/A | -9117.9703 | 0 | 0 | 0
1435 | 9 | Packaged HP System, EER=10.9, 10 tons | 0.537 | N/A | 1837.6001 | 0 | 0 | 0
1436 | 9 | Geothermal Heat Pump, EER=13, 10 tons | 1.1812 | N/A | -3561.6248 | 0.038513 | 0 | 0.103
1437 | 9 | Aerosole Duct Sealing | 0.63764 | N/A | 4332.5741 | 0 | 0 | 0
1438 | 9 | Duct/Pipe Insulation | 0.23739 | N/A | -185716.4381 | 0 | 0 | 0
1439 | 9 | Window Film (Standard) | 0.44095 | N/A | -5511.6092 | 0 | 0 | 0
1440 | 9 | Ceiling Insulation | 1.3462 | N/A | 232.956 | 0.023242 | 0.0033811 | 0.038163
1441 | 9 | Roof Insulation | 0.67484 | N/A | -16851.4841 | 0.0078788 | 0.0012697 | 0.014014
1442 | 9 | Cool Roof - DX | 1.3465 | N/A | -37015.9062 | 0.031619 | 0 | 0.084681
1443 | 9 | Base PTAC, EER=8.3, 1 ton | 0 | N/A | 0 | 0 | 0 | 0
1444 | 9 | HE PTAC, EER=9.6, 1 ton | 0.68358 | N/A | 4175.8751 | 5.6974e-10 | 0 | 3.7302e-09
1445 | 9 | Occupancy Sensor (hotels) | 0.59959 | N/A | 4858.8331 | 1.9767e-10 | 8.9257e-11 | 3.7751e-09
1446 | 9 | Base Fan Motor, 15hp, 1800rpm, 91.0% | 0 | N/A | -233.3908 | 0 | 0 | 0
1447 | 9 | High Efficiency Fan Motor, 15hp, 1800rpm, 92.4% | 0.074739 | N/A | -82.6601 | 0 | 0 | 0
1448 | 9 | Variable Speed Drive Control | 0.45479 | N/A | 2252.5231 | 0 | 0 | 0
1449 | 9 | Air Handler Optimization | 0.22847 | N/A | -64.008 | 0 | 0 | 0
1450 | 9 | Electronically Commutated Motors (ECM) on an Air Handler Unit | 0.28765 | N/A | 749.6409 | 0 | 0 | 0
1451 | 9 | Demand Control Ventilation (DCV) | 2.5623 | N/A | -72878.0098 | 2.0029 | 33.4662 | 4.6906
1452 | 9 | Energy Recovery Ventilation (ERV) | 1.0399 | N/A | 3766.8674 | 1.2457 | 10.9223 | 2.14
1453 | 9 | Separate Makeup Air / Exhaust Hoods AC | 0 | N/A | -16.2831 | 0 | 0 | 0
1454 | 9 | Base Refrigeration System | 0 | N/A | 0 | 0 | 0 | 0
1455 | 9 | High-efficiency fan motors | 0 | N/A | -0.17329 | 0 | 0 | 0
1456 | 9 | Strip curtains for walk-ins | 0 | N/A | -0.0055984 | 0 | 0 | 0
1457 | 9 | Night covers for display cases | 0 | N/A | -5.2625e-05 | 0 | 0 | 0
1458 | 9 | Evaporator fan controller for MT walk-ins | 0 | N/A | -0.0010413 | 0 | 0 | 0
1459 | 9 | Efficient compressor motor | 0 | N/A | -0.0131 | 0 | 0 | 0
1460 | 9 | Compressor VSD retrofit | 0 | N/A | -0.060462 | 0 | 0 | 0
1461 | 9 | Floating head pressure controls | 0 | N/A | -0.018643 | 0 | 0 | 0
1462 | 9 | Refrigeration Commissioning | 0 | N/A | -0.00042174 | 0 | 0 | 0
1463 | 9 | Demand Hot Gas Defrost | 0 | N/A | -9.3306e-05 | 0 | 0 | 0
1464 | 9 | Demand Defrost Electric | 0 | N/A | -9.3306e-05 | 0 | 0 | 0
1465 | 9 | Anti-sweat (humidistat) controls | 0 | N/A | -0.024073 | 0 | 0 | 0
1466 | 9 | High R-Value Glass Doors | 0 | N/A | -0.00037427 | 0 | 0 | 0
1467 | 9 | Multiplex Compressor System | 0 | N/A | -0.0065314 | 0 | 0 | 0
1468 | 9 | Oversized Air Cooled Condenser | 0 | N/A | -0.0013063 | 0 | 0 | 0
1469 | 9 | Freezer-Cooler Replacement Gaskets | 0 | N/A | -1.4183e-05 | 0 | 0 | 0
1470 | 9 | LED Display Lighting | 0 | N/A | -0.0003359 | 0 | 0 | 0
1471 | 9 | Base Water Heating | 0 | N/A | 0 | 0 | 0 | 0
1472 | 9 | High Efficiency Water Heater (electric) | 0 | N/A | -19.4929 | 0 | 0 | 0
1473 | 9 | Heat Pump Water Heater (air source) | 0.12816 | N/A | -27.7345 | 0 | 0 | 0
1474 | 9 | Solar Water Heater | 0.1279 | N/A | -190.5945 | 0 | 0 | 0
1475 | 9 | Demand controlled circulating systems | 0.010142 | N/A | -61.6635 | 0 | 0 | 0
1476 | 9 | Heat Recovery Unit | 0.13919 | N/A | -2543.9317 | 0 | 0 | 0
1477 | 9 | Heat Trap | 0.018452 | N/A | 50.1691 | 0 | 0 | 0
1478 | 9 | Hot Water Pipe Insulation | 0.0041737 | N/A | -21.2344 | 0 | 0 | 0
1479 | 9 | Base Desktop PC | 0 | N/A | 0 | 0 | 0 | 0
1480 | 9 | PC Manual Power Management Enabling | 0.41774 | N/A | 2182.7403 | 0 | 0 | 0
1481 | 9 | PC Network Power Management Enabling | 0.41774 | N/A | 2217.395 | 0 | 0 | 0
1482 | 9 | Base Monitor, CRT | 0 | N/A | 0 | 0 | 0 | 0
1483 | 9 | Energy Star or Better Monitor | 0.54571 | N/A | 3268.5275 | 0 | 0 | 0
1484 | 9 | Monitor Power Management Enabling | 0.40294 | N/A | 2047.3574 | 0 | 0 | 0
1485 | 9 | Base Monitor, LCD | 0 | N/A | 0 | 0 | 0 | 0
1486 | 9 | Energy Star or Better Monitor | 7.9007e-05 | N/A | 0.24913 | 0 | 0 | 0
1487 | 9 | Monitor Power Management Enabling | 0.0010669 | N/A | 0.034124 | 0 | 0 | 0
1488 | 9 | Base Copier | 0 | N/A | 0 | 0 | 0 | 0
1489 | 9 | Energy Star or Better Copier | 0.1522 | N/A | 495.2866 | 0 | 0 | 0
1490 | 9 | Copier Power Management Enabling | 0.12009 | N/A | 327.4195 | 0 | 0 | 0
1491 | 9 | Base Laser Printer | 0 | N/A | 0 | 0 | 0 | 0
1492 | 9 | Printer Power Management Enabling | 0.44954 | N/A | 2340.299 | 0 | 0 | 0
1493 | 9 | Base Commercial Ovens | 0 | N/A | 0 | 0 | 0 | 0
1494 | 9 | Convection Oven | 0.0009285 | N/A | -30120.5071 | 0 | 0 | 0
1495 | 9 | Base Commercial Fryers | 0 | N/A | 0 | 0 | 0 | 0
1496 | 9 | Efficient Fryer | 0.0010597 | N/A | -106004.9947 | 0 | 0 | 0
1497 | 9 | Base Vending Machines | 0 | N/A | 0 | 0 | 0 | 0
1498 | 9 | Vending Misers (cooled machines only) | 0.45981 | N/A | 2457.1428 | 0 | 0 | 0
1499 | 10 | Base Fluorescent Fixture, T12, 34W, EB | 0 | N/A | -17851.6294 | 0 | 0 | 0
1500 | 10 | Premium T8, Elecctronic Ballast | 1.0266 | N/A | -6756.9904 | 0.12961 | 0.093697 | 0.8078
1501 | 10 | Premium T8, EB, Reflector | 1.3818 | N/A | 8626.8532 | 0.070247 | 0.050783 | 0.43783
1502 | 10 | Occupancy Sensor | 0.98422 | N/A | -4507.5358 | 0 | 0 | 0
1503 | 10 | Continuous Dimming | 1.4245 | N/A | -32007.8105 | 0.11248 | 0.081316 | 0.70106
1504 | 10 | Lighting Control Tuneup | 0.56641 | N/A | 3034.3981 | 0 | 0 | 0
1505 | 10 | Base T8, EB | 0 | N/A | -12317.7647 | 0 | 0 | 0
1506 | 10 | ROB Premium T8, 1EB | 0.74607 | N/A | 3738.0154 | 0 | 0 | 0
1507 | 10 | ROB Premium T8, EB, Reflector | 1.278 | N/A | 22865.3748 | 0.088465 | 0.063954 | 0.55137
1508 | 10 | Occupancy Sensor | 0.82032 | N/A | -4155.0615 | 0 | 0 | 0
1509 | 10 | Lighting Control Tuneup | 0.43509 | N/A | 1711.2495 | 0.0035743 | 0.002584 | 0.022278
1510 | 10 | Base Incandescent Flood, 75W to Screw-in CFL | 0 | N/A | -3317.3675 | 0 | 0 | 0
1511 | 10 | CFL Screw-in 18W | 3.1753 | N/A | 121617.4331 | 2.6976 | 1.9502 | 16.8132
1512 | 10 | Base Incandescent Flood, 75W to Hardwired CFL | 0 | N/A | -3317.3675 | 0 | 0 | 0
1513 | 10 | CFL Hardwired, Modular 18W | 3.1753 | N/A | 100789.2127 | 0.89919 | 0.65005 | 5.6044
1514 | 10 | Base CFL | 0 | N/A | 0 | 0 | 0 | 0
1515 | 10 | Base High Bay Mercury Vapor, 400W | 0 | N/A | 0 | 0 | 0 | 0
1516 | 10 | PSMH, 250W, magnetic ballast | 1.3003 | N/A | 25922.871 | 0.0063636 | 0.0046004 | 0.039662
1517 | 10 | PSMH, 250 W, electronic ballast | 0 | N/A | -4665.2141 | 0 | 0 | 0
1518 | 10 | High Bay T5 | 1.4841 | N/A | 31104.6367 | 0.0084725 | 0.006125 | 0.052807
1519 | 10 | Base Exit Sign | 0 | N/A | 0 | 0 | 0 | 0
1520 | 10 | LED Exit Sign | 0.061419 | N/A | -272.193 | 0 | 0 | 0
1521 | 10 | Base Outdoor Mercury Vapor 400W Lamp | 0 | N/A | 0 | 0 | 0 | 0
1522 | 10 | High Pressure Sodium 250W Lamp | 0.62512 | N/A | 1912.0802 | 0 | 0 | 0
1523 | 10 | Outdoor Lighting Controls (Photocell/Timeclock) | 0.57794 | N/A | 3642.1708 | 0 | 0 | 0
1524 | 10 | Base Outdoor HID Lamp | 0 | N/A | 0 | 0 | 0 | 0
1525 | 10 | Outdoor Lighting Controls (Photocell/Timeclock) | 0.41429 | N/A | 3.4784 | 0 | 0 | 0
1526 | 10 | Base Centrifugal Chiller, 0.58 kW/ton, 500 tons | 0 | N/A | -14061.5749 | 0 | 0 | 0
1527 | 10 | Centrifugal Chiller, 0.51 kW/ton, 500 tons | 1.6571 | N/A | 28634.3184 | 0.98464 | 0.0034482 | 4.0426
1528 | 10 | High Efficiency Chiller Motors | 0.74266 | N/A | 6637.8062 | 0 | 0 | 0
1529 | 10 | EMS - Chiller | 1.1646 | N/A | 23637.833 | 0.052403 | 0.0049856 | 0.32158
1530 | 10 | Chiller Tune Up/Diagnostics | 1.3427 | N/A | 20945.1176 | 0.29132 | 0.0093726 | 1.2092
1531 | 10 | VSD for Chiller Pumps and Towers | 1.1197 | N/A | 22728.8108 | 0.30352 | 0.0072192 | 1.8626
1532 | 10 | EMS Optimization | 0.6481 | N/A | 9704.4272 | 0 | 0 | 0
1533 | 10 | Aerosole Duct Sealing | 1.1183 | N/A | 24558.4781 | 0.31851 | 0.0075757 | 1.9546
1534 | 10 | Duct/Pipe Insulation | 0.61621 | N/A | -181585.4151 | 0 | 0 | 0
1535 | 10 | Window Film (Standard) | 0.89063 | N/A | 6073.1754 | 0 | 0 | 0
1536 | 10 | Ceiling Insulation | 3.9857 | N/A | 37172.8497 | 0.74332 | 0.087005 | 1.477
1537 | 10 | Roof Insulation | 1.5658 | N/A | -4316.207 | 0.23051 | 0.0079899 | 0.54231
1538 | 10 | Cool Roof - Chiller | 4.1002 | N/A | 23583.2597 | 1.6564 | 0 | 4.6631
1539 | 10 | Thermal Energy Storage (TES) | 0.99 | N/A | 417 | 0 | 0 | 0
1540 | 10 | Base DX Packaged System, EER=10.3, 10 tons | 0 | N/A | -42977.2861 | 0 | 0 | 0
1541 | 10 | DX Packaged System, EER=10.9, 10 tons | 0.91845 | N/A | 17635.6796 | 0 | 0 | 0
1542 | 10 | Hybrid Dessicant-DX System (Trane CDQ) | 2.083 | N/A | 118699.5478 | 2.5008 | 0 | 21.0418
1543 | 10 | Geothermal Heat Pump, EER=13, 10 tons | 1.2253 | N/A | -17049.0629 | 0.8541 | 0.038998 | 7.1866
1544 | 10 | DX Tune Up/ Advanced Diagnostics | 1.3241 | N/A | 18476.6899 | 0.32458 | 0 | 1.3473
1545 | 10 | DX Coil Cleaning | 1.2974 | N/A | 20082.724 | 0.47216 | 0 | 1.9598
1546 | 10 | Optimize Controls | 0.70523 | N/A | 15919.7228 | 0 | 0 | 0
1547 | 10 | Aerosole Duct Sealing | 1.3592 | N/A | 39922.6287 | 0.86616 | 0 | 5.3152
1548 | 10 | Duct/Pipe Insulation | 0.73376 | N/A | -178596.2153 | 0 | 0 | 0
1549 | 10 | Window Film (Standard) | 0.92282 | N/A | 13316.4886 | 0 | 0 | 0
1550 | 10 | Ceiling Insulation | 6.1877 | N/A | 62238.8039 | 1.9036 | 0.86193 | 4.017
1551 | 10 | Roof Insulation | 2.5491 | N/A | 5183.6933 | 0.64529 | 0.31953 | 1.4751
1552 | 10 | Cool Roof - DX | 4.5834 | N/A | 60160.2196 | 3.6843 | 0 | 12.6799
1553 | 10 | Base Packaged HP System, EER=10.3, 10 tons | 0 | N/A | -42977.2861 | 0 | 0 | 0
1554 | 10 | Packaged HP System, EER=10.9, 10 tons | 1.3849 | N/A | 21023.2764 | 0.0078242 | 0 | 0.033778
1555 | 10 | Geothermal Heat Pump, EER=13, 10 tons | 4.1433 | N/A | 29261.8131 | 0.019107 | 0 | 0.065668
1556 | 10 | Aerosole Duct Sealing | 1.3815 | N/A | 40818.4406 | 0.0052468 | 0.00012479 | 0.032197
1557 | 10 | Duct/Pipe Insulation | 0.74223 | N/A | -178421.9333 | 0.00094228 | 2.2412e-05 | 0.0057823
1558 | 10 | Window Film (Standard) | 1.0529 | N/A | 13779.9707 | 0.0028663 | -0.00011252 | 0.016889
1559 | 10 | Ceiling Insulation | 5.3711 | N/A | 63758.934 | 0.011531 | 0.00035344 | 0.024328
1560 | 10 | Roof Insulation | 2.2215 | N/A | 5723.5798 | 0.0039089 | 0.00013273 | 0.0089336
1561 | 10 | Cool Roof - DX | 4.6661 | N/A | 62576.329 | 0.022317 | 0 | 0.076809
1562 | 10 | Base PTAC, EER=8.3, 1 ton | 0 | N/A | 0 | 0 | 0 | 0
1563 | 10 | HE PTAC, EER=9.6, 1 ton | 1.3224 | N/A | 51002.2104 | 0.2913 | 0 | 2.451
1564 | 10 | Occupancy Sensor (hotels) | 0.83569 | N/A | 55337.0841 | 0 | 0 | 0
1565 | 10 | Base Fan Motor, 15hp, 1800rpm, 91.0% | 0 | N/A | -1299.0048 | 0 | 0 | 0
1566 | 10 | High Efficiency Fan Motor, 15hp, 1800rpm, 92.4% | 0.22277 | N/A | -1081.3939 | 0 | 0 | 0
1567 | 10 | Variable Speed Drive Control | 0.69375 | N/A | 9492.2472 | 0 | 0 | 0
1568 | 10 | Air Handler Optimization | 0.52471 | N/A | 3792.8821 | 0 | 0 | 0
1569 | 10 | Electronically Commutated Motors (ECM) on an Air Handler Unit | 0.64483 | N/A | 4776.4597 | 0 | 0 | 0
1570 | 10 | Demand Control Ventilation (DCV) | 3.3479 | N/A | -64832.0788 | 1.254 | 4.6294 | 3.1741
1571 | 10 | Energy Recovery Ventilation (ERV) | 1.6437 | N/A | 2117.2823 | 0.78005 | 1.5111 | 1.4507
1572 | 10 | Separate Makeup Air / Exhaust Hoods AC | 0 | N/A | -90.6282 | 0 | 0 | 0
1573 | 10 | Base Refrigeration System | 0 | N/A | 0 | 0 | 0 | 0
1574 | 10 | High-efficiency fan motors | 0 | N/A | -0.17329 | 0 | 0 | 0
1575 | 10 | Strip curtains for walk-ins | 0 | N/A | -0.0055984 | 0 | 0 | 0
1576 | 10 | Night covers for display cases | 0 | N/A | -5.2625e-05 | 0 | 0 | 0
1577 | 10 | Evaporator fan controller for MT walk-ins | 0 | N/A | -0.0010413 | 0 | 0 | 0
1578 | 10 | Efficient compressor motor | 0 | N/A | -0.0131 | 0 | 0 | 0
1579 | 10 | Compressor VSD retrofit | 0 | N/A | -0.060462 | 0 | 0 | 0
1580 | 10 | Floating head pressure controls | 0 | N/A | -0.018643 | 0 | 0 | 0
1581 | 10 | Refrigeration Commissioning | 0 | N/A | -0.00042174 | 0 | 0 | 0
1582 | 10 | Demand Hot Gas Defrost | 0 | N/A | -9.3306e-05 | 0 | 0 | 0
1583 | 10 | Demand Defrost Electric | 0 | N/A | -9.3306e-05 | 0 | 0 | 0
1584 | 10 | Anti-sweat (humidistat) controls | 0 | N/A | -0.024073 | 0 | 0 | 0
1585 | 10 | High R-Value Glass Doors | 0 | N/A | -0.00037427 | 0 | 0 | 0
1586 | 10 | Multiplex Compressor System | 0 | N/A | -0.0065314 | 0 | 0 | 0
1587 | 10 | Oversized Air Cooled Condenser | 0 | N/A | -0.0013063 | 0 | 0 | 0
1588 | 10 | Freezer-Cooler Replacement Gaskets | 0 | N/A | -1.4183e-05 | 0 | 0 | 0
1589 | 10 | LED Display Lighting | 0 | N/A | -0.0003359 | 0 | 0 | 0
1590 | 10 | Base Water Heating | 0 | N/A | 0 | 0 | 0 | 0
1591 | 10 | High Efficiency Water Heater (electric) | 0 | N/A | -306.2731 | 0 | 0 | 0
1592 | 10 | Heat Pump Water Heater (air source) | 1.4614 | N/A | 35939.0264 | 1.3793 | 1.0245 | 9.8714
1593 | 10 | Solar Water Heater | 0.83 | N/A | -15674 | 0 | 0 | 0
1594 | 10 | Demand controlled circulating systems | 0.51787 | N/A | 2317.9888 | 0.05067 | 0.037634 | 0.36263
1595 | 10 | Heat Recovery Unit | 1.5285 | N/A | 43893.8997 | 0.8967 | 0.666 | 6.4173
1596 | 10 | Heat Trap | 0.67519 | N/A | 5430.3176 | 0 | 0 | 0
1597 | 10 | Hot Water Pipe Insulation | 0.29673 | N/A | 679.7901 | 0 | 0 | 0
1598 | 10 | Base Desktop PC | 0 | N/A | 0 | 0 | 0 | 0
1599 | 10 | PC Manual Power Management Enabling | 0.26602 | N/A | 1088.1391 | 0 | 0 | 0
1600 | 10 | PC Network Power Management Enabling | 0.26602 | N/A | 1105.0481 | 0 | 0 | 0
1601 | 10 | Base Monitor, CRT | 0 | N/A | 0 | 0 | 0 | 0
1602 | 10 | Energy Star or Better Monitor | 0.36531 | N/A | 1612.8207 | 0 | 0 | 0
1603 | 10 | Monitor Power Management Enabling | 0.2544 | N/A | 1020.6572 | 0 | 0 | 0
1604 | 10 | Base Monitor, LCD | 0 | N/A | 0 | 0 | 0 | 0
1605 | 10 | Energy Star or Better Monitor | 3.8645e-05 | N/A | 0.12293 | 0 | 0 | 0
1606 | 10 | Monitor Power Management Enabling | 0.00052432 | N/A | 0.052572 | 0 | 0 | 0
1607 | 10 | Base Copier | 0 | N/A | 0 | 0 | 0 | 0
1608 | 10 | Energy Star or Better Copier | 0.091345 | N/A | 278.7729 | 0 | 0 | 0
1609 | 10 | Copier Power Management Enabling | 0.071689 | N/A | 186.9766 | 0 | 0 | 0
1610 | 10 | Base Laser Printer | 0 | N/A | 0 | 0 | 0 | 0
1611 | 10 | Printer Power Management Enabling | 0.33768 | N/A | 1455.4945 | 0 | 0 | 0
1612 | 10 | Base Commercial Ovens | 0 | N/A | 0 | 0 | 0 | 0
1613 | 10 | Convection Oven | 0.27646 | N/A | -4599.8781 | 0 | 0 | 0
1614 | 10 | Base Commercial Fryers | 0 | N/A | 0 | 0 | 0 | 0
1615 | 10 | Efficient Fryer | 0.021239 | N/A | -380233.946 | 0 | 0 | 0
1616 | 10 | Base Vending Machines | 0 | N/A | 0 | 0 | 0 | 0
1617 | 10 | Vending Misers (cooled machines only) | 0.52887 | N/A | 3482.294 | 0 | 0 | 0
1618 | 11 | Base Fluorescent Fixture, T12, 34W, EB | 0 | N/A | -30730.2507 | 0 | 0 | 0
1619 | 11 | Premium T8, Elecctronic Ballast | 1.3177 | N/A | -10935.9988 | 0.75639 | 0.31917 | 4.1603
1620 | 11 | Premium T8, EB, Reflector | 1.9247 | N/A | 16281.7012 | 0.40996 | 0.17299 | 2.2549
1621 | 11 | Occupancy Sensor | 1.2522 | N/A | -7137.7889 | 0.16306 | 0.068804 | 0.89685
1622 | 11 | Continuous Dimming | 2.0019 | N/A | -53571.2559 | 0.65644 | 0.27699 | 3.6106
1623 | 11 | Lighting Control Tuneup | 0.72475 | N/A | 5651.4819 | 0 | 0 | 0
1624 | 11 | Base T8, EB | 0 | N/A | -21204.1148 | 0 | 0 | 0
1625 | 11 | ROB Premium T8, 1EB | 0.92789 | N/A | 6732.2434 | 0 | 0 | 0
1626 | 11 | ROB Premium T8, EB, Reflector | 1.7398 | N/A | 40562.6349 | 0.51628 | 0.21785 | 2.8397
1627 | 11 | Occupancy Sensor | 1.0207 | N/A | -6772.3905 | 0.14961 | 0.063132 | 0.82291
1628 | 11 | Lighting Control Tuneup | 0.58226 | N/A | 3312.1442 | 0 | 0 | 0
1629 | 11 | Base Incandescent Flood, 75W to Screw-in CFL | 0 | N/A | -5710.6011 | 0 | 0 | 0
1630 | 11 | CFL Screw-in 18W | 5.3206 | N/A | 215127.2517 | 1.3651 | 0.57603 | 7.5085
1631 | 11 | Base Incandescent Flood, 75W to Hardwired CFL | 0 | N/A | -5710.6011 | 0 | 0 | 0
1632 | 11 | CFL Hardwired, Modular 18W | 5.3206 | N/A | 179273.0213 | 0.45504 | 0.19201 | 2.5028
1633 | 11 | Base CFL | 0 | N/A | 0 | 0 | 0 | 0
1634 | 11 | Base High Bay Mercury Vapor, 400W | 0 | N/A | 0 | 0 | 0 | 0
1635 | 11 | PSMH, 250W, magnetic ballast | 1.7788 | N/A | 45874.2001 | 3.0357 | 1.281 | 16.6972
1636 | 11 | PSMH, 250 W, electronic ballast | 0 | N/A | -8030.8186 | 0 | 0 | 0
1637 | 11 | High Bay T5 | 2.1105 | N/A | 55208.4523 | 4.0418 | 1.7055 | 22.2307
1638 | 11 | Base Exit Sign | 0 | N/A | 0 | 0 | 0 | 0
1639 | 11 | LED Exit Sign | 0.051427 | N/A | -202.367 | 0 | 0 | 0
1640 | 11 | Base Outdoor Mercury Vapor 400W Lamp | 0 | N/A | 0 | 0 | 0 | 0
1641 | 11 | High Pressure Sodium 250W Lamp | 0.79004 | N/A | 2098.164 | 0 | 0 | 0
1642 | 11 | Outdoor Lighting Controls (Photocell/Timeclock) | 0.74722 | N/A | 7521.1797 | 0 | 0 | 0
1643 | 11 | Base Outdoor HID Lamp | 0 | N/A | 0 | 0 | 0 | 0
1644 | 11 | Outdoor Lighting Controls (Photocell/Timeclock) | 0.60626 | N/A | 2717.5681 | 0 | 0 | 0
1645 | 11 | Base Centrifugal Chiller, 0.58 kW/ton, 500 tons | 0 | N/A | -11454.4344 | 0 | 0 | 0
1646 | 11 | Centrifugal Chiller, 0.51 kW/ton, 500 tons | 1.1635 | N/A | 10323.8916 | 0.43229 | 0.0071135 | 1.5544
1647 | 11 | High Efficiency Chiller Motors | 0.53335 | N/A | 2302.3709 | 0 | 0 | 0
1648 | 11 | EMS - Chiller | 0.95359 | N/A | 8554.0527 | 0 | 0 | 0
1649 | 11 | Chiller Tune Up/Diagnostics | 0.99226 | N/A | 7924.8949 | 0 | 0 | 0
1650 | 11 | VSD for Chiller Pumps and Towers | 0.87686 | N/A | 8416.1615 | 0 | 0 | 0
1651 | 11 | EMS Optimization | 0.5199 | N/A | 3389.7429 | 0 | 0 | 0
1652 | 11 | Aerosole Duct Sealing | 0.87577 | N/A | 9940.8054 | 0 | 0 | 0
1653 | 11 | Duct/Pipe Insulation | 0.41905 | N/A | -184475.4903 | 0 | 0 | 0
1654 | 11 | Window Film (Standard) | 0.6111 | N/A | -2021.7854 | 0 | 0 | 0
1655 | 11 | Ceiling Insulation | 2.7024 | N/A | 11778.8446 | 0.32635 | 0.17949 | 0.56807
1656 | 11 | Roof Insulation | 1.0649 | N/A | -13037.2043 | 0.1012 | 0.016483 | 0.20854
1657 | 11 | Cool Roof - Chiller | 2.4777 | N/A | -18023.3349 | 0.68442 | 0 | 1.6874
1658 | 11 | Thermal Energy Storage (TES) | 0.99 | N/A | 23086 | 0 | 0 | 0
1659 | 11 | Base DX Packaged System, EER=10.3, 10 tons | 0 | N/A | -35008.9168 | 0 | 0 | 0
1660 | 11 | DX Packaged System, EER=10.9, 10 tons | 0.74198 | N/A | 5502.2415 | 0.090777 | 0 | 0.66892
1661 | 11 | Hybrid Dessicant-DX System (Trane CDQ) | 1.4574 | N/A | 37761.5151 | 0.6706 | 0 | 4.9415
1662 | 11 | Geothermal Heat Pump, EER=13, 10 tons | 0.99697 | N/A | -34217.924 | 0 | 0 | 0
1663 | 11 | DX Tune Up/ Advanced Diagnostics | 0.95282 | N/A | 5586.9859 | 0 | 0 | 0
1664 | 11 | DX Coil Cleaning | 0.93508 | N/A | 8003.8711 | 0 | 0 | 0
1665 | 11 | Optimize Controls | 0.60509 | N/A | 5761.3456 | 0 | 0 | 0
1666 | 11 | Aerosole Duct Sealing | 1.0226 | N/A | 16471.2064 | 0.23227 | 0 | 1.2482
1667 | 11 | Duct/Pipe Insulation | 0.52932 | N/A | -183204.9521 | 0 | 0 | 0
1668 | 11 | Window Film (Standard) | 0.39696 | N/A | 1029.5474 | 0.15607 | -0.41981 | 0.80492
1669 | 11 | Ceiling Insulation | 6.8638 | N/A | 38736.4503 | 0.5105 | 1.0861 | 0.94434
1670 | 11 | Roof Insulation | 2.7862 | N/A | -2491.8714 | 0.17304 | 0.40263 | 0.34676
1671 | 11 | Cool Roof - DX | 2.76 | N/A | -2145.4182 | 0.92979 | 0 | 2.8025
1672 | 11 | Base Packaged HP System, EER=10.3, 10 tons | 0 | N/A | -35008.9168 | 0 | 0 | 0
1673 | 11 | Packaged HP System, EER=10.9, 10 tons | 0.99764 | N/A | 7100.0745 | 0.009394 | 0 | 0.035517
1674 | 11 | Geothermal Heat Pump, EER=13, 10 tons | 2.492 | N/A | -13758.5282 | 0.022941 | 0 | 0.069049
1675 | 11 | Aerosole Duct Sealing | 1.0565 | N/A | 16852.2145 | 0.0062995 | 0.00070404 | 0.033855
1676 | 11 | Duct/Pipe Insulation | 0.54406 | N/A | -183130.8286 | 0.0011313 | 0.00012644 | 0.00608
1677 | 11 | Window Film (Standard) | 0.78383 | N/A | 1227.7893 | 0.0042328 | -0.00078079 | 0.021842
1678 | 11 | Ceiling Insulation | 3.2 | N/A | 23386.5756 | 0.013845 | 0.001994 | 0.025583
1679 | 11 | Roof Insulation | 1.4644 | N/A | -8643.2468 | 0.0046932 | 0.00074882 | 0.0093944
1680 | 11 | Cool Roof - DX | 2.804 | N/A | -1083.4237 | 0.025217 | 0 | 0.076008
1681 | 11 | Base PTAC, EER=8.3, 1 ton | 0 | N/A | 0 | 0 | 0 | 0
1682 | 11 | HE PTAC, EER=9.6, 1 ton | 1.0277 | N/A | 16524.6857 | 3.8957e-10 | 0 | 2.8706e-09
1683 | 11 | Occupancy Sensor (hotels) | 0.77904 | N/A | 19492.6782 | 0 | 0 | 0
1684 | 11 | Base Fan Motor, 15hp, 1800rpm, 91.0% | 0 | N/A | -708.4825 | 0 | 0 | 0
1685 | 11 | High Efficiency Fan Motor, 15hp, 1800rpm, 92.4% | 0.23685 | N/A | -98.5116 | 0 | 0 | 0
1686 | 11 | Variable Speed Drive Control | 0.72661 | N/A | 10771.2529 | 0 | 0 | 0
1687 | 11 | Air Handler Optimization | 0.51284 | N/A | 3328.8194 | 0 | 0 | 0
1688 | 11 | Electronically Commutated Motors (ECM) on an Air Handler Unit | 0.62434 | N/A | 4041.7266 | 0 | 0 | 0
1689 | 11 | Demand Control Ventilation (DCV) | 6.8849 | N/A | -43965.7586 | 1.9437 | 17.6979 | 4.1938
1690 | 11 | Energy Recovery Ventilation (ERV) | 2.7595 | N/A | 9942.9078 | 1.209 | 5.7764 | 1.9151
1691 | 11 | Separate Makeup Air / Exhaust Hoods AC | 0 | N/A | -49.429 | 0 | 0 | 0
1692 | 11 | Base Refrigeration System | 0 | N/A | 0 | 0 | 0 | 0
1693 | 11 | High-efficiency fan motors | 0 | N/A | -0.17329 | 0 | 0 | 0
1694 | 11 | Strip curtains for walk-ins | 0 | N/A | -0.0055984 | 0 | 0 | 0
1695 | 11 | Night covers for display cases | 0 | N/A | -5.2625e-05 | 0 | 0 | 0
1696 | 11 | Evaporator fan controller for MT walk-ins | 0 | N/A | -0.0010413 | 0 | 0 | 0
1697 | 11 | Efficient compressor motor | 0 | N/A | -0.0131 | 0 | 0 | 0
1698 | 11 | Compressor VSD retrofit | 0 | N/A | -0.060462 | 0 | 0 | 0
1699 | 11 | Floating head pressure controls | 0 | N/A | -0.018643 | 0 | 0 | 0
1700 | 11 | Refrigeration Commissioning | 0 | N/A | -0.00042174 | 0 | 0 | 0
1701 | 11 | Demand Hot Gas Defrost | 0 | N/A | -9.3306e-05 | 0 | 0 | 0
1702 | 11 | Demand Defrost Electric | 0 | N/A | -9.3306e-05 | 0 | 0 | 0
1703 | 11 | Anti-sweat (humidistat) controls | 0 | N/A | -0.024073 | 0 | 0 | 0
1704 | 11 | High R-Value Glass Doors | 0 | N/A | -0.00037427 | 0 | 0 | 0
1705 | 11 | Multiplex Compressor System | 0 | N/A | -0.0065314 | 0 | 0 | 0
1706 | 11 | Oversized Air Cooled Condenser | 0 | N/A | -0.0013063 | 0 | 0 | 0
1707 | 11 | Freezer-Cooler Replacement Gaskets | 0 | N/A | -1.4183e-05 | 0 | 0 | 0
1708 | 11 | LED Display Lighting | 0 | N/A | -0.0003359 | 0 | 0 | 0
1709 | 11 | Base Water Heating | 0 | N/A | 0 | 0 | 0 | 0
1710 | 11 | High Efficiency Water Heater (electric) | 0 | N/A | -101.4801 | 0 | 0 | 0
1711 | 11 | Heat Pump Water Heater (air source) | 0.80305 | N/A | 8324.4568 | 0 | 0 | 0
1712 | 11 | Solar Water Heater | 0.83 | N/A | -15674 | 0 | 0 | 0
1713 | 11 | Demand controlled circulating systems | 0.19717 | N/A | -357.5183 | 0 | 0 | 0
1714 | 11 | Heat Recovery Unit | 0.82861 | N/A | 8612.7776 | 0 | 0 | 0
1715 | 11 | Heat Trap | 0.30376 | N/A | 1341.9529 | 0 | 0 | 0
1716 | 11 | Hot Water Pipe Insulation | 0.089697 | N/A | 125.401 | 0 | 0 | 0
1717 | 11 | Base Desktop PC | 0 | N/A | 0 | 0 | 0 | 0
1718 | 11 | PC Manual Power Management Enabling | 0.78341 | N/A | 5968.3762 | 0 | 0 | 0
1719 | 11 | PC Network Power Management Enabling | 0.78341 | N/A | 6015.4114 | 0 | 0 | 0
1720 | 11 | Base Monitor, CRT | 0 | N/A | 0 | 0 | 0 | 0
1721 | 11 | Energy Star or Better Monitor | 1.0419 | N/A | 8714.6201 | 0.025369 | 0.20711 | 0.2371
1722 | 11 | Monitor Power Management Enabling | 0.75264 | N/A | 5599.3178 | 0 | 0 | 0
1723 | 11 | Base Monitor, LCD | 0 | N/A | 0 | 0 | 0 | 0
1724 | 11 | Energy Star or Better Monitor | 0.00015704 | N/A | 0.66423 | 0 | 0 | 0
1725 | 11 | Monitor Power Management Enabling | 0.002834 | N/A | 4.7173 | 0 | 0 | 0
1726 | 11 | Base Copier | 0 | N/A | 0 | 0 | 0 | 0
1727 | 11 | Energy Star or Better Copier | 0.28849 | N/A | 1301.9361 | 0 | 0 | 0
1728 | 11 | Copier Power Management Enabling | 0.2391 | N/A | 971.5283 | 0 | 0 | 0
1729 | 11 | Base Laser Printer | 0 | N/A | 0 | 0 | 0 | 0
1730 | 11 | Printer Power Management Enabling | 0.78923 | N/A | 5842.2071 | 0 | 0 | 0
1731 | 11 | Base Commercial Ovens | 0 | N/A | 0 | 0 | 0 | 0
1732 | 11 | Convection Oven | 0.096939 | N/A | -855968.6052 | 0 | 0 | 0
1733 | 11 | Base Commercial Fryers | 0 | N/A | 0 | 0 | 0 | 0
1734 | 11 | Efficient Fryer | 0 | N/A | -0.01269 | 0 | 0 | 0
1735 | 11 | Base Vending Machines | 0 | N/A | 0 | 0 | 0 | 0
1736 | 11 | Vending Misers (cooled machines only) | 0.26108 | N/A | 969.8719 | 0 | 0 | 0
1737 | 1 | 0.5 Faucet Aerator (DI) - Commercial Public Use | 0.49482 | N/A | 4241.9371 | 0 | 0 | 0
1738 | 1 | 0.5 Faucet Aerator (DI) - Commercial Private Use | 0.20401 | N/A | 676.2954 | 0 | 0 | 0
1739 | 1 | 0.5 Faucet Aerator (DI) - Commercial School Use | 0.44831 | N/A | 3207.5019 | 0 | 0 | 0
1740 | 1 | 1.0 Faucet Aerator (DI) - Commercial Public Use | 0.42886 | N/A | 2984.5195 | 0 | 0 | 0
1741 | 1 | 1.0 Faucet Aerator (DI) - Commercial Private Use | 0.15406 | N/A | 469.9438 | 0 | 0 | 0
1742 | 1 | 1.0 Faucet Aerator (DI) - Commercial School Use | 0.37985 | N/A | 2259.417 | 0 | 0 | 0
1743 | 1 | 1.5 Faucet Aerator (DI) - Commercial Public Use | 0.38016 | N/A | 2114.7577 | 0 | 0 | 0
1744 | 1 | 1.5 Faucet Aerator (DI) - Commercial Private Use | 0.27396 | N/A | 1070.344 | 0 | 0 | 0
1745 | 1 | Server Virtualization | 1.4334 | N/A | 11572.8484 | 1.6153 | 3.1355 | 19.3595
1746 | 1 | Outdoor LED 104W | 0.81301 | N/A | 3433.652 | 0 | 0 | 0
1747 | 1 | Flood LED 14W | 0.21523 | N/A | 513.3362 | 0 | 0 | 0
1748 | 1 | LED High Bay 83W (400W equivalent) | 0.83919 | N/A | 3960.6941 | 0 | 0 | 0
1749 | 1 | LED (12-Watt) | 0.043613 | N/A | 49.669 | 0 | 0 | 0
1750 | 1 | LED Linear Tube 22W | 0.21694 | N/A | 472.7054 | 0 | 0 | 0
1751 | 1 | Run Time Optimizer | 1.3748 | N/A | 33633.5161 | 19.3431 | 0 | 87.5978
1752 | 1 | Dehumidification hybrid desiccant heat pump | 2.6787 | N/A | 27637.9996 | 36.7447 | 2.8954 | 206.2288
1753 | 1 | Griddle | 1.0557 | N/A | 8126.12 | 2.2549 | 0.3364 | 15.1786
1754 | 1 | Steamer | 10.5826 | N/A | 264216.1819 | 1.5688 | 0.27797 | 10.755
1755 | 1 | Holding Cabinet | 1.542 | N/A | 19307.8742 | 1.5688 | 0.27797 | 10.755
1756 | 1 | Ice Machine | 0.719 | N/A | 4827.8875 | 0 | 0 | 0
Industrial
1757 | 1 | Base Compressed Air | 0 | N/A | 0 | 0 | 0 | 0 | 0
1758 | 1 | Comp Air - ASD (6-100 hp) | 0.40597 | N/A | 2496.4083 | 0 | 0 | 0 | 0
1759 | 1 | Compressed Air- Sizing | 0.61346 | N/A | 3656.2022 | 0 | 0 | 0 | 0
1760 | 1 | Compressed Air-O&M | 0.77669 | N/A | 6400.4098 | 0 | 0 | 0 | 0
1761 | 1 | Compressed Air - System Optimization | 0.80455 | N/A | 6845.8704 | 0 | 0 | 0 | 0
1762 | 1 | Comp Air - ASD (100+ hp) | 0.34098 | N/A | 1658.3002 | 0 | 0 | 0 | 0
1763 | 1 | Compressed Air - Controls | 0.61146 | N/A | 3117.1828 | 0 | 0 | 0 | 0
1764 | 1 | Comp Air - Motor practices-1 (100+ HP) | 0.13729 | N/A | 333.4102 | 0 | 0 | 0 | 0
1765 | 1 | Comp Air - Motor practices-1 (6-100 HP) | 0.20171 | N/A | 452.0982 | 0 | 0 | 0 | 0
1766 | 1 | Comp Air - Motor practices-1 (1-5 HP) | 0.33523 | N/A | 467.3282 | 0 | 0 | 0 | 0
1767 | 1 | Comp Air - Replace 100+ HP motor | 0.24786 | N/A | 507.7779 | 0 | 0 | 0 | 0
1768 | 1 | Comp Air - Replace 1-5 HP motor | 0.2376 | N/A | -1334.137 | 0 | 0 | 0 | 0
1769 | 1 | Comp Air - Replace 6-100 HP motor | 0.26859 | N/A | -234.2285 | 0 | 0 | 0 | 0
1770 | 1 | Comp Air - ASD (1-5 hp) | 0.32156 | N/A | -1377.4178 | 0 | 0 | 0 | 0
1771 | 1 | Base Fans | 0 | N/A | 0 | 0 | 0 | 0 | 0
1772 | 1 | Fans - ASD (6-100 hp) | 0.40636 | N/A | 2502.236 | 0 | 0 | 0 | 0
1773 | 1 | Fans - O&M | 0.23696 | N/A | 774.7845 | 0 | 0 | 0 | 0
1774 | 1 | Fans- Improve components | 0.44705 | N/A | 1880.5483 | 0 | 0 | 0 | 0
1775 | 1 | Fans - ASD (100+ hp) | 0.39748 | N/A | 2265.4998 | 0 | 0 | 0 | 0
1776 | 1 | Fans - Motor practices-1 (100+ HP) | 0.17862 | N/A | 486.7945 | 0 | 0 | 0 | 0
1777 | 1 | Fans - Motor practices-1 (6-100 HP) | 0.25678 | N/A | 695.3301 | 0 | 0 | 0 | 0
1778 | 1 | Fans - System Optimization | 0.75312 | N/A | 7055.2217 | 0 | 0 | 0 | 0
1779 | 1 | Fans - Controls | 1.0004 | N/A | 10226.0867 | 0 | 0 | 0 | 0
1780 | 1 | Fans - Motor practices-1 (1-5 HP) | 0.37519 | N/A | 712.3815 | 0 | 0 | 0 | 0
1781 | 1 | Fans - Replace 100+ HP motor | 0.28125 | N/A | 668.7712 | 0 | 0 | 0 | 0
1782 | 1 | Fans - Replace 1-5 HP motor | 0.27015 | N/A | -1181.8258 | 0 | 0 | 0 | 0
1783 | 1 | Fans - Replace 6-100 HP motor | 0.30381 | N/A | -55.0649 | 0 | 0 | 0 | 0
1784 | 1 | Fans - ASD (1-5 hp) | 0.35596 | N/A | -1053.7334 | 0 | 0 | 0 | 0
1785 | 1 | Base Pumps | 0 | N/A | 0 | 0 | 0 | 0 | 0
1786 | 1 | Pumps - ASD (6-100 hp) | 0.40621 | N/A | 2500.0005 | 0 | 0 | 0 | 0
1787 | 1 | Pumps - O&M | 0.64493 | N/A | 4093.3672 | 0 | 0 | 0 | 0
1788 | 1 | Pumps - Controls | 1.0114 | N/A | 13315.4676 | 0.95475 | 0.8566 | 7.0215 | 1
1789 | 1 | Pumps - Sizing | 0.82407 | N/A | 7193.038 | 0 | 0 | 0 | 0
1790 | 1 | Pumps - ASD (100+ hp) | 0.35412 | N/A | 1786.6194 | 0 | 0 | 0 | 0
1791 | 1 | Pumps - System Optimization | 0.98247 | N/A | 10578.6351 | 0 | 0 | 0 | 0
1792 | 1 | Pumps - Motor practices-1 (100+ HP) | 0.13291 | N/A | 317.5955 | 0 | 0 | 0 | 0
1793 | 1 | Pumps - Motor practices-1 (6-100 HP) | 0.1955 | N/A | 427.0198 | 0 | 0 | 0 | 0
1794 | 1 | Pumps - Motor practices-1 (1-5 HP) | 0.32669 | N/A | 417.6011 | 0 | 0 | 0 | 0
1795 | 1 | Pumps - Replace 100+ HP motor | 0.24068 | N/A | 475.1085 | 0 | 0 | 0 | 0
1796 | 1 | Pumps - Replace 1-5 HP motor | 0.23056 | N/A | -1365.0445 | 0 | 0 | 0 | 0
1797 | 1 | Pumps - Replace 6-100 HP motor | 0.26089 | N/A | -270.585 | 0 | 0 | 0 | 0
1798 | 1 | Pumps - ASD (1-5 hp) | 0.31451 | N/A | -1439.252 | 0 | 0 | 0 | 0
1799 | 1 | Base Drives | 0 | N/A | 0 | 0 | 0 | 0 | 0
1800 | 1 | Bakery - Process (Mixing) - O&M | 0.64192 | N/A | 4048.7968 | 0 | 0 | 0 | 0
1801 | 1 | Base Heating | 0 | N/A | 0 | 0 | 0 | 0 | 0
1802 | 1 | Bakery - Process | 1.149 | N/A | 18567.1763 | 0.21399 | 0.19199 | 1.5737 | 1
1803 | 1 | Base Refrigeration | 0 | N/A | 0 | 0 | 0 | 0 | 0
1804 | 1 | Efficient Refrigeration - Operations | 0.73477 | N/A | 5450.8081 | 0 | 0 | 0 | 0
1805 | 1 | Optimization Refrigeration | 1.04 | N/A | 9622.6565 | 0.76215 | 0.41028 | 4.4841 | 1
1806 | 1 | Base Other Process | 0 | N/A | 0 | 0 | 0 | 0 | 0
1807 | 1 | Base Centrifugal Chiller, 0.58 kW/ton, 500 tons | 0 | N/A | -3732.0045 | 0 | 0 | 0 | 0
1808 | 1 | Aerosole Duct Sealing - Chiller | 0.61574 | N/A | 1728.1697 | 0 | 0 | 0 | 0
1809 | 1 | Centrifugal Chiller, 0.51 kW/ton, 500 tons | 0.51602 | N/A | -7063.0641 | 0 | 0 | 0 | 0
1810 | 1 | VSD for Chiller Pumps and Towers | 0.45871 | N/A | -3884.9917 | 0 | 0 | 0 | 0
1811 | 1 | High Efficiency Chiller Motors | 0.27377 | N/A | -1810.915 | 0 | 0 | 0 | 0
1812 | 1 | EMS Optimization - Chiller | 0.37113 | N/A | 596.7585 | 0 | 0 | 0 | 0
1813 | 1 | EMS - Chiller | 0.4504 | N/A | -5384.7588 | 0 | 0 | 0 | 0
1814 | 1 | Chiller Tune Up/Diagnostics | 0.48366 | N/A | 852.3919 | 0 | 0 | 0 | 0
1815 | 1 | Window Film (Standard) - Chiller | 0.37684 | N/A | -6170.6354 | 0 | 0 | 0 | 0
1816 | 1 | Roof Insulation - Chiller | 0.33381 | N/A | -18339.9624 | 0 | 0 | 0 | 0
1817 | 1 | Cool Roof - Chiller | 0.77359 | N/A | -43058.6394 | 0 | 0 | 0 | 0
1818 | 1 | Duct/Pipe Insulation - Chiller | 0.49934 | N/A | -15771.1425 | 0 | 0 | 0 | 0
1819 | 1 | Base DX Packaged System, EER=10.3, 10 tons | 0 | N/A | 0 | 0 | 0 | 0 | 0
1820 | 1 | Aerosole Duct Sealing | 0.58952 | N/A | 1368.8556 | 0 | 0 | 0 | 0
1821 | 1 | DX Coil Cleaning | 0.39012 | N/A | -1574.7132 | 0 | 0 | 0 | 0
1822 | 1 | DX Packaged System, EER=10.9, 10 tons | 0.37691 | N/A | -8774.2201 | 0 | 0 | 0 | 0
1823 | 1 | Hybrid Dessicant-DX System (Trane CDQ) | 0.91159 | N/A | -55355.9674 | 0 | 0 | 0 | 0
1824 | 1 | Optimize Controls | 0.33619 | N/A | -8.0526 | 0 | 0 | 0 | 0
1825 | 1 | Roof Insulation | 0.31331 | N/A | -18459.904 | 0 | 0 | 0 | 0
1826 | 1 | DX Tune Up/ Advanced Diagnostics | 0.33023 | N/A | -2660.5262 | 0 | 0 | 0 | 0
1827 | 1 | Window Film (Standard) | 0.33399 | N/A | -6460.6521 | 0 | 0 | 0 | 0
1828 | 1 | Cool Roof - DX | 0.73391 | N/A | -43966.8176 | 0 | 0 | 0 | 0
1829 | 1 | Geothermal Heat Pump, EER=13, 10 tons | 0.4966 | N/A | -146036.1578 | 0 | 0 | 0 | 0
1830 | 1 | Duct/Pipe Insulation | 0.45517 | N/A | -16204.6158 | 0 | 0 | 0 | 0
1831 | 1 | Base Lighting | 0 | N/A | 0 | 0 | 0 | 0 | 0
1832 | 1 | CFL Screw-in 18W | 1.2651 | N/A | 20287.0573 | 0.10428 | 0.093562 | 0.76693 | 1
1833 | 1 | Premium T8, Elecctronic Ballast | 0.8757 | N/A | -49186.1662 | 0.33487 | 0.30044 | 2.4627 | 0
1834 | 1 | High Bay T5 | 1.0577 | N/A | 3870.9546 | 0.077494 | 0.069527 | 0.56991 | 1
1835 | 1 | CFL Hardwired, Modular 18W | 1.1462 | N/A | -42045.1088 | 0.080681 | 0.072386 | 0.59335 | 1
1836 | 1 | Occupancy Sensor | 0.5842 | N/A | -27664.2871 | 0 | 0 | 0 | 0
1837 | 1 | Base Other | 0 | N/A | 0 | 0 | 0 | 0 | 0
1838 | 1 | Replace V-belts | 0.0093969 | N/A | 21.0121 | 0 | 0 | 0 | 0
1839 | 2 | Base Compressed Air | 0 | N/A | 0 | 0 | 0 | 0 | 0
1840 | 2 | Comp Air - ASD (6-100 hp) | 0.46396 | N/A | 3241.9154 | 0 | 0 | 0 | 0
1841 | 2 | Compressed Air- Sizing | 0.82096 | N/A | 4652.4658 | 0 | 0 | 0 | 0
1842 | 2 | Compressed Air-O&M | 1.1036 | N/A | 8166.9231 | 0.030568 | 0.037069 | 0.12068 | 1
1843 | 2 | Compressed Air - System Optimization | 1.1596 | N/A | 8789.9697 | 0.022427 | 0.027197 | 0.088543 | 1
1844 | 2 | Comp Air - ASD (100+ hp) | 0.39059 | N/A | 2199.9562 | 0 | 0 | 0 | 0
1845 | 2 | Compressed Air - Controls | 0.81796 | N/A | 4106.2764 | 0 | 0 | 0 | 0
1846 | 2 | Comp Air - Motor practices-1 (100+ HP) | 0.18086 | N/A | 442.2105 | 0 | 0 | 0 | 0
1847 | 2 | Comp Air - Motor practices-1 (6-100 HP) | 0.2641 | N/A | 624.6303 | 0 | 0 | 0 | 0
1848 | 2 | Comp Air - Motor practices-1 (1-5 HP) | 0.4361 | N/A | 809.4357 | 0 | 0 | 0 | 0
1849 | 2 | Comp Air - Replace 100+ HP motor | 0.32347 | N/A | 732.5331 | 0 | 0 | 0 | 0
1850 | 2 | Comp Air - Replace 1-5 HP motor | 0.31041 | N/A | -1121.5025 | 0 | 0 | 0 | 0
1851 | 2 | Comp Air - Replace 6-100 HP motor | 0.34995 | N/A | 15.8934 | 0 | 0 | 0 | 0
1852 | 2 | Comp Air - ASD (1-5 hp) | 0.36906 | N/A | -886.4379 | 0 | 0 | 0 | 0
1853 | 2 | Base Fans | 0 | N/A | 0 | 0 | 0 | 0 | 0
1854 | 2 | Fans - ASD (6-100 hp) | 0.46455 | N/A | 3249.4126 | 0 | 0 | 0 | 0
1855 | 2 | Fans - O&M | 0.30942 | N/A | 986.4992 | 0 | 0 | 0 | 0
1856 | 2 | Fans- Improve components | 0.58299 | N/A | 2420.8621 | 0 | 0 | 0 | 0
1857 | 2 | Fans - ASD (100+ hp) | 0.45448 | N/A | 2981.2005 | 0 | 0 | 0 | 0
1858 | 2 | Fans - Motor practices-1 (100+ HP) | 0.23455 | N/A | 635.3995 | 0 | 0 | 0 | 0
1859 | 2 | Fans - Motor practices-1 (6-100 HP) | 0.33505 | N/A | 930.9833 | 0 | 0 | 0 | 0
1860 | 2 | Fans - System Optimization | 1.0329 | N/A | 9773.303 | 0.0077755 | 0.019967 | 0.065006 | 1
1861 | 2 | Fans - Controls | 1.627 | N/A | 13848.4727 | 0.039548 | 0.047959 | 0.15614 | 1
1862 | 2 | Fans - Motor practices-1 (1-5 HP) | 0.48784 | N/A | 1118.0888 | 0 | 0 | 0 | 0
1863 | 2 | Fans - Replace 100+ HP motor | 0.36654 | N/A | 935.3096 | 0 | 0 | 0 | 0
1864 | 2 | Fans - Replace 1-5 HP motor | 0.35219 | N/A | -929.6614 | 0 | 0 | 0 | 0
1865 | 2 | Fans - Replace 6-100 HP motor | 0.39543 | N/A | 241.556 | 0 | 0 | 0 | 0
1866 | 2 | Fans - ASD (1-5 hp) | 0.4073 | N/A | -469.9657 | 0 | 0 | 0 | 0
1867 | 2 | Base Pumps | 0 | N/A | 0 | 0 | 0 | 0 | 0
1868 | 2 | Pumps - ASD (6-100 hp) | 0.46442 | N/A | 3246.5367 | 0 | 0 | 0 | 0
1869 | 2 | Pumps - O&M | 0.87077 | N/A | 5207.92 | 0 | 0 | 0 | 0
1870 | 2 | Pumps - Controls | 1.6571 | N/A | 17053.7191 | 0.076462 | 0.092723 | 0.30187 | 1
1871 | 2 | Pumps - Sizing | 1.2002 | N/A | 9269.8444 | 0.024274 | 0.029436 | 0.095833 | 1
1872 | 2 | Pumps - ASD (100+ hp) | 0.40535 | N/A | 2365.0562 | 0 | 0 | 0 | 0
1873 | 2 | Pumps - System Optimization | 1.5788 | N/A | 14016.4209 | 0.06027 | 0.073088 | 0.23795 | 1
1874 | 2 | Pumps - Motor practices-1 (100+ HP) | 0.17499 | N/A | 422.2917 | 0 | 0 | 0 | 0
1875 | 2 | Pumps - Motor practices-1 (6-100 HP) | 0.25611 | N/A | 593.0437 | 0 | 0 | 0 | 0
1876 | 2 | Pumps - Motor practices-1 (1-5 HP) | 0.4247 | N/A | 746.8039 | 0 | 0 | 0 | 0
1877 | 2 | Pumps - Replace 100+ HP motor | 0.31431 | N/A | 691.3857 | 0 | 0 | 0 | 0
1878 | 2 | Pumps - Replace 1-5 HP motor | 0.30136 | N/A | -1160.4309 | 0 | 0 | 0 | 0
1879 | 2 | Pumps - Replace 6-100 HP motor | 0.34031 | N/A | -29.898 | 0 | 0 | 0 | 0
1880 | 2 | Pumps - ASD (1-5 hp) | 0.36114 | N/A | -965.9967 | 0 | 0 | 0 | 0
1881 | 2 | Base Drives | 0 | N/A | 0 | 0 | 0 | 0 | 0
1882 | 2 | O&M/drives spinning machines | 1.1439 | N/A | 7895.554 | 0.090882 | 0.11021 | 0.35881 | 1
1883 | 2 | Base Heating | 0 | N/A | 0 | 0 | 0 | 0 | 0
1884 | 2 | Drying (UV/IR) | 1.2977 | N/A | 14159.9607 | 0.021381 | 0.045246 | 0.1473 | 1
1885 | 2 | Base Refrigeration | 0 | N/A | 0 | 0 | 0 | 0 | 0
1886 | 2 | Base Other Process | 0 | N/A | 0 | 0 | 0 | 0 | 0
1887 | 2 | Base Centrifugal Chiller, 0.58 kW/ton, 500 tons | 0 | N/A | -3732.0045 | 0 | 0 | 0 | 0
1888 | 2 | Aerosole Duct Sealing - Chiller | 0.78236 | N/A | 2677.8307 | 0 | 0 | 0 | 0
1889 | 2 | Centrifugal Chiller, 0.51 kW/ton, 500 tons | 0.54612 | N/A | -6853.6742 | 0 | 0 | 0 | 0
1890 | 2 | VSD for Chiller Pumps and Towers | 0.48571 | N/A | -3726.3161 | 0 | 0 | 0 | 0
1891 | 2 | High Efficiency Chiller Motors | 0.33757 | N/A | -1580.1812 | 0 | 0 | 0 | 0
1892 | 2 | EMS Optimization - Chiller | 0.45714 | N/A | 959.6224 | 0 | 0 | 0 | 0
1893 | 2 | EMS - Chiller | 0.47693 | N/A | -5232.2565 | 0 | 0 | 0 | 0
1894 | 2 | Chiller Tune Up/Diagnostics | 0.60005 | N/A | 1427.1059 | 0 | 0 | 0 | 0
1895 | 2 | Window Film (Standard) - Chiller | 0.46453 | N/A | -5798.4742 | 0 | 0 | 0 | 0
1896 | 2 | Roof Insulation - Chiller | 0.41124 | N/A | -18032.1799 | 0 | 0 | 0 | 0
1897 | 2 | Cool Roof - Chiller | 1.0397 | N/A | -41377.1677 | 0.026997 | 0.0016369 | 0.085267 | 1
1898 | 2 | Duct/Pipe Insulation - Chiller | 0.62055 | N/A | -15160.1384 | 0 | 0 | 0 | 0
1899 | 2 | Base DX Packaged System, EER=10.3, 10 tons | 0 | N/A | 0 | 0 | 0 | 0 | 0
1900 | 2 | Aerosole Duct Sealing | 0.73929 | N/A | 2242.3738 | 0 | 0 | 0 | 0
1901 | 2 | DX Coil Cleaning | 0.47948 | N/A | -1163.8772 | 0 | 0 | 0 | 0
1902 | 2 | DX Packaged System, EER=10.9, 10 tons | 0.4244 | N/A | -8526.6534 | 0 | 0 | 0 | 0
1903 | 2 | Hybrid Dessicant-DX System (Trane CDQ) | 1.3121 | N/A | -52555.599 | 0.073966 | 0 | 0.23361 | 1
1904 | 2 | Optimize Controls | 0.413 | N/A | 316.385 | 0 | 0 | 0 | 0
1905 | 2 | Roof Insulation | 0.38544 | N/A | -18165.6742 | 0 | 0 | 0 | 0
1906 | 2 | DX Tune Up/ Advanced Diagnostics | 0.40663 | N/A | -2339.4876 | 0 | 0 | 0 | 0
1907 | 2 | Window Film (Standard) | 0.41129 | N/A | -6133.963 | 0 | 0 | 0 | 0
1908 | 2 | Cool Roof - DX | 0.9692 | N/A | -42380.0621 | 0 | 0 | 0 | 0
1909 | 2 | Geothermal Heat Pump, EER=13, 10 tons | 0.62052 | N/A | -145346.0878 | 0 | 0 | 0 | 0
1910 | 2 | Duct/Pipe Insulation | 0.56643 | N/A | -15619.0068 | 0 | 0 | 0 | 0
1911 | 2 | Base Lighting | 0 | N/A | 0 | 0 | 0 | 0 | 0
1912 | 2 | CFL Screw-in 18W | 2.4314 | N/A | 27146.8166 | 0.0086417 | 0.01048 | 0.034118 | 1
1913 | 2 | Premium T8, Elecctronic Ballast | 1.3347 | N/A | -46362.2177 | 0.072092 | 0.087423 | 0.28462 | 1
1914 | 2 | High Bay T5 | 1.7921 | N/A | 8205.4999 | 0.013313 | 0.016144 | 0.052559 | 1
1915 | 2 | CFL Hardwired, Modular 18W | 2.0609 | N/A | -36572.3258 | 0.0067288 | 0.0081598 | 0.026565 | 1
1916 | 2 | Occupancy Sensor | 0.71578 | N/A | -25774.6282 | 0 | 0 | 0 | 0
1917 | 2 | Base Other | 0 | N/A | 0 | 0 | 0 | 0 | 0
1918 | 2 | Replace V-belts | 0.012602 | N/A | 27.4334 | 0 | 0 | 0 | 0
1919 | 2 | Membranes for wastewater | 0.89268 | N/A | 4259.3666 | 0 | 0 | 0 | 0
1920 | 3 | Base Compressed Air | 0 | N/A | 0 | 0 | 0 | 0 | 0
1921 | 3 | Comp Air - ASD (6-100 hp) | 0.4201 | N/A | 2697.02 | 0 | 0 | 0 | 0
1922 | 3 | Compressed Air- Sizing | 0.66401 | N/A | 3864.794 | 0 | 0 | 0 | 0
1923 | 3 | Compressed Air-O&M | 0.85191 | N/A | 6770.2719 | 0 | 0 | 0 | 0
1924 | 3 | Compressed Air - System Optimization | 0.88544 | N/A | 7252.9144 | 0 | 0 | 0 | 0
1925 | 3 | Comp Air - ASD (100+ hp) | 0.35343 | N/A | 1804.0564 | 0 | 0 | 0 | 0
1926 | 3 | Compressed Air - Controls | 0.6618 | N/A | 3324.2733 | 0 | 0 | 0 | 0
1927 | 3 | Comp Air - Motor practices-1 (100+ HP) | 0.14849 | N/A | 356.1902 | 0 | 0 | 0 | 0
1928 | 3 | Comp Air - Motor practices-1 (6-100 HP) | 0.21784 | N/A | 488.222 | 0 | 0 | 0 | 0
1929 | 3 | Comp Air - Motor practices-1 (1-5 HP) | 0.36115 | N/A | 538.9566 | 0 | 0 | 0 | 0
1930 | 3 | Comp Air - Replace 100+ HP motor | 0.26738 | N/A | 554.8358 | 0 | 0 | 0 | 0
1931 | 3 | Comp Air - Replace 1-5 HP motor | 0.25633 | N/A | -1289.6169 | 0 | 0 | 0 | 0
1932 | 3 | Comp Air - Replace 6-100 HP motor | 0.28966 | N/A | -181.8595 | 0 | 0 | 0 | 0
1933 | 3 | Comp Air - ASD (1-5 hp) | 0.3337 | N/A | -1245.2986 | 0 | 0 | 0 | 0
1934 | 3 | Base Fans | 0 | N/A | 0 | 0 | 0 | 0 | 0
1935 | 3 | Fans - ASD (6-100 hp) | 0.42047 | N/A | 2703.297 | 0 | 0 | 0 | 0
1936 | 3 | Fans - O&M | 0.25539 | N/A | 819.112 | 0 | 0 | 0 | 0
1937 | 3 | Fans- Improve components | 0.48171 | N/A | 1993.676 | 0 | 0 | 0 | 0
1938 | 3 | Fans - ASD (100+ hp) | 0.41142 | N/A | 2458.0903 | 0 | 0 | 0 | 0
1939 | 3 | Fans - Motor practices-1 (100+ HP) | 0.19293 | N/A | 517.9085 | 0 | 0 | 0 | 0
1940 | 3 | Fans - Motor practices-1 (6-100 HP) | 0.27705 | N/A | 744.6698 | 0 | 0 | 0 | 0
1941 | 3 | Optimize drying process | 0.92402 | N/A | 6769.7875 | 0 | 0 | 0 | 0
1942 | 3 | Fans - System Optimization | 0.78057 | N/A | 6651.8821 | 0 | 0 | 0 | 0
1943 | 3 | Fans - Controls | 1.082 | N/A | 9349.324 | 0.02881 | 0.030069 | 0.17501 | 1
1944 | 3 | Fans - Motor practices-1 (1-5 HP) | 0.37425 | N/A | 614.1841 | 0 | 0 | 0 | 0
1945 | 3 | Fans - Replace 100+ HP motor | 0.27818 | N/A | 604.2582 | 0 | 0 | 0 | 0
1946 | 3 | Fans - Replace 1-5 HP motor | 0.26696 | N/A | -1242.8597 | 0 | 0 | 0 | 0
1947 | 3 | Fans - Replace 6-100 HP motor | 0.30104 | N/A | -126.8591 | 0 | 0 | 0 | 0
1948 | 3 | Fans - ASD (1-5 hp) | 0.34472 | N/A | -1140.3852 | 0 | 0 | 0 | 0
1949 | 3 | Base Pumps | 0 | N/A | 0 | 0 | 0 | 0 | 0
1950 | 3 | Pumps - ASD (6-100 hp) | 0.42033 | N/A | 2700.8892 | 0 | 0 | 0 | 0
1951 | 3 | Pumps - O&M | 0.69946 | N/A | 4326.7256 | 0 | 0 | 0 | 0
1952 | 3 | Pumps - Controls | 1.1494 | N/A | 14098.1605 | 0.061408 | 0.064091 | 0.37302 | 1
1953 | 3 | Pumps - Sizing | 0.90923 | N/A | 7627.8675 | 0 | 0 | 0 | 0
1954 | 3 | Pumps - ASD (100+ hp) | 0.36696 | N/A | 1942.2731 | 0 | 0 | 0 | 0
1955 | 3 | Pumps - System Optimization | 1.1109 | N/A | 11298.418 | 0.048404 | 0.050518 | 0.29403 | 1
1956 | 3 | Pumps - Motor practices-1 (100+ HP) | 0.14365 | N/A | 339.5162 | 0 | 0 | 0 | 0
1957 | 3 | Pumps - Motor practices-1 (6-100 HP) | 0.21117 | N/A | 461.7809 | 0 | 0 | 0 | 0
1958 | 3 | Pumps - Motor practices-1 (1-5 HP) | 0.35196 | N/A | 486.5276 | 0 | 0 | 0 | 0
1959 | 3 | Pumps - Replace 100+ HP motor | 0.25976 | N/A | 520.3914 | 0 | 0 | 0 | 0
1960 | 3 | Pumps - Replace 1-5 HP motor | 0.24885 | N/A | -1322.2037 | 0 | 0 | 0 | 0
1961 | 3 | Pumps - Replace 6-100 HP motor | 0.28153 | N/A | -220.1914 | 0 | 0 | 0 | 0
1962 | 3 | Pumps - ASD (1-5 hp) | 0.32656 | N/A | -1311.9024 | 0 | 0 | 0 | 0
1963 | 3 | Base Drives | 0 | N/A | 0 | 0 | 0 | 0 | 0
1964 | 3 | Air conveying systems | 1.0078 | N/A | 24460.0944 | 0.019621 | 0.084563 | 0.49217 | 1
1965 | 3 | Replace V-Belts | 0.52648 | N/A | 2325.5593 | 0 | 0 | 0 | 0
1966 | 3 | Drives - EE motor | 0.37187 | N/A | 1198.3912 | 0 | 0 | 0 | 0
1967 | 3 | Base Heating | 0 | N/A | 0 | 0 | 0 | 0 | 0
1968 | 3 | Heat Pumps - Drying | 1.0315 | N/A | 4491.9704 | 0.011679 | 0.01219 | 0.070946 | 1
1969 | 3 | Base Refrigeration | 0 | N/A | 0 | 0 | 0 | 0 | 0
1970 | 3 | Base Other Process | 0 | N/A | 0 | 0 | 0 | 0 | 0
1971 | 3 | Base Centrifugal Chiller, 0.58 kW/ton, 500 tons | 0 | N/A | -3732.0045 | 0 | 0 | 0 | 0
1972 | 3 | Aerosole Duct Sealing - Chiller | 0.65413 | N/A | 1960.1773 | 0 | 0 | 0 | 0
1973 | 3 | Centrifugal Chiller, 0.51 kW/ton, 500 tons | 0.52318 | N/A | -7011.9256 | 0 | 0 | 0 | 0
1974 | 3 | VSD for Chiller Pumps and Towers | 0.4653 | N/A | -3846.2391 | 0 | 0 | 0 | 0
1975 | 3 | High Efficiency Chiller Motors | 0.28936 | N/A | -1754.567 | 0 | 0 | 0 | 0
1976 | 3 | EMS Optimization - Chiller | 0.39181 | N/A | 685.3742 | 0 | 0 | 0 | 0
1977 | 3 | EMS - Chiller | 0.45688 | N/A | -5347.5138 | 0 | 0 | 0 | 0
1978 | 3 | Chiller Tune Up/Diagnostics | 0.51139 | N/A | 992.7438 | 0 | 0 | 0 | 0
1979 | 3 | Window Film (Standard) - Chiller | 0.39805 | N/A | -6079.7493 | 0 | 0 | 0 | 0
1980 | 3 | Roof Insulation - Chiller | 0.35253 | N/A | -18264.7984 | 0 | 0 | 0 | 0
1981 | 3 | Cool Roof - Chiller | 0.83283 | N/A | -42648.0045 | 0 | 0 | 0 | 0
1982 | 3 | Duct/Pipe Insulation - Chiller | 0.52796 | N/A | -15621.9284 | 0 | 0 | 0 | 0
1983 | 3 | Base DX Packaged System, EER=10.3, 10 tons | 0 | N/A | 0 | 0 | 0 | 0 | 0
1984 | 3 | Aerosole Duct Sealing | 0.62395 | N/A | 1582.1838 | 0 | 0 | 0 | 0
1985 | 3 | DX Coil Cleaning | 0.41097 | N/A | -1479.4548 | 0 | 0 | 0 | 0
1986 | 3 | DX Packaged System, EER=10.9, 10 tons | 0.38767 | N/A | -8718.7273 | 0 | 0 | 0 | 0
1987 | 3 | Hybrid Dessicant-DX System (Trane CDQ) | 0.99712 | N/A | -54706.6616 | 0 | 0 | 0 | 0
1988 | 3 | Optimize Controls | 0.35411 | N/A | 67.173 | 0 | 0 | 0 | 0
1989 | 3 | Roof Insulation | 0.33002 | N/A | -18392.5355 | 0 | 0 | 0 | 0
1990 | 3 | DX Tune Up/ Advanced Diagnostics | 0.34779 | N/A | -2588.0328 | 0 | 0 | 0 | 0
1991 | 3 | Window Film (Standard) | 0.35182 | N/A | -6386.8827 | 0 | 0 | 0 | 0
1992 | 3 | Cool Roof - DX | 0.78456 | N/A | -43616.1957 | 0 | 0 | 0 | 0
1993 | 3 | Geothermal Heat Pump, EER=13, 10 tons | 0.5231 | N/A | -145897.1528 | 0 | 0 | 0 | 0
1994 | 3 | Duct/Pipe Insulation | 0.47895 | N/A | -16086.653 | 0 | 0 | 0 | 0
1995 | 3 | Base Lighting | 0 | N/A | 0 | 0 | 0 | 0 | 0
1996 | 3 | CFL Screw-in 18W | 1.5044 | N/A | 21723.313 | 0.0059404 | 0.0061999 | 0.036084 | 1
1997 | 3 | Premium T8, Elecctronic Ballast | 0.9841 | N/A | -48377.7429 | 0 | 0 | 0 | 0
1998 | 3 | High Bay T5 | 1.2137 | N/A | 4810.6502 | 0.0081404 | 0.008496 | 0.049448 | 1
1999 | 3 | CFL Hardwired, Modular 18W | 1.3394 | N/A | -40775.4266 | 0.0046297 | 0.0048319 | 0.028123 | 1
2000 | 3 | Occupancy Sensor | 0.61875 | N/A | -27003.481 | 0 | 0 | 0 | 0
2001 | 3 | Base Other | 0 | N/A | 0 | 0 | 0 | 0 | 0
2002 | 3 | Replace V-belts | 0.010195 | N/A | 22.3566 | 0 | 0 | 0 | 0
2003 | 4 | Base Compressed Air | 0 | N/A | 0 | 0 | 0 | 0 | 0
2004 | 4 | Comp Air - ASD (6-100 hp) | 0.40548 | N/A | 2560.8089 | 0 | 0 | 0 | 0
2005 | 4 | Compressed Air- Sizing | 0.56561 | N/A | 3667.7089 | 0 | 0 | 0 | 0
2006 | 4 | Compressed Air-O&M | 0.71092 | N/A | 6420.8127 | 0 | 0 | 0 | 0
2007 | 4 | Compressed Air - System Optimization | 0.7353 | N/A | 6868.3244 | 0 | 0 | 0 | 0
2008 | 4 | Comp Air - ASD (100+ hp) | 0.34106 | N/A | 1705.0887 | 0 | 0 | 0 | 0
2009 | 4 | Compressed Air - Controls | 0.56382 | N/A | 3128.5999 | 0 | 0 | 0 | 0
2010 | 4 | Comp Air - Motor practices-1 (100+ HP) | 0.12797 | N/A | 334.6661 | 0 | 0 | 0 | 0
2011 | 4 | Comp Air - Motor practices-1 (6-100 HP) | 0.18764 | N/A | 454.0898 | 0 | 0 | 0 | 0
2012 | 4 | Comp Air - Motor practices-1 (1-5 HP) | 0.31131 | N/A | 471.2771 | 0 | 0 | 0 | 0
2013 | 4 | Comp Air - Replace 100+ HP motor | 0.23066 | N/A | 510.3722 | 0 | 0 | 0 | 0
2014 | 4 | Comp Air - Replace 1-5 HP motor | 0.22099 | N/A | -1331.6825 | 0 | 0 | 0 | 0
2015 | 4 | Comp Air - Replace 6-100 HP motor | 0.24969 | N/A | -231.3414 | 0 | 0 | 0 | 0
2016 | 4 | Comp Air - ASD (1-5 hp) | 0.32184 | N/A | -1335.0097 | 0 | 0 | 0 | 0
2017 | 4 | Base Fans | 0 | N/A | 0 | 0 | 0 | 0 | 0
2018 | 4 | Fans - ASD (6-100 hp) | 0.40609 | N/A | 2566.7812 | 0 | 0 | 0 | 0
2019 | 4 | Fans - O&M | 0.22038 | N/A | 777.2297 | 0 | 0 | 0 | 0
2020 | 4 | Fans- Improve components | 0.41421 | N/A | 1886.7889 | 0 | 0 | 0 | 0
2021 | 4 | Fans - ASD (100+ hp) | 0.39733 | N/A | 2327.3226 | 0 | 0 | 0 | 0
2022 | 4 | Fans - Motor practices-1 (100+ HP) | 0.16645 | N/A | 488.5099 | 0 | 0 | 0 | 0
2023 | 4 | Fans - Motor practices-1 (6-100 HP) | 0.23876 | N/A | 698.0503 | 0 | 0 | 0 | 0
2024 | 4 | Fans - System Optimization | 0.71942 | N/A | 7289.8239 | 0 | 0 | 0 | 0
2025 | 4 | Fans - Controls | 0.90213 | N/A | 10267.8815 | 0 | 0 | 0 | 0
2026 | 4 | Fans - Motor practices-1 (1-5 HP) | 0.34825 | N/A | 717.0626 | 0 | 0 | 0 | 0
2027 | 4 | Fans - Replace 100+ HP motor | 0.26144 | N/A | 671.8465 | 0 | 0 | 0 | 0
2028 | 4 | Fans - Replace 1-5 HP motor | 0.2512 | N/A | -1178.9164 | 0 | 0 | 0 | 0
2029 | 4 | Fans - Replace 6-100 HP motor | 0.2823 | N/A | -51.6425 | 0 | 0 | 0 | 0
2030 | 4 | Fans - ASD (1-5 hp) | 0.35586 | N/A | -1003.3138 | 0 | 0 | 0 | 0
2031 | 4 | Base Pumps | 0 | N/A | 0 | 0 | 0 | 0 | 0
2032 | 4 | Pumps - ASD (6-100 hp) | 0.40594 | N/A | 2564.4902 | 0 | 0 | 0 | 0
2033 | 4 | Pumps - O&M | 0.59401 | N/A | 4106.2401 | 0 | 0 | 0 | 0
2034 | 4 | Pumps - Controls | 0.91131 | N/A | 13358.6439 | 0 | 0 | 0 | 0
2035 | 4 | Pumps - Sizing | 0.75235 | N/A | 7217.0249 | 0 | 0 | 0 | 0
2036 | 4 | Pumps - ASD (100+ hp) | 0.35405 | N/A | 1836.585 | 0 | 0 | 0 | 0
2037 | 4 | Pumps - System Optimization | 0.88723 | N/A | 10618.3175 | 0 | 0 | 0 | 0
2038 | 4 | Pumps - Motor practices-1 (100+ HP) | 0.12374 | N/A | 318.804 | 0 | 0 | 0 | 0
2039 | 4 | Pumps - Motor practices-1 (6-100 HP) | 0.18191 | N/A | 428.9362 | 0 | 0 | 0 | 0
2040 | 4 | Pumps - Motor practices-1 (1-5 HP) | 0.30325 | N/A | 421.4011 | 0 | 0 | 0 | 0
2041 | 4 | Pumps - Replace 100+ HP motor | 0.22398 | N/A | 477.605 | 0 | 0 | 0 | 0
2042 | 4 | Pumps - Replace 1-5 HP motor | 0.21472 | N/A | -1362.6826 | 0 | 0 | 0 | 0
2043 | 4 | Pumps - Replace 6-100 HP motor | 0.24275 | N/A | -267.8067 | 0 | 0 | 0 | 0
2044 | 4 | Pumps - ASD (1-5 hp) | 0.31488 | N/A | -1398.3747 | 0 | 0 | 0 | 0
2045 | 4 | Base Drives | 0 | N/A | 0 | 0 | 0 | 0 | 0
2046 | 4 | High Consistency forming | 0.53229 | N/A | 3067.4465 | 0 | 0 | 0 | 0
2047 | 4 | Gap Forming papermachine | 0.54065 | N/A | 3167.1838 | 0 | 0 | 0 | 0
2048 | 4 | Drives - EE motor | 0.30432 | N/A | 1053.612 | 0 | 0 | 0 | 0
2049 | 4 | Optimization control PM | 0 | N/A | -503.8528 | 0 | 0 | 0 | 0
2050 | 4 | Base Heating | 0 | N/A | 0 | 0 | 0 | 0 | 0
2051 | 4 | Base Refrigeration | 0 | N/A | 0 | 0 | 0 | 0 | 0
2052 | 4 | Base Other Process | 0 | N/A | 0 | 0 | 0 | 0 | 0
2053 | 4 | Base Centrifugal Chiller, 0.58 kW/ton, 500 tons | 0 | N/A | -3732.0045 | 0 | 0 | 0 | 0
2054 | 4 | Aerosole Duct Sealing - Chiller | 0.55605 | N/A | 1317.0226 | 0 | 0 | 0 | 0
2055 | 4 | Centrifugal Chiller, 0.51 kW/ton, 500 tons | 0.50675 | N/A | -7153.7928 | 0 | 0 | 0 | 0
2056 | 4 | VSD for Chiller Pumps and Towers | 0.45025 | N/A | -3953.7392 | 0 | 0 | 0 | 0
2057 | 4 | High Efficiency Chiller Motors | 0.24747 | N/A | -1910.8113 | 0 | 0 | 0 | 0
2058 | 4 | EMS Optimization - Chiller | 0.33645 | N/A | 439.6566 | 0 | 0 | 0 | 0
2059 | 4 | EMS - Chiller | 0.44197 | N/A | -5450.8296 | 0 | 0 | 0 | 0
2060 | 4 | Chiller Tune Up/Diagnostics | 0.43916 | N/A | 603.5705 | 0 | 0 | 0 | 0
2061 | 4 | Window Film (Standard) - Chiller | 0.34193 | N/A | -6331.7601 | 0 | 0 | 0 | 0
2062 | 4 | Roof Insulation - Chiller | 0.30247 | N/A | -18473.2142 | 0 | 0 | 0 | 0
2063 | 4 | Cool Roof - Chiller | 0.68536 | N/A | -43786.6247 | 0 | 0 | 0 | 0
2064 | 4 | Duct/Pipe Insulation - Chiller | 0.45331 | N/A | -16035.665 | 0 | 0 | 0 | 0
2065 | 4 | Base DX Packaged System, EER=10.3, 10 tons | 0 | N/A | 0 | 0 | 0 | 0 | 0
2066 | 4 | Aerosole Duct Sealing | 0.53249 | N/A | 990.5994 | 0 | 0 | 0 | 0
2067 | 4 | DX Coil Cleaning | 0.35227 | N/A | -1755.2455 | 0 | 0 | 0 | 0
2068 | 4 | DX Packaged System, EER=10.9, 10 tons | 0.35654 | N/A | -8885.0113 | 0 | 0 | 0 | 0
2069 | 4 | Hybrid Dessicant-DX System (Trane CDQ) | 0.7802 | N/A | -56586.4784 | 0 | 0 | 0 | 0
2070 | 4 | Optimize Controls | 0.30308 | N/A | -150.6059 | 0 | 0 | 0 | 0
2071 | 4 | Roof Insulation | 0.28196 | N/A | -18589.6116 | 0 | 0 | 0 | 0
2072 | 4 | DX Tune Up/ Advanced Diagnostics | 0.29724 | N/A | -2802.556 | 0 | 0 | 0 | 0
2073 | 4 | Window Film (Standard) | 0.30072 | N/A | -6605.1807 | 0 | 0 | 0 | 0
2074 | 4 | Cool Roof - DX | 0.65068 | N/A | -44672.598 | 0 | 0 | 0 | 0
2075 | 4 | Geothermal Heat Pump, EER=13, 10 tons | 0.44577 | N/A | -146349.6238 | 0 | 0 | 0 | 0
2076 | 4 | Duct/Pipe Insulation | 0.40836 | N/A | -16470.63 | 0 | 0 | 0 | 0
2077 | 4 | Base Lighting | 0 | N/A | 0 | 0 | 0 | 0 | 0
2078 | 4 | CFL Screw-in 18W | 1.1184 | N/A | 20366.3134 | 0.0075034 | 0.012151 | 0.088079 | 1
2079 | 4 | Premium T8, Elecctronic Ballast | 0.79812 | N/A | -49107.4444 | 0 | 0 | 0 | 0
2080 | 4 | High Bay T5 | 0.94851 | N/A | 3859.4865 | 0 | 0 | 0 | 0
2081 | 4 | CFL Hardwired, Modular 18W | 1.0242 | N/A | -41870.6863 | 0.0058372 | 0.0094525 | 0.06852 | 1
2082 | 4 | Occupancy Sensor | 0.57785 | N/A | -27461.406 | 0 | 0 | 0 | 0
2083 | 4 | Base Other | 0 | N/A | 0 | 0 | 0 | 0 | 0
2084 | 4 | Replace V-belts | 0.0087204 | N/A | 21.0863 | 0 | 0 | 0 | 0
2085 | 5 | Base Compressed Air | 0 | N/A | 0 | 0 | 0 | 0 | 0
2086 | 5 | Comp Air - ASD (6-100 hp) | 0.4019 | N/A | 2428.0389 | 0 | 0 | 0 | 0
2087 | 5 | Compressed Air- Sizing | 0.60241 | N/A | 3639.9324 | 0 | 0 | 0 | 0
2088 | 5 | Compressed Air-O&M | 0.76112 | N/A | 6371.5612 | 0 | 0 | 0 | 0
2089 | 5 | Compressed Air - System Optimization | 0.78816 | N/A | 6814.1216 | 0 | 0 | 0 | 0
2090 | 5 | Comp Air - ASD (100+ hp) | 0.33731 | N/A | 1608.6261 | 0 | 0 | 0 | 0
2091 | 5 | Compressed Air - Controls | 0.60041 | N/A | 3101.03 | 0 | 0 | 0 | 0
2092 | 5 | Comp Air - Motor practices-1 (100+ HP) | 0.13514 | N/A | 331.6334 | 0 | 0 | 0 | 0
2093 | 5 | Comp Air - Motor practices-1 (6-100 HP) | 0.19821 | N/A | 449.2806 | 0 | 0 | 0 | 0
2094 | 5 | Comp Air - Motor practices-1 (1-5 HP) | 0.32961 | N/A | 461.7412 | 0 | 0 | 0 | 0
2095 | 5 | Comp Air - Replace 100+ HP motor | 0.24378 | N/A | 504.1074 | 0 | 0 | 0 | 0
2096 | 5 | Comp Air - Replace 1-5 HP motor | 0.23358 | N/A | -1337.6095 | 0 | 0 | 0 | 0
2097 | 5 | Comp Air - Replace 6-100 HP motor | 0.26411 | N/A | -238.3132 | 0 | 0 | 0 | 0
2098 | 5 | Comp Air - ASD (1-5 hp) | 0.31794 | N/A | -1422.444 | 0 | 0 | 0 | 0
2099 | 5 | Base Fans | 0 | N/A | 0 | 0 | 0 | 0 | 0
2100 | 5 | Fans - ASD (6-100 hp) | 0.4023 | N/A | 2433.7134 | 0 | 0 | 0 | 0
2101 | 5 | Fans - O&M | 0.23295 | N/A | 771.327 | 0 | 0 | 0 | 0
2102 | 5 | Fans- Improve components | 0.43952 | N/A | 1871.7245 | 0 | 0 | 0 | 0
2103 | 5 | Fans - ASD (100+ hp) | 0.39353 | N/A | 2199.8644 | 0 | 0 | 0 | 0
2104 | 5 | Fans - Motor practices-1 (100+ HP) | 0.17557 | N/A | 484.3676 | 0 | 0 | 0 | 0
2105 | 5 | Fans - Motor practices-1 (6-100 HP) | 0.25264 | N/A | 691.4817 | 0 | 0 | 0 | 0
2106 | 5 | Fans - System Optimization | 0.74061 | N/A | 6805.9844 | 0 | 0 | 0 | 0
2107 | 5 | Fans - Controls | 0.97578 | N/A | 10166.9298 | 0 | 0 | 0 | 0
2108 | 5 | Fans - Motor practices-1 (1-5 HP) | 0.36888 | N/A | 705.756 | 0 | 0 | 0 | 0
2109 | 5 | Fans - Replace 100+ HP motor | 0.2767 | N/A | 664.4183 | 0 | 0 | 0 | 0
2110 | 5 | Fans - Replace 1-5 HP motor | 0.26567 | N/A | -1185.9439 | 0 | 0 | 0 | 0
2111 | 5 | Fans - Replace 6-100 HP motor | 0.2986 | N/A | -59.909 | 0 | 0 | 0 | 0
2112 | 5 | Fans - ASD (1-5 hp) | 0.3522 | N/A | -1107.2683 | 0 | 0 | 0 | 0
2113 | 5 | Base Pumps | 0 | N/A | 0 | 0 | 0 | 0 | 0
2114 | 5 | Pumps - ASD (6-100 hp) | 0.40215 | N/A | 2431.5367 | 0 | 0 | 0 | 0
2115 | 5 | Pumps - O&M | 0.63328 | N/A | 4075.1656 | 0 | 0 | 0 | 0
2116 | 5 | Pumps - Controls | 0.98632 | N/A | 13254.4189 | 0 | 0 | 0 | 0
2117 | 5 | Pumps - Sizing | 0.80704 | N/A | 7159.122 | 0 | 0 | 0 | 0
2118 | 5 | Pumps - ASD (100+ hp) | 0.35034 | N/A | 1733.5722 | 0 | 0 | 0 | 0
2119 | 5 | Pumps - System Optimization | 0.95871 | N/A | 10522.4929 | 0 | 0 | 0 | 0
2120 | 5 | Pumps - Motor practices-1 (100+ HP) | 0.13049 | N/A | 315.8857 | 0 | 0 | 0 | 0
2121 | 5 | Pumps - Motor practices-1 (6-100 HP) | 0.19233 | N/A | 424.3085 | 0 | 0 | 0 | 0
2122 | 5 | Pumps - Motor practices-1 (1-5 HP) | 0.3211 | N/A | 412.2249 | 0 | 0 | 0 | 0
2123 | 5 | Pumps - Replace 100+ HP motor | 0.23664 | N/A | 471.5765 | 0 | 0 | 0 | 0
2124 | 5 | Pumps - Replace 1-5 HP motor | 0.22687 | N/A | -1368.386 | 0 | 0 | 0 | 0
2125 | 5 | Pumps - Replace 6-100 HP motor | 0.25673 | N/A | -274.5157 | 0 | 0 | 0 | 0
2126 | 5 | Pumps - ASD (1-5 hp) | 0.31084 | N/A | -1482.6528 | 0 | 0 | 0 | 0
2127 | 5 | Base Drives | 0 | N/A | 0 | 0 | 0 | 0 | 0
2128 | 5 | Efficient practices printing press | 0.63607 | N/A | 3918.3448 | 0 | 0 | 0 | 0
2129 | 5 | Efficient drives | 0.34346 | N/A | 1167.7709 | 0 | 0 | 0 | 0
2130 | 5 | Efficient Printing press (fewer cylinders) | 0.84733 | N/A | 6734.569 | 0 | 0 | 0 | 0
2131 | 5 | Light cylinders | 0.61369 | N/A | 1153.7976 | 0 | 0 | 0 | 0
2132 | 5 | Base Heating | 0 | N/A | 0 | 0 | 0 | 0 | 0
2133 | 5 | Base Refrigeration | 0 | N/A | 0 | 0 | 0 | 0 | 0
2134 | 5 | Base Other Process | 0 | N/A | 0 | 0 | 0 | 0 | 0
2135 | 5 | Base Centrifugal Chiller, 0.58 kW/ton, 500 tons | 0 | N/A | -3732.0045 | 0 | 0 | 0 | 0
2136 | 5 | Aerosole Duct Sealing - Chiller | 0.61176 | N/A | 1705.6646 | 0 | 0 | 0 | 0
2137 | 5 | Centrifugal Chiller, 0.51 kW/ton, 500 tons | 0.51483 | N/A | -7068.0456 | 0 | 0 | 0 | 0
2138 | 5 | VSD for Chiller Pumps and Towers | 0.45778 | N/A | -3888.7673 | 0 | 0 | 0 | 0
2139 | 5 | High Efficiency Chiller Motors | 0.27215 | N/A | -1816.4113 | 0 | 0 | 0 | 0
2140 | 5 | EMS Optimization - Chiller | 0.36891 | N/A | 588.1147 | 0 | 0 | 0 | 0
2141 | 5 | EMS - Chiller | 0.44946 | N/A | -5388.3878 | 0 | 0 | 0 | 0
2142 | 5 | Chiller Tune Up/Diagnostics | 0.48072 | N/A | 838.7015 | 0 | 0 | 0 | 0
2143 | 5 | Window Film (Standard) - Chiller | 0.37462 | N/A | -6179.5009 | 0 | 0 | 0 | 0
2144 | 5 | Roof Insulation - Chiller | 0.33186 | N/A | -18347.2944 | 0 | 0 | 0 | 0
2145 | 5 | Cool Roof - Chiller | 0.76759 | N/A | -43098.6946 | 0 | 0 | 0 | 0
2146 | 5 | Duct/Pipe Insulation - Chiller | 0.4964 | N/A | -15785.6985 | 0 | 0 | 0 | 0
2147 | 5 | Base DX Packaged System, EER=10.3, 10 tons | 0 | N/A | 0 | 0 | 0 | 0 | 0
2148 | 5 | Aerosole Duct Sealing | 0.58618 | N/A | 1348.0526 | 0 | 0 | 0 | 0
2149 | 5 | DX Coil Cleaning | 0.39478 | N/A | -1530.6177 | 0 | 0 | 0 | 0
2150 | 5 | DX Packaged System, EER=10.9, 10 tons | 0.38193 | N/A | -8724.1288 | 0 | 0 | 0 | 0
2151 | 5 | Hybrid Dessicant-DX System (Trane CDQ) | 0.91267 | N/A | -55055.4223 | 0 | 0 | 0 | 0
2152 | 5 | Optimize Controls | 0.34052 | N/A | 26.7643 | 0 | 0 | 0 | 0
2153 | 5 | Roof Insulation | 0.31926 | N/A | -18419.0398 | 0 | 0 | 0 | 0
2154 | 5 | DX Tune Up/ Advanced Diagnostics | 0.33784 | N/A | -2604.8328 | 0 | 0 | 0 | 0
2155 | 5 | Window Film (Standard) | 0.34162 | N/A | -6403.9789 | 0 | 0 | 0 | 0
2156 | 5 | Cool Roof - DX | 0.74423 | N/A | -43606.7571 | 0 | 0 | 0 | 0
2157 | 5 | Geothermal Heat Pump, EER=13, 10 tons | 0.52116 | N/A | -145729.1366 | 0 | 0 | 0 | 0
2158 | 5 | Duct/Pipe Insulation | 0.47939 | N/A | -15944.0708 | 0 | 0 | 0 | 0
2159 | 5 | Base Lighting | 0 | N/A | 0 | 0 | 0 | 0 | 0
2160 | 5 | CFL Screw-in 18W | 1.2256 | N/A | 25612.4788 | 0.0046153 | 0.0036395 | 0.034655 | 1
2161 | 5 | Premium T8, Elecctronic Ballast | 0.87011 | N/A | 8870.8045 | 0 | 0 | 0 | 0
2162 | 5 | High Bay T5 | 1.0286 | N/A | 14716.7903 | 0.0057131 | 0.0045052 | 0.042898 | 1
2163 | 5 | CFL Hardwired, Modular 18W | 1.1212 | N/A | 15609.0035 | 0.0036361 | 0.0028673 | 0.027302 | 1
2164 | 5 | Occupancy Sensor | 0.59095 | N/A | 4338.3366 | 0 | 0 | 0 | 0
2165 | 5 | Base Other | 0 | N/A | 0 | 0 | 0 | 0 | 0
2166 | 5 | Replace V-belts | 0.0093083 | N/A | 20.9073 | 0 | 0 | 0 | 0
2167 | 6 | Base Compressed Air | 0 | N/A | 0 | 0 | 0 | 0 | 0
2168 | 6 | Comp Air - ASD (6-100 hp) | 0.39249 | N/A | 2307.2159 | 0 | 0 | 0 | 0
2169 | 6 | Compressed Air- Sizing | 0.5534 | N/A | 3413.0427 | 0 | 0 | 0 | 0
2170 | 6 | Compressed Air-O&M | 0.69149 | N/A | 5969.2544 | 0 | 0 | 0 | 0
2171 | 6 | Compressed Air - System Optimization | 0.7139 | N/A | 6371.3713 | 0 | 0 | 0 | 0
2172 | 6 | Comp Air - ASD (100+ hp) | 0.32875 | N/A | 1520.8404 | 0 | 0 | 0 | 0
2173 | 6 | Compressed Air - Controls | 0.55177 | N/A | 2875.7729 | 0 | 0 | 0 | 0
2174 | 6 | Comp Air - Motor practices-1 (100+ HP) | 0.12344 | N/A | 306.8551 | 0 | 0 | 0 | 0
2175 | 6 | Comp Air - Motor practices-1 (6-100 HP) | 0.18185 | N/A | 409.988 | 0 | 0 | 0 | 0
2176 | 6 | Comp Air - Motor practices-1 (1-5 HP) | 0.30337 | N/A | 383.8294 | 0 | 0 | 0 | 0
2177 | 6 | Comp Air - Replace 100+ HP motor | 0.22376 | N/A | 452.9215 | 0 | 0 | 0 | 0
2178 | 6 | Comp Air - Replace 1-5 HP motor | 0.21435 | N/A | -1386.0351 | 0 | 0 | 0 | 0
2179 | 6 | Comp Air - Replace 6-100 HP motor | 0.24258 | N/A | -295.2762 | 0 | 0 | 0 | 0
2180 | 6 | Comp Air - ASD (1-5 hp) | 0.30979 | N/A | -1502.0171 | 0 | 0 | 0 | 0
2181 | 6 | Base Fans | 0 | N/A | 0 | 0 | 0 | 0 | 0
2182 | 6 | Fans - ASD (6-100 hp) | 0.3929 | N/A | 2312.6198 | 0 | 0 | 0 | 0
2183 | 6 | Fans - O&M | 0.21373 | N/A | 723.1109 | 0 | 0 | 0 | 0
2184 | 6 | Fans- Improve components | 0.4049 | N/A | 1748.6731 | 0 | 0 | 0 | 0
2185 | 6 | Fans - ASD (100+ hp) | 0.38433 | N/A | 2083.8715 | 0 | 0 | 0 | 0
2186 | 6 | Fans - Motor practices-1 (100+ HP) | 0.16104 | N/A | 450.5242 | 0 | 0 | 0 | 0
2187 | 6 | Fans - Motor practices-1 (6-100 HP) | 0.23188 | N/A | 637.8138 | 0 | 0 | 0 | 0
2188 | 6 | Fans - System Optimization | 0.69449 | N/A | 6365.4341 | 0 | 0 | 0 | 0
2189 | 6 | Fans - Controls | 0.85719 | N/A | 9341.9631 | 0 | 0 | 0 | 0
2190 | 6 | Fans - Motor practices-1 (1-5 HP) | 0.33951 | N/A | 613.3597 | 0 | 0 | 0 | 0
2191 | 6 | Fans - Replace 100+ HP motor | 0.25413 | N/A | 603.7166 | 0 | 0 | 0 | 0
2192 | 6 | Fans - Replace 1-5 HP motor | 0.2441 | N/A | -1243.3721 | 0 | 0 | 0 | 0
2193 | 6 | Fans - Replace 6-100 HP motor | 0.2746 | N/A | -127.4618 | 0 | 0 | 0 | 0
2194 | 6 | Fans - ASD (1-5 hp) | 0.34345 | N/A | -1201.8802 | 0 | 0 | 0 | 0
2195 | 6 | Base Pumps | 0 | N/A | 0 | 0 | 0 | 0 | 0
2196 | 6 | Pumps - ASD (6-100 hp) | 0.39274 | N/A | 2310.5469 | 0 | 0 | 0 | 0
2197 | 6 | Pumps - O&M | 0.58093 | N/A | 3821.3367 | 0 | 0 | 0 | 0
2198 | 6 | Pumps - Controls | 0.86456 | N/A | 12403.0671 | 0 | 0 | 0 | 0
2199 | 6 | Pumps - Sizing | 0.72916 | N/A | 6686.1489 | 0 | 0 | 0 | 0
2200 | 6 | Pumps - ASD (100+ hp) | 0.34156 | N/A | 1639.8255 | 0 | 0 | 0 | 0
2201 | 6 | Pumps - System Optimization | 0.84498 | N/A | 9739.5683 | 0 | 0 | 0 | 0
2202 | 6 | Pumps - Motor practices-1 (100+ HP) | 0.11955 | N/A | 292.0421 | 0 | 0 | 0 | 0
2203 | 6 | Pumps - Motor practices-1 (6-100 HP) | 0.17615 | N/A | 386.4981 | 0 | 0 | 0 | 0
2204 | 6 | Pumps - Motor practices-1 (1-5 HP) | 0.29548 | N/A | 337.252 | 0 | 0 | 0 | 0
2205 | 6 | Pumps - Replace 100+ HP motor | 0.21734 | N/A | 422.3214 | 0 | 0 | 0 | 0
2206 | 6 | Pumps - Replace 1-5 HP motor | 0.20807 | N/A | -1414.9849 | 0 | 0 | 0 | 0
2207 | 6 | Pumps - Replace 6-100 HP motor | 0.23562 | N/A | -329.3299 | 0 | 0 | 0 | 0
2208 | 6 | Pumps - ASD (1-5 hp) | 0.30283 | N/A | -1559.3533 | 0 | 0 | 0 | 0
2209 | 6 | Base Drives | 0 | N/A | 0 | 0 | 0 | 0 | 0
2210 | 6 | Clean Room - Controls | 0.58355 | N/A | 3176.6732 | 0 | 0 | 0 | 0
2211 | 6 | Drives - Process Controls (batch + site) | 0.52219 | N/A | 2196.8881 | 0 | 0 | 0 | 0
2212 | 6 | Process Drives - ASD | 0.071231 | N/A | 141.7354 | 0 | 0 | 0 | 0
2213 | 6 | Clean Room - New Designs | 0.88011 | N/A | 9081.8663 | 0 | 0 | 0 | 0
2214 | 6 | Base Heating | 0 | N/A | 0 | 0 | 0 | 0 | 0
2215 | 6 | Base Refrigeration | 0 | N/A | 0 | 0 | 0 | 0 | 0
2216 | 6 | Base Other Process | 0 | N/A | 0 | 0 | 0 | 0 | 0
2217 | 6 | Other Process Controls (batch + site) | 0.52621 | N/A | 2247.6999 | 0 | 0 | 0 | 0
2218 | 6 | Base Centrifugal Chiller, 0.58 kW/ton, 500 tons | 0 | N/A | -3732.0045 | 0 | 0 | 0 | 0
2219 | 6 | Aerosole Duct Sealing - Chiller | 0.56426 | N/A | 1390.0787 | 0 | 0 | 0 | 0
2220 | 6 | Centrifugal Chiller, 0.51 kW/ton, 500 tons | 0.50645 | N/A | -7137.6644 | 0 | 0 | 0 | 0
2221 | 6 | VSD for Chiller Pumps and Towers | 0.44999 | N/A | -3941.5216 | 0 | 0 | 0 | 0
2222 | 6 | High Efficiency Chiller Motors | 0.25117 | N/A | -1893.0913 | 0 | 0 | 0 | 0
2223 | 6 | EMS Optimization - Chiller | 0.34142 | N/A | 467.5237 | 0 | 0 | 0 | 0
2224 | 6 | EMS - Chiller | 0.44173 | N/A | -5439.089 | 0 | 0 | 0 | 0
2225 | 6 | Chiller Tune Up/Diagnostics | 0.44541 | N/A | 647.7067 | 0 | 0 | 0 | 0
2226 | 6 | Window Film (Standard) - Chiller | 0.34689 | N/A | -6303.1806 | 0 | 0 | 0 | 0
2227 | 6 | Roof Insulation - Chiller | 0.30698 | N/A | -18449.5789 | 0 | 0 | 0 | 0
2228 | 6 | Cool Roof - Chiller | 0.69715 | N/A | -43657.4964 | 0 | 0 | 0 | 0
2229 | 6 | Duct/Pipe Insulation - Chiller | 0.4597 | N/A | -15988.7491 | 0 | 0 | 0 | 0
2230 | 6 | Base DX Packaged System, EER=10.3, 10 tons | 0 | N/A | 0 | 0 | 0 | 0 | 0
2231 | 6 | Aerosole Duct Sealing | 0.54208 | N/A | 1057.7229 | 0 | 0 | 0 | 0
2232 | 6 | DX Coil Cleaning | 0.36641 | N/A | -1664.138 | 0 | 0 | 0 | 0
2233 | 6 | DX Packaged System, EER=10.9, 10 tons | 0.36702 | N/A | -8801.8572 | 0 | 0 | 0 | 0
2234 | 6 | Hybrid Dessicant-DX System (Trane CDQ) | 0.80902 | N/A | -55965.5135 | 0 | 0 | 0 | 0
2235 | 6 | Optimize Controls | 0.31583 | N/A | -78.6714 | 0 | 0 | 0 | 0
2236 | 6 | Roof Insulation | 0.29598 | N/A | -18514.1416 | 0 | 0 | 0 | 0
2237 | 6 | DX Tune Up/ Advanced Diagnostics | 0.31352 | N/A | -2707.9836 | 0 | 0 | 0 | 0
2238 | 6 | Window Film (Standard) | 0.31704 | N/A | -6508.9449 | 0 | 0 | 0 | 0
2239 | 6 | Cool Roof - DX | 0.67927 | N/A | -44111.8962 | 0 | 0 | 0 | 0
2240 | 6 | Geothermal Heat Pump, EER=13, 10 tons | 0.48431 | N/A | -145940.5204 | 0 | 0 | 0 | 0
2241 | 6 | Duct/Pipe Insulation | 0.44579 | N/A | -16123.4558 | 0 | 0 | 0 | 0
2242 | 6 | Base Lighting | 0 | N/A | 0 | 0 | 0 | 0 | 0
2243 | 6 | CFL Screw-in 18W | 1.0199 | N/A | 18612.7872 | 0.020715 | 0.016495 | 0.21992 | 1
2244 | 6 | Premium T8, Elecctronic Ballast | 0.77362 | N/A | -49593.2308 | 0 | 0 | 0 | 0
2245 | 6 | High Bay T5 | 0.8994 | N/A | 3125.8419 | 0 | 0 | 0 | 0
2246 | 6 | CFL Hardwired, Modular 18W | 0.94738 | N/A | -43537.1087 | 0 | 0 | 0 | 0
2247 | 6 | Occupancy Sensor | 0.56207 | N/A | -28013.0315 | 0 | 0 | 0 | 0
2248 | 6 | Base Other | 0 | N/A | 0 | 0 | 0 | 0 | 0
2249 | 7 | Base Compressed Air | 0 | N/A | 0 | 0 | 0 | 0 | 0
2250 | 7 | Comp Air - ASD (6-100 hp) | 0.39299 | N/A | 2321.2015 | 0 | 0 | 0 | 0
2251 | 7 | Compressed Air- Sizing | 0.55206 | N/A | 3391.7305 | 0 | 0 | 0 | 0
2252 | 7 | Compressed Air-O&M | 0.68945 | N/A | 5931.4648 | 0 | 0 | 0 | 0
2253 | 7 | Compressed Air - System Optimization | 0.7117 | N/A | 6329.7827 | 0 | 0 | 0 | 0
2254 | 7 | Comp Air - ASD (100+ hp) | 0.32923 | N/A | 1531.0015 | 0 | 0 | 0 | 0
2255 | 7 | Compressed Air - Controls | 0.55024 | N/A | 2854.6139 | 0 | 0 | 0 | 0
2256 | 7 | Refinery Controls | 0.19048 | N/A | 505.8291 | 0 | 0 | 0 | 0
2257 | 7 | Comp Air - Motor practices-1 (100+ HP) | 0.12169 | N/A | 299.5863 | 0 | 0 | 0 | 0
2258 | 7 | Comp Air - Motor practices-1 (6-100 HP) | 0.17935 | N/A | 398.4613 | 0 | 0 | 0 | 0
2259 | 7 | Power recovery | 0.084012 | N/A | 134.9605 | 0 | 0 | 0 | 0
2260 | 7 | Comp Air - Motor practices-1 (1-5 HP) | 0.29936 | N/A | 357.9207 | 0 | 0 | 0 | 0
2261 | 7 | Comp Air - Replace 100+ HP motor | 0.22036 | N/A | 435.9002 | 0 | 0 | 0 | 0
2262 | 7 | Comp Air - Replace 1-5 HP motor | 0.21128 | N/A | -1402.1384 | 0 | 0 | 0 | 0
2263 | 7 | Comp Air - Replace 6-100 HP motor | 0.23907 | N/A | -314.2186 | 0 | 0 | 0 | 0
2264 | 7 | Comp Air - ASD (1-5 hp) | 0.30739 | N/A | -1517.0013 | 0 | 0 | 0 | 0
2265 | 7 | Base Fans | 0 | N/A | 0 | 0 | 0 | 0 | 0
2266 | 7 | Fans - ASD (6-100 hp) | 0.3934 | N/A | 2326.6368 | 0 | 0 | 0 | 0
2267 | 7 | Fans - O&M | 0.21311 | N/A | 718.5819 | 0 | 0 | 0 | 0
2268 | 7 | Fans- Improve components | 0.40369 | N/A | 1737.1146 | 0 | 0 | 0 | 0
2269 | 7 | Fans - ASD (100+ hp) | 0.38466 | N/A | 2097.2976 | 0 | 0 | 0 | 0
2270 | 7 | Refinery Controls | 0.24238 | N/A | 746.8713 | 0 | 0 | 0 | 0
2271 | 7 | Fans - Motor practices-1 (100+ HP) | 0.15868 | N/A | 440.596 | 0 | 0 | 0 | 0
2272 | 7 | Fans - Motor practices-1 (6-100 HP) | 0.22908 | N/A | 622.07 | 0 | 0 | 0 | 0
2273 | 7 | Fans - System Optimization | 0.69065 | N/A | 6304.4765 | 0 | 0 | 0 | 0
2274 | 7 | Fans - Controls | 0.85006 | N/A | 9099.957 | 0 | 0 | 0 | 0
2275 | 7 | Power recovery | 0.097986 | N/A | 182.2488 | 0 | 0 | 0 | 0
2276 | 7 | Fans - Motor practices-1 (1-5 HP) | 0.3352 | N/A | 582.6348 | 0 | 0 | 0 | 0
2277 | 7 | Fans - Replace 100+ HP motor | 0.25056 | N/A | 583.5312 | 0 | 0 | 0 | 0
2278 | 7 | Fans - Replace 1-5 HP motor | 0.24059 | N/A | -1262.469 | 0 | 0 | 0 | 0
2279 | 7 | Fans - Replace 6-100 HP motor | 0.27068 | N/A | -149.9254 | 0 | 0 | 0 | 0
2280 | 7 | Fans - ASD (1-5 hp) | 0.3409 | N/A | -1219.6961 | 0 | 0 | 0 | 0
2281 | 7 | Base Pumps | 0 | N/A | 0 | 0 | 0 | 0 | 0
2282 | 7 | Pumps - ASD (6-100 hp) | 0.39325 | N/A | 2324.5518 | 0 | 0 | 0 | 0
2283 | 7 | Pumps - O&M | 0.57945 | N/A | 3797.494 | 0 | 0 | 0 | 0
2284 | 7 | Pumps - Controls | 0.8601 | N/A | 12323.0978 | 0 | 0 | 0 | 0
2285 | 7 | Pumps - Sizing | 0.72679 | N/A | 6641.7214 | 0 | 0 | 0 | 0
2286 | 7 | Pumps - ASD (100+ hp) | 0.34201 | N/A | 1650.6766 | 0 | 0 | 0 | 0
2287 | 7 | Refinery Controls | 0.20594 | N/A | 574.6568 | 0 | 0 | 0 | 0
2288 | 7 | Pumps - System Optimization | 0.83811 | N/A | 9509.8926 | 0 | 0 | 0 | 0
2289 | 7 | Pumps - Motor practices-1 (100+ HP) | 0.11754 | N/A | 285.0475 | 0 | 0 | 0 | 0
2290 | 7 | Pumps - Motor practices-1 (6-100 HP) | 0.17396 | N/A | 375.4061 | 0 | 0 | 0 | 0
2291 | 7 | Power recovery | 0.081124 | N/A | 125.3645 | 0 | 0 | 0 | 0
2292 | 7 | Pumps - Motor practices-1 (1-5 HP) | 0.29149 | N/A | 312.3206 | 0 | 0 | 0 | 0
2293 | 7 | Pumps - Replace 100+ HP motor | 0.21398 | N/A | 405.9422 | 0 | 0 | 0 | 0
2294 | 7 | Pumps - Replace 1-5 HP motor | 0.20505 | N/A | -1430.4808 | 0 | 0 | 0 | 0
2295 | 7 | Pumps - Replace 6-100 HP motor | 0.23215 | N/A | -347.5577 | 0 | 0 | 0 | 0
2296 | 7 | Pumps - ASD (1-5 hp) | 0.30023 | N/A | -1573.7966 | 0 | 0 | 0 | 0
2297 | 7 | Base Drives | 0 | N/A | 0 | 0 | 0 | 0 | 0
2298 | 7 | Base Heating | 0 | N/A | 0 | 0 | 0 | 0 | 0
2299 | 7 | Base Refrigeration | 0 | N/A | 0 | 0 | 0 | 0 | 0
2300 | 7 | Base Other Process | 0 | N/A | 0 | 0 | 0 | 0 | 0
2301 | 7 | Refinery Controls | 0.25634 | N/A | 818.8293 | 0 | 0 | 0 | 0
2302 | 7 | Efficient desalter | 0.75483 | N/A | 6806.6498 | 0 | 0 | 0 | 0
2303 | 7 | Power recovery | 0.10883 | N/A | 220.0226 | 0 | 0 | 0 | 0
2304 | 7 | Base Centrifugal Chiller, 0.58 kW/ton, 500 tons | 0 | N/A | -3732.0045 | 0 | 0 | 0 | 0
2305 | 7 | Aerosole Duct Sealing - Chiller | 0.5602 | N/A | 1360.4294 | 0 | 0 | 0 | 0
2306 | 7 | Centrifugal Chiller, 0.51 kW/ton, 500 tons | 0.50588 | N/A | -7144.2087 | 0 | 0 | 0 | 0
2307 | 7 | VSD for Chiller Pumps and Towers | 0.44949 | N/A | -3946.4802 | 0 | 0 | 0 | 0
2308 | 7 | High Efficiency Chiller Motors | 0.24948 | N/A | -1900.295 | 0 | 0 | 0 | 0
2309 | 7 | EMS Optimization - Chiller | 0.33916 | N/A | 456.1949 | 0 | 0 | 0 | 0
2310 | 7 | EMS - Chiller | 0.44123 | N/A | -5443.8544 | 0 | 0 | 0 | 0
2311 | 7 | Chiller Tune Up/Diagnostics | 0.44232 | N/A | 629.7638 | 0 | 0 | 0 | 0
2312 | 7 | Window Film (Standard) - Chiller | 0.34439 | N/A | -6314.7995 | 0 | 0 | 0 | 0
2313 | 7 | Roof Insulation - Chiller | 0.30472 | N/A | -18459.1878 | 0 | 0 | 0 | 0
2314 | 7 | Cool Roof - Chiller | 0.6914 | N/A | -43709.9924 | 0 | 0 | 0 | 0
2315 | 7 | Duct/Pipe Insulation - Chiller | 0.45643 | N/A | -16007.8239 | 0 | 0 | 0 | 0
2316 | 7 | Base DX Packaged System, EER=10.3, 10 tons | 0 | N/A | 0 | 0 | 0 | 0 | 0
2317 | 7 | Aerosole Duct Sealing | 0.53813 | N/A | 1030.4449 | 0 | 0 | 0 | 0
2318 | 7 | DX Coil Cleaning | 0.36205 | N/A | -1690.304 | 0 | 0 | 0 | 0
2319 | 7 | DX Packaged System, EER=10.9, 10 tons | 0.36417 | N/A | -8823.8241 | 0 | 0 | 0 | 0
2320 | 7 | Hybrid Dessicant-DX System (Trane CDQ) | 0.79843 | N/A | -56143.8584 | 0 | 0 | 0 | 0
2321 | 7 | Optimize Controls | 0.31198 | N/A | -99.3324 | 0 | 0 | 0 | 0
2322 | 7 | Roof Insulation | 0.29185 | N/A | -18535.2348 | 0 | 0 | 0 | 0
2323 | 7 | DX Tune Up/ Advanced Diagnostics | 0.30875 | N/A | -2733.8324 | 0 | 0 | 0 | 0
2324 | 7 | Window Film (Standard) | 0.31226 | N/A | -6535.2484 | 0 | 0 | 0 | 0
2325 | 7 | Cool Roof - DX | 0.67037 | N/A | -44261.4343 | 0 | 0 | 0 | 0
2326 | 7 | Geothermal Heat Pump, EER=13, 10 tons | 0.47414 | N/A | -146044.5934 | 0 | 0 | 0 | 0
2327 | 7 | Duct/Pipe Insulation | 0.43601 | N/A | -16211.7745 | 0 | 0 | 0 | 0
2328 | 7 | Base Lighting | 0 | N/A | 0 | 0 | 0 | 0 | 0
2329 | 7 | CFL Screw-in 18W | 1.0111 | N/A | 18466.0424 | 0.0038242 | 0.0033149 | 0.042241 | 1
2330 | 7 | Premium T8, Elecctronic Ballast | 0.77073 | N/A | -49647.1047 | 0 | 0 | 0 | 0
2331 | 7 | High Bay T5 | 0.89423 | N/A | 3033.2409 | 0 | 0 | 0 | 0
2332 | 7 | CFL Hardwired, Modular 18W | 0.94091 | N/A | -43649.4754 | 0 | 0 | 0 | 0
2333 | 7 | Occupancy Sensor | 0.56179 | N/A | -27985.6089 | 0 | 0 | 0 | 0
2334 | 7 | Base Other | 0 | N/A | 0 | 0 | 0 | 0 | 0
2335 | 7 | Replace V-belts | 0.0081398 | N/A | 19.3075 | 0 | 0 | 0 | 0
2336 | 8 | Base Compressed Air | 0 | N/A | 0 | 0 | 0 | 0 | 0
2337 | 8 | Comp Air - ASD (6-100 hp) | 0.40681 | N/A | 2506.2987 | 0 | 0 | 0 | 0
2338 | 8 | Compressed Air- Sizing | 0.61799 | N/A | 3678.2 | 0 | 0 | 0 | 0
2339 | 8 | Compressed Air-O&M | 0.78356 | N/A | 6439.4149 | 0 | 0 | 0 | 0
2340 | 8 | Compressed Air - System Optimization | 0.81198 | N/A | 6888.7966 | 0 | 0 | 0 | 0
2341 | 8 | Comp Air - ASD (100+ hp) | 0.34169 | N/A | 1665.4862 | 0 | 0 | 0 | 0
2342 | 8 | Compressed Air - Controls | 0.61599 | N/A | 3139.0223 | 0 | 0 | 0 | 0
2343 | 8 | Comp Air - Motor practices-1 (100+ HP) | 0.13847 | N/A | 335.8126 | 0 | 0 | 0 | 0
2344 | 8 | Comp Air - Motor practices-1 (6-100 HP) | 0.20308 | N/A | 455.9078 | 0 | 0 | 0 | 0
2345 | 8 | Comp Air - Motor practices-1 (1-5 HP) | 0.33766 | N/A | 474.882 | 0 | 0 | 0 | 0
2346 | 8 | Comp Air - Replace 100+ HP motor | 0.24961 | N/A | 512.7405 | 0 | 0 | 0 | 0
2347 | 8 | Comp Air - Replace 1-5 HP motor | 0.23934 | N/A | -1329.4419 | 0 | 0 | 0 | 0
2348 | 8 | Comp Air - Replace 6-100 HP motor | 0.27039 | N/A | -228.7057 | 0 | 0 | 0 | 0
2349 | 8 | Comp Air - ASD (1-5 hp) | 0.32228 | N/A | -1370.9039 | 0 | 0 | 0 | 0
2350 | 8 | Base Fans | 0 | N/A | 0 | 0 | 0 | 0 | 0
2351 | 8 | Fans - ASD (6-100 hp) | 0.4072 | N/A | 2512.1486 | 0 | 0 | 0 | 0
2352 | 8 | Fans - O&M | 0.2387 | N/A | 779.4592 | 0 | 0 | 0 | 0
2353 | 8 | Fans- Improve components | 0.45029 | N/A | 1892.4786 | 0 | 0 | 0 | 0
2354 | 8 | Fans - ASD (100+ hp) | 0.39834 | N/A | 2274.9949 | 0 | 0 | 0 | 0
2355 | 8 | Fans - Motor practices-1 (100+ HP) | 0.17993 | N/A | 490.0757 | 0 | 0 | 0 | 0
2356 | 8 | Fans - Motor practices-1 (6-100 HP) | 0.25883 | N/A | 700.5334 | 0 | 0 | 0 | 0
2357 | 8 | Fans - System Optimization | 0.75787 | N/A | 7091.2871 | 0 | 0 | 0 | 0
2358 | 8 | Fans - Controls | 1.0126 | N/A | 10306.0703 | 0.071514 | 0.063684 | 0.51171 | 1
2359 | 8 | Fans - Motor practices-1 (1-5 HP) | 0.37792 | N/A | 721.3397 | 0 | 0 | 0 | 0
2360 | 8 | Fans - Replace 100+ HP motor | 0.28335 | N/A | 674.6564 | 0 | 0 | 0 | 0
2361 | 8 | Fans - Replace 1-5 HP motor | 0.27223 | N/A | -1176.2579 | 0 | 0 | 0 | 0
2362 | 8 | Fans - Replace 6-100 HP motor | 0.30594 | N/A | -48.5154 | 0 | 0 | 0 | 0
2363 | 8 | Fans - ASD (1-5 hp) | 0.35665 | N/A | -1045.9885 | 0 | 0 | 0 | 0
2364 | 8 | Base Pumps | 0 | N/A | 0 | 0 | 0 | 0 | 0
2365 | 8 | Pumps - ASD (6-100 hp) | 0.40705 | N/A | 2509.9045 | 0 | 0 | 0 | 0
2366 | 8 | Pumps - O&M | 0.65005 | N/A | 4117.9768 | 0 | 0 | 0 | 0
2367 | 8 | Pumps - Controls | 1.024 | N/A | 13398.0091 | 0.13549 | 0.12066 | 0.96951 | 1
2368 | 8 | Pumps - Sizing | 0.83189 | N/A | 7238.8945 | 0 | 0 | 0 | 0
2369 | 8 | Pumps - ASD (100+ hp) | 0.35481 | N/A | 1794.2934 | 0 | 0 | 0 | 0
2370 | 8 | Pumps - System Optimization | 0.99421 | N/A | 10654.5425 | 0 | 0 | 0 | 0
2371 | 8 | Pumps - Motor practices-1 (100+ HP) | 0.13377 | N/A | 319.9073 | 0 | 0 | 0 | 0
2372 | 8 | Pumps - Motor practices-1 (6-100 HP) | 0.19714 | N/A | 430.6857 | 0 | 0 | 0 | 0
2373 | 8 | Pumps - Motor practices-1 (1-5 HP) | 0.32885 | N/A | 424.87 | 0 | 0 | 0 | 0
2374 | 8 | Pumps - Replace 100+ HP motor | 0.24242 | N/A | 479.884 | 0 | 0 | 0 | 0
2375 | 8 | Pumps - Replace 1-5 HP motor | 0.23228 | N/A | -1360.5266 | 0 | 0 | 0 | 0
2376 | 8 | Pumps - Replace 6-100 HP motor | 0.26295 | N/A | -265.2706 | 0 | 0 | 0 | 0
2377 | 8 | Pumps - ASD (1-5 hp) | 0.31525 | N/A | -1432.9733 | 0 | 0 | 0 | 0
2378 | 8 | Base Drives | 0 | N/A | 0 | 0 | 0 | 0 | 0
2379 | 8 | O&M - Extruders/Injection Moulding | 0.65303 | N/A | 4163.1442 | 0 | 0 | 0 | 0
2380 | 8 | Extruders/injection Moulding-multipump | 1.049 | N/A | 11508.8868 | 0.29808 | 0.26544 | 2.1329 | 1
2381 | 8 | Injection Moulding - Impulse Cooling | 0.86659 | N/A | 6219.2134 | 0 | 0 | 0 | 0
2382 | 8 | Direct drive Extruders | 1.3895 | N/A | 19431.1164 | 0.15315 | 0.13638 | 1.0958 | 1
2383 | 8 | Injection Moulding - Direct drive | 0.82521 | N/A | 3965.3531 | 0 | 0 | 0 | 0
2384 | 8 | Base Heating | 0 | N/A | 0 | 0 | 0 | 0 | 0
2385 | 8 | Base Refrigeration | 0 | N/A | 0 | 0 | 0 | 0 | 0
2386 | 8 | Base Other Process | 0 | N/A | 0 | 0 | 0 | 0 | 0
2387 | 8 | Base Centrifugal Chiller, 0.58 kW/ton, 500 tons | 0 | N/A | -3732.0045 | 0 | 0 | 0 | 0
2388 | 8 | Aerosole Duct Sealing - Chiller | 0.62054 | N/A | 1758.8788 | 0 | 0 | 0 | 0
2389 | 8 | Centrifugal Chiller, 0.51 kW/ton, 500 tons | 0.51672 | N/A | -7056.3145 | 0 | 0 | 0 | 0
2390 | 8 | VSD for Chiller Pumps and Towers | 0.45949 | N/A | -3879.8771 | 0 | 0 | 0 | 0
2391 | 8 | High Efficiency Chiller Motors | 0.27581 | N/A | -1803.4805 | 0 | 0 | 0 | 0
2392 | 8 | EMS Optimization - Chiller | 0.37376 | N/A | 608.4503 | 0 | 0 | 0 | 0
2393 | 8 | EMS - Chiller | 0.45118 | N/A | -5379.8433 | 0 | 0 | 0 | 0
2394 | 8 | Chiller Tune Up/Diagnostics | 0.48723 | N/A | 870.9097 | 0 | 0 | 0 | 0
2395 | 8 | Window Film (Standard) - Chiller | 0.37973 | N/A | -6158.6441 | 0 | 0 | 0 | 0
2396 | 8 | Roof Insulation - Chiller | 0.33617 | N/A | -18330.0455 | 0 | 0 | 0 | 0
2397 | 8 | Cool Roof - Chiller | 0.78105 | N/A | -43004.4612 | 0 | 0 | 0 | 0
2398 | 8 | Duct/Pipe Insulation - Chiller | 0.50312 | N/A | -15751.4559 | 0 | 0 | 0 | 0
2399 | 8 | Base DX Packaged System, EER=10.3, 10 tons | 0 | N/A | 0 | 0 | 0 | 0 | 0
2400 | 8 | Aerosole Duct Sealing | 0.59407 | N/A | 1397.004 | 0 | 0 | 0 | 0
2401 | 8 | DX Coil Cleaning | 0.3952 | N/A | -1543.3524 | 0 | 0 | 0 | 0
2402 | 8 | DX Packaged System, EER=10.9, 10 tons | 0.38041 | N/A | -8747.4659 | 0 | 0 | 0 | 0
2403 | 8 | Hybrid Dessicant-DX System (Trane CDQ) | 0.92582 | N/A | -55142.2115 | 0 | 0 | 0 | 0
2404 | 8 | Optimize Controls | 0.34072 | N/A | 16.7112 | 0 | 0 | 0 | 0
2405 | 8 | Roof Insulation | 0.3182 | N/A | -18434.38 | 0 | 0 | 0 | 0
2406 | 8 | DX Tune Up/ Advanced Diagnostics | 0.33588 | N/A | -49535.8544 | 0 | 0 | 0 | 0
2407 | 8 | Window Film (Standard) | 0.33964 | N/A | -6428.5999 | 0 | 0 | 0 | 0
2408 | 8 | Cool Roof - DX | 0.74577 | N/A | -43783.4267 | 0 | 0 | 0 | 0
2409 | 8 | Geothermal Heat Pump, EER=13, 10 tons | 0.50982 | N/A | -145907.6474 | 0 | 0 | 0 | 0
2410 | 8 | Duct/Pipe Insulation | 0.46776 | N/A | -16095.559 | 0 | 0 | 0 | 0
2411 | 8 | Base Lighting | 0 | N/A | 0 | 0 | 0 | 0 | 0
2412 | 8 | CFL Screw-in 18W | 1.287 | N/A | 20438.5219 | 0.030886 | 0.027505 | 0.221 | 1
2413 | 8 | Premium T8, Elecctronic Ballast | 0.88429 | N/A | -49140.209 | 0 | 0 | 0 | 0
2414 | 8 | High Bay T5 | 1.0677 | N/A | 3788.9856 | 0.0071494 | 0.0063666 | 0.051157 | 1
2415 | 8 | CFL Hardwired, Modular 18W | 1.1678 | N/A | -41728.2687 | 0.024128 | 0.021486 | 0.17264 | 1
2416 | 8 | Occupancy Sensor | 0.58787 | N/A | -27592.6862 | 0 | 0 | 0 | 0
2417 | 8 | Base Other | 0 | N/A | 0 | 0 | 0 | 0 | 0
2418 | 8 | Replace V-belts | 0.0094419 | N/A | 21.1539 | 0 | 0 | 0 | 0
2419 | 9 | Base Compressed Air | 0 | N/A | 0 | 0 | 0 | 0 | 0
2420 | 9 | Comp Air - ASD (6-100 hp) | 0.40182 | N/A | 2448.3508 | 0 | 0 | 0 | 0
2421 | 9 | Compressed Air- Sizing | 0.591 | N/A | 3549.9415 | 0 | 0 | 0 | 0
2422 | 9 | Compressed Air-O&M | 0.74412 | N/A | 6211.9948 | 0 | 0 | 0 | 0
2423 | 9 | Compressed Air - System Optimization | 0.76978 | N/A | 6638.5141 | 0 | 0 | 0 | 0
2424 | 9 | Comp Air - ASD (100+ hp) | 0.33727 | N/A | 1623.3831 | 0 | 0 | 0 | 0
2425 | 9 | Compressed Air - Controls | 0.58919 | N/A | 3011.6865 | 0 | 0 | 0 | 0
2426 | 9 | Comp Air - Motor practices-1 (100+ HP) | 0.13206 | N/A | 321.8056 | 0 | 0 | 0 | 0
2427 | 9 | Comp Air - Motor practices-1 (6-100 HP) | 0.19441 | N/A | 433.696 | 0 | 0 | 0 | 0
2428 | 9 | Comp Air - Motor practices-1 (1-5 HP) | 0.32353 | N/A | 430.8391 | 0 | 0 | 0 | 0
2429 | 9 | Comp Air - Replace 100+ HP motor | 0.23893 | N/A | 483.8056 | 0 | 0 | 0 | 0
2430 | 9 | Comp Air - Replace 1-5 HP motor | 0.22905 | N/A | -1356.8165 | 0 | 0 | 0 | 0
2431 | 9 | Comp Air - Replace 6-100 HP motor | 0.25893 | N/A | -260.9064 | 0 | 0 | 0 | 0
2432 | 9 | Comp Air - ASD (1-5 hp) | 0.31821 | N/A | -1409.0685 | 0 | 0 | 0 | 0
2433 | 9 | Base Fans | 0 | N/A | 0 | 0 | 0 | 0 | 0
2434 | 9 | Fans - ASD (6-100 hp) | 0.40221 | N/A | 2454.0708 | 0 | 0 | 0 | 0
2435 | 9 | Fans - O&M | 0.22814 | N/A | 752.2031 | 0 | 0 | 0 | 0
2436 | 9 | Fans- Improve components | 0.43139 | N/A | 1822.9188 | 0 | 0 | 0 | 0
2437 | 9 | Fans - ASD (100+ hp) | 0.39348 | N/A | 2219.3632 | 0 | 0 | 0 | 0
2438 | 9 | Fans - Motor practices-1 (100+ HP) | 0.17191 | N/A | 470.9443 | 0 | 0 | 0 | 0
2439 | 9 | Fans - Motor practices-1 (6-100 HP) | 0.24776 | N/A | 670.1955 | 0 | 0 | 0 | 0
2440 | 9 | Fans - System Optimization | 0.73067 | N/A | 6879.9812 | 0 | 0 | 0 | 0
2441 | 9 | Fans - Controls | 0.94329 | N/A | 9839.724 | 0 | 0 | 0 | 0
2442 | 9 | Fans - Motor practices-1 (1-5 HP) | 0.36206 | N/A | 669.1089 | 0 | 0 | 0 | 0
2443 | 9 | Fans - Replace 100+ HP motor | 0.27122 | N/A | 640.3422 | 0 | 0 | 0 | 0
2444 | 9 | Fans - Replace 1-5 HP motor | 0.26048 | N/A | -1208.7216 | 0 | 0 | 0 | 0
2445 | 9 | Fans - Replace 6-100 HP motor | 0.29281 | N/A | -86.7024 | 0 | 0 | 0 | 0
2446 | 9 | Fans - ASD (1-5 hp) | 0.3521 | N/A | -1091.3659 | 0 | 0 | 0 | 0
2447 | 9 | Base Pumps | 0 | N/A | 0 | 0 | 0 | 0 | 0
2448 | 9 | Pumps - ASD (6-100 hp) | 0.40206 | N/A | 2451.8766 | 0 | 0 | 0 | 0
2449 | 9 | Pumps - O&M | 0.62097 | N/A | 3974.4898 | 0 | 0 | 0 | 0
2450 | 9 | Pumps - Controls | 0.95276 | N/A | 12916.7484 | 0 | 0 | 0 | 0
2451 | 9 | Pumps - Sizing | 0.78749 | N/A | 6971.5274 | 0 | 0 | 0 | 0
2452 | 9 | Pumps - ASD (100+ hp) | 0.35048 | N/A | 1749.3313 | 0 | 0 | 0 | 0
2453 | 9 | Pumps - System Optimization | 0.92791 | N/A | 10211.9624 | 0 | 0 | 0 | 0
2454 | 9 | Pumps - Motor practices-1 (100+ HP) | 0.12775 | N/A | 306.4287 | 0 | 0 | 0 | 0
2455 | 9 | Pumps - Motor practices-1 (6-100 HP) | 0.18828 | N/A | 409.3118 | 0 | 0 | 0 | 0
2456 | 9 | Pumps - Motor practices-1 (1-5 HP) | 0.31503 | N/A | 382.4884 | 0 | 0 | 0 | 0
2457 | 9 | Pumps - Replace 100+ HP motor | 0.2321 | N/A | 452.0405 | 0 | 0 | 0 | 0
2458 | 9 | Pumps - Replace 1-5 HP motor | 0.22236 | N/A | -1386.8685 | 0 | 0 | 0 | 0
2459 | 9 | Pumps - Replace 6-100 HP motor | 0.25157 | N/A | -296.2566 | 0 | 0 | 0 | 0
2460 | 9 | Pumps - ASD (1-5 hp) | 0.31113 | N/A | -1469.7601 | 0 | 0 | 0 | 0
2461 | 9 | Base Drives | 0 | N/A | 0 | 0 | 0 | 0 | 0
2462 | 9 | Process control | 0.23201 | N/A | 727.732 | 0 | 0 | 0 | 0
2463 | 9 | Drives - EE motor | 0.34699 | N/A | 1212.3509 | 0 | 0 | 0 | 0
2464 | 9 | Process optimization | 0.62542 | N/A | 3030.8156 | 0 | 0 | 0 | 0
2465 | 9 | Efficient grinding | 0.85146 | N/A | 506.8526 | 0 | 0 | 0 | 0
2466 | 9 | Drives - Process Controls (batch + site) | 0.21799 | N/A | -222.4715 | 0 | 0 | 0 | 0
2467 | 9 | Base Heating | 0 | N/A | 0 | 0 | 0 | 0 | 0
2468 | 9 | Top-heating (glass) | 0.37946 | N/A | 1475.7237 | 0 | 0 | 0 | 0
2469 | 9 | Base Refrigeration | 0 | N/A | 0 | 0 | 0 | 0 | 0
2470 | 9 | Base Other Process | 0 | N/A | 0 | 0 | 0 | 0 | 0
2471 | 9 | Base Centrifugal Chiller, 0.58 kW/ton, 500 tons | 0 | N/A | -3732.0045 | 0 | 0 | 0 | 0
2472 | 9 | Aerosole Duct Sealing - Chiller | 0.59308 | N/A | 1580.4803 | 0 | 0 | 0 | 0
2473 | 9 | Centrifugal Chiller, 0.51 kW/ton, 500 tons | 0.51212 | N/A | -7095.6696 | 0 | 0 | 0 | 0
2474 | 9 | VSD for Chiller Pumps and Towers | 0.45508 | N/A | -3909.6987 | 0 | 0 | 0 | 0
2475 | 9 | High Efficiency Chiller Motors | 0.26401 | N/A | -1846.8274 | 0 | 0 | 0 | 0
2476 | 9 | EMS Optimization - Chiller | 0.35821 | N/A | 540.2808 | 0 | 0 | 0 | 0
2477 | 9 | EMS - Chiller | 0.44689 | N/A | -5408.5042 | 0 | 0 | 0 | 0
2478 | 9 | Chiller Tune Up/Diagnostics | 0.4669 | N/A | 762.9411 | 0 | 0 | 0 | 0
2479 | 9 | Window Film (Standard) - Chiller | 0.36392 | N/A | -6228.5597 | 0 | 0 | 0 | 0
2480 | 9 | Roof Insulation - Chiller | 0.32222 | N/A | -18387.8665 | 0 | 0 | 0 | 0
2481 | 9 | Cool Roof - Chiller | 0.73927 | N/A | -43320.3494 | 0 | 0 | 0 | 0
2482 | 9 | Duct/Pipe Insulation - Chiller | 0.48196 | N/A | -15866.2394 | 0 | 0 | 0 | 0
2483 | 9 | Base DX Packaged System, EER=10.3, 10 tons | 0 | N/A | 0 | 0 | 0 | 0 | 0
2484 | 9 | Aerosole Duct Sealing | 0.56841 | N/A | 1232.8824 | 0 | 0 | 0 | 0
2485 | 9 | DX Coil Cleaning | 0.37774 | N/A | -1629.6874 | 0 | 0 | 0 | 0
2486 | 9 | DX Packaged System, EER=10.9, 10 tons | 0.37059 | N/A | -8803.5089 | 0 | 0 | 0 | 0
2487 | 9 | Hybrid Dessicant-DX System (Trane CDQ) | 0.86241 | N/A | -55730.6794 | 0 | 0 | 0 | 0
2488 | 9 | Optimize Controls | 0.32533 | N/A | -51.4637 | 0 | 0 | 0 | 0
2489 | 9 | Roof Insulation | 0.30343 | N/A | -18497.763 | 0 | 0 | 0 | 0
2490 | 9 | DX Tune Up/ Advanced Diagnostics | 0.31998 | N/A | -2700.0406 | 0 | 0 | 0 | 0
2491 | 9 | Window Film (Standard) | 0.32373 | N/A | -6500.8618 | 0 | 0 | 0 | 0
2492 | 9 | Cool Roof - DX | 0.70513 | N/A | -44148.5153 | 0 | 0 | 0 | 0
2493 | 9 | Geothermal Heat Pump, EER=13, 10 tons | 0.4832 | N/A | -146091.2954 | 0 | 0 | 0 | 0
2494 | 9 | Duct/Pipe Insulation | 0.44308 | N/A | -16251.4068 | 0 | 0 | 0 | 0
2495 | 9 | Base Lighting | 0 | N/A | 0 | 0 | 0 | 0 | 0
2496 | 9 | CFL Screw-in 18W | 1.1641 | N/A | 19555.4015 | 0.03011 | 0.02815 | 0.25578 | 1
2497 | 9 | Premium T8, Elecctronic Ballast | 0.83153 | N/A | -49533.4373 | 0 | 0 | 0 | 0
2498 | 9 | High Bay T5 | 1.0006 | N/A | 3841.2465 | 0 | 0 | 0 | 0
2499 | 9 | CFL Hardwired, Modular 18W | 1.0553 | N/A | -43234.5004 | 0.022565 | 0.021096 | 0.19169 | 1
2500 | 9 | Occupancy Sensor | 0.56721 | N/A | -27992.2399 | 0 | 0 | 0 | 0
2501 | 9 | Base Other | 0 | N/A | 0 | 0 | 0 | 0 | 0
2502 | 9 | Replace V-belts | 0.0088469 | N/A | 20.3273 | 0 | 0 | 0 | 0
2503 | 10 | Base Compressed Air | 0 | N/A | 0 | 0 | 0 | 0 | 0
2504 | 10 | Comp Air - ASD (6-100 hp) | 0.4266 | N/A | 2843.4884 | 0 | 0 | 0 | 0
2505 | 10 | Compressed Air- Sizing | 0.6401 | N/A | 4076.28 | 0 | 0 | 0 | 0
2506 | 10 | Compressed Air-O&M | 0.82295 | N/A | 7145.2658 | 0 | 0 | 0 | 0
2507 | 10 | Compressed Air - System Optimization | 0.85612 | N/A | 7665.6061 | 0 | 0 | 0 | 0
2508 | 10 | Comp Air - ASD (100+ hp) | 0.35947 | N/A | 1910.472 | 0 | 0 | 0 | 0
2509 | 10 | Compressed Air - Controls | 0.6379 | N/A | 3534.2286 | 0 | 0 | 0 | 0
2510 | 10 | Comp Air - Motor practices-1 (100+ HP) | 0.14476 | N/A | 379.2852 | 0 | 0 | 0 | 0
2511 | 10 | Comp Air - Motor practices-1 (6-100 HP) | 0.21194 | N/A | 524.8454 | 0 | 0 | 0 | 0
2512 | 10 | Comp Air - Motor practices-1 (1-5 HP) | 0.34991 | N/A | 611.5759 | 0 | 0 | 0 | 0
2513 | 10 | Comp Air - Replace 100+ HP motor | 0.25988 | N/A | 602.5446 | 0 | 0 | 0 | 0
2514 | 10 | Comp Air - Replace 1-5 HP motor | 0.24906 | N/A | -1244.4808 | 0 | 0 | 0 | 0
2515 | 10 | Comp Air - Replace 6-100 HP motor | 0.28111 | N/A | -128.766 | 0 | 0 | 0 | 0
2516 | 10 | Comp Air - ASD (1-5 hp) | 0.33956 | N/A | -1148.8421 | 0 | 0 | 0 | 0
2517 | 10 | Base Fans | 0 | N/A | 0 | 0 | 0 | 0 | 0
2518 | 10 | Fans - ASD (6-100 hp) | 0.42696 | N/A | 2850.0938 | 0 | 0 | 0 | 0
2519 | 10 | Fans - O&M | 0.24843 | N/A | 864.0547 | 0 | 0 | 0 | 0
2520 | 10 | Fans- Improve components | 0.46505 | N/A | 2108.3734 | 0 | 0 | 0 | 0
2521 | 10 | Fans - ASD (100+ hp) | 0.41785 | N/A | 2598.6996 | 0 | 0 | 0 | 0
2522 | 10 | Fans - Motor practices-1 (100+ HP) | 0.1881 | N/A | 549.453 | 0 | 0 | 0 | 0
2523 | 10 | Fans - Motor practices-1 (6-100 HP) | 0.26905 | N/A | 794.692 | 0 | 0 | 0 | 0
2524 | 10 | Fans - System Optimization | 0.81239 | N/A | 8320.4263 | 0 | 0 | 0 | 0
2525 | 10 | Fans - Controls | 1.1081 | N/A | 11753.4222 | 0.037368 | 0.059324 | 0.285 | 1
2526 | 10 | Fans - Motor practices-1 (1-5 HP) | 0.3909 | N/A | 883.4431 | 0 | 0 | 0 | 0
2527 | 10 | Fans - Replace 100+ HP motor | 0.29426 | N/A | 781.1539 | 0 | 0 | 0 | 0
2528 | 10 | Fans - Replace 1-5 HP motor | 0.28266 | N/A | -1075.5038 | 0 | 0 | 0 | 0
2529 | 10 | Fans - Replace 6-100 HP motor | 0.31747 | N/A | 70.0017 | 0 | 0 | 0 | 0
2530 | 10 | Fans - ASD (1-5 hp) | 0.37502 | N/A | -781.9638 | 0 | 0 | 0 | 0
2531 | 10 | Base Pumps | 0 | N/A | 0 | 0 | 0 | 0 | 0
2532 | 10 | Pumps - ASD (6-100 hp) | 0.42682 | N/A | 2847.56 | 0 | 0 | 0 | 0
2533 | 10 | Pumps - O&M | 0.67411 | N/A | 4563.3221 | 0 | 0 | 0 | 0
2534 | 10 | Pumps - Controls | 1.1232 | N/A | 14891.7137 | 0.06854 | 0.10881 | 0.52275 | 1
2535 | 10 | Pumps - Sizing | 0.87972 | N/A | 8068.7303 | 0 | 0 | 0 | 0
2536 | 10 | Pumps - ASD (100+ hp) | 0.37302 | N/A | 2055.9148 | 0 | 0 | 0 | 0
2537 | 10 | Pumps - System Optimization | 1.0837 | N/A | 12028.1585 | 0.054026 | 0.08577 | 0.41205 | 1
2538 | 10 | Pumps - Motor practices-1 (100+ HP) | 0.1403 | N/A | 361.7401 | 0 | 0 | 0 | 0
2539 | 10 | Pumps - Motor practices-1 (6-100 HP) | 0.2054 | N/A | 497.0229 | 0 | 0 | 0 | 0
2540 | 10 | Pumps - Motor practices-1 (1-5 HP) | 0.34093 | N/A | 556.4076 | 0 | 0 | 0 | 0
2541 | 10 | Pumps - Replace 100+ HP motor | 0.25243 | N/A | 566.3006 | 0 | 0 | 0 | 0
2542 | 10 | Pumps - Replace 1-5 HP motor | 0.24202 | N/A | -1278.7703 | 0 | 0 | 0 | 0
2543 | 10 | Pumps - Replace 6-100 HP motor | 0.27316 | N/A | -169.1007 | 0 | 0 | 0 | 0
2544 | 10 | Pumps - ASD (1-5 hp) | 0.33228 | N/A | -1218.9278 | 0 | 0 | 0 | 0
2545 | 10 | Base Drives | 0 | N/A | 0 | 0 | 0 | 0 | 0
2546 | 10 | Efficient drives - rolling | 0.51115 | N/A | 2358.9005 | 0 | 0 | 0 | 0
2547 | 10 | Drives - Process Control | 0.46115 | N/A | 1670.9395 | 0 | 0 | 0 | 0
2548 | 10 | Drives - Process Controls (batch + site) | 0.45405 | N/A | 1246.832 | 0 | 0 | 0 | 0
2549 | 10 | Base Heating | 0 | N/A | 0 | 0 | 0 | 0 | 0
2550 | 10 | Near Net Shape Casting | 0.74841 | N/A | 5546.3958 | 0 | 0 | 0 | 0
2551 | 10 | Efficient electric melting | 0.6836 | N/A | 3579.801 | 0 | 0 | 0 | 0
2552 | 10 | Heating - Process Control | 0.46074 | N/A | 1668.849 | 0 | 0 | 0 | 0
2553 | 10 | Intelligent extruder (DOE) | 0.24241 | N/A | 231.3976 | 0 | 0 | 0 | 0
2554 | 10 | Base Refrigeration | 0 | N/A | 0 | 0 | 0 | 0 | 0
2555 | 10 | Base Other Process | 0 | N/A | 0 | 0 | 0 | 0 | 0
2556 | 10 | Base Centrifugal Chiller, 0.58 kW/ton, 500 tons | 0 | N/A | -3732.0045 | 0 | 0 | 0 | 0
2557 | 10 | Aerosole Duct Sealing - Chiller | 0.61263 | N/A | 1688.8645 | 0 | 0 | 0 | 0
2558 | 10 | Centrifugal Chiller, 0.51 kW/ton, 500 tons | 0.51779 | N/A | -7071.8057 | 0 | 0 | 0 | 0
2559 | 10 | VSD for Chiller Pumps and Towers | 0.4604 | N/A | -3891.6107 | 0 | 0 | 0 | 0
2560 | 10 | High Efficiency Chiller Motors | 0.27233 | N/A | -1820.4874 | 0 | 0 | 0 | 0
2561 | 10 | EMS Optimization - Chiller | 0.36924 | N/A | 581.7046 | 0 | 0 | 0 | 0
2562 | 10 | EMS - Chiller | 0.45189 | N/A | -5391.1183 | 0 | 0 | 0 | 0
2563 | 10 | Chiller Tune Up/Diagnostics | 0.48146 | N/A | 828.5496 | 0 | 0 | 0 | 0
2564 | 10 | Window Film (Standard) - Chiller | 0.37521 | N/A | -6186.0731 | 0 | 0 | 0 | 0
2565 | 10 | Roof Insulation - Chiller | 0.33214 | N/A | -18352.7291 | 0 | 0 | 0 | 0
2566 | 10 | Cool Roof - Chiller | 0.76851 | N/A | -43128.3919 | 0 | 0 | 0 | 0
2567 | 10 | Duct/Pipe Insulation - Chiller | 0.49716 | N/A | -15796.4812 | 0 | 0 | 0 | 0
2568 | 10 | Base DX Packaged System, EER=10.3, 10 tons | 0 | N/A | 0 | 0 | 0 | 0 | 0
2569 | 10 | Aerosole Duct Sealing | 0.58375 | N/A | 1332.5692 | 0 | 0 | 0 | 0
2570 | 10 | DX Coil Cleaning | 0.39293 | N/A | -1540.5317 | 0 | 0 | 0 | 0
2571 | 10 | DX Packaged System, EER=10.9, 10 tons | 0.38069 | N/A | -8731.2078 | 0 | 0 | 0 | 0
2572 | 10 | Hybrid Dessicant-DX System (Trane CDQ) | 0.90636 | N/A | -55122.9621 | 0 | 0 | 0 | 0
2573 | 10 | Optimize Controls | 0.33893 | N/A | 18.9472 | 0 | 0 | 0 | 0
2574 | 10 | Roof Insulation | 0.31762 | N/A | -18426.5962 | 0 | 0 | 0 | 0
2575 | 10 | DX Tune Up/ Advanced Diagnostics | 0.33612 | N/A | -2613.6409 | 0 | 0 | 0 | 0
2576 | 10 | Window Film (Standard) | 0.3399 | N/A | -6412.9411 | 0 | 0 | 0 | 0
2577 | 10 | Cool Roof - DX | 0.73977 | N/A | -43654.6311 | 0 | 0 | 0 | 0
2578 | 10 | Geothermal Heat Pump, EER=13, 10 tons | 0.51781 | N/A | -145757.7319 | 0 | 0 | 0 | 0
2579 | 10 | Duct/Pipe Insulation | 0.4762 | N/A | -15968.3373 | 0 | 0 | 0 | 0
2580 | 10 | Base Lighting | 0 | N/A | 0 | 0 | 0 | 0 | 0
2581 | 10 | CFL Screw-in 18W | 1.4936 | N/A | 23179.5323 | 0.0080478 | 0.012777 | 0.06138 | 1
2582 | 10 | Premium T8, Elecctronic Ballast | 0.93229 | N/A | -48450.079 | 0 | 0 | 0 | 0
2583 | 10 | High Bay T5 | 1.1856 | N/A | 5582.7054 | 0.0044471 | 0.0070602 | 0.033918 | 1
2584 | 10 | CFL Hardwired, Modular 18W | 1.3105 | N/A | -40002.9446 | 0.0061726 | 0.0097996 | 0.047078 | 1
2585 | 10 | Occupancy Sensor | 0.60796 | N/A | -27147.2184 | 0 | 0 | 0 | 0
2586 | 10 | Base Other | 0 | N/A | 0 | 0 | 0 | 0 | 0
2587 | 10 | Replace V-belts | 0.0097842 | N/A | 23.7197 | 0 | 0 | 0 | 0
2588 | 11 | Base Compressed Air | 0 | N/A | 0 | 0 | 0 | 0 | 0
2589 | 11 | Comp Air - ASD (6-100 hp) | 0.41826 | N/A | 2711.8316 | 0 | 0 | 0 | 0
2590 | 11 | Compressed Air- Sizing | 0.62729 | N/A | 3886.063 | 0 | 0 | 0 | 0
2591 | 11 | Compressed Air-O&M | 0.80058 | N/A | 6807.9848 | 0 | 0 | 0 | 0
2592 | 11 | Compressed Air - System Optimization | 0.83135 | N/A | 7294.4186 | 0 | 0 | 0 | 0
2593 | 11 | Comp Air - ASD (100+ hp) | 0.35205 | N/A | 1814.8163 | 0 | 0 | 0 | 0
2594 | 11 | Compressed Air - Controls | 0.62509 | N/A | 3345.3841 | 0 | 0 | 0 | 0
2595 | 11 | Comp Air - Motor practices-1 (100+ HP) | 0.14135 | N/A | 358.5124 | 0 | 0 | 0 | 0
2596 | 11 | Comp Air - Motor practices-1 (6-100 HP) | 0.20732 | N/A | 491.9044 | 0 | 0 | 0 | 0
2597 | 11 | Comp Air - Motor practices-1 (1-5 HP) | 0.34297 | N/A | 546.2584 | 0 | 0 | 0 | 0
2598 | 11 | Comp Air - Replace 100+ HP motor | 0.25434 | N/A | 559.6329 | 0 | 0 | 0 | 0
2599 | 11 | Comp Air - Replace 1-5 HP motor | 0.24381 | N/A | -1285.0785 | 0 | 0 | 0 | 0
2600 | 11 | Comp Air - Replace 6-100 HP motor | 0.27532 | N/A | -176.521 | 0 | 0 | 0 | 0
2601 | 11 | Comp Air - ASD (1-5 hp) | 0.33239 | N/A | -1235.5472 | 0 | 0 | 0 | 0
2602 | 11 | Base Fans | 0 | N/A | 0 | 0 | 0 | 0 | 0
2603 | 11 | Fans - ASD (6-100 hp) | 0.41864 | N/A | 2718.142 | 0 | 0 | 0 | 0
2604 | 11 | Fans - O&M | 0.24289 | N/A | 823.6319 | 0 | 0 | 0 | 0
2605 | 11 | Fans- Improve components | 0.45652 | N/A | 2005.2111 | 0 | 0 | 0 | 0
2606 | 11 | Fans - ASD (100+ hp) | 0.40961 | N/A | 2472.3078 | 0 | 0 | 0 | 0
2607 | 11 | Fans - Motor practices-1 (100+ HP) | 0.18356 | N/A | 521.0803 | 0 | 0 | 0 | 0
2608 | 11 | Fans - Motor practices-1 (6-100 HP) | 0.26353 | N/A | 749.6995 | 0 | 0 | 0 | 0
2609 | 11 | Fans - System Optimization | 0.78537 | N/A | 7840.4914 | 0 | 0 | 0 | 0
2610 | 11 | Fans - Controls | 1.0567 | N/A | 11061.8212 | 0.076839 | 0.10357 | 0.59022 | 1
2611 | 11 | Fans - Motor practices-1 (1-5 HP) | 0.38365 | N/A | 805.9838 | 0 | 0 | 0 | 0
2612 | 11 | Fans - Replace 100+ HP motor | 0.28821 | N/A | 730.2653 | 0 | 0 | 0 | 0
2613 | 11 | Fans - Replace 1-5 HP motor | 0.27688 | N/A | -1123.648 | 0 | 0 | 0 | 0
2614 | 11 | Fans - Replace 6-100 HP motor | 0.31094 | N/A | 13.3696 | 0 | 0 | 0 | 0
2615 | 11 | Fans - ASD (1-5 hp) | 0.36732 | N/A | -885.0537 | 0 | 0 | 0 | 0
2616 | 11 | Base Pumps | 0 | N/A | 0 | 0 | 0 | 0 | 0
2617 | 11 | Pumps - ASD (6-100 hp) | 0.41849 | N/A | 2715.7213 | 0 | 0 | 0 | 0
2618 | 11 | Pumps - O&M | 0.66015 | N/A | 4350.5201 | 0 | 0 | 0 | 0
2619 | 11 | Pumps - Controls | 1.07 | N/A | 14177.968 | 0.14558 | 0.19622 | 1.1183 | 1
2620 | 11 | Pumps - Sizing | 0.8529 | N/A | 7672.2049 | 0 | 0 | 0 | 0
2621 | 11 | Pumps - ASD (100+ hp) | 0.36554 | N/A | 1953.7637 | 0 | 0 | 0 | 0
2622 | 11 | Pumps - System Optimization | 1.0353 | N/A | 11371.7931 | 0.11475 | 0.15467 | 0.88145 | 1
2623 | 11 | Pumps - Motor practices-1 (100+ HP) | 0.13693 | N/A | 341.7508 | 0 | 0 | 0 | 0
2624 | 11 | Pumps - Motor practices-1 (6-100 HP) | 0.2008 | N/A | 465.3245 | 0 | 0 | 0 | 0
2625 | 11 | Pumps - Motor practices-1 (1-5 HP) | 0.33422 | N/A | 493.554 | 0 | 0 | 0 | 0
2626 | 11 | Pumps - Replace 100+ HP motor | 0.24689 | N/A | 525.0075 | 0 | 0 | 0 | 0
2627 | 11 | Pumps - Replace 1-5 HP motor | 0.23677 | N/A | -1317.8365 | 0 | 0 | 0 | 0
2628 | 11 | Pumps - Replace 6-100 HP motor | 0.26763 | N/A | -215.0543 | 0 | 0 | 0 | 0
2629 | 11 | Pumps - ASD (1-5 hp) | 0.32527 | N/A | -1302.5029 | 0 | 0 | 0 | 0
2630 | 11 | Base Drives | 0 | N/A | 0 | 0 | 0 | 0 | 0
2631 | 11 | Drives - Optimization process (M&T) | 0.66314 | N/A | 4274.956 | 0 | 0 | 0 | 0
2632 | 11 | Machinery | 0.55493 | N/A | 2652.7098 | 0 | 0 | 0 | 0
2633 | 11 | Drives - Scheduling | 0.39516 | N/A | 2007.454 | 0 | 0 | 0 | 0
2634 | 11 | Base Heating | 0 | N/A | 0 | 0 | 0 | 0 | 0
2635 | 11 | Heating - Optimization process (M&T) | 0.66314 | N/A | 4274.956 | 0 | 0 | 0 | 0
2636 | 11 | Heating - Scheduling | 0.39721 | N/A | 2029.9224 | 0 | 0 | 0 | 0
2637 | 11 | Efficient Curing ovens | 0.90859 | N/A | 6764.322 | 0 | 0 | 0 | 0
2638 | 11 | Base Refrigeration | 0 | N/A | 0 | 0 | 0 | 0 | 0
2639 | 11 | Base Other Process | 0 | N/A | 0 | 0 | 0 | 0 | 0
2640 | 11 | New transformers welding | 0.98932 | N/A | 10465.6511 | 0 | 0 | 0 | 0
2641 | 11 | Base Centrifugal Chiller, 0.58 kW/ton, 500 tons | 0 | N/A | -3732.0045 | 0 | 0 | 0 | 0
2642 | 11 | Aerosole Duct Sealing - Chiller | 0.61038 | N/A | 1681.3743 | 0 | 0 | 0 | 0
2643 | 11 | Centrifugal Chiller, 0.51 kW/ton, 500 tons | 0.51659 | N/A | -7073.4414 | 0 | 0 | 0 | 0
2644 | 11 | VSD for Chiller Pumps and Towers | 0.45917 | N/A | -3892.852 | 0 | 0 | 0 | 0
2645 | 11 | High Efficiency Chiller Motors | 0.27134 | N/A | -1822.3092 | 0 | 0 | 0 | 0
2646 | 11 | EMS Optimization - Chiller | 0.36792 | N/A | 578.8395 | 0 | 0 | 0 | 0
2647 | 11 | EMS - Chiller | 0.45084 | N/A | -5392.312 | 0 | 0 | 0 | 0
2648 | 11 | Chiller Tune Up/Diagnostics | 0.47986 | N/A | 824.0116 | 0 | 0 | 0 | 0
2649 | 11 | Window Film (Standard) - Chiller | 0.37389 | N/A | -6189.0122 | 0 | 0 | 0 | 0
2650 | 11 | Roof Insulation - Chiller | 0.3311 | N/A | -18355.16 | 0 | 0 | 0 | 0
2651 | 11 | Cool Roof - Chiller | 0.76531 | N/A | -43141.6703 | 0 | 0 | 0 | 0
2652 | 11 | Duct/Pipe Insulation - Chiller | 0.49534 | N/A | -15801.3087 | 0 | 0 | 0 | 0
2653 | 11 | Base DX Packaged System, EER=10.3, 10 tons | 0 | N/A | 0 | 0 | 0 | 0 | 0
2654 | 11 | Aerosole Duct Sealing | 0.58279 | N/A | 1325.687 | 0 | 0 | 0 | 0
2655 | 11 | DX Coil Cleaning | 0.39107 | N/A | -1552.8845 | 0 | 0 | 0 | 0
2656 | 11 | DX Packaged System, EER=10.9, 10 tons | 0.37943 | N/A | -8742.6212 | 0 | 0 | 0 | 0
2657 | 11 | Hybrid Dessicant-DX System (Trane CDQ) | 0.90219 | N/A | -55207.1694 | 0 | 0 | 0 | 0
2658 | 11 | Optimize Controls | 0.33733 | N/A | 9.1894 | 0 | 0 | 0 | 0
2659 | 11 | Roof Insulation | 0.31557 | N/A | -18437.0507 | 0 | 0 | 0 | 0
2660 | 11 | DX Tune Up/ Advanced Diagnostics | 0.33384 | N/A | -2626.977 | 0 | 0 | 0 | 0
2661 | 11 | Window Film (Standard) | 0.33761 | N/A | -6426.5122 | 0 | 0 | 0 | 0
2662 | 11 | Cool Roof - DX | 0.73555 | N/A | -43735.357 | 0 | 0 | 0 | 0
2663 | 11 | Geothermal Heat Pump, EER=13, 10 tons | 0.51224 | N/A | -145819.36 | 0 | 0 | 0 | 0
2664 | 11 | Duct/Pipe Insulation | 0.47069 | N/A | -16020.6363 | 0 | 0 | 0 | 0
2665 | 11 | Base Lighting | 0 | N/A | 0 | 0 | 0 | 0 | 0
2666 | 11 | CFL Screw-in 18W | 1.3858 | N/A | 21869.7818 | 0.028823 | 0.038849 | 0.2214 | 1
2667 | 11 | Premium T8, Elecctronic Ballast | 0.9179 | N/A | -48416.0191 | 0 | 0 | 0 | 0
2668 | 11 | High Bay T5 | 1.1254 | N/A | 4828.1323 | 0.022952 | 0.030936 | 0.1763 | 1
2669 | 11 | CFL Hardwired, Modular 18W | 1.24 | N/A | -40638.7634 | 0.022486 | 0.030308 | 0.17272 | 1
2670 | 11 | Occupancy Sensor | 0.6085 | N/A | -27020.2898 | 0 | 0 | 0 | 0
2671 | 11 | Base Other | 0 | N/A | 0 | 0 | 0 | 0 | 0
2672 | 11 | Replace V-belts | 0.0096071 | N/A | 22.4937 | 0 | 0 | 0 | 0
2673 | 12 | Base Compressed Air | 0 | N/A | 0 | 0 | 0 | 0 | 0
2674 | 12 | Comp Air - ASD (6-100 hp) | 0.41479 | N/A | 2524.6599 | 0 | 0 | 0 | 0
2675 | 12 | Compressed Air- Sizing | 0.70478 | N/A | 4186.8064 | 0 | 0 | 0 | 0
2676 | 12 | Compressed Air-O&M | 0.91882 | N/A | 7341.2445 | 0 | 0 | 0 | 0
2677 | 12 | Compressed Air - System Optimization | 0.95875 | N/A | 7881.2864 | 0 | 0 | 0 | 0
2678 | 12 | Comp Air - ASD (100+ hp) | 0.34824 | N/A | 1678.8299 | 0 | 0 | 0 | 0
2679 | 12 | Compressed Air - Controls | 0.70234 | N/A | 3643.9715 | 0 | 0 | 0 | 0
2680 | 12 | Comp Air - Motor practices-1 (100+ HP) | 0.15778 | N/A | 391.357 | 0 | 0 | 0 | 0
2681 | 12 | Comp Air - Motor practices-1 (6-100 HP) | 0.23079 | N/A | 543.9883 | 0 | 0 | 0 | 0
2682 | 12 | Comp Air - Motor practices-1 (1-5 HP) | 0.38133 | N/A | 649.5338 | 0 | 0 | 0 | 0
2683 | 12 | Comp Air - Replace 100+ HP motor | 0.28294 | N/A | 627.4819 | 0 | 0 | 0 | 0
2684 | 12 | Comp Air - Replace 1-5 HP motor | 0.2715 | N/A | -1220.8884 | 0 | 0 | 0 | 0
2685 | 12 | Comp Air - Replace 6-100 HP motor | 0.30624 | N/A | -101.0142 | 0 | 0 | 0 | 0
2686 | 12 | Comp Air - ASD (1-5 hp) | 0.32855 | N/A | -1358.8048 | 0 | 0 | 0 | 0
2687 | 12 | Base Fans | 0 | N/A | 0 | 0 | 0 | 0 | 0
2688 | 12 | Fans - ASD (6-100 hp) | 0.41519 | N/A | 2530.5504 | 0 | 0 | 0 | 0
2689 | 12 | Fans - O&M | 0.27055 | N/A | 887.5425 | 0 | 0 | 0 | 0
2690 | 12 | Fans- Improve components | 0.50847 | N/A | 2168.3163 | 0 | 0 | 0 | 0
2691 | 12 | Fans - ASD (100+ hp) | 0.4061 | N/A | 2292.6258 | 0 | 0 | 0 | 0
2692 | 12 | Fans - Motor practices-1 (100+ HP) | 0.20461 | N/A | 565.9411 | 0 | 0 | 0 | 0
2693 | 12 | Fans - Motor practices-1 (6-100 HP) | 0.29326 | N/A | 820.8384 | 0 | 0 | 0 | 0
2694 | 12 | Fans - System Optimization | 0.83557 | N/A | 7158.4901 | 0 | 0 | 0 | 0
2695 | 12 | Fans - Controls | 1.2727 | N/A | 12155.3689 | 0.023524 | 0.013366 | 0.10356 | 1
2696 | 12 | Fans - Motor practices-1 (1-5 HP) | 0.42648 | N/A | 928.4612 | 0 | 0 | 0 | 0
2697 | 12 | Fans - Replace 100+ HP motor | 0.32062 | N/A | 810.7295 | 0 | 0 | 0 | 0
2698 | 12 | Fans - Replace 1-5 HP motor | 0.30813 | N/A | -1047.5231 | 0 | 0 | 0 | 0
2699 | 12 | Fans - Replace 6-100 HP motor | 0.34587 | N/A | 102.9153 | 0 | 0 | 0 | 0
2700 | 12 | Fans - ASD (1-5 hp) | 0.3637 | N/A | -1031.5989 | 0 | 0 | 0 | 0
2701 | 12 | Base Pumps | 0 | N/A | 0 | 0 | 0 | 0 | 0
2702 | 12 | Pumps - ASD (6-100 hp) | 0.41503 | N/A | 2528.2908 | 0 | 0 | 0 | 0
2703 | 12 | Pumps - O&M | 0.74417 | N/A | 4686.9715 | 0 | 0 | 0 | 0
2704 | 12 | Pumps - Controls | 1.292 | N/A | 15306.4386 | 0.044569 | 0.025324 | 0.19621 | 1
2705 | 12 | Pumps - Sizing | 0.98738 | N/A | 8299.133 | 0 | 0 | 0 | 0
2706 | 12 | Pumps - ASD (100+ hp) | 0.36186 | N/A | 1808.5432 | 0 | 0 | 0 | 0
2707 | 12 | Pumps - System Optimization | 1.2414 | N/A | 12409.5909 | 0.035131 | 0.019961 | 0.15466 | 1
2708 | 12 | Pumps - Motor practices-1 (100+ HP) | 0.15252 | N/A | 373.3565 | 0 | 0 | 0 | 0
2709 | 12 | Pumps - Motor practices-1 (6-100 HP) | 0.22373 | N/A | 515.4437 | 0 | 0 | 0 | 0
2710 | 12 | Pumps - Motor practices-1 (1-5 HP) | 0.37159 | N/A | 592.9336 | 0 | 0 | 0 | 0
2711 | 12 | Pumps - Replace 100+ HP motor | 0.27496 | N/A | 590.2972 | 0 | 0 | 0 | 0
2712 | 12 | Pumps - Replace 1-5 HP motor | 0.26364 | N/A | -1256.0678 | 0 | 0 | 0 | 0
2713 | 12 | Pumps - Replace 6-100 HP motor | 0.29777 | N/A | -142.3958 | 0 | 0 | 0 | 0
2714 | 12 | Pumps - ASD (1-5 hp) | 0.32125 | N/A | -1421.3112 | 0 | 0 | 0 | 0
2715 | 12 | Base Drives | 0 | N/A | 0 | 0 | 0 | 0 | 0
2716 | 12 | Drives - Optimization process (M&T) | 0.74785 | N/A | 4614.9163 | 0 | 0 | 0 | 0
2717 | 12 | Machinery | 0.62022 | N/A | 2886.2868 | 0 | 0 | 0 | 0
2718 | 12 | Drives - Scheduling | 0.39866 | N/A | 1847.2654 | 0 | 0 | 0 | 0
2719 | 12 | Base Heating | 0 | N/A | 0 | 0 | 0 | 0 | 0
2720 | 12 | Heating - Optimization process (M&T) | 0.74785 | N/A | 4614.9163 | 0 | 0 | 0 | 0
2721 | 12 | Heating - Scheduling | 0.40076 | N/A | 2271.3229 | 0 | 0 | 0 | 0
2722 | 12 | Efficient Curing ovens | 1.0624 | N/A | 7503.1639 | 0.010457 | 0.0059418 | 0.046037 | 1
2723 | 12 | Base Refrigeration | 0 | N/A | 0 | 0 | 0 | 0 | 0
2724 | 12 | Base Other Process | 0 | N/A | 0 | 0 | 0 | 0 | 0
2725 | 12 | New transformers welding | 1.1752 | N/A | 11388.4005 | 0.0051415 | 0.0029214 | 0.022635 | 1
2726 | 12 | Base Centrifugal Chiller, 0.58 kW/ton, 500 tons | 0 | N/A | -3732.0045 | 0 | 0 | 0 | 0
2727 | 12 | Aerosole Duct Sealing - Chiller | 0.73808 | N/A | 2466.3559 | 0 | 0 | 0 | 0
2728 | 12 | Centrifugal Chiller, 0.51 kW/ton, 500 tons | 0.53465 | N/A | -6900.2334 | 0 | 0 | 0 | 0
2729 | 12 | VSD for Chiller Pumps and Towers | 0.47554 | N/A | -3761.6069 | 0 | 0 | 0 | 0
2730 | 12 | High Efficiency Chiller Motors | 0.32173 | N/A | -1631.5784 | 0 | 0 | 0 | 0
2731 | 12 | EMS Optimization - Chiller | 0.4353 | N/A | 878.7921 | 0 | 0 | 0 | 0
2732 | 12 | EMS - Chiller | 0.46708 | N/A | -5266.1775 | 0 | 0 | 0 | 0
2733 | 12 | Chiller Tune Up/Diagnostics | 0.56973 | N/A | 1299.0835 | 0 | 0 | 0 | 0
2734 | 12 | Window Film (Standard) - Chiller | 0.4421 | N/A | -5881.3789 | 0 | 0 | 0 | 0
2735 | 12 | Roof Insulation - Chiller | 0.39164 | N/A | -18100.7443 | 0 | 0 | 0 | 0
2736 | 12 | Cool Roof - Chiller | 0.9682 | N/A | -41751.737 | 0 | 0 | 0 | 0
2737 | 12 | Duct/Pipe Insulation - Chiller | 0.58907 | N/A | -15296.2607 | 0 | 0 | 0 | 0
2738 | 12 | Base DX Packaged System, EER=10.3, 10 tons | 0 | N/A | 0 | 0 | 0 | 0 | 0
2739 | 12 | Aerosole Duct Sealing | 0.70418 | N/A | 2047.8763 | 0 | 0 | 0 | 0
2740 | 12 | DX Coil Cleaning | 0.46102 | N/A | -1241.2558 | 0 | 0 | 0 | 0
2741 | 12 | DX Packaged System, EER=10.9, 10 tons | 0.41518 | N/A | -8567.8564 | 0 | 0 | 0 | 0
2742 | 12 | Hybrid Dessicant-DX System (Trane CDQ) | 1.2169 | N/A | -53083.0938 | 0.076404 | 0 | 0.26909 | 1
2743 | 12 | Optimize Controls | 0.3973 | N/A | 255.2597 | 0 | 0 | 0 | 0
2744 | 12 | Roof Insulation | 0.37121 | N/A | -18218.7104 | 0 | 0 | 0 | 0
2745 | 12 | DX Tune Up/ Advanced Diagnostics | 0.39197 | N/A | -2394.4982 | 0 | 0 | 0 | 0
2746 | 12 | Window Film (Standard) | 0.39633 | N/A | -6189.9434 | 0 | 0 | 0 | 0
2747 | 12 | Cool Roof - DX | 0.91746 | N/A | -42630.2105 | 0 | 0 | 0 | 0
2748 | 12 | Geothermal Heat Pump, EER=13, 10 tons | 0.5994 | N/A | -145416.5553 | 0 | 0 | 0 | 0
2749 | 12 | Duct/Pipe Insulation | 0.54834 | N/A | -15678.8073 | 0 | 0 | 0 | 0
2750 | 12 | Base Lighting | 0 | N/A | 0 | 0 | 0 | 0 | 0
2751 | 12 | CFL Screw-in 18W | 1.7746 | N/A | 23940.5124 | 0.010857 | 0.0061687 | 0.047796 | 1
2752 | 12 | Premium T8, Elecctronic Ballast | 1.0785 | N/A | -47584.7189 | 0.079721 | 0.045297 | 0.35097 | 1
2753 | 12 | High Bay T5 | 1.3753 | N/A | 6138.7467 | 0.011281 | 0.00641 | 0.049665 | 1
2754 | 12 | CFL Hardwired, Modular 18W | 1.5484 | N/A | -27812.5179 | 0.008475 | 0.0048155 | 0.037311 | 1
2755 | 12 | Occupancy Sensor | 0.6192 | N/A | -27397.0164 | 0 | 0 | 0 | 0
2756 | 12 | Base Other | 0 | N/A | 0 | 0 | 0 | 0 | 0
2757 | 12 | Replace V-belts | 0.010956 | N/A | 24.432 | 0 | 0 | 0 | 0
2758 | 13 | Base Compressed Air | 0 | N/A | 0 | 0 | 0 | 0 | 0
2759 | 13 | Comp Air - ASD (6-100 hp) | 0.40527 | N/A | 2493.6274 | 0 | 0 | 0 | 0
2760 | 13 | Compressed Air- Sizing | 0.60714 | N/A | 3618.7377 | 0 | 0 | 0 | 0
2761 | 13 | Compressed Air-O&M | 0.76748 | N/A | 6333.98 | 0 | 0 | 0 | 0
2762 | 13 | Compressed Air - System Optimization | 0.79473 | N/A | 6772.7625 | 0 | 0 | 0 | 0
2763 | 13 | Comp Air - ASD (100+ hp) | 0.34051 | N/A | 1656.2794 | 0 | 0 | 0 | 0
2764 | 13 | Compressed Air - Controls | 0.60514 | N/A | 3079.9877 | 0 | 0 | 0 | 0
2765 | 13 | Comp Air - Motor practices-1 (100+ HP) | 0.13588 | N/A | 329.3188 | 0 | 0 | 0 | 0
2766 | 13 | Comp Air - Motor practices-1 (6-100 HP) | 0.19948 | N/A | 445.6101 | 0 | 0 | 0 | 0
2767 | 13 | Comp Air - Motor practices-1 (1-5 HP) | 0.33193 | N/A | 454.4632 | 0 | 0 | 0 | 0
2768 | 13 | Comp Air - Replace 100+ HP motor | 0.2455 | N/A | 499.3259 | 0 | 0 | 0 | 0
2769 | 13 | Comp Air - Replace 1-5 HP motor | 0.23527 | N/A | -1342.1331 | 0 | 0 | 0 | 0
2770 | 13 | Comp Air - Replace 6-100 HP motor | 0.26592 | N/A | -243.6344 | 0 | 0 | 0 | 0
2771 | 13 | Comp Air - ASD (1-5 hp) | 0.32108 | N/A | -1379.2497 | 0 | 0 | 0 | 0
2772 | 13 | Base Fans | 0 | N/A | 0 | 0 | 0 | 0 | 0
2773 | 13 | Fans - ASD (6-100 hp) | 0.40567 | N/A | 2499.4489 | 0 | 0 | 0 | 0
2774 | 13 | Fans - O&M | 0.23435 | N/A | 766.8229 | 0 | 0 | 0 | 0
2775 | 13 | Fans- Improve components | 0.44275 | N/A | 1860.2298 | 0 | 0 | 0 | 0
2776 | 13 | Fans - ASD (100+ hp) | 0.39679 | N/A | 2262.8298 | 0 | 0 | 0 | 0
2777 | 13 | Fans - Motor practices-1 (100+ HP) | 0.17676 | N/A | 481.2062 | 0 | 0 | 0 | 0
2778 | 13 | Fans - Motor practices-1 (6-100 HP) | 0.2544 | N/A | 686.4684 | 0 | 0 | 0 | 0
2779 | 13 | Fans - System Optimization | 0.74717 | N/A | 7045.0646 | 0 | 0 | 0 | 0
2780 | 13 | Fans - Controls | 0.98345 | N/A | 10089.8661 | 0 | 0 | 0 | 0
2781 | 13 | Fans - Motor practices-1 (1-5 HP) | 0.37161 | N/A | 697.1248 | 0 | 0 | 0 | 0
2782 | 13 | Fans - Replace 100+ HP motor | 0.27855 | N/A | 658.7479 | 0 | 0 | 0 | 0
2783 | 13 | Fans - Replace 1-5 HP motor | 0.26748 | N/A | -1191.3085 | 0 | 0 | 0 | 0
2784 | 13 | Fans - Replace 6-100 HP motor | 0.30081 | N/A | -66.2194 | 0 | 0 | 0 | 0
2785 | 13 | Fans - ASD (1-5 hp) | 0.35548 | N/A | -1055.9118 | 0 | 0 | 0 | 0
2786 | 13 | Base Pumps | 0 | N/A | 0 | 0 | 0 | 0 | 0
2787 | 13 | Pumps - ASD (6-100 hp) | 0.40552 | N/A | 2497.2157 | 0 | 0 | 0 | 0
2788 | 13 | Pumps - O&M | 0.63823 | N/A | 4051.4544 | 0 | 0 | 0 | 0
2789 | 13 | Pumps - Controls | 0.99399 | N/A | 13174.8906 | 0 | 0 | 0 | 0
2790 | 13 | Pumps - Sizing | 0.81366 | N/A | 7114.9397 | 0 | 0 | 0 | 0
2791 | 13 | Pumps - ASD (100+ hp) | 0.35364 | N/A | 1784.4614 | 0 | 0 | 0 | 0
2792 | 13 | Pumps - System Optimization | 0.96632 | N/A | 10449.3566 | 0 | 0 | 0 | 0
2793 | 13 | Pumps - Motor practices-1 (100+ HP) | 0.13122 | N/A | 313.6584 | 0 | 0 | 0 | 0
2794 | 13 | Pumps - Motor practices-1 (6-100 HP) | 0.19358 | N/A | 420.7765 | 0 | 0 | 0 | 0
2795 | 13 | Pumps - Motor practices-1 (1-5 HP) | 0.32339 | N/A | 405.2214 | 0 | 0 | 0 | 0
2796 | 13 | Pumps - Replace 100+ HP motor | 0.23834 | N/A | 466.9754 | 0 | 0 | 0 | 0
2797 | 13 | Pumps - Replace 1-5 HP motor | 0.22825 | N/A | -1372.739 | 0 | 0 | 0 | 0
2798 | 13 | Pumps - Replace 6-100 HP motor | 0.25823 | N/A | -279.6361 | 0 | 0 | 0 | 0
2799 | 13 | Pumps - ASD (1-5 hp) | 0.31404 | N/A | -1441.0178 | 0 | 0 | 0 | 0
2800 | 13 | Base Drives | 0 | N/A | 0 | 0 | 0 | 0 | 0
2801 | 13 | Machinery | 0.3589 | N/A | 1213.6357 | 0 | 0 | 0 | 0
2802 | 13 | Drives - Scheduling | 0.36885 | N/A | 1675.9694 | 0 | 0 | 0 | 0
2803 | 13 | Clean Room - Controls | 0.63818 | N/A | 3141.2207 | 0 | 0 | 0 | 0
2804 | 13 | Base Heating | 0 | N/A | 0 | 0 | 0 | 0 | 0
2805 | 13 | Efficient Curing ovens | 0.8699 | N/A | 6373.9833 | 0 | 0 | 0 | 0
2806 | 13 | Base Refrigeration | 0 | N/A | 0 | 0 | 0 | 0 | 0
2807 | 13 | Base Other Process | 0 | N/A | 0 | 0 | 0 | 0 | 0
2808 | 13 | Efficient processes (welding, etc.) | 0.92892 | N/A | 9645.4133 | 0 | 0 | 0 | 0
2809 | 13 | Base Centrifugal Chiller, 0.58 kW/ton, 500 tons | 0 | N/A | -3732.0045 | 0 | 0 | 0 | 0
2810 | 13 | Aerosole Duct Sealing - Chiller | 0.60775 | N/A | 1676.168 | 0 | 0 | 0 | 0
2811 | 13 | Centrifugal Chiller, 0.51 kW/ton, 500 tons | 0.51475 | N/A | -7074.5622 | 0 | 0 | 0 | 0
2812 | 13 | VSD for Chiller Pumps and Towers | 0.45747 | N/A | -3893.7043 | 0 | 0 | 0 | 0
2813 | 13 | High Efficiency Chiller Motors | 0.27027 | N/A | -1823.5772 | 0 | 0 | 0 | 0
2814 | 13 | EMS Optimization - Chiller | 0.36649 | N/A | 576.8452 | 0 | 0 | 0 | 0
2815 | 13 | EMS - Chiller | 0.44931 | N/A | -5393.1322 | 0 | 0 | 0 | 0
2816 | 13 | Chiller Tune Up/Diagnostics | 0.47789 | N/A | 820.8527 | 0 | 0 | 0 | 0
2817 | 13 | Window Film (Standard) - Chiller | 0.37245 | N/A | -6191.0587 | 0 | 0 | 0 | 0
2818 | 13 | Roof Insulation - Chiller | 0.3297 | N/A | -18356.8527 | 0 | 0 | 0 | 0
2819 | 13 | Cool Roof - Chiller | 0.76155 | N/A | -43150.9149 | 0 | 0 | 0 | 0
2820 | 13 | Duct/Pipe Insulation - Chiller | 0.49336 | N/A | -15804.6722 | 0 | 0 | 0 | 0
2821 | 13 | Base DX Packaged System, EER=10.3, 10 tons | 0 | N/A | 0 | 0 | 0 | 0 | 0
2822 | 13 | Aerosole Duct Sealing | 0.58193 | N/A | 1320.9116 | 0 | 0 | 0 | 0
2823 | 13 | DX Coil Cleaning | 0.38909 | N/A | -1566.2686 | 0 | 0 | 0 | 0
2824 | 13 | DX Packaged System, EER=10.9, 10 tons | 0.3778 | N/A | -8755.5601 | 0 | 0 | 0 | 0
2825 | 13 | Hybrid Dessicant-DX System (Trane CDQ) | 0.89854 | N/A | -55298.4125 | 0 | 0 | 0 | 0
2826 | 13 | Optimize Controls | 0.33563 | N/A | -1.3849 | 0 | 0 | 0 | 0
2827 | 13 | Roof Insulation | 0.31364 | N/A | -18448.5805 | 0 | 0 | 0 | 0
2828 | 13 | DX Tune Up/ Advanced Diagnostics | 0.33161 | N/A | -2641.8823 | 0 | 0 | 0 | 0
2829 | 13 | Window Film (Standard) | 0.33537 | N/A | -6441.6802 | 0 | 0 | 0 | 0
2830 | 13 | Cool Roof - DX | 0.73141 | N/A | -43826.8237 | 0 | 0 | 0 | 0
2831 | 13 | Geothermal Heat Pump, EER=13, 10 tons | 0.50602 | N/A | -145890.8576 | 0 | 0 | 0 | 0
2832 | 13 | Duct/Pipe Insulation | 0.46476 | N/A | -16081.3108 | 0 | 0 | 0 | 0
2833 | 13 | Base Lighting | 0 | N/A | 0 | 0 | 0 | 0 | 0
2834 | 13 | CFL Screw-in 18W | 1.2339 | N/A | 20029.0964 | 0.027633 | 0.025876 | 0.21332 | 1
2835 | 13 | Premium T8, Elecctronic Ballast | 0.87242 | N/A | -48995.7928 | 0 | 0 | 0 | 0
2836 | 13 | High Bay T5 | 1.036 | N/A | 3622.1337 | 0.014446 | 0.013528 | 0.11152 | 1
2837 | 13 | CFL Hardwired, Modular 18W | 1.128 | N/A | -41939.1775 | 0.021701 | 0.020322 | 0.16753 | 1
2838 | 13 | Occupancy Sensor | 0.59139 | N/A | -27412.2881 | 0 | 0 | 0 | 0
2839 | 13 | Base Other | 0 | N/A | 0 | 0 | 0 | 0 | 0
2840 | 13 | Replace V-belts | 0.009333 | N/A | 20.7707 | 0 | 0 | 0 | 0
2841 | 14 | Base Compressed Air | 0 | N/A | 0 | 0 | 0 | 0 | 0
2842 | 14 | Comp Air - ASD (6-100 hp) | 0.414 | N/A | 2605.3139 | 0 | 0 | 0 | 0
2843 | 14 | Compressed Air- Sizing | 0.647 | N/A | 3781.8817 | 0 | 0 | 0 | 0
2844 | 14 | Compressed Air-O&M | 0.82593 | N/A | 6623.2568 | 0 | 0 | 0 | 0
2845 | 14 | Compressed Air - System Optimization | 0.85746 | N/A | 7091.12 | 0 | 0 | 0 | 0
2846 | 14 | Comp Air - ASD (100+ hp) | 0.34819 | N/A | 1737.4267 | 0 | 0 | 0 | 0
2847 | 14 | Compressed Air - Controls | 0.6448 | N/A | 3241.9582 | 0 | 0 | 0 | 0
2848 | 14 | Comp Air - Motor practices-1 (100+ HP) | 0.14462 | N/A | 347.1355 | 0 | 0 | 0 | 0
2849 | 14 | Comp Air - Motor practices-1 (6-100 HP) | 0.21244 | N/A | 473.8634 | 0 | 0 | 0 | 0
2850 | 14 | Comp Air - Motor practices-1 (1-5 HP) | 0.35246 | N/A | 510.4855 | 0 | 0 | 0 | 0
2851 | 14 | Comp Air - Replace 100+ HP motor | 0.26077 | N/A | 536.131 | 0 | 0 | 0 | 0
2852 | 14 | Comp Air - Replace 1-5 HP motor | 0.25008 | N/A | -1307.3129 | 0 | 0 | 0 | 0
2853 | 14 | Comp Air - Replace 6-100 HP motor | 0.28236 | N/A | -202.6753 | 0 | 0 | 0 | 0
2854 | 14 | Comp Air - ASD (1-5 hp) | 0.32852 | N/A | -1305.6941 | 0 | 0 | 0 | 0
2855 | 14 | Base Fans | 0 | N/A | 0 | 0 | 0 | 0 | 0
2856 | 14 | Fans - ASD (6-100 hp) | 0.41438 | N/A | 2611.3855 | 0 | 0 | 0 | 0
2857 | 14 | Fans - O&M | 0.24915 | N/A | 801.4924 | 0 | 0 | 0 | 0
2858 | 14 | Fans- Improve components | 0.47 | N/A | 1948.7093 | 0 | 0 | 0 | 0
2859 | 14 | Fans - ASD (100+ hp) | 0.40544 | N/A | 2370.0512 | 0 | 0 | 0 | 0
2860 | 14 | Fans - Motor practices-1 (100+ HP) | 0.18804 | N/A | 505.5412 | 0 | 0 | 0 | 0
2861 | 14 | Fans - Motor practices-1 (6-100 HP) | 0.27038 | N/A | 725.0581 | 0 | 0 | 0 | 0
2862 | 14 | Fans - System Optimization | 0.79009 | N/A | 7452.2874 | 0 | 0 | 0 | 0
2863 | 14 | Fans - Controls | 1.0866 | N/A | 10683.0565 | 0.02713 | 0.025662 | 0.17218 | 1
2864 | 14 | Fans - Motor practices-1 (1-5 HP) | 0.39431 | N/A | 763.5622 | 0 | 0 | 0 | 0
2865 | 14 | Fans - Replace 100+ HP motor | 0.29602 | N/A | 702.3954 | 0 | 0 | 0 | 0
2866 | 14 | Fans - Replace 1-5 HP motor | 0.28422 | N/A | -1150.0149 | 0 | 0 | 0 | 0
2867 | 14 | Fans - Replace 6-100 HP motor | 0.31939 | N/A | -17.6457 | 0 | 0 | 0 | 0
2868 | 14 | Fans - ASD (1-5 hp) | 0.3632 | N/A | -968.4551 | 0 | 0 | 0 | 0
2869 | 14 | Base Pumps | 0 | N/A | 0 | 0 | 0 | 0 | 0
2870 | 14 | Pumps - ASD (6-100 hp) | 0.41424 | N/A | 2609.0564 | 0 | 0 | 0 | 0
2871 | 14 | Pumps - O&M | 0.68093 | N/A | 4233.9689 | 0 | 0 | 0 | 0
2872 | 14 | Pumps - Controls | 1.0999 | N/A | 13787.0509 | 0.051401 | 0.04862 | 0.32621 | 1
2873 | 14 | Pumps - Sizing | 0.87952 | N/A | 7455.0288 | 0 | 0 | 0 | 0
2874 | 14 | Pumps - ASD (100+ hp) | 0.36139 | N/A | 1871.1189 | 0 | 0 | 0 | 0
2875 | 14 | Pumps - System Optimization | 1.0649 | N/A | 11012.316 | 0.040516 | 0.038324 | 0.25713 | 1
2876 | 14 | Pumps - Motor practices-1 (100+ HP) | 0.13983 | N/A | 330.8031 | 0 | 0 | 0 | 0
2877 | 14 | Pumps - Motor practices-1 (6-100 HP) | 0.20582 | N/A | 447.9639 | 0 | 0 | 0 | 0
2878 | 14 | Pumps - Motor practices-1 (1-5 HP) | 0.34331 | N/A | 459.1304 | 0 | 0 | 0 | 0
2879 | 14 | Pumps - Replace 100+ HP motor | 0.25321 | N/A | 502.3922 | 0 | 0 | 0 | 0
2880 | 14 | Pumps - Replace 1-5 HP motor | 0.24264 | N/A | -1339.2322 | 0 | 0 | 0 | 0
2881 | 14 | Pumps - Replace 6-100 HP motor | 0.27456 | N/A | -240.2221 | 0 | 0 | 0 | 0
2882 | 14 | Pumps - ASD (1-5 hp) | 0.32132 | N/A | -1370.1177 | 0 | 0 | 0 | 0
2883 | 14 | Base Drives | 0 | N/A | 0 | 0 | 0 | 0 | 0
2884 | 14 | Drives - Optimization process (M&T) | 0.68752 | N/A | 4204.8633 | 0 | 0 | 0 | 0
2885 | 14 | Machinery | 0.71457 | N/A | 4164.4177 | 0 | 0 | 0 | 0
2886 | 14 | Drives - Scheduling | 0.39343 | N/A | 1919.7596 | 0 | 0 | 0 | 0
2887 | 14 | Base Heating | 0 | N/A | 0 | 0 | 0 | 0 | 0
2888 | 14 | Heating - Optimization process (M&T) | 0.68752 | N/A | 4204.8633 | 0 | 0 | 0 | 0
2889 | 14 | Efficient Curing ovens | 0.9402 | N/A | 6615.6925 | 0 | 0 | 0 | 0
2890 | 14 | Base Refrigeration | 0 | N/A | 0 | 0 | 0 | 0 | 0
2891 | 14 | Base Other Process | 0 | N/A | 0 | 0 | 0 | 0 | 0
2892 | 14 | New transformers welding | 1.0184 | N/A | 10145.9833 | 0.016314 | 0.015431 | 0.10354 | 1
2893 | 14 | Base Centrifugal Chiller, 0.58 kW/ton, 500 tons | 0 | N/A | -3732.0045 | 0 | 0 | 0 | 0
2894 | 14 | Aerosole Duct Sealing - Chiller | 0.64411 | N/A | 1903.0798 | 0 | 0 | 0 | 0
2895 | 14 | Centrifugal Chiller, 0.51 kW/ton, 500 tons | 0.52102 | N/A | -7024.5114 | 0 | 0 | 0 | 0
2896 | 14 | VSD for Chiller Pumps and Towers | 0.46333 | N/A | -3855.7772 | 0 | 0 | 0 | 0
2897 | 14 | High Efficiency Chiller Motors | 0.28555 | N/A | -1768.4417 | 0 | 0 | 0 | 0
2898 | 14 | EMS Optimization - Chiller | 0.3865 | N/A | 663.5541 | 0 | 0 | 0 | 0
2899 | 14 | EMS - Chiller | 0.45506 | N/A | -5356.681 | 0 | 0 | 0 | 0
2900 | 14 | Chiller Tune Up/Diagnostics | 0.50408 | N/A | 958.1844 | 0 | 0 | 0 | 0
2901 | 14 | Window Film (Standard) - Chiller | 0.39273 | N/A | -6102.1287 | 0 | 0 | 0 | 0
2902 | 14 | Roof Insulation - Chiller | 0.34779 | N/A | -18283.3065 | 0 | 0 | 0 | 0
2903 | 14 | Cool Roof - Chiller | 0.81736 | N/A | -42749.1171 | 0 | 0 | 0 | 0
2904 | 14 | Duct/Pipe Insulation - Chiller | 0.52065 | N/A | -15658.671 | 0 | 0 | 0 | 0
2905 | 14 | Base DX Packaged System, EER=10.3, 10 tons | 0 | N/A | 0 | 0 | 0 | 0 | 0
2906 | 14 | Aerosole Duct Sealing | 0.61535 | N/A | 1529.6611 | 0 | 0 | 0 | 0
2907 | 14 | DX Coil Cleaning | 0.41033 | N/A | -1467.3748 | 0 | 0 | 0 | 0
2908 | 14 | DX Packaged System, EER=10.9, 10 tons | 0.38903 | N/A | -8696.1311 | 0 | 0 | 0 | 0
2909 | 14 | Hybrid Dessicant-DX System (Trane CDQ) | 0.98237 | N/A | -54624.3367 | 0 | 0 | 0 | 0
2910 | 14 | Optimize Controls | 0.35399 | N/A | 76.7086 | 0 | 0 | 0 | 0
2911 | 14 | Roof Insulation | 0.33091 | N/A | -18377.6236 | 0 | 0 | 0 | 0
2912 | 14 | DX Tune Up/ Advanced Diagnostics | 0.3498 | N/A | -2564.2958 | 0 | 0 | 0 | 0
2913 | 14 | Window Film (Standard) | 0.35358 | N/A | -6362.7283 | 0 | 0 | 0 | 0
2914 | 14 | Cool Roof - DX | 0.7826 | N/A | -43442.0638 | 0 | 0 | 0 | 0
2915 | 14 | Geothermal Heat Pump, EER=13, 10 tons | 0.53479 | N/A | -145721.177 | 0 | 0 | 0 | 0
2916 | 14 | Duct/Pipe Insulation | 0.49096 | N/A | -15937.3161 | 0 | 0 | 0 | 0
2917 | 14 | Base Lighting | 0 | N/A | 0 | 0 | 0 | 0 | 0
2918 | 14 | CFL Screw-in 18W | 1.4163 | N/A | 21152.4194 | 0.0099896 | 0.0094491 | 0.063398 | 1
2919 | 14 | Premium T8, Elecctronic Ballast | 0.94979 | N/A | -48569.7526 | 0 | 0 | 0 | 0
2920 | 14 | High Bay T5 | 1.1557 | N/A | 4381.4923 | 0.009653 | 0.0091307 | 0.061261 | 1
2921 | 14 | CFL Hardwired, Modular 18W | 1.2725 | N/A | -41125.0923 | 0.0078203 | 0.0073972 | 0.049631 | 1
2922 | 14 | Occupancy Sensor | 0.60878 | N/A | -27171.4206 | 0 | 0 | 0 | 0
2923 | 14 | Base Other | 0 | N/A | 0 | 0 | 0 | 0 | 0
2924 | 14 | Replace V-belts | 0.0097015 | N/A | 21.8222 | 0 | 0 | 0 | 0
2925 | 15 | Base Compressed Air | 0 | N/A | 0 | 0 | 0 | 0 | 0
2926 | 15 | Comp Air - ASD (6-100 hp) | 0.40453 | N/A | 2483.0578 | 0 | 0 | 0 | 0
2927 | 15 | Compressed Air- Sizing | 0.60504 | N/A | 3612.5879 | 0 | 0 | 0 | 0
2928 | 15 | Compressed Air-O&M | 0.76411 | N/A | 6323.0755 | 0 | 0 | 0 | 0
2929 | 15 | Compressed Air - System Optimization | 0.79119 | N/A | 6760.7617 | 0 | 0 | 0 | 0
2930 | 15 | Comp Air - ASD (100+ hp) | 0.33988 | N/A | 1648.6001 | 0 | 0 | 0 | 0
2931 | 15 | Compressed Air - Controls | 0.60304 | N/A | 3073.8822 | 0 | 0 | 0 | 0
2932 | 15 | Comp Air - Motor practices-1 (100+ HP) | 0.13531 | N/A | 328.6471 | 0 | 0 | 0 | 0
2933 | 15 | Comp Air - Motor practices-1 (6-100 HP) | 0.19882 | N/A | 444.5451 | 0 | 0 | 0 | 0
2934 | 15 | Comp Air - Motor practices-1 (1-5 HP) | 0.33085 | N/A | 452.3514 | 0 | 0 | 0 | 0
2935 | 15 | Comp Air - Replace 100+ HP motor | 0.2445 | N/A | 497.9385 | 0 | 0 | 0 | 0
2936 | 15 | Comp Air - Replace 1-5 HP motor | 0.23428 | N/A | -1343.4457 | 0 | 0 | 0 | 0
2937 | 15 | Comp Air - Replace 6-100 HP motor | 0.2649 | N/A | -245.1784 | 0 | 0 | 0 | 0
2938 | 15 | Comp Air - ASD (1-5 hp) | 0.32043 | N/A | -1386.2106 | 0 | 0 | 0 | 0
2939 | 15 | Base Fans | 0 | N/A | 0 | 0 | 0 | 0 | 0
2940 | 15 | Fans - ASD (6-100 hp) | 0.40514 | N/A | 2488.8557 | 0 | 0 | 0 | 0
2941 | 15 | Fans - O&M | 0.23364 | N/A | 765.516 | 0 | 0 | 0 | 0
2942 | 15 | Fans- Improve components | 0.44111 | N/A | 1856.8945 | 0 | 0 | 0 | 0
2943 | 15 | Fans - ASD (100+ hp) | 0.39625 | N/A | 2252.6829 | 0 | 0 | 0 | 0
2944 | 15 | Fans - Motor practices-1 (100+ HP) | 0.17613 | N/A | 480.2888 | 0 | 0 | 0 | 0
2945 | 15 | Fans - Motor practices-1 (6-100 HP) | 0.25339 | N/A | 685.0137 | 0 | 0 | 0 | 0
2946 | 15 | Fans - System Optimization | 0.74466 | N/A | 7006.532 | 0 | 0 | 0 | 0
2947 | 15 | Fans - Controls | 0.9781 | N/A | 10067.5052 | 0 | 0 | 0 | 0
2948 | 15 | Fans - Motor practices-1 (1-5 HP) | 0.37025 | N/A | 694.6204 | 0 | 0 | 0 | 0
2949 | 15 | Fans - Replace 100+ HP motor | 0.27752 | N/A | 657.1026 | 0 | 0 | 0 | 0
2950 | 15 | Fans - Replace 1-5 HP motor | 0.26645 | N/A | -1192.8651 | 0 | 0 | 0 | 0
2951 | 15 | Fans - Replace 6-100 HP motor | 0.29975 | N/A | -68.0504 | 0 | 0 | 0 | 0
2952 | 15 | Fans - ASD (1-5 hp) | 0.35465 | N/A | -1064.1881 | 0 | 0 | 0 | 0
2953 | 15 | Base Pumps | 0 | N/A | 0 | 0 | 0 | 0 | 0
2954 | 15 | Pumps - ASD (6-100 hp) | 0.40478 | N/A | 2486.6316 | 0 | 0 | 0 | 0
2955 | 15 | Pumps - O&M | 0.63593 | N/A | 4044.5743 | 0 | 0 | 0 | 0
2956 | 15 | Pumps - Controls | 0.98848 | N/A | 13151.8146 | 0 | 0 | 0 | 0
2957 | 15 | Pumps - Sizing | 0.81012 | N/A | 7102.1197 | 0 | 0 | 0 | 0
2958 | 15 | Pumps - ASD (100+ hp) | 0.35281 | N/A | 1776.2606 | 0 | 0 | 0 | 0
2959 | 15 | Pumps - System Optimization | 0.96113 | N/A | 10428.1354 | 0 | 0 | 0 | 0
2960 | 15 | Pumps - Motor practices-1 (100+ HP) | 0.13096 | N/A | 313.0121 | 0 | 0 | 0 | 0
2961 | 15 | Pumps - Motor practices-1 (6-100 HP) | 0.19293 | N/A | 419.7516 | 0 | 0 | 0 | 0
2962 | 15 | Pumps - Motor practices-1 (1-5 HP) | 0.32232 | N/A | 403.1892 | 0 | 0 | 0 | 0
2963 | 15 | Pumps - Replace 100+ HP motor | 0.23735 | N/A | 465.6404 | 0 | 0 | 0 | 0
2964 | 15 | Pumps - Replace 1-5 HP motor | 0.22755 | N/A | -1374.0021 | 0 | 0 | 0 | 0
2965 | 15 | Pumps - Replace 6-100 HP motor | 0.25749 | N/A | -281.1218 | 0 | 0 | 0 | 0
2966 | 15 | Pumps - ASD (1-5 hp) | 0.31338 | N/A | -1447.7274 | 0 | 0 | 0 | 0
2967 | 15 | Base Drives | 0 | N/A | 0 | 0 | 0 | 0 | 0
2968 | 15 | Drives - Optimization process (M&T) | 0.63872 | N/A | 3965.8112 | 0 | 0 | 0 | 0
2969 | 15 | Machinery | 0.53599 | N/A | 2440.3053 | 0 | 0 | 0 | 0
2970 | 15 | Drives - Scheduling | 0.38222 | N/A | 1811.6434 | 0 | 0 | 0 | 0
2971 | 15 | Base Heating | 0 | N/A | 0 | 0 | 0 | 0 | 0
2972 | 15 | Efficient Curing ovens | 0.86585 | N/A | 6358.4437 | 0 | 0 | 0 | 0
2973 | 15 | Base Refrigeration | 0 | N/A | 0 | 0 | 0 | 0 | 0
2974 | 15 | Base Other Process | 0 | N/A | 0 | 0 | 0 | 0 | 0
2975 | 15 | New transformers welding | 0.92421 | N/A | 9626.5437 | 0 | 0 | 0 | 0
2976 | 15 | Base Centrifugal Chiller, 0.58 kW/ton, 500 tons | 0 | N/A | -3732.0045 | 0 | 0 | 0 | 0
2977 | 15 | Aerosole Duct Sealing - Chiller | 0.60649 | N/A | 1667.6158 | 0 | 0 | 0 | 0
2978 | 15 | Centrifugal Chiller, 0.51 kW/ton, 500 tons | 0.51435 | N/A | -7076.4479 | 0 | 0 | 0 | 0
2979 | 15 | VSD for Chiller Pumps and Towers | 0.45737 | N/A | -3895.1332 | 0 | 0 | 0 | 0
2980 | 15 | High Efficiency Chiller Motors | 0.26972 | N/A | -1825.6553 | 0 | 0 | 0 | 0
2981 | 15 | EMS Optimization - Chiller | 0.36591 | N/A | 573.577 | 0 | 0 | 0 | 0
2982 | 15 | EMS - Chiller | 0.44903 | N/A | -5394.5056 | 0 | 0 | 0 | 0
2983 | 15 | Chiller Tune Up/Diagnostics | 0.47683 | N/A | 815.6766 | 0 | 0 | 0 | 0
2984 | 15 | Window Film (Standard) - Chiller | 0.37162 | N/A | -6194.4106 | 0 | 0 | 0 | 0
2985 | 15 | Roof Insulation - Chiller | 0.32913 | N/A | -18359.6248 | 0 | 0 | 0 | 0
2986 | 15 | Cool Roof - Chiller | 0.75933 | N/A | -43166.059 | 0 | 0 | 0 | 0
2987 | 15 | Duct/Pipe Insulation - Chiller | 0.4923 | N/A | -15810.1752 | 0 | 0 | 0 | 0
2988 | 15 | Base DX Packaged System, EER=10.3, 10 tons | 0 | N/A | 0 | 0 | 0 | 0 | 0
2989 | 15 | Aerosole Duct Sealing | 0.58072 | N/A | 1313.0443 | 0 | 0 | 0 | 0
2990 | 15 | DX Coil Cleaning | 0.3891 | N/A | -1563.8854 | 0 | 0 | 0 | 0
2991 | 15 | DX Packaged System, EER=10.9, 10 tons | 0.37823 | N/A | -8751.4261 | 0 | 0 | 0 | 0
2992 | 15 | Hybrid Dessicant-DX System (Trane CDQ) | 0.89652 | N/A | -55282.1703 | 0 | 0 | 0 | 0
2993 | 15 | Optimize Controls | 0.33562 | N/A | 0.49656 | 0 | 0 | 0 | 0
2994 | 15 | Roof Insulation | 0.31402 | N/A | -18445.8181 | 0 | 0 | 0 | 0
2995 | 15 | DX Tune Up/ Advanced Diagnostics | 0.33189 | N/A | -2637.6035 | 0 | 0 | 0 | 0
2996 | 15 | Window Film (Standard) | 0.33566 | N/A | -6437.3261 | 0 | 0 | 0 | 0
2997 | 15 | Cool Roof - DX | 0.73121 | N/A | -43796.0019 | 0 | 0 | 0 | 0
2998 | 15 | Geothermal Heat Pump, EER=13, 10 tons | 0.50794 | N/A | -145860.2416 | 0 | 0 | 0 | 0
2999 | 15 | Duct/Pipe Insulation | 0.46675 | N/A | -16055.3295 | 0 | 0 | 0 | 0
3000 | 15 | Base Lighting | 0 | N/A | 0 | 0 | 0 | 0 | 0
3001 | 15 | CFL Screw-in 18W | 1.225 | N/A | 19986.7512 | 0.0056903 | 0.0052561 | 0.044289 | 1
3002 | 15 | Premium T8, Elecctronic Ballast | 0.86944 | N/A | -48974.6611 | 0 | 0 | 0 | 0
3003 | 15 | High Bay T5 | 1.0311 | N/A | 3641.1998 | 0.0051233 | 0.0047323 | 0.039876 | 1
3004 | 15 | CFL Hardwired, Modular 18W | 1.1202 | N/A | -42000.4287 | 0.0044627 | 0.0041222 | 0.034735 | 1
3005 | 15 | Occupancy Sensor | 0.59067 | N/A | -27421.9977 | 0 | 0 | 0 | 0
3006 | 15 | Base Other | 0 | N/A | 0 | 0 | 0 | 0 | 0
3007 | 15 | Replace V-belts | 0.0093134 | N/A | 20.731 | 0 | 0 | 0 | 0
3008 | 16 | Base Compressed Air | 0 | N/A | 0 | 0 | 0 | 0 | 0
3009 | 16 | Comp Air - ASD (6-100 hp) | 0.40279 | N/A | 2464.197 | 0 | 0 | 0 | 0
3010 | 16 | Compressed Air- Sizing | 0.59398 | N/A | 3556.3675 | 0 | 0 | 0 | 0
3011 | 16 | Compressed Air-O&M | 0.7483 | N/A | 6223.389 | 0 | 0 | 0 | 0
3012 | 16 | Compressed Air - System Optimization | 0.77412 | N/A | 6651.0538 | 0 | 0 | 0 | 0
3013 | 16 | Comp Air - ASD (100+ hp) | 0.33818 | N/A | 1634.8963 | 0 | 0 | 0 | 0
3014 | 16 | Compressed Air - Controls | 0.59198 | N/A | 3018.0663 | 0 | 0 | 0 | 0
3015 | 16 | Comp Air - Motor practices-1 (100+ HP) | 0.1327 | N/A | 322.5074 | 0 | 0 | 0 | 0
3016 | 16 | Comp Air - Motor practices-1 (6-100 HP) | 0.19519 | N/A | 434.8089 | 0 | 0 | 0 | 0
3017 | 16 | Comp Air - Motor practices-1 (1-5 HP) | 0.32505 | N/A | 433.0458 | 0 | 0 | 0 | 0
3018 | 16 | Comp Air - Replace 100+ HP motor | 0.24006 | N/A | 485.2553 | 0 | 0 | 0 | 0
3019 | 16 | Comp Air - Replace 1-5 HP motor | 0.23017 | N/A | -1355.445 | 0 | 0 | 0 | 0
3020 | 16 | Comp Air - Replace 6-100 HP motor | 0.26009 | N/A | -259.2931 | 0 | 0 | 0 | 0
3021 | 16 | Comp Air - ASD (1-5 hp) | 0.31893 | N/A | -1398.6325 | 0 | 0 | 0 | 0
3022 | 16 | Base Fans | 0 | N/A | 0 | 0 | 0 | 0 | 0
3023 | 16 | Fans - ASD (6-100 hp) | 0.40318 | N/A | 2469.9526 | 0 | 0 | 0 | 0
3024 | 16 | Fans - O&M | 0.22926 | N/A | 753.5687 | 0 | 0 | 0 | 0
3025 | 16 | Fans- Improve components | 0.43349 | N/A | 1826.4039 | 0 | 0 | 0 | 0
3026 | 16 | Fans - ASD (100+ hp) | 0.39447 | N/A | 2234.5759 | 0 | 0 | 0 | 0
3027 | 16 | Fans - Motor practices-1 (100+ HP) | 0.17293 | N/A | 471.9029 | 0 | 0 | 0 | 0
3028 | 16 | Fans - Motor practices-1 (6-100 HP) | 0.24891 | N/A | 671.7155 | 0 | 0 | 0 | 0
3029 | 16 | Fans - System Optimization | 0.73376 | N/A | 6937.749 | 0 | 0 | 0 | 0
3030 | 16 | Fans - Controls | 0.94987 | N/A | 9863.0888 | 0 | 0 | 0 | 0
3031 | 16 | Fans - Motor practices-1 (1-5 HP) | 0.36363 | N/A | 671.7258 | 0 | 0 | 0 | 0
3032 | 16 | Fans - Replace 100+ HP motor | 0.27267 | N/A | 642.0614 | 0 | 0 | 0 | 0
3033 | 16 | Fans - Replace 1-5 HP motor | 0.26165 | N/A | -1207.0951 | 0 | 0 | 0 | 0
3034 | 16 | Fans - Replace 6-100 HP motor | 0.29429 | N/A | -84.7892 | 0 | 0 | 0 | 0
3035 | 16 | Fans - ASD (1-5 hp) | 0.35321 | N/A | -1078.9579 | 0 | 0 | 0 | 0
3036 | 16 | Base Pumps | 0 | N/A | 0 | 0 | 0 | 0 | 0
3037 | 16 | Pumps - ASD (6-100 hp) | 0.40303 | N/A | 2467.7448 | 0 | 0 | 0 | 0
3038 | 16 | Pumps - O&M | 0.62413 | N/A | 3981.6788 | 0 | 0 | 0 | 0
3039 | 16 | Pumps - Controls | 0.95948 | N/A | 12940.8605 | 0 | 0 | 0 | 0
3040 | 16 | Pumps - Sizing | 0.79214 | N/A | 6984.923 | 0 | 0 | 0 | 0
3041 | 16 | Pumps - ASD (100+ hp) | 0.35137 | N/A | 1761.6263 | 0 | 0 | 0 | 0
3042 | 16 | Pumps - System Optimization | 0.93421 | N/A | 10234.1365 | 0 | 0 | 0 | 0
3043 | 16 | Pumps - Motor practices-1 (100+ HP) | 0.12838 | N/A | 307.104 | 0 | 0 | 0 | 0
3044 | 16 | Pumps - Motor practices-1 (6-100 HP) | 0.18933 | N/A | 410.3827 | 0 | 0 | 0 | 0
3045 | 16 | Pumps - Motor practices-1 (1-5 HP) | 0.31654 | N/A | 384.6119 | 0 | 0 | 0 | 0
3046 | 16 | Pumps - Replace 100+ HP motor | 0.23322 | N/A | 453.4355 | 0 | 0 | 0 | 0
3047 | 16 | Pumps - Replace 1-5 HP motor | 0.22347 | N/A | -1385.5487 | 0 | 0 | 0 | 0
3048 | 16 | Pumps - Replace 6-100 HP motor | 0.25272 | N/A | -294.7041 | 0 | 0 | 0 | 0
3049 | 16 | Pumps - ASD (1-5 hp) | 0.31187 | N/A | -1459.7008 | 0 | 0 | 0 | 0
3050 | 16 | Base Drives | 0 | N/A | 0 | 0 | 0 | 0 | 0
3051 | 16 | Efficient Machinery | 0.35119 | N/A | 1189.561 | 0 | 0 | 0 | 0
3052 | 16 | Drives - Scheduling | 0.36576 | N/A | 1652.4174 | 0 | 0 | 0 | 0
3053 | 16 | Process Drives - ASD | 0.079708 | N/A | 157.3499 | 0 | 0 | 0 | 0
3054 | 16 | Base Heating | 0 | N/A | 0 | 0 | 0 | 0 | 0
3055 | 16 | Efficient Curing ovens | 0.84493 | N/A | 6216.3852 | 0 | 0 | 0 | 0
3056 | 16 | Base Refrigeration | 0 | N/A | 0 | 0 | 0 | 0 | 0
3057 | 16 | Base Other Process | 0 | N/A | 0 | 0 | 0 | 0 | 0
3058 | 16 | Process control | 0.38367 | N/A | 1010.246 | 0 | 0 | 0 | 0
3059 | 16 | Base Centrifugal Chiller, 0.58 kW/ton, 500 tons | 0 | N/A | -3732.0045 | 0 | 0 | 0 | 0
3060 | 16 | Aerosole Duct Sealing - Chiller | 0.59454 | N/A | 1589.4158 | 0 | 0 | 0 | 0
3061 | 16 | Centrifugal Chiller, 0.51 kW/ton, 500 tons | 0.5124 | N/A | -7093.7001 | 0 | 0 | 0 | 0
3062 | 16 | VSD for Chiller Pumps and Towers | 0.45537 | N/A | -3908.2061 | 0 | 0 | 0 | 0
3063 | 16 | High Efficiency Chiller Motors | 0.26458 | N/A | -1844.6561 | 0 | 0 | 0 | 0
3064 | 16 | EMS Optimization - Chiller | 0.35906 | N/A | 543.6955 | 0 | 0 | 0 | 0
3065 | 16 | EMS - Chiller | 0.44718 | N/A | -5407.0697 | 0 | 0 | 0 | 0
3066 | 16 | Chiller Tune Up/Diagnostics | 0.46798 | N/A | 768.3495 | 0 | 0 | 0 | 0
3067 | 16 | Window Film (Standard) - Chiller | 0.36478 | N/A | -6225.0574 | 0 | 0 | 0 | 0
3068 | 16 | Roof Insulation - Chiller | 0.32307 | N/A | -18384.9701 | 0 | 0 | 0 | 0
3069 | 16 | Cool Roof - Chiller | 0.74146 | N/A | -53269.6138 | 0 | 0 | 0 | 0
3070 | 16 | Duct/Pipe Insulation - Chiller | 0.48326 | N/A | -15860.4894 | 0 | 0 | 0 | 0
3071 | 16 | Base DX Packaged System, EER=10.3, 10 tons | 0 | N/A | 0 | 0 | 0 | 0 | 0
3072 | 16 | Aerosole Duct Sealing | 0.56962 | N/A | 1241.1021 | 0 | 0 | 0 | 0
3073 | 16 | DX Coil Cleaning | 0.38114 | N/A | -1604.3065 | 0 | 0 | 0 | 0
3074 | 16 | DX Packaged System, EER=10.9, 10 tons | 0.37361 | N/A | -8778.5507 | 0 | 0 | 0 | 0
3075 | 16 | Hybrid Dessicant-DX System (Trane CDQ) | 0.86869 | N/A | -55557.683 | 0 | 0 | 0 | 0
3076 | 16 | Optimize Controls | 0.32868 | N/A | -31.4218 | 0 | 0 | 0 | 0
3077 | 16 | Roof Insulation | 0.30723 | N/A | -18475.9114 | 0 | 0 | 0 | 0
3078 | 16 | DX Tune Up/ Advanced Diagnostics | 0.32462 | N/A | -2671.8132 | 0 | 0 | 0 | 0
3079 | 16 | Window Film (Standard) | 0.32838 | N/A | -6472.1377 | 0 | 0 | 0 | 0
3080 | 16 | Cool Roof - DX | 0.71273 | N/A | -43975.6078 | 0 | 0 | 0 | 0
3081 | 16 | Geothermal Heat Pump, EER=13, 10 tons | 0.495 | N/A | -145957.0947 | 0 | 0 | 0 | 0
3082 | 16 | Duct/Pipe Insulation | 0.45473 | N/A | -16137.5211 | 0 | 0 | 0 | 0
3083 | 16 | Base Lighting | 0 | N/A | 0 | 0 | 0 | 0 | 0
3084 | 16 | CFL Screw-in 18W | 1.1747 | N/A | 19599.6473 | 0.0043684 | 0.0041908 | 0.036764 | 1
3085 | 16 | Premium T8, Elecctronic Ballast | 0.84875 | N/A | -49105.4913 | 0 | 0 | 0 | 0
3086 | 16 | High Bay T5 | 0.99677 | N/A | 3308.797 | 0 | 0 | 0 | 0
3087 | 16 | CFL Hardwired, Modular 18W | 1.0819 | N/A | -42196.2867 | 0.0034443 | 0.0033042 | 0.028987 | 1
3088 | 16 | Occupancy Sensor | 0.58778 | N/A | -27425.7724 | 0 | 0 | 0 | 0
3089 | 16 | Base Other | 0 | N/A | 0 | 0 | 0 | 0 | 0
3090 | 16 | Replace V-belts | 0.0088718 | N/A | 20.3687 | 0 | 0 | 0 | 0
3091 | 1 | LED Linear Tube 22 W | 0.065172 | N/A | -15.5433 | 0 | 0 | 0 | 0
3092 | 1 | Flood LED 14 W | 0.29906 | N/A | 860.5021 | 0 | 0 | 0 | 0
3093 | 1 | LED High Bay 83 W | 0.83428 | N/A | 3948.9298 | 0 | 0 | 0 | 0
3094 | 1 | Run Time Optimizer | 1.4221 | N/A | 32072.7185 | 0.17584 | 0.17142 | 0.40591 | 1
3095 | 1 | Dehumidification Hybrid Desiccant Heat Pump | 2.6905 | N/A | 27500.3929 | 0.1924 | 0.18246 | 0.74831 | 1

## TRC Economic
TRC Economic Potential
|  |  | Test Results |  |  | Savings
# | Building Segment | Measure Name | RIM | TRC | PT | Summer (WM) | Winter (MW) | Annual Energy (GWH)
Residential
1 | 1 | Base 13 SEER Split-System Air Conditioner & Strip Heater | N/A | 0 | 0 | 0 | 0 | 0
2 | 1 | 14 SEER Split-System Air Conditioner | N/A | 0 | 0 | 0 | 0 | 0
3 | 1 | 15 SEER Split-System Air Conditioner | N/A | 0.41277 | -1025.1641 | 0 | 0 | 0
4 | 1 | 17 SEER Split-System Air Conditioner | N/A | 0.73657 | -2497.6347 | 0 | 0 | 0
5 | 1 | 19 SEER Split-System Air Conditioner | N/A | 0.68201 | -7077.9463 | 0 | 0 | 0
6 | 1 | 14 SEER Split-System Heat Pump | N/A | 2.1681 | 2491.5114 | 12.1895 | 61.1181 | 69.1105
7 | 1 | 15 SEER Split-System Heat Pump | N/A | 2.5007 | 2748.6043 | 26.663 | 74.1866 | 99.2073
8 | 1 | 17 SEER Split-System Heat Pump | N/A | 1.5955 | -2052.1603 | 48.5673 | 87.8151 | 136.8893
9 | 1 | 13 EER Geothermal Heat Pump | N/A | 0 | -11663.2958 | 0 | 0 | 0
10 | 1 | HVAC Proper Sizing | N/A | 0 | 0 | 0 | 0 | 0
11 | 1 | Attic Venting | N/A | 0 | -668.0714 | 0 | 0 | 0
12 | 1 | Sealed Attic w/Sprayed Foam Insulated Roof Deck | N/A | 0.906 | -2198.242 | 0 | 0 | 0
13 | 1 | AC Maintenance (Outdoor Coil Cleaning) | N/A | 0.7636 | 1389.7696 | 0 | 0 | 0
14 | 1 | AC Maintenance (Indoor Coil Cleaning) | N/A | 0.72848 | 1280.1779 | 0 | 0 | 0
15 | 1 | Proper Refrigerant Charging and Air Flow | N/A | 1.0395 | 1822.2698 | 16.476 | 0 | 36.3474
16 | 1 | Electronically Commutated Motors (ECM) on an Air Handler Unit | N/A | 0.50791 | 564.1196 | 0 | 0 | 0
17 | 1 | Duct Repair | N/A | 1.0387 | 718.0069 | 33.7873 | 43.2555 | 63.3534
18 | 1 | Reflective Roof | N/A | 0.91872 | 628.9579 | 0 | 0 | 0
19 | 1 | Radient Barrier | N/A | 0.6882 | -4243.5548 | 0 | 0 | 0
20 | 1 | Window Film | N/A | 0.16215 | 141.0657 | 0 | 0 | 0
21 | 1 | Window Tinting | N/A | 0.21182 | 141.1995 | 0 | 0 | 0
22 | 1 | Default Window With Sunscreen | N/A | 0.58794 | 417.355 | 0 | 0 | 0
23 | 1 | Single Pane Clear Windows to Double Pane Low-E Windows | N/A | 0.77362 | -2390.2466 | 0 | 0 | 0
24 | 1 | Ceiling R-0 to R-19 Insulation | N/A | 1.2395 | -321.4447 | 2.054 | 5.5462 | 4.9092
25 | 1 | Ceiling R-19 to R-38 Insulation | N/A | 0.037879 | -2406.6943 | 0 | 0 | 0
26 | 1 | Wall 2x4 R-0 to Blow-In R-13 Insulation | N/A | 0.026382 | -15241.5979 | 0 | 0 | 0
27 | 1 | Weather Strip/Caulk w/Blower Door | N/A | 0.10648 | 232.7318 | 0 | 0 | 0
28 | 1 | Base 13 SEER Split-System Heat Pump | N/A | 0 | 0 | 0 | 0 | 0
29 | 1 | 14 SEER Split-System Heat Pump | N/A | 0 | 0 | 0 | 0 | 0
30 | 1 | 15 SEER Split-System Heat Pump | N/A | 0.45333 | -831.4787 | 0 | 0 | 0
31 | 1 | 17 SEER Split-System Heat Pump | N/A | 0.55638 | -5540.4571 | 0 | 0 | 0
32 | 1 | 13 EER Geothermal Heat Pump | N/A | 0 | -11663.2958 | 0 | 0 | 0
33 | 1 | HVAC Proper Sizing | N/A | 0 | 0 | 0 | 0 | 0
34 | 1 | Attic Venting | N/A | 0 | -668.0714 | 0 | 0 | 0
35 | 1 | Sealed Attics | N/A | 1.186 | -2474.466 | 17.6703 | 81.0954 | 43.7546
36 | 1 | AC Maintenance (Outdoor Coil Cleaning) | N/A | 0.68464 | 1242.1652 | 0 | 0 | 0
37 | 1 | AC Maintenance (Indoor Coil Cleaning) | N/A | 0.65272 | 1133.7947 | 0 | 0 | 0
38 | 1 | Proper Refrigerant Charging and Air Flow | N/A | 0.9296 | 1612.6164 | 0 | 0 | 0
39 | 1 | Electronically Commutated Motors (ECM) on an Air Handler Unit | N/A | 1.3691 | 1050.8184 | 16.404 | 31.2869 | 43.5762
40 | 1 | Duct Repair | N/A | 0.99078 | 394.255 | 0 | 0 | 0
41 | 1 | Reflective Roof | N/A | 0.79334 | 333.4098 | 0 | 0 | 0
42 | 1 | Radient Barrier | N/A | 0.57903 | -4614.0225 | 0 | 0 | 0
43 | 1 | Window Film | N/A | 0.14605 | 124.8418 | 0 | 0 | 0
44 | 1 | Window Tinting | N/A | 0.2042 | 124.979 | 0 | 0 | 0
45 | 1 | Default Window With Sunscreen | N/A | 0.50418 | 300.0592 | 0 | 0 | 0
46 | 1 | Single Pane Clear Windows to Double Pane Low-E Windows | N/A | 0.65393 | -2857.4564 | 0 | 0 | 0
47 | 1 | Ceiling R-0 to R-19 Insulation | N/A | 1.7153 | -521.4809 | 1.3385 | 6.1427 | 3.3142
48 | 1 | Ceiling R-19 to R-38 Insulation | N/A | 0.044045 | -2416.2125 | 0 | 0 | 0
49 | 1 | Wall 2x4 R-0 to Blow-In R-13 Insulation | N/A | 0.030049 | -15272.2293 | 0 | 0 | 0
50 | 1 | Weather Strip/Caulk w/Blower Door | N/A | 0.092983 | 170.4517 | 0 | 0 | 0
51 | 1 | Base 13 SEER Split-System Air Conditioner & Gas Heat | N/A | 0 | 0 | 0 | 0 | 0
52 | 1 | 14 SEER Split-System Air Conditioner | N/A | 0 | 0 | 0 | 0 | 0
53 | 1 | 15 SEER Split-System Air Conditioner | N/A | 0 | -2287.8275 | 0 | 0 | 0
54 | 1 | 17 SEER Split-System Air Conditioner | N/A | 0 | -5471.5051 | 0 | 0 | 0
55 | 1 | 19 SEER Split-System Air Conditioner | N/A | 0 | -11342.2856 | 0 | 0 | 0
56 | 1 | HVAC Proper Sizing | N/A | 0 | 0 | 0 | 0 | 0
57 | 1 | Attic Venting | N/A | 0 | -668.0714 | 0 | 0 | 0
58 | 1 | Sealed Attic w/Sprayed Foam Insulated Roof Deck | N/A | 0 | -4394.353 | 0 | 0 | 0
59 | 1 | AC Maintenance (Outdoor Coil Cleaning) | N/A | 0 | -179.1476 | 0 | 0 | 0
60 | 1 | AC Maintenance (Indoor Coil Cleaning) | N/A | 0 | -268.7215 | 0 | 0 | 0
61 | 1 | Proper Refrigerant Charging and Air Flow | N/A | 0 | -429.5065 | 0 | 0 | 0
62 | 1 | Electronically Commutated Motors (ECM) on an Air Handler Unit | N/A | 0 | -1679.5092 | 0 | 0 | 0
63 | 1 | Duct Repair | N/A | 0 | -1026.3667 | 0 | 0 | 0
64 | 1 | Reflective Roof | N/A | 0 | -2511.0589 | 0 | 0 | 0
65 | 1 | Radient Barrier | N/A | 0 | -7174.4539 | 0 | 0 | 0
66 | 1 | Window Film | N/A | 0 | -316.58 | 0 | 0 | 0
67 | 1 | Window Tinting | N/A | 0 | -316.58 | 0 | 0 | 0
68 | 1 | Default Window With Sunscreen | N/A | 0 | -510.613 | 0 | 0 | 0
69 | 1 | Single Pane Clear Windows to Double Pane Low-E Windows | N/A | 0 | -6086.5066 | 0 | 0 | 0
70 | 1 | Ceiling R-0 to R-19 Insulation | N/A | 0 | -2507.677 | 0 | 0 | 0
71 | 1 | Ceiling R-19 to R-38 Insulation | N/A | 0 | -2507.677 | 0 | 0 | 0
72 | 1 | Wall 2x4 R-0 to Blow-In R-13 Insulation | N/A | 0 | -15485.1296 | 0 | 0 | 0
73 | 1 | Weather Strip/Caulk w/Blower Door | N/A | 0 | -259.988 | 0 | 0 | 0
74 | 1 | Base 9 EER Room Air Conditioner & Strip Heater | N/A | 0 | -3907.6581 | 0 | 0 | 0
75 | 1 | HE Room Air Conditioner - EER 11 | N/A | 0.16776 | -4228.7853 | 0 | 0 | 0
76 | 1 | HE Room Air Conditioner - EER 12 | N/A | 0.26536 | -5404.1931 | 0 | 0 | 0
77 | 1 | Reflective Roof | N/A | 0.3386 | -1170.0461 | 0 | 0 | 0
78 | 1 | Window Film | N/A | 0.064016 | -121.1328 | 0 | 0 | 0
79 | 1 | Window Tinting | N/A | 0.088411 | -121.072 | 0 | 0 | 0
80 | 1 | Default Window With Sunscreen | N/A | 0.23029 | -114.2974 | 0 | 0 | 0
81 | 1 | Single Pane Clear Windows to Double Pane Low-E Windows | N/A | 0.2822 | -4507.9117 | 0 | 0 | 0
82 | 1 | Ceiling R-0 to R-19 Insulation | N/A | 0.70349 | -200.9518 | 0 | 0 | 0
83 | 1 | Ceiling R-19 to R-38 Insulation | N/A | 0.024773 | -2411.8642 | 0 | 0 | 0
84 | 1 | Wall 2x4 R-0 to Blow-In R-13 Insulation | N/A | 0.0074932 | -15381.2007 | 0 | 0 | 0
85 | 1 | Weather Strip/Caulk w/Blower Door | N/A | 0.045336 | -49.5578 | 0 | 0 | 0
86 | 1 | Base Lighting (60-Watt incandescent), 0.5 hr/hday | N/A | 0 | 0 | 0 | 0 | 0
87 | 1 | CFL (18-Watt integral ballast), 0.5 hr/day | N/A | 0.062711 | 219.5067 | 0 | 0 | 0
88 | 1 | Base Lighting (60-Watt incandescent), 2.5 hr/hday | N/A | 0 | 0 | 0 | 0 | 0
89 | 1 | CFL (18-Watt integral ballast), 2.5 hr/day | N/A | 0.54822 | 2081.6177 | 0 | 0 | 0
90 | 1 | Base Lighting (60-Watt incandescent), 6.0 hr/hday | N/A | 0 | 0 | 0 | 0 | 0
91 | 1 | CFL (18-Watt integral ballast), 6.0 hr/day | N/A | 0.28416 | 1082.6163 | 0 | 0 | 0
92 | 1 | Base Fluorescent Fixture, 2L4'T12, 40W, 1EEMAG | N/A | 0 | 0 | 0 | 0 | 0
93 | 1 | ROB 2L4'T8, 1EB | N/A | 0.020056 | 47.243 | 0 | 0 | 0
94 | 1 | RET 2L4'T8, 1EB | N/A | 0.020056 | 47.243 | 0 | 0 | 0
95 | 1 | Base Outdoor Lighting | N/A | 0 | 0 | 0 | 0 | 0
96 | 1 | CFL - medium screw based <30 Watts | N/A | 0 | -2.8738 | 0 | 0 | 0
97 | 1 | Photocell/timeclock | N/A | 0 | -74.6449 | 0 | 0 | 0
98 | 1 | Base Refrigerator (18 cf w/top-mount freezer, no through-door ice) | N/A | 0 | 0 | 0 | 0 | 0
99 | 1 | HE Refrigerator - Energy Star version of above | N/A | 0.28564 | 647.8969 | 0 | 0 | 0
100 | 1 | Base Freezer | N/A | 0 | 0 | 0 | 0 | 0
101 | 1 | HE Freezer | N/A | 0.076516 | 67.2541 | 0 | 0 | 0
102 | 1 | Base 40 gal. Water Heating (EF=0.92) | N/A | 0 | 0 | 0 | 0 | 0
103 | 1 | Heat Pump Water Heater (EF=2.9) | N/A | 1.0222 | 2647.2893 | 19.0452 | 55.1233 | 210.4296
104 | 1 | HE Water Heater (EF=0.93) | N/A | 0 | 0 | 0 | 0 | 0
105 | 1 | Solar Water Heat | N/A | 0.28 | -6806 | 0 | 0 | 0
106 | 1 | AC Heat Recovery Units | N/A | 0.3168 | -592.25 | 0 | 0 | 0
107 | 1 | Low Flow Showerhead | N/A | 0.25895 | 742.9229 | 0 | 0 | 0
108 | 1 | Pipe Wrap | N/A | 0.064208 | 103.663 | 0 | 0 | 0
109 | 1 | Faucet Aerators | N/A | 0.099587 | 268.3596 | 0 | 0 | 0
110 | 1 | Water Heater Blanket | N/A | 0.34126 | 955.7876 | 0 | 0 | 0
111 | 1 | Water Heater Temperature Check and Adjustment | N/A | 0.033206 | 81.793 | 0 | 0 | 0
112 | 1 | Water Heater Timeclock | N/A | 0.15437 | 267.1398 | 0 | 0 | 0
113 | 1 | Heat Trap | N/A | 0.29818 | 821.597 | 0 | 0 | 0
114 | 1 | Base Clotheswasher (MEF=1.6) | N/A | 0 | 0 | 0 | 0 | 0
115 | 1 | Energy Star CW CEE Tier 1 (MEF=1.8) | N/A | 0 | -691.3886 | 0 | 0 | 0
116 | 1 | Energy Star CW CEE Tier 2 (MEF=2.0) | N/A | 0.1858 | -333.1692 | 0 | 0 | 0
117 | 1 | Energy Star CW CEE Tier 3 (MEF=2.2) | N/A | 0.22368 | -516.2792 | 0 | 0 | 0
118 | 1 | Base Clothes Dryer (EF=3.01) | N/A | 0 | 0 | 0 | 0 | 0
119 | 1 | High Efficiency CD (EF=3.01 w/moisture sensor) | N/A | 0 | -746.4485 | 0 | 0 | 0
120 | 1 | Base Dishwasher (EF=0.46) | N/A | 0 | 0 | 0 | 0 | 0
121 | 1 | Energy Star DW (EF=0.68) | N/A | 0.23481 | 320.9911 | 0 | 0 | 0
122 | 1 | Base Pool Pump and Motor (1.5 hp) | N/A | 0 | 0 | 0 | 0 | 0
123 | 1 | Two Speed Pool Pump (1.5 hp) | N/A | 2.33 | 6666.1761 | 32.7948 | 6.3767 | 153.6043
124 | 1 | High Efficiency One Speed Pool Pump (1.5 hp) | N/A | 1.2474 | 3446.6548 | 16.5287 | 3.2139 | 77.4172
125 | 1 | Variable-Speed Pool Pump (<1 hp) | N/A | 2.1564 | 7973.1679 | 51.4137 | 9.997 | 240.8113
126 | 1 | PV-Powered Pool Pumps | N/A | 1.0134 | 260.3958 | 45.3583 | 8.8196 | 212.4491
127 | 1 | Base CRT TV | N/A | 0 | 0 | 0 | 0 | 0
128 | 1 | Energy Star TV | N/A | 0.016945 | 55.6262 | 0 | 0 | 0
129 | 1 | Base Large-screen TV | N/A | 0 | 0 | 0 | 0 | 0
130 | 1 | Energy Star TV | N/A | 0.065652 | 214.0956 | 0 | 0 | 0
131 | 1 | Base Set-Top Box | N/A | 0 | 0 | 0 | 0 | 0
132 | 1 | Energy Star Set-Top Box | N/A | 0.073797 | 240.5427 | 0 | 0 | 0
133 | 1 | Base DVD Player | N/A | 0 | 0 | 0 | 0 | 0
134 | 1 | Energy Star DVD Player | N/A | 0.040185 | 130.8085 | 0 | 0 | 0
135 | 1 | Base VCR | N/A | 0 | 0 | 0 | 0 | 0
136 | 1 | Energy Star VCR | N/A | 0.083372 | 271.0004 | 0 | 0 | 0
137 | 1 | Base Desktop PC | N/A | 0 | 0 | 0 | 0 | 0
138 | 1 | Energy Star Desktop PC | N/A | 0.046531 | 151.887 | 0 | 0 | 0
139 | 1 | Base Laptop PC | N/A | 0 | 0 | 0 | 0 | 0
140 | 1 | Energy Star Laptop PC | N/A | 0.018942 | 61.8075 | 0 | 0 | 0
141 | 2 | Base 13 SEER Split-System Air Conditioner & Strip Heater | N/A | 0 | 0 | 0 | 0 | 0
142 | 2 | 14 SEER Split-System Air Conditioner | N/A | 0 | 0 | 0 | 0 | 0
143 | 2 | 15 SEER Split-System Air Conditioner | N/A | 0.22284 | -1590.5148 | 0 | 0 | 0
144 | 2 | 17 SEER Split-System Air Conditioner | N/A | 0.37251 | -3829.1665 | 0 | 0 | 0
145 | 2 | 19 SEER Split-System Air Conditioner | N/A | 0.33252 | -8986.9678 | 0 | 0 | 0
146 | 2 | 14 SEER Split-System Heat Pump | N/A | 1.0875 | 1137.2707 | 5.9026 | 25.2592 | 31.7902
147 | 2 | 15 SEER Split-System Heat Pump | N/A | 1.2077 | 808.5861 | 12.6355 | 30.0056 | 44.6602
148 | 2 | 17 SEER Split-System Heat Pump | N/A | 0.74062 | -4787.6595 | 0 | 0 | 0
149 | 2 | 13 EER Geothermal Heat Pump | N/A | 0 | -11663.2958 | 0 | 0 | 0
150 | 2 | HVAC Proper Sizing | N/A | 0 | 0 | 0 | 0 | 0
151 | 2 | Attic Venting | N/A | 0 | -668.0714 | 0 | 0 | 0
152 | 2 | Sealed Attic w/Sprayed Foam Insulated Roof Deck | N/A | 0.6061 | -1222.5686 | 0 | 0 | 0
153 | 2 | AC Maintenance (Outdoor Coil Cleaning) | N/A | 0.45528 | 766.6814 | 0 | 0 | 0
154 | 2 | AC Maintenance (Indoor Coil Cleaning) | N/A | 0.43446 | 665.039 | 0 | 0 | 0
155 | 2 | Proper Refrigerant Charging and Air Flow | N/A | 0.61068 | 927.989 | 0 | 0 | 0
156 | 2 | Electronically Commutated Motors (ECM) on an Air Handler Unit | N/A | 0.25048 | -776.9306 | 0 | 0 | 0
157 | 2 | Duct Repair | N/A | 0.36348 | -317.188 | 0 | 0 | 0
158 | 2 | Reflective Roof | N/A | 0.72447 | 570.7362 | 0 | 0 | 0
159 | 2 | Radient Barrier | N/A | 0.3394 | -2981.7587 | 0 | 0 | 0
160 | 2 | Window Film | N/A | 0.17177 | 354.8473 | 0 | 0 | 0
161 | 2 | Window Tinting | N/A | 0.22279 | 354.9689 | 0 | 0 | 0
162 | 2 | Default Window With Sunscreen | N/A | 0.40374 | 443.3727 | 0 | 0 | 0
163 | 2 | Single Pane Clear Windows to Double Pane Low-E Windows | N/A | 0.94765 | 844.6194 | 0 | 0 | 0
164 | 2 | Ceiling R-0 to R-19 Insulation | N/A | 0.70011 | -233.2044 | 0 | 0 | 0
165 | 2 | Ceiling R-19 to R-38 Insulation | N/A | 0.025884 | -1396.1627 | 0 | 0 | 0
166 | 2 | Wall 2x4 R-0 to Blow-In R-13 Insulation | N/A | 0.044942 | -3357.4059 | 0 | 0 | 0
167 | 2 | Weather Strip/Caulk w/Blower Door | N/A | 0.064259 | 37.0428 | 0 | 0 | 0
168 | 2 | Base 13 SEER Split-System Heat Pump | N/A | 0 | 0 | 0 | 0 | 0
169 | 2 | 14 SEER Split-System Heat Pump | N/A | 0 | 0 | 0 | 0 | 0
170 | 2 | 15 SEER Split-System Heat Pump | N/A | 0.24618 | -1451.0974 | 0 | 0 | 0
171 | 2 | 17 SEER Split-System Heat Pump | N/A | 0.28474 | -7010.3875 | 0 | 0 | 0
172 | 2 | 13 EER Geothermal Heat Pump | N/A | 0 | -11663.2958 | 0 | 0 | 0
173 | 2 | HVAC Proper Sizing | N/A | 0 | 0 | 0 | 0 | 0
174 | 2 | Attic Venting | N/A | 0 | -668.0714 | 0 | 0 | 0
175 | 2 | Sealed Attics | N/A | 0.72521 | -1402.7983 | 0 | 0 | 0
176 | 2 | AC Maintenance (Outdoor Coil Cleaning) | N/A | 0.40407 | 667.5974 | 0 | 0 | 0
177 | 2 | AC Maintenance (Indoor Coil Cleaning) | N/A | 0.38571 | 566.8248 | 0 | 0 | 0
178 | 2 | Proper Refrigerant Charging and Air Flow | N/A | 0.54139 | 787.0868 | 0 | 0 | 0
179 | 2 | Electronically Commutated Motors (ECM) on an Air Handler Unit | N/A | 0.69438 | -53.0507 | 0 | 0 | 0
180 | 2 | Duct Repair | N/A | 0.33172 | -465.9371 | 0 | 0 | 0
181 | 2 | Reflective Roof | N/A | 0.61765 | 347.6054 | 0 | 0 | 0
182 | 2 | Radient Barrier | N/A | 0.28699 | -3142.4533 | 0 | 0 | 0
183 | 2 | Window Film | N/A | 0.15208 | 335.3871 | 0 | 0 | 0
184 | 2 | Window Tinting | N/A | 0.21222 | 335.5137 | 0 | 0 | 0
185 | 2 | Default Window With Sunscreen | N/A | 0.34355 | 366.8971 | 0 | 0 | 0
186 | 2 | Single Pane Clear Windows to Double Pane Low-E Windows | N/A | 0.79837 | 540.0226 | 0 | 0 | 0
187 | 2 | Ceiling R-0 to R-19 Insulation | N/A | 0.86726 | -365.3448 | 0 | 0 | 0
188 | 2 | Ceiling R-19 to R-38 Insulation | N/A | 0.028955 | -1402.4406 | 0 | 0 | 0
189 | 2 | Wall 2x4 R-0 to Blow-In R-13 Insulation | N/A | 0.049158 | -3377.3797 | 0 | 0 | 0
190 | 2 | Weather Strip/Caulk w/Blower Door | N/A | 0.055543 | -3.5608 | 0 | 0 | 0
191 | 2 | Base 13 SEER Split-System Air Conditioner & Gas Heat | N/A | 0 | 0 | 0 | 0 | 0
192 | 2 | 14 SEER Split-System Air Conditioner | N/A | 0 | 0 | 0 | 0 | 0
193 | 2 | 15 SEER Split-System Air Conditioner | N/A | 0 | -2287.8275 | 0 | 0 | 0
194 | 2 | 17 SEER Split-System Air Conditioner | N/A | 0 | -5471.5051 | 0 | 0 | 0
195 | 2 | 19 SEER Split-System Air Conditioner | N/A | 0 | -11342.2856 | 0 | 0 | 0
196 | 2 | HVAC Proper Sizing | N/A | 0 | 0 | 0 | 0 | 0
197 | 2 | Attic Venting | N/A | 0 | -668.0714 | 0 | 0 | 0
198 | 2 | Sealed Attic w/Sprayed Foam Insulated Roof Deck | N/A | 0 | -2546.3473 | 0 | 0 | 0
199 | 2 | AC Maintenance (Outdoor Coil Cleaning) | N/A | 0 | -179.1476 | 0 | 0 | 0
200 | 2 | AC Maintenance (Indoor Coil Cleaning) | N/A | 0 | -268.7215 | 0 | 0 | 0
201 | 2 | Proper Refrigerant Charging and Air Flow | N/A | 0 | -429.5065 | 0 | 0 | 0
202 | 2 | Electronically Commutated Motors (ECM) on an Air Handler Unit | N/A | 0 | -1679.5092 | 0 | 0 | 0
203 | 2 | Duct Repair | N/A | 0 | -1026.3667 | 0 | 0 | 0
204 | 2 | Reflective Roof | N/A | 0 | -1455.0556 | 0 | 0 | 0
205 | 2 | Radient Barrier | N/A | 0 | -4157.3017 | 0 | 0 | 0
206 | 2 | Window Film | N/A | 0 | -71.9669 | 0 | 0 | 0
207 | 2 | Window Tinting | N/A | 0 | -71.9669 | 0 | 0 | 0
208 | 2 | Default Window With Sunscreen | N/A | 0 | -116.0757 | 0 | 0 | 0
209 | 2 | Single Pane Clear Windows to Double Pane Low-E Windows | N/A | 0 | -1383.6225 | 0 | 0 | 0
210 | 2 | Ceiling R-0 to R-19 Insulation | N/A | 0 | -1453.096 | 0 | 0 | 0
211 | 2 | Ceiling R-19 to R-38 Insulation | N/A | 0 | -1453.096 | 0 | 0 | 0
212 | 2 | Wall 2x4 R-0 to Blow-In R-13 Insulation | N/A | 0 | -3504.1108 | 0 | 0 | 0
213 | 2 | Weather Strip/Caulk w/Blower Door | N/A | 0 | -259.988 | 0 | 0 | 0
214 | 2 | Base 9 EER Room Air Conditioner & Strip Heater | N/A | 0 | -3907.6581 | 0 | 0 | 0
215 | 2 | HE Room Air Conditioner - EER 11 | N/A | 0.14989 | -4340.0758 | 0 | 0 | 0
216 | 2 | HE Room Air Conditioner - EER 12 | N/A | 0.23633 | -5609.0738 | 0 | 0 | 0
217 | 2 | Reflective Roof | N/A | 0.41149 | -204.4452 | 0 | 0 | 0
218 | 2 | Window Film | N/A | 0.097923 | 191.5221 | 0 | 0 | 0
219 | 2 | Window Tinting | N/A | 0.13553 | 191.6039 | 0 | 0 | 0
220 | 2 | Default Window With Sunscreen | N/A | 0.23964 | 229.3025 | 0 | 0 | 0
221 | 2 | Single Pane Clear Windows to Double Pane Low-E Windows | N/A | 0.54491 | -8.0066 | 0 | 0 | 0
222 | 2 | Ceiling R-0 to R-19 Insulation | N/A | 0.41941 | -271.8174 | 0 | 0 | 0
223 | 2 | Ceiling R-19 to R-38 Insulation | N/A | 0.01743 | -1399.9757 | 0 | 0 | 0
224 | 2 | Wall 2x4 R-0 to Blow-In R-13 Insulation | N/A | 0.019606 | -3413.6037 | 0 | 0 | 0
225 | 2 | Weather Strip/Caulk w/Blower Door | N/A | 0.0398 | -76.6146 | 0 | 0 | 0
226 | 2 | Base Lighting (60-Watt incandescent), 0.5 hr/hday | N/A | 0 | 0 | 0 | 0 | 0
227 | 2 | CFL (18-Watt integral ballast), 0.5 hr/day | N/A | 0.061551 | 216.065 | 0 | 0 | 0
228 | 2 | Base Lighting (60-Watt incandescent), 2.5 hr/hday | N/A | 0 | 0 | 0 | 0 | 0
229 | 2 | CFL (18-Watt integral ballast), 2.5 hr/day | N/A | 0.54062 | 2051.5033 | 0 | 0 | 0
230 | 2 | Base Lighting (60-Watt incandescent), 6.0 hr/hday | N/A | 0 | 0 | 0 | 0 | 0
231 | 2 | CFL (18-Watt integral ballast), 6.0 hr/day | N/A | 0.28007 | 1067.1289 | 0 | 0 | 0
232 | 2 | Base Fluorescent Fixture, 2L4'T12, 40W, 1EEMAG | N/A | 0 | 0 | 0 | 0 | 0
233 | 2 | ROB 2L4'T8, 1EB | N/A | 0.020056 | 47.243 | 0 | 0 | 0
234 | 2 | RET 2L4'T8, 1EB | N/A | 0.020056 | 47.243 | 0 | 0 | 0
235 | 2 | Base Outdoor Lighting | N/A | 0 | 0 | 0 | 0 | 0
236 | 2 | CFL - medium screw based <30 Watts | N/A | 0 | -2.8738 | 0 | 0 | 0
237 | 2 | Photocell/timeclock | N/A | 0 | -74.6449 | 0 | 0 | 0
238 | 2 | Base Refrigerator (18 cf w/top-mount freezer, no through-door ice) | N/A | 0 | 0 | 0 | 0 | 0
239 | 2 | HE Refrigerator - Energy Star version of above | N/A | 0.29353 | 725.5873 | 0 | 0 | 0
240 | 2 | Base Freezer | N/A | 0 | 0 | 0 | 0 | 0
241 | 2 | HE Freezer | N/A | 0.077638 | 106.256 | 0 | 0 | 0
242 | 2 | Base 40 gal. Water Heating (EF=0.92) | N/A | 0 | 0 | 0 | 0 | 0
243 | 2 | Heat Pump Water Heater (EF=2.9) | N/A | 0.65996 | 146.6281 | 0 | 0 | 0
244 | 2 | HE Water Heater (EF=0.93) | N/A | 0 | 0 | 0 | 0 | 0
245 | 2 | Solar Water Heat | N/A | 0.28 | -6806 | 0 | 0 | 0
246 | 2 | AC Heat Recovery Units | N/A | 0.22338 | -995.1366 | 0 | 0 | 0
247 | 2 | Low Flow Showerhead | N/A | 0.17127 | 466.7088 | 0 | 0 | 0
248 | 2 | Pipe Wrap | N/A | 0.043473 | 33.9089 | 0 | 0 | 0
249 | 2 | Faucet Aerators | N/A | 0.067118 | 162.7229 | 0 | 0 | 0
250 | 2 | Water Heater Blanket | N/A | 0.22908 | 598.4591 | 0 | 0 | 0
251 | 2 | Water Heater Temperature Check and Adjustment | N/A | 0.022406 | 46.958 | 0 | 0 | 0
252 | 2 | Water Heater Timeclock | N/A | 0.10406 | 92.9646 | 0 | 0 | 0
253 | 2 | Heat Trap | N/A | 0.20045 | 506.8162 | 0 | 0 | 0
254 | 2 | Base Clotheswasher (MEF=1.6) | N/A | 0 | 0 | 0 | 0 | 0
255 | 2 | Energy Star CW CEE Tier 1 (MEF=1.8) | N/A | 0 | -691.3886 | 0 | 0 | 0
256 | 2 | Energy Star CW CEE Tier 2 (MEF=2.0) | N/A | 0.1858 | -333.1692 | 0 | 0 | 0
257 | 2 | Energy Star CW CEE Tier 3 (MEF=2.2) | N/A | 0.22368 | -516.2792 | 0 | 0 | 0
258 | 2 | Base Clothes Dryer (EF=3.01) | N/A | 0 | 0 | 0 | 0 | 0
259 | 2 | High Efficiency CD (EF=3.01 w/moisture sensor) | N/A | 0 | -746.4485 | 0 | 0 | 0
260 | 2 | Base Dishwasher (EF=0.46) | N/A | 0 | 0 | 0 | 0 | 0
261 | 2 | Energy Star DW (EF=0.68) | N/A | 0.18002 | 73.3594 | 0 | 0 | 0
262 | 2 | Base Pool Pump and Motor (1.5 hp) | N/A | 0 | 0 | 0 | 0 | 0
263 | 2 | Two Speed Pool Pump (1.5 hp) | N/A | 2.33 | 6666.1761 | 0.14235 | 0.027678 | 0.66673
264 | 2 | High Efficiency One Speed Pool Pump (1.5 hp) | N/A | 1.2474 | 3446.6548 | 0.071744 | 0.01395 | 0.33603
265 | 2 | Variable-Speed Pool Pump (<1 hp) | N/A | 2.1564 | 7973.1679 | 0.22316 | 0.043392 | 1.0453
266 | 2 | PV-Powered Pool Pumps | N/A | 1.0134 | 260.3958 | 0.19688 | 0.038282 | 0.92215
267 | 2 | Base CRT TV | N/A | 0 | 0 | 0 | 0 | 0
268 | 2 | Energy Star TV | N/A | 0.016968 | 55.6262 | 0 | 0 | 0
269 | 2 | Base Large-screen TV | N/A | 0 | 0 | 0 | 0 | 0
270 | 2 | Energy Star TV | N/A | 0.066082 | 214.0956 | 0 | 0 | 0
271 | 2 | Base Set-Top Box | N/A | 0 | 0 | 0 | 0 | 0
272 | 2 | Energy Star Set-Top Box | N/A | 0.07424 | 240.5427 | 0 | 0 | 0
273 | 2 | Base DVD Player | N/A | 0 | 0 | 0 | 0 | 0
274 | 2 | Energy Star DVD Player | N/A | 0.040239 | 130.8085 | 0 | 0 | 0
275 | 2 | Base VCR | N/A | 0 | 0 | 0 | 0 | 0
276 | 2 | Energy Star VCR | N/A | 0.083485 | 271.0004 | 0 | 0 | 0
277 | 2 | Base Desktop PC | N/A | 0 | 0 | 0 | 0 | 0
278 | 2 | Energy Star Desktop PC | N/A | 0.046593 | 151.887 | 0 | 0 | 0
279 | 2 | Base Laptop PC | N/A | 0 | 0 | 0 | 0 | 0
280 | 2 | Energy Star Laptop PC | N/A | 0.018967 | 61.8075 | 0 | 0 | 0
281 | 3 | Base 13 SEER Split-System Air Conditioner & Strip Heater | N/A | 0 | 0 | 0 | 0 | 0
282 | 3 | 14 SEER Split-System Air Conditioner | N/A | 0 | 0 | 0 | 0 | 0
283 | 3 | 15 SEER Split-System Air Conditioner | N/A | 0.28898 | -1476.9691 | 0 | 0 | 0
284 | 3 | 17 SEER Split-System Air Conditioner | N/A | 0.50235 | -3561.7271 | 0 | 0 | 0
285 | 3 | 19 SEER Split-System Air Conditioner | N/A | 0.45804 | -8603.4496 | 0 | 0 | 0
286 | 3 | 14 SEER Split-System Heat Pump | N/A | 1.5232 | 1344.2443 | 2.2889 | 11.0745 | 10.8874
287 | 3 | 15 SEER Split-System Heat Pump | N/A | 1.7235 | 1125.4753 | 4.9537 | 13.3002 | 15.4633
288 | 3 | 17 SEER Split-System Heat Pump | N/A | 1.0796 | -4319.7728 | 8.9433 | 15.6042 | 21.1478
289 | 3 | 13 EER Geothermal Heat Pump | N/A | 0 | -11663.2958 | 0 | 0 | 0
290 | 3 | HVAC Proper Sizing | N/A | 0 | 0 | 0 | 0 | 0
291 | 3 | Attic Venting | N/A | 0 | -668.0714 | 0 | 0 | 0
292 | 3 | Sealed Attic w/Sprayed Foam Insulated Roof Deck | N/A | 0.94694 | -812.4151 | 0 | 0 | 0
293 | 3 | AC Maintenance (Outdoor Coil Cleaning) | N/A | 0.58073 | 914.1402 | 0 | 0 | 0
294 | 3 | AC Maintenance (Indoor Coil Cleaning) | N/A | 0.55408 | 810.6183 | 0 | 0 | 0
295 | 3 | Proper Refrigerant Charging and Air Flow | N/A | 0.78648 | 1139.6201 | 0 | 0 | 0
296 | 3 | Electronically Commutated Motors (ECM) on an Air Handler Unit | N/A | 0.31581 | -636.2251 | 0 | 0 | 0
297 | 3 | Duct Repair | N/A | 0.64951 | 9.7605 | 0 | 0 | 0
298 | 3 | Reflective Roof | N/A | 0.90335 | 849.2366 | 0 | 0 | 0
299 | 3 | Radient Barrier | N/A | 0.63128 | -2124.9028 | 0 | 0 | 0
300 | 3 | Window Film | N/A | 0.23165 | 391.4374 | 0 | 0 | 0
301 | 3 | Window Tinting | N/A | 0.31106 | 391.6294 | 0 | 0 | 0
302 | 3 | Default Window With Sunscreen | N/A | 0.49449 | 374.4337 | 0 | 0 | 0
303 | 3 | Single Pane Clear Windows to Double Pane Low-E Windows | N/A | 0.86809 | -669.4114 | 0 | 0 | 0
304 | 3 | Ceiling R-0 to R-19 Insulation | N/A | 0.87463 | -135.2158 | 0 | 0 | 0
305 | 3 | Ceiling R-19 to R-38 Insulation | N/A | 0.03127 | -1279.6635 | 0 | 0 | 0
306 | 3 | Wall 2x4 R-0 to Blow-In R-13 Insulation | N/A | 0.034228 | -8085.764 | 0 | 0 | 0
307 | 3 | Weather Strip/Caulk w/Blower Door | N/A | 0.075488 | 83.3332 | 0 | 0 | 0
308 | 3 | Base 13 SEER Split-System Heat Pump | N/A | 0 | 0 | 0 | 0 | 0
309 | 3 | 14 SEER Split-System Heat Pump | N/A | 0 | 0 | 0 | 0 | 0
310 | 3 | 15 SEER Split-System Heat Pump | N/A | 0.319 | -1331.0523 | 0 | 0 | 0
311 | 3 | 17 SEER Split-System Heat Pump | N/A | 0.38257 | -6726.353 | 0 | 0 | 0
312 | 3 | 13 EER Geothermal Heat Pump | N/A | 0 | -11663.2958 | 0 | 0 | 0
313 | 3 | HVAC Proper Sizing | N/A | 0 | 0 | 0 | 0 | 0
314 | 3 | Attic Venting | N/A | 0 | -668.0714 | 0 | 0 | 0
315 | 3 | Sealed Attics | N/A | 1.2194 | -1005.8366 | 1.5884 | 7.0343 | 3.2997
316 | 3 | AC Maintenance (Outdoor Coil Cleaning) | N/A | 0.52068 | 810.5079 | 0 | 0 | 0
317 | 3 | AC Maintenance (Indoor Coil Cleaning) | N/A | 0.49645 | 707.8472 | 0 | 0 | 0
318 | 3 | Proper Refrigerant Charging and Air Flow | N/A | 0.70351 | 992.4113 | 0 | 0 | 0
319 | 3 | Electronically Commutated Motors (ECM) on an Air Handler Unit | N/A | 1.0115 | 221.7886 | 1.4743 | 2.7134 | 3.2857
320 | 3 | Duct Repair | N/A | 0.54345 | -273.4834 | 0 | 0 | 0
321 | 3 | Reflective Roof | N/A | 0.78035 | 641.7281 | 0 | 0 | 0
322 | 3 | Radient Barrier | N/A | 0.53494 | -2340.9996 | 0 | 0 | 0
323 | 3 | Window Film | N/A | 0.20862 | 376.9655 | 0 | 0 | 0
324 | 3 | Window Tinting | N/A | 0.30248 | 377.1656 | 0 | 0 | 0
325 | 3 | Default Window With Sunscreen | N/A | 0.42457 | 292.25 | 0 | 0 | 0
326 | 3 | Single Pane Clear Windows to Double Pane Low-E Windows | N/A | 0.7354 | -996.7595 | 0 | 0 | 0
327 | 3 | Ceiling R-0 to R-19 Insulation | N/A | 1.185 | -229.434 | 0.41313 | 1.8296 | 0.85823
328 | 3 | Ceiling R-19 to R-38 Insulation | N/A | 0.03691 | -1284.2951 | 0 | 0 | 0
329 | 3 | Wall 2x4 R-0 to Blow-In R-13 Insulation | N/A | 0.039011 | -8107.3346 | 0 | 0 | 0
330 | 3 | Weather Strip/Caulk w/Blower Door | N/A | 0.06605 | 39.7024 | 0 | 0 | 0
331 | 3 | Base 13 SEER Split-System Air Conditioner & Gas Heat | N/A | 0 | 0 | 0 | 0 | 0
332 | 3 | 14 SEER Split-System Air Conditioner | N/A | 0 | 0 | 0 | 0 | 0
333 | 3 | 15 SEER Split-System Air Conditioner | N/A | 0 | -2287.8275 | 0 | 0 | 0
334 | 3 | 17 SEER Split-System Air Conditioner | N/A | 0 | -5471.5051 | 0 | 0 | 0
335 | 3 | 19 SEER Split-System Air Conditioner | N/A | 0 | -11342.2856 | 0 | 0 | 0
336 | 3 | HVAC Proper Sizing | N/A | 0 | 0 | 0 | 0 | 0
337 | 3 | Attic Venting | N/A | 0 | -668.0714 | 0 | 0 | 0
338 | 3 | Sealed Attic w/Sprayed Foam Insulated Roof Deck | N/A | 0 | -2343.0096 | 0 | 0 | 0
339 | 3 | AC Maintenance (Outdoor Coil Cleaning) | N/A | 0 | -179.1476 | 0 | 0 | 0
340 | 3 | AC Maintenance (Indoor Coil Cleaning) | N/A | 0 | -268.7215 | 0 | 0 | 0
341 | 3 | Proper Refrigerant Charging and Air Flow | N/A | 0 | -429.5065 | 0 | 0 | 0
342 | 3 | Electronically Commutated Motors (ECM) on an Air Handler Unit | N/A | 0 | -1679.5092 | 0 | 0 | 0
343 | 3 | Duct Repair | N/A | 0 | -1026.3667 | 0 | 0 | 0
344 | 3 | Reflective Roof | N/A | 0 | -1338.8626 | 0 | 0 | 0
345 | 3 | Radient Barrier | N/A | 0 | -3825.3218 | 0 | 0 | 0
346 | 3 | Window Film | N/A | 0 | -168.7962 | 0 | 0 | 0
347 | 3 | Window Tinting | N/A | 0 | -168.7962 | 0 | 0 | 0
348 | 3 | Default Window With Sunscreen | N/A | 0 | -272.2519 | 0 | 0 | 0
349 | 3 | Single Pane Clear Windows to Double Pane Low-E Windows | N/A | 0 | -3245.243 | 0 | 0 | 0
350 | 3 | Ceiling R-0 to R-19 Insulation | N/A | 0 | -1337.0595 | 0 | 0 | 0
351 | 3 | Ceiling R-19 to R-38 Insulation | N/A | 0 | -1337.0595 | 0 | 0 | 0
352 | 3 | Wall 2x4 R-0 to Blow-In R-13 Insulation | N/A | 0 | -8256.4617 | 0 | 0 | 0
353 | 3 | Weather Strip/Caulk w/Blower Door | N/A | 0 | -259.988 | 0 | 0 | 0
354 | 3 | Base 9 EER Room Air Conditioner & Strip Heater | N/A | 0 | -3907.6581 | 0 | 0 | 0
355 | 3 | HE Room Air Conditioner - EER 11 | N/A | 0.15862 | -4365.0857 | 0 | 0 | 0
356 | 3 | HE Room Air Conditioner - EER 12 | N/A | 0.25221 | -5655.1158 | 0 | 0 | 0
357 | 3 | Reflective Roof | N/A | 0.41382 | -209.0128 | 0 | 0 | 0
358 | 3 | Window Film | N/A | 0.10904 | 120.4857 | 0 | 0 | 0
359 | 3 | Window Tinting | N/A | 0.15572 | 120.5917 | 0 | 0 | 0
360 | 3 | Default Window With Sunscreen | N/A | 0.2391 | 61.6781 | 0 | 0 | 0
361 | 3 | Single Pane Clear Windows to Double Pane Low-E Windows | N/A | 0.39799 | -1915.1568 | 0 | 0 | 0
362 | 3 | Ceiling R-0 to R-19 Insulation | N/A | 0.49196 | -148.4801 | 0 | 0 | 0
363 | 3 | Ceiling R-19 to R-38 Insulation | N/A | 0.020355 | -1282.536 | 0 | 0 | 0
364 | 3 | Wall 2x4 R-0 to Blow-In R-13 Insulation | N/A | 0.011714 | -8168.3952 | 0 | 0 | 0
365 | 3 | Weather Strip/Caulk w/Blower Door | N/A | 0.038909 | -82.7067 | 0 | 0 | 0
366 | 3 | Base Lighting (60-Watt incandescent), 0.5 hr/hday | N/A | 0 | 0 | 0 | 0 | 0
367 | 3 | CFL (18-Watt integral ballast), 0.5 hr/day | N/A | 0.062996 | 220.6963 | 0 | 0 | 0
368 | 3 | Base Lighting (60-Watt incandescent), 2.5 hr/hday | N/A | 0 | 0 | 0 | 0 | 0
369 | 3 | CFL (18-Watt integral ballast), 2.5 hr/day | N/A | 0.55108 | 2092.0268 | 0 | 0 | 0
370 | 3 | Base Lighting (60-Watt incandescent), 6.0 hr/hday | N/A | 0 | 0 | 0 | 0 | 0
371 | 3 | CFL (18-Watt integral ballast), 6.0 hr/day | N/A | 0.28581 | 1087.9696 | 0 | 0 | 0
372 | 3 | Base Fluorescent Fixture, 2L4'T12, 40W, 1EEMAG | N/A | 0 | 0 | 0 | 0 | 0
373 | 3 | ROB 2L4'T8, 1EB | N/A | 0.020056 | 47.243 | 0 | 0 | 0
374 | 3 | RET 2L4'T8, 1EB | N/A | 0.020056 | 47.243 | 0 | 0 | 0
375 | 3 | Base Outdoor Lighting | N/A | 0 | 0 | 0 | 0 | 0
376 | 3 | CFL - medium screw based <30 Watts | N/A | 0 | -2.8738 | 0 | 0 | 0
377 | 3 | Photocell/timeclock | N/A | 0 | -74.6449 | 0 | 0 | 0
378 | 3 | Base Refrigerator (18 cf w/top-mount freezer, no through-door ice) | N/A | 0 | 0 | 0 | 0 | 0
379 | 3 | HE Refrigerator - Energy Star version of above | N/A | 0.28564 | 647.8969 | 0 | 0 | 0
380 | 3 | Base Freezer | N/A | 0 | 0 | 0 | 0 | 0
381 | 3 | HE Freezer | N/A | 0.076516 | 67.2541 | 0 | 0 | 0
382 | 3 | Base 40 gal. Water Heating (EF=0.92) | N/A | 0 | 0 | 0 | 0 | 0
383 | 3 | Heat Pump Water Heater (EF=2.9) | N/A | 0.7176 | 907.484 | 0 | 0 | 0
384 | 3 | HE Water Heater (EF=0.93) | N/A | 0 | 0 | 0 | 0 | 0
385 | 3 | Solar Water Heat | N/A | 0.28 | -6806 | 0 | 0 | 0
386 | 3 | AC Heat Recovery Units | N/A | 0.23879 | -872.5494 | 0 | 0 | 0
387 | 3 | Low Flow Showerhead | N/A | 0.19152 | 556.118 | 0 | 0 | 0
388 | 3 | Pipe Wrap | N/A | 0.047876 | 55.2408 | 0 | 0 | 0
389 | 3 | Faucet Aerators | N/A | 0.074058 | 195.3567 | 0 | 0 | 0
390 | 3 | Water Heater Blanket | N/A | 0.25165 | 707.1806 | 0 | 0 | 0
391 | 3 | Water Heater Temperature Check and Adjustment | N/A | 0.024656 | 57.5569 | 0 | 0 | 0
392 | 3 | Water Heater Timeclock | N/A | 0.11442 | 145.9595 | 0 | 0 | 0
393 | 3 | Heat Trap | N/A | 0.22024 | 602.592 | 0 | 0 | 0
394 | 3 | Base Clotheswasher (MEF=1.6) | N/A | 0 | 0 | 0 | 0 | 0
395 | 3 | Energy Star CW CEE Tier 1 (MEF=1.8) | N/A | 0 | -691.3886 | 0 | 0 | 0
396 | 3 | Energy Star CW CEE Tier 2 (MEF=2.0) | N/A | 0.1858 | -333.1692 | 0 | 0 | 0
397 | 3 | Energy Star CW CEE Tier 3 (MEF=2.2) | N/A | 0.22368 | -516.2792 | 0 | 0 | 0
398 | 3 | Base Clothes Dryer (EF=3.01) | N/A | 0 | 0 | 0 | 0 | 0
399 | 3 | High Efficiency CD (EF=3.01 w/moisture sensor) | N/A | 0 | -746.4485 | 0 | 0 | 0
400 | 3 | Base Dishwasher (EF=0.46) | N/A | 0 | 0 | 0 | 0 | 0
401 | 3 | Energy Star DW (EF=0.68) | N/A | 0.18002 | 73.3594 | 0 | 0 | 0
402 | 3 | Base Pool Pump and Motor (1.5 hp) | N/A | 0 | 0 | 0 | 0 | 0
403 | 3 | Two Speed Pool Pump (1.5 hp) | N/A | 2.33 | 6666.1761 | 0.42001 | 0.081667 | 1.9672
404 | 3 | High Efficiency One Speed Pool Pump (1.5 hp) | N/A | 1.2474 | 3446.6548 | 0.21169 | 0.041161 | 0.99149
405 | 3 | Variable-Speed Pool Pump (<1 hp) | N/A | 2.1564 | 7973.1679 | 0.65846 | 0.12803 | 3.0841
406 | 3 | PV-Powered Pool Pumps | N/A | 1.0134 | 260.3958 | 0.58091 | 0.11295 | 2.7209
407 | 3 | Base CRT TV | N/A | 0 | 0 | 0 | 0 | 0
408 | 3 | Energy Star TV | N/A | 0.016945 | 55.6262 | 0 | 0 | 0
409 | 3 | Base Large-screen TV | N/A | 0 | 0 | 0 | 0 | 0
410 | 3 | Energy Star TV | N/A | 0.065652 | 214.0956 | 0 | 0 | 0
411 | 3 | Base Set-Top Box | N/A | 0 | 0 | 0 | 0 | 0
412 | 3 | Energy Star Set-Top Box | N/A | 0.073797 | 240.5427 | 0 | 0 | 0
413 | 3 | Base DVD Player | N/A | 0 | 0 | 0 | 0 | 0
414 | 3 | Energy Star DVD Player | N/A | 0.040185 | 130.8085 | 0 | 0 | 0
415 | 3 | Base VCR | N/A | 0 | 0 | 0 | 0 | 0
416 | 3 | Energy Star VCR | N/A | 0.083372 | 271.0004 | 0 | 0 | 0
417 | 3 | Base Desktop PC | N/A | 0 | 0 | 0 | 0 | 0
418 | 3 | Energy Star Desktop PC | N/A | 0.046531 | 151.887 | 0 | 0 | 0
419 | 3 | Base Laptop PC | N/A | 0 | 0 | 0 | 0 | 0
420 | 3 | Energy Star Laptop PC | N/A | 0.018942 | 61.8075 | 0 | 0 | 0
421 | 1 | LED (12-Watt integral ballast), 0.5 hr/day | N/A | 0.10441 | -43.109 | 0 | 0 | 0
422 | 1 | Freezer recycling | N/A | 1.0367 | 3784.4132 | 21.7626 | 20.2153 | 163.7211
423 | 1 | Refrigerator recycling | N/A | 1.1795 | 4693.885 | 9.7551 | 8.5127 | 77.6133
424 | 1 | LED (12-Watt integral ballast), 2.5 hr/day | N/A | 0.12621 | 61.6861 | 0 | 0 | 0
425 | 1 | LED (12-Watt integral ballast), 6.0 hr/day | N/A | 0.16436 | 245.0776 | 0 | 0 | 0
426 | 1 | LED 13W Outdoor | N/A | 0.22005 | 309.633 | 0 | 0 | 0
427 | 1 | Smart Plug | N/A | 0.236 | 1020.2985 | 0 | 0 | 0
Commercial
428 | 1 | Base Fluorescent Fixture, T12, 34W, EB | N/A | 0 | -48296.3162 | 0 | 0 | 0
429 | 1 | Premium T8, Elecctronic Ballast | N/A | 1.3415 | -17349.9528 | 5.3928 | 3.4391 | 27.1744
430 | 1 | Premium T8, EB, Reflector | N/A | 4.2228 | 25253.9412 | 5.0106 | 3.1954 | 25.2488
431 | 1 | Occupancy Sensor | N/A | 2.5897 | 7581.8611 | 4.0203 | 2.5638 | 20.2583
432 | 1 | Continuous Dimming | N/A | 1.6532 | -84551.0437 | 7.1317 | 4.5481 | 35.9371
433 | 1 | Lighting Control Tuneup | N/A | 3.86 | 9058.2023 | 0.18524 | 0.11813 | 0.93343
434 | 1 | Base T8, EB | N/A | 0 | -33324.8382 | 0 | 0 | 0
435 | 1 | ROB Premium T8, 1EB | N/A | 2.5346 | 10510.9482 | 3.2949 | 2.1013 | 16.6034
436 | 1 | ROB Premium T8, EB, Reflector | N/A | 18.8052 | 63468.075 | 4.2067 | 2.6828 | 21.198
437 | 1 | Occupancy Sensor | N/A | 1.7217 | 856.3519 | 2.4592 | 1.5683 | 12.3922
438 | 1 | Lighting Control Tuneup | N/A | 2.1753 | 5396.0652 | 0.11331 | 0.072263 | 0.57099
439 | 1 | Base Incandescent Flood, 75W to Screw-in CFL | N/A | 0 | -20.4906 | 0 | 0 | 0
440 | 1 | CFL Screw-in 18W | N/A | 381.4992 | 336747.9562 | 5.2644 | 3.3573 | 26.5275
441 | 1 | Base Incandescent Flood, 75W to Hardwired CFL | N/A | 0 | 0 | 0 | 0 | 0
442 | 1 | CFL Hardwired, Modular 18W | N/A | 50.7771 | 280398.6844 | 1.7548 | 1.1191 | 8.8425
443 | 1 | Base CFL | N/A | 0 | 0 | 0 | 0 | 0
444 | 1 | Base High Bay Mercury Vapor, 400W | N/A | 0 | 0 | 0 | 0 | 0
445 | 1 | PSMH, 250W, magnetic ballast | N/A | 42.1875 | 71804.5316 | 1.3179 | 0.8405 | 6.6412
446 | 1 | PSMH, 250 W, electronic ballast | N/A | 0 | -12621.4055 | 0 | 0 | 0
447 | 1 | High Bay T5 | N/A | 22.6956 | 86377.5532 | 1.7547 | 1.119 | 8.8421
448 | 1 | Base Exit Sign | N/A | 0 | 0 | 0 | 0 | 0
449 | 1 | LED Exit Sign | N/A | 0.09655 | -494.6789 | 0 | 0 | 0
450 | 1 | Base Outdoor Mercury Vapor 400W Lamp | N/A | 0 | 0 | 0 | 0 | 0
451 | 1 | High Pressure Sodium 250W Lamp | N/A | 0.75979 | 1868.2086 | 0 | 0 | 0
452 | 1 | Outdoor Lighting Controls (Photocell/Timeclock) | N/A | 0.86577 | 2498.098 | 0 | 0 | 0
453 | 1 | Base Outdoor HID Lamp | N/A | 0 | 0 | 0 | 0 | 0
454 | 1 | Outdoor Lighting Controls (Photocell/Timeclock) | N/A | 0.82172 | 2400.9404 | 0 | 0 | 0
455 | 1 | Base Centrifugal Chiller, 0.58 kW/ton, 500 tons | N/A | 0 | 0 | 0 | 0 | 0
456 | 1 | Centrifugal Chiller, 0.51 kW/ton, 500 tons | N/A | 5.0668 | 17863.102 | 3.7674 | 0.0093174 | 11.1552
457 | 1 | High Efficiency Chiller Motors | N/A | 1.3543 | 3902.8629 | 0.72257 | 0 | 3.0438
458 | 1 | EMS - Chiller | N/A | 3.4529 | 14480.9327 | 0.2005 | 0.013472 | 0.88733
459 | 1 | Chiller Tune Up/Diagnostics | N/A | 6.2616 | 15044.0258 | 1.1146 | 0.025326 | 3.3366
460 | 1 | VSD for Chiller Pumps and Towers | N/A | 3.5576 | 14258.389 | 1.1613 | 0.019507 | 5.1394
461 | 1 | EMS Optimization | N/A | 1.6611 | 6301.1486 | 0.11598 | 0.0077926 | 2.0527
462 | 1 | Aerosole Duct Sealing | N/A | 5.758 | 16884.9155 | 1.2187 | 0.020471 | 5.3933
463 | 1 | Duct/Pipe Insulation | N/A | 0.018517 | -182978.1607 | 0 | 0 | 0
464 | 1 | Window Film (Standard) | N/A | 1.136 | 2543.5167 | 0.14994 | -0.014393 | 0.61839
465 | 1 | Ceiling Insulation | N/A | 15.1037 | 27423.2917 | 2.8441 | 0.2351 | 4.076
466 | 1 | Roof Insulation | N/A | 1.0483 | -7815.1137 | 0.88197 | 0.02159 | 1.4966
467 | 1 | Cool Roof - Chiller | N/A | 6.3648 | 13974.5451 | 3.5089 | 0 | 7.1242
468 | 1 | Thermal Energy Storage (TES) | N/A | 0.59 | -34734 | 0 | 0 | 0
469 | 1 | Base DX Packaged System, EER=10.3, 10 tons | N/A | 0 | -60292.1833 | 0 | 0 | 0
470 | 1 | DX Packaged System, EER=10.9, 10 tons | N/A | 1.842 | 9112.8672 | 1.1629 | 0 | 7.0563
471 | 1 | Hybrid Dessicant-DX System (Trane CDQ) | N/A | 5.522 | 62559.129 | 8.5904 | 0 | 52.1268
472 | 1 | Geothermal Heat Pump, EER=13, 10 tons | N/A | 0.52055 | -59784.0373 | 0 | 0 | 0
473 | 1 | DX Tune Up/ Advanced Diagnostics | N/A | 4.0522 | 12634.8694 | 1.115 | 0 | 3.3377
474 | 1 | DX Coil Cleaning | N/A | 5.3257 | 13830.3376 | 1.6219 | 0 | 4.8553
475 | 1 | Optimize Controls | N/A | 2.455 | 10444.8965 | 0.18853 | 0.012667 | 3.3368
476 | 1 | Aerosole Duct Sealing | N/A | 10.9766 | 27992.169 | 2.9754 | 0 | 13.1675
477 | 1 | Duct/Pipe Insulation | N/A | 0.031022 | -180817.1654 | 0 | 0 | 0
478 | 1 | Window Film (Standard) | N/A | 1.7458 | 7912.4386 | 0.3398 | -0.13738 | 1.4438
479 | 1 | Ceiling Insulation | N/A | 34.6813 | 46821.4346 | 6.5393 | 2.0911 | 9.9528
480 | 1 | Roof Insulation | N/A | 2.5357 | -417.65 | 2.2167 | 0.7752 | 3.6547
481 | 1 | Cool Roof - DX | N/A | 10.5162 | 44363.7944 | 7.0068 | 0 | 17.3918
482 | 1 | Base Packaged HP System, EER=10.3, 10 tons | N/A | 0 | 0 | 0 | 0 | 0
483 | 1 | Packaged HP System, EER=10.9, 10 tons | N/A | 3.3683 | 12259.9453 | 0.98602 | 0 | 3.07
484 | 1 | Geothermal Heat Pump, EER=13, 10 tons | N/A | 3.5568 | -22877.4735 | 2.408 | 0 | 5.9685
485 | 1 | Aerosole Duct Sealing | N/A | 11.3807 | 28639.7691 | 0.66122 | 0.011107 | 2.9262
486 | 1 | Duct/Pipe Insulation | N/A | 0.031892 | -180691.1735 | 0 | 0 | 0
487 | 1 | Window Film (Standard) | N/A | 1.9833 | 8257.9726 | 0.075513 | -0.0020935 | 0.32088
488 | 1 | Ceiling Insulation | N/A | 32.0607 | 48009.3944 | 1.4532 | 0.031457 | 2.2113
489 | 1 | Roof Insulation | N/A | 2.34 | 1.5454 | 0.49261 | 0.011813 | 0.81201
490 | 1 | Cool Roof - DX | N/A | 10.9415 | 46436.4617 | 1.5571 | 0 | 3.865
491 | 1 | Base PTAC, EER=8.3, 1 ton | N/A | 0 | 0 | 0 | 0 | 0
492 | 1 | HE PTAC, EER=9.6, 1 ton | N/A | 3.3591 | 27408.4685 | 1.2111 | 0 | 7.3491
493 | 1 | Occupancy Sensor (hotels) | N/A | 2.63 | 31519.5722 | 0.4202 | 0.028234 | 7.4372
494 | 1 | Base Fan Motor, 15hp, 1800rpm, 91.0% | N/A | 0 | -1241.7683 | 0 | 0 | 0
495 | 1 | High Efficiency Fan Motor, 15hp, 1800rpm, 92.4% | N/A | 0.21359 | -852.5936 | 0 | 0 | 0
496 | 1 | Variable Speed Drive Control | N/A | 2.0862 | 15079.0566 | 0.58422 | 0.53568 | 16.8324
497 | 1 | Air Handler Optimization | N/A | 1.3008 | 4711.0327 | 0.33095 | 0.30345 | 9.5353
498 | 1 | Electronically Commutated Motors (ECM) on an Air Handler Unit | N/A | 1.3892 | 5602.2503 | 3.2217 | 0 | 23.9215
499 | 1 | Demand Control Ventilation (DCV) | N/A | 1.1417 | -63873.5431 | 7.9993 | 17.2736 | 14.5139
500 | 1 | Energy Recovery Ventilation (ERV) | N/A | 2.0364 | 34.4889 | 4.9759 | 5.6384 | 6.6341
501 | 1 | Separate Makeup Air / Exhaust Hoods AC | N/A | 0 | -86.635 | 0 | 0 | 0
502 | 1 | Base Refrigeration System | N/A | 0 | 0 | 0 | 0 | 0
503 | 1 | High-efficiency fan motors | N/A | 0 | -0.17329 | 0 | 0 | 0
504 | 1 | Strip curtains for walk-ins | N/A | 0 | -0.0055984 | 0 | 0 | 0
505 | 1 | Night covers for display cases | N/A | 0 | -5.2625e-05 | 0 | 0 | 0
506 | 1 | Evaporator fan controller for MT walk-ins | N/A | 0 | -0.0010413 | 0 | 0 | 0
507 | 1 | Efficient compressor motor | N/A | 0 | -0.0131 | 0 | 0 | 0
508 | 1 | Compressor VSD retrofit | N/A | 0 | -0.060462 | 0 | 0 | 0
509 | 1 | Floating head pressure controls | N/A | 0 | -0.018643 | 0 | 0 | 0
510 | 1 | Refrigeration Commissioning | N/A | 0 | -0.00042174 | 0 | 0 | 0
511 | 1 | Demand Hot Gas Defrost | N/A | 0 | -9.3306e-05 | 0 | 0 | 0
512 | 1 | Demand Defrost Electric | N/A | 0 | -9.3306e-05 | 0 | 0 | 0
513 | 1 | Anti-sweat (humidistat) controls | N/A | 0 | -0.024073 | 0 | 0 | 0
514 | 1 | High R-Value Glass Doors | N/A | 0 | -0.00037427 | 0 | 0 | 0
515 | 1 | Multiplex Compressor System | N/A | 0 | -0.0065314 | 0 | 0 | 0
516 | 1 | Oversized Air Cooled Condenser | N/A | 0 | -0.0013063 | 0 | 0 | 0
517 | 1 | Freezer-Cooler Replacement Gaskets | N/A | 0 | -1.4183e-05 | 0 | 0 | 0
518 | 1 | LED Display Lighting | N/A | 0 | -0.0003359 | 0 | 0 | 0
519 | 1 | Base Water Heating | N/A | 0 | 0 | 0 | 0 | 0
520 | 1 | High Efficiency Water Heater (electric) | N/A | 0 | -104.9654 | 0 | 0 | 0
521 | 1 | Heat Pump Water Heater (air source) | N/A | 1.8394 | 5996.7282 | 1.8543 | 1.407 | 11.9781
522 | 1 | Solar Water Heater | N/A | 0.28 | -15674 | 0 | 0 | 0
523 | 1 | Demand controlled circulating systems | N/A | 0.14576 | -643.8718 | 0 | 0 | 0
524 | 1 | Heat Recovery Unit | N/A | 1.7977 | 6141.5313 | 1.2055 | 0.91467 | 7.7868
525 | 1 | Heat Trap | N/A | 0.39568 | 1054.4968 | 0 | 0 | 0
526 | 1 | Hot Water Pipe Insulation | N/A | 0.079557 | 56.8905 | 0 | 0 | 0
527 | 1 | Base Desktop PC | N/A | 0 | 0 | 0 | 0 | 0
528 | 1 | PC Manual Power Management Enabling | N/A | 6.1436 | 16568.3473 | 1.9739 | 3.815 | 23.4261
529 | 1 | PC Network Power Management Enabling | N/A | 6.7023 | 16818.8824 | 1.9739 | 3.815 | 23.4261
530 | 1 | Base Monitor, CRT | N/A | 0 | 0 | 0 | 0 | 0
531 | 1 | Energy Star or Better Monitor | N/A | 13.143 | 24537.3875 | 0.38312 | 0.48746 | 2.9934
532 | 1 | Monitor Power Management Enabling | N/A | 5.7342 | 15541.0068 | 0.98785 | 1.9092 | 11.7236
533 | 1 | Base Monitor, LCD | N/A | 0 | 0 | 0 | 0 | 0
534 | 1 | Energy Star or Better Monitor | N/A | 0.00058118 | 1.8702 | 2.9201e-05 | 3.7154e-05 | 0.00022816
535 | 1 | Monitor Power Management Enabling | N/A | 0.0088115 | 1.4716 | 0.0016359 | 0.0031618 | 0.019415
536 | 1 | Base Copier | N/A | 0 | 0 | 0 | 0 | 0
537 | 1 | Energy Star or Better Copier | N/A | 1.062 | 2795.1564 | 0.087285 | 0.11106 | 0.68198
538 | 1 | Copier Power Management Enabling | N/A | 0.68984 | 1886.1053 | 0 | 0 | 0
539 | 1 | Base Laser Printer | N/A | 0 | 0 | 0 | 0 | 0
540 | 1 | Printer Power Management Enabling | N/A | 3.759 | 12306.5741 | 0.95822 | 1.8519 | 11.3719
541 | 1 | Base Commercial Ovens | N/A | 0 | 0 | 0 | 0 | 0
542 | 1 | Convection Oven | N/A | 0.00031546 | -591910.901 | 0 | 0 | 0
543 | 1 | Base Commercial Fryers | N/A | 0 | 0 | 0 | 0 | 0
544 | 1 | Efficient Fryer | N/A | 0.00015814 | -235475.6588 | 0 | 0 | 0
545 | 1 | Base Vending Machines | N/A | 0 | 0 | 0 | 0 | 0
546 | 1 | Vending Misers (cooled machines only) | N/A | 1.4956 | 4548.2803 | 0.717 | 0.67669 | 9.1011
547 | 2 | Base Fluorescent Fixture, T12, 34W, EB | N/A | 0 | -44209.55 | 0 | 0 | 0
548 | 2 | Premium T8, Elecctronic Ballast | N/A | 1.6606 | -7348.415 | 1.2927 | 0.56752 | 6.4911
549 | 2 | Premium T8, EB, Reflector | N/A | 5.2913 | 40673.444 | 0.80073 | 0.35154 | 4.0208
550 | 2 | Occupancy Sensor | N/A | 1.6822 | -2776.78 | 0.15924 | 0.06991 | 0.7996
551 | 2 | Continuous Dimming | N/A | 2.0785 | -58655.1362 | 2.1369 | 0.93816 | 10.7303
552 | 2 | Lighting Control Tuneup | N/A | 4.2878 | 10207.2868 | 0.011101 | 0.0048736 | 0.055742
553 | 2 | Base T8, EB | N/A | 0 | -30504.9374 | 0 | 0 | 0
554 | 2 | ROB Premium T8, 1EB | N/A | 3.0305 | 13271.2179 | 1.1847 | 0.52013 | 5.949
555 | 2 | ROB Premium T8, EB, Reflector | N/A | 23.0747 | 72837.2274 | 1.0084 | 0.44271 | 5.0635
556 | 2 | Occupancy Sensor | N/A | 1.1637 | -5160.1322 | 0.14611 | 0.064147 | 0.73369
557 | 2 | Lighting Control Tuneup | N/A | 2.4041 | 6098.9729 | 0.010186 | 0.0044718 | 0.051147
558 | 2 | Base Incandescent Flood, 75W to Screw-in CFL | N/A | 0 | -8215.4586 | 0 | 0 | 0
559 | 2 | CFL Screw-in 18W | N/A | 474.1731 | 379045.7949 | 7.9173 | 3.4759 | 39.7557
560 | 2 | Base Incandescent Flood, 75W to Hardwired CFL | N/A | 0 | -8215.4586 | 0 | 0 | 0
561 | 2 | CFL Hardwired, Modular 18W | N/A | 64.5707 | 327464.719 | 2.6391 | 1.1586 | 13.2519
562 | 2 | Base CFL | N/A | 0 | 0 | 0 | 0 | 0
563 | 2 | Base High Bay Mercury Vapor, 400W | N/A | 0 | 0 | 0 | 0 | 0
564 | 2 | PSMH, 250W, magnetic ballast | N/A | 50.5904 | 81060.7337 | 0.0065078 | 0.0028571 | 0.032678
565 | 2 | PSMH, 250 W, electronic ballast | N/A | 0 | -11553.4 | 0 | 0 | 0
566 | 2 | High Bay T5 | N/A | 28.1726 | 99481.7316 | 0.0086645 | 0.0038039 | 0.043508
567 | 2 | Base Exit Sign | N/A | 0 | 0 | 0 | 0 | 0
568 | 2 | LED Exit Sign | N/A | 0.18099 | -1280.5086 | 0 | 0 | 0
569 | 2 | Base Outdoor Mercury Vapor 400W Lamp | N/A | 0 | 0 | 0 | 0 | 0
570 | 2 | High Pressure Sodium 250W Lamp | N/A | 0.71739 | -3212.3002 | 0 | 0 | 0
571 | 2 | Outdoor Lighting Controls (Photocell/Timeclock) | N/A | 1.3188 | 6998.8243 | 0.12447 | 0.048938 | 1.4575
572 | 2 | Base Outdoor HID Lamp | N/A | 0 | 0 | 0 | 0 | 0
573 | 2 | Outdoor Lighting Controls (Photocell/Timeclock) | N/A | 0.88552 | 1960.5901 | 0 | 0 | 0
574 | 2 | Base Centrifugal Chiller, 0.58 kW/ton, 500 tons | N/A | 0 | -30405.3557 | 0 | 0 | 0
575 | 2 | Centrifugal Chiller, 0.51 kW/ton, 500 tons | N/A | 15.3711 | 54182.863 | 0.24806 | 0.00043113 | 0.83475
576 | 2 | High Efficiency Chiller Motors | N/A | 3.3492 | 12316.4333 | 0.047576 | 0 | 0.22777
577 | 2 | EMS - Chiller | N/A | 9.299 | 44011.063 | 0.013202 | 0.00062336 | 0.0664
578 | 2 | Chiller Tune Up/Diagnostics | N/A | 24.5978 | 42211.457 | 0.07339 | 0.0011719 | 0.24968
579 | 2 | VSD for Chiller Pumps and Towers | N/A | 9.649 | 42445.8535 | 0.076466 | 0.00090264 | 0.38459
580 | 2 | EMS Optimization | N/A | 4.5523 | 18861.8347 | 0.0076364 | 0.00036058 | 0.15361
581 | 2 | Aerosole Duct Sealing | N/A | 17.1522 | 46424.8365 | 0.080242 | 0.00094722 | 0.40359
582 | 2 | Duct/Pipe Insulation | N/A | 0.053324 | -177042.0991 | 0 | 0 | 0
583 | 2 | Window Film (Standard) | N/A | 3.5723 | 18356.9236 | 0.067418 | -0.0045479 | 0.31601
584 | 2 | Ceiling Insulation | N/A | 74.7388 | 82414.498 | 0.18726 | 0.010879 | 0.30499
585 | 2 | Roof Insulation | N/A | 4.3018 | 10897.5385 | 0.058072 | 0.00099901 | 0.11199
586 | 2 | Cool Roof - Chiller | N/A | 32.4079 | 115526.1165 | 0.23907 | 0 | 0.55164
587 | 2 | Thermal Energy Storage (TES) | N/A | 1.4 | 36121 | 0.36459 | 0.00050202 | -0.10419
588 | 2 | Base DX Packaged System, EER=10.3, 10 tons | N/A | 0 | -92929.8236 | 0 | 0 | 0
589 | 2 | DX Packaged System, EER=10.9, 10 tons | N/A | 4.3411 | 31870.8916 | 1.5837 | 0 | 10.9214
590 | 2 | Hybrid Dessicant-DX System (Trane CDQ) | N/A | 16.9275 | 215025.9081 | 11.6988 | 0 | 80.6796
591 | 2 | Geothermal Heat Pump, EER=13, 10 tons | N/A | 1.304 | -51230.1842 | 3.9956 | 0.090546 | 27.5553
592 | 2 | DX Tune Up/ Advanced Diagnostics | N/A | 15.91 | 39529.5681 | 1.5184 | 0 | 5.1659
593 | 2 | DX Coil Cleaning | N/A | 16.517 | 38437.8707 | 2.2088 | 0 | 7.5146
594 | 2 | Optimize Controls | N/A | 6.8216 | 30651.1467 | 0.25675 | 0.012123 | 5.1646
595 | 2 | Aerosole Duct Sealing | N/A | 35.8194 | 75675.7489 | 4.052 | 0 | 20.38
596 | 2 | Duct/Pipe Insulation | N/A | 0.093877 | -171351.1516 | 0 | 0 | 0
597 | 2 | Window Film (Standard) | N/A | 5.9503 | 31940.4783 | 3.1664 | -0.89963 | 15.2909
598 | 2 | Ceiling Insulation | N/A | 174.0943 | 132107.3857 | 8.9054 | 2.0012 | 15.4022
599 | 2 | Roof Insulation | N/A | 11.1154 | 29801.474 | 3.0188 | 0.74189 | 5.6558
600 | 2 | Cool Roof - DX | N/A | 54.3723 | 194912.5494 | 9.8742 | 0 | 27.8541
601 | 2 | Base Packaged HP System, EER=10.3, 10 tons | N/A | 0 | -92929.8236 | 0 | 0 | 0
602 | 2 | Packaged HP System, EER=10.9, 10 tons | N/A | 9.622 | 39400.8734 | 0.42613 | 0 | 1.5078
603 | 2 | Geothermal Heat Pump, EER=13, 10 tons | N/A | 11.8893 | 42242.7971 | 1.0407 | 0 | 2.9314
604 | 2 | Aerosole Duct Sealing | N/A | 37.2577 | 77381.0973 | 0.28576 | 0.0033732 | 1.4373
605 | 2 | Duct/Pipe Insulation | N/A | 0.0967 | -171019.3477 | 0 | 0 | 0
606 | 2 | Window Film (Standard) | N/A | 6.671 | 32808.9387 | 0.2233 | -0.0043506 | 1.0784
607 | 2 | Ceiling Insulation | N/A | 166.1958 | 135145.3894 | 0.62803 | 0.0095538 | 1.0861
608 | 2 | Roof Insulation | N/A | 10.565 | 30876.1978 | 0.21289 | 0.0035878 | 0.39881
609 | 2 | Cool Roof - DX | N/A | 56.6658 | 200257.014 | 0.69634 | 0 | 1.9643
610 | 2 | Base PTAC, EER=8.3, 1 ton | N/A | 0 | 0 | 0 | 0 | 0
611 | 2 | HE PTAC, EER=9.6, 1 ton | N/A | 9.0805 | 92602.8427 | 1.7289 | 0 | 11.9229
612 | 2 | Occupancy Sensor (hotels) | N/A | 5.4821 | 99323.2205 | 0.59984 | 0.028323 | 12.0661
613 | 2 | Base Fan Motor, 15hp, 1800rpm, 91.0% | N/A | 0 | -2667.0969 | 0 | 0 | 0
614 | 2 | High Efficiency Fan Motor, 15hp, 1800rpm, 92.4% | N/A | 0.24983 | -2184.3076 | 0 | 0 | 0
615 | 2 | Variable Speed Drive Control | N/A | 1.7262 | 18837.2706 | 1.2456e-06 | 7.2364e-07 | 3.7708e-05
616 | 2 | Air Handler Optimization | N/A | 2.3271 | 9401.2461 | 0.24836 | 0.14429 | 7.5187
617 | 2 | Electronically Commutated Motors (ECM) on an Air Handler Unit | N/A | 2.0006 | 11021.2629 | 2.4177 | 0 | 18.8626
618 | 2 | Demand Control Ventilation (DCV) | N/A | 1.7404 | -55640.5769 | 6.0029 | 8.2132 | 11.4387
619 | 2 | Energy Recovery Ventilation (ERV) | N/A | 2.7981 | 966.2766 | 3.7341 | 2.681 | 5.2292
620 | 2 | Separate Makeup Air / Exhaust Hoods AC | N/A | 12.7818 | 29270.3947 | 4.3049 | 0.62525 | 32.5844
621 | 2 | Base Refrigeration System | N/A | 0 | 0 | 0 | 0 | 0
622 | 2 | High-efficiency fan motors | N/A | 0 | -0.17329 | 0 | 0 | 0
623 | 2 | Strip curtains for walk-ins | N/A | 0 | -0.0055984 | 0 | 0 | 0
624 | 2 | Night covers for display cases | N/A | 0 | -5.2625e-05 | 0 | 0 | 0
625 | 2 | Evaporator fan controller for MT walk-ins | N/A | 0 | -0.0010413 | 0 | 0 | 0
626 | 2 | Efficient compressor motor | N/A | 0 | -0.0131 | 0 | 0 | 0
627 | 2 | Compressor VSD retrofit | N/A | 0 | -0.060462 | 0 | 0 | 0
628 | 2 | Floating head pressure controls | N/A | 0 | -0.018643 | 0 | 0 | 0
629 | 2 | Refrigeration Commissioning | N/A | 0 | -0.00042174 | 0 | 0 | 0
630 | 2 | Demand Hot Gas Defrost | N/A | 0 | -9.3306e-05 | 0 | 0 | 0
631 | 2 | Demand Defrost Electric | N/A | 0 | -9.3306e-05 | 0 | 0 | 0
632 | 2 | Anti-sweat (humidistat) controls | N/A | 0 | -0.024073 | 0 | 0 | 0
633 | 2 | High R-Value Glass Doors | N/A | 0 | -0.00037427 | 0 | 0 | 0
634 | 2 | Multiplex Compressor System | N/A | 0 | -0.0065314 | 0 | 0 | 0
635 | 2 | Oversized Air Cooled Condenser | N/A | 0 | -0.0013063 | 0 | 0 | 0
636 | 2 | Freezer-Cooler Replacement Gaskets | N/A | 0 | -1.4183e-05 | 0 | 0 | 0
637 | 2 | LED Display Lighting | N/A | 0 | -0.0003359 | 0 | 0 | 0
638 | 2 | Base Water Heating | N/A | 0 | 0 | 0 | 0 | 0
639 | 2 | High Efficiency Water Heater (electric) | N/A | 0 | -557.2111 | 0 | 0 | 0
640 | 2 | Heat Pump Water Heater (air source) | N/A | 9.9309 | 58947.3934 | 4.8445 | 1.732 | 29.9775
641 | 2 | Solar Water Heater | N/A | 0.28 | -15674 | 0 | 0 | 0
642 | 2 | Demand controlled circulating systems | N/A | 0.50866 | -2014.7763 | 0 | 0 | 0
643 | 2 | Heat Recovery Unit | N/A | 31.0424 | 75235.8052 | 3.1493 | 1.1259 | 19.4881
644 | 2 | Heat Trap | N/A | 3.7018 | 9057.9924 | 0.36606 | 0.13087 | 2.2652
645 | 2 | Hot Water Pipe Insulation | N/A | 0.52981 | 1057.4088 | 0 | 0 | 0
646 | 2 | Base Desktop PC | N/A | 0 | 0 | 0 | 0 | 0
647 | 2 | PC Manual Power Management Enabling | N/A | 0.60792 | 1697.9956 | 0 | 0 | 0
648 | 2 | PC Network Power Management Enabling | N/A | 0.6147 | 1726.2167 | 0 | 0 | 0
649 | 2 | Base Monitor, CRT | N/A | 0 | 0 | 0 | 0 | 0
650 | 2 | Energy Star or Better Monitor | N/A | 1 | 2679.046 | 0.020336 | 0.013681 | 0.14698
651 | 2 | Monitor Power Management Enabling | N/A | 0.57033 | 1592.6484 | 0 | 0 | 0
652 | 2 | Base Monitor, LCD | N/A | 0 | 0 | 0 | 0 | 0
653 | 2 | Energy Star or Better Monitor | N/A | 6.3768e-05 | 0.2042 | 0 | 0 | 0
654 | 2 | Monitor Power Management Enabling | N/A | 0.00085224 | -0.09579 | 0 | 0 | 0
655 | 2 | Base Copier | N/A | 0 | 0 | 0 | 0 | 0
656 | 2 | Energy Star or Better Copier | N/A | 0.22852 | 632.1741 | 0 | 0 | 0
657 | 2 | Copier Power Management Enabling | N/A | 0.16554 | 392.9216 | 0 | 0 | 0
658 | 2 | Base Laser Printer | N/A | 0 | 0 | 0 | 0 | 0
659 | 2 | Printer Power Management Enabling | N/A | 0.66497 | 1822.7898 | 0 | 0 | 0
660 | 2 | Base Commercial Ovens | N/A | 0 | 0 | 0 | 0 | 0
661 | 2 | Convection Oven | N/A | 1.0165 | 2229.9041 | 1.1609 | 0.16799 | 7.7824
662 | 2 | Base Commercial Fryers | N/A | 0 | 0 | 0 | 0 | 0
663 | 2 | Efficient Fryer | N/A | 0.91739 | -4377.1117 | 0 | 0 | 0
664 | 2 | Base Vending Machines | N/A | 0 | 0 | 0 | 0 | 0
665 | 2 | Vending Misers (cooled machines only) | N/A | 1.9362 | 6103.5338 | 0.424 | 0.51161 | 5.4936
666 | 3 | Base Fluorescent Fixture, T12, 34W, EB | N/A | 0 | -52696.7603 | 0 | 0 | 0
667 | 3 | Premium T8, Elecctronic Ballast | N/A | 1.7472 | -13606.1307 | 4.6549 | 1.664 | 20.7286
668 | 3 | Premium T8, EB, Reflector | N/A | 5.7738 | 38509.6836 | 2.8834 | 1.0307 | 12.8399
669 | 3 | Occupancy Sensor | N/A | 1.7613 | -7640.8451 | 0.57341 | 0.20498 | 2.5534
670 | 3 | Continuous Dimming | N/A | 2.264 | -80560.69 | 1.8468 | 0.66017 | 8.2238
671 | 3 | Lighting Control Tuneup | N/A | 4.9436 | 11132.5133 | 0.1599 | 0.057158 | 0.71202
672 | 3 | Base T8, EB | N/A | 0 | -36361.1792 | 0 | 0 | 0
673 | 3 | ROB Premium T8, 1EB | N/A | 3.1597 | 13745.9508 | 2.8441 | 1.0167 | 12.665
674 | 3 | ROB Premium T8, EB, Reflector | N/A | 25.8686 | 78448.0769 | 2.4208 | 0.86535 | 10.7799
675 | 3 | Occupancy Sensor | N/A | 1.1895 | -8800.0644 | 0.35076 | 0.12539 | 1.562
676 | 3 | Lighting Control Tuneup | N/A | 2.7242 | 6664.9406 | 0.09781 | 0.034964 | 0.43555
677 | 3 | Base Incandescent Flood, 75W to Screw-in CFL | N/A | 0 | -9792.6365 | 0 | 0 | 0
678 | 3 | CFL Screw-in 18W | N/A | 563.5844 | 411604.5373 | 9.4264 | 3.3696 | 41.9761
679 | 3 | Base Incandescent Flood, 75W to Hardwired CFL | N/A | 0 | -9792.6365 | 0 | 0 | 0
680 | 3 | CFL Hardwired, Modular 18W | N/A | 73.4355 | 350121.0889 | 3.1421 | 1.1232 | 13.992
681 | 3 | Base CFL | N/A | 0 | 0 | 0 | 0 | 0
682 | 3 | Base High Bay Mercury Vapor, 400W | N/A | 0 | 0 | 0 | 0 | 0
683 | 3 | PSMH, 250W, magnetic ballast | N/A | 59.522 | 87913.8061 | 3.2086 | 1.147 | 14.2881
684 | 3 | PSMH, 250 W, electronic ballast | N/A | 0 | -13771.3853 | 0 | 0 | 0
685 | 3 | High Bay T5 | N/A | 31.6364 | 106985.1332 | 4.272 | 1.5271 | 19.0232
686 | 3 | Base Exit Sign | N/A | 0 | 0 | 0 | 0 | 0
687 | 3 | LED Exit Sign | N/A | 0.088398 | -333.4834 | 0 | 0 | 0
688 | 3 | Base Outdoor Mercury Vapor 400W Lamp | N/A | 0 | 0 | 0 | 0 | 0
689 | 3 | High Pressure Sodium 250W Lamp | N/A | 0.84015 | 2452.6394 | 0 | 0 | 0
690 | 3 | Outdoor Lighting Controls (Photocell/Timeclock) | N/A | 0.88422 | 2644.5119 | 0 | 0 | 0
691 | 3 | Base Outdoor HID Lamp | N/A | 0 | 0 | 0 | 0 | 0
692 | 3 | Outdoor Lighting Controls (Photocell/Timeclock) | N/A | 1.8628 | 9797.8575 | 0.23213 | 6.7746e-08 | 2.6363
693 | 3 | Base Centrifugal Chiller, 0.58 kW/ton, 500 tons | N/A | 0 | -12945.6716 | 0 | 0 | 0
694 | 3 | Centrifugal Chiller, 0.51 kW/ton, 500 tons | N/A | 7.7098 | 21636.8388 | 1.8657 | 0.0034445 | 5.1926
695 | 3 | High Efficiency Chiller Motors | N/A | 1.7081 | 4823.795 | 0.35783 | 0 | 1.4169
696 | 3 | EMS - Chiller | N/A | 4.965 | 17256.9738 | 0.099292 | 0.0049802 | 0.41304
697 | 3 | Chiller Tune Up/Diagnostics | N/A | 7.002 | 15924.6352 | 0.55198 | 0.0093625 | 1.5532
698 | 3 | VSD for Chiller Pumps and Towers | N/A | 5.0283 | 16674.021 | 0.57511 | 0.0072114 | 2.3923
699 | 3 | EMS Optimization | N/A | 1.728 | 6559.0494 | 0.057435 | 0.0028807 | 0.95549
700 | 3 | Aerosole Duct Sealing | N/A | 7.4047 | 18372.8851 | 0.60351 | 0.0075676 | 2.5105
701 | 3 | Duct/Pipe Insulation | N/A | 0.019737 | -182808.594 | 0 | 0 | 0
702 | 3 | Window Film (Standard) | N/A | 1.1751 | 2560.4685 | 0.32852 | -0.023541 | 1.2736
703 | 3 | Ceiling Insulation | N/A | 17.5309 | 29691.0814 | 1.4084 | 0.086913 | 1.8974
704 | 3 | Roof Insulation | N/A | 1.1859 | -7083.4714 | 0.43677 | 0.0079814 | 0.69665
705 | 3 | Cool Roof - Chiller | N/A | 6.9705 | 15161.9476 | 2.1628 | 0 | 4.1276
706 | 3 | Thermal Energy Storage (TES) | N/A | 1.07 | 4701 | 2.7421 | 0.0040109 | -0.64761
707 | 3 | Base DX Packaged System, EER=10.3, 10 tons | N/A | 0 | -39566.68 | 0 | 0 | 0
708 | 3 | DX Packaged System, EER=10.9, 10 tons | N/A | 2.6638 | 12185.5615 | 1.4748 | 0 | 8.4117
709 | 3 | Hybrid Dessicant-DX System (Trane CDQ) | N/A | 9.3833 | 82349.3048 | 10.8946 | 0 | 62.1395
710 | 3 | Geothermal Heat Pump, EER=13, 10 tons | N/A | 0.86539 | -24986.8823 | 0 | 0 | 0
711 | 3 | DX Tune Up/ Advanced Diagnostics | N/A | 4.5376 | 13506.6509 | 1.4141 | 0 | 3.9789
712 | 3 | DX Coil Cleaning | N/A | 7.1093 | 15437.8901 | 2.057 | 0 | 5.7879
713 | 3 | Optimize Controls | N/A | 2.5586 | 10859.7674 | 0.2391 | 0.011992 | 3.9777
714 | 3 | Aerosole Duct Sealing | N/A | 14.338 | 29998.408 | 3.7735 | 0 | 15.6969
715 | 3 | Duct/Pipe Insulation | N/A | 0.033296 | -180546.7795 | 0 | 0 | 0
716 | 3 | Window Film (Standard) | N/A | 1.8581 | 7962.8253 | 1.9103 | -0.57655 | 7.6297
717 | 3 | Ceiling Insulation | N/A | 39.644 | 50272.3569 | 8.2933 | 1.9797 | 11.8644
718 | 3 | Roof Insulation | N/A | 2.8348 | 774.4715 | 2.8113 | 0.7339 | 4.3566
719 | 3 | Cool Roof - DX | N/A | 11.534 | 45812.8728 | 11.0602 | 0 | 25.805
720 | 3 | Base Packaged HP System, EER=10.3, 10 tons | N/A | 0 | -39566.68 | 0 | 0 | 0
721 | 3 | Packaged HP System, EER=10.9, 10 tons | N/A | 5.0542 | 15632.0369 | 0.16343 | 0 | 0.47829
722 | 3 | Geothermal Heat Pump, EER=13, 10 tons | N/A | 6.2727 | 14390.6554 | 0.39911 | 0 | 0.92988
723 | 3 | Aerosole Duct Sealing | N/A | 14.8588 | 30676.2008 | 0.073063 | 0.00091616 | 0.30393
724 | 3 | Duct/Pipe Insulation | N/A | 0.034213 | -180414.9067 | 0 | 0 | 0
725 | 3 | Window Film (Standard) | N/A | 2.0629 | 8309.1706 | 0.055482 | -0.0011483 | 0.22161
726 | 3 | Ceiling Insulation | N/A | 37.6859 | 51536.4101 | 0.24086 | 0.0038922 | 0.34453
727 | 3 | Roof Insulation | N/A | 2.6866 | 1219.9537 | 0.081649 | 0.0014616 | 0.12651
728 | 3 | Cool Roof - DX | N/A | 12.0026 | 47917.0026 | 0.32122 | 0 | 0.74947
729 | 3 | Base PTAC, EER=8.3, 1 ton | N/A | 0 | 0 | 0 | 0 | 0
730 | 3 | HE PTAC, EER=9.6, 1 ton | N/A | 5.3634 | 35520.3053 | 1.5489 | 0 | 8.8343
731 | 3 | Occupancy Sensor (hotels) | N/A | 3.8885 | 37366.4984 | 0.5374 | 0.026954 | 8.9402
732 | 3 | Base Fan Motor, 15hp, 1800rpm, 91.0% | N/A | 0 | -1223.2866 | 0 | 0 | 0
733 | 3 | High Efficiency Fan Motor, 15hp, 1800rpm, 92.4% | N/A | 0.18441 | -954.3706 | 0 | 0 | 0
734 | 3 | Variable Speed Drive Control | N/A | 1.6022 | 10359.3764 | 0.18699 | 0.15014 | 5.4024
735 | 3 | Air Handler Optimization | N/A | 1.1262 | 3955.7311 | 0.23847 | 0.19148 | 6.8896
736 | 3 | Electronically Commutated Motors (ECM) on an Air Handler Unit | N/A | 1.5047 | 5699.6988 | 2.3214 | 0 | 17.2844
737 | 3 | Demand Control Ventilation (DCV) | N/A | 0.76182 | -68749.6765 | 0 | 0 | 0
738 | 3 | Energy Recovery Ventilation (ERV) | N/A | 2.0387 | 1413.3078 | 3.5854 | 3.5578 | 4.7929
739 | 3 | Separate Makeup Air / Exhaust Hoods AC | N/A | 0 | -85.3456 | 0 | 0 | 0
740 | 3 | Base Refrigeration System | N/A | 0 | 0 | 0 | 0 | 0
741 | 3 | High-efficiency fan motors | N/A | 0 | -0.17329 | 0 | 0 | 0
742 | 3 | Strip curtains for walk-ins | N/A | 0 | -0.0055984 | 0 | 0 | 0
743 | 3 | Night covers for display cases | N/A | 0 | -5.2625e-05 | 0 | 0 | 0
744 | 3 | Evaporator fan controller for MT walk-ins | N/A | 0 | -0.0010413 | 0 | 0 | 0
745 | 3 | Efficient compressor motor | N/A | 0 | -0.0131 | 0 | 0 | 0
746 | 3 | Compressor VSD retrofit | N/A | 0 | -0.060462 | 0 | 0 | 0
747 | 3 | Floating head pressure controls | N/A | 0 | -0.018643 | 0 | 0 | 0
748 | 3 | Refrigeration Commissioning | N/A | 0 | -0.00042174 | 0 | 0 | 0
749 | 3 | Demand Hot Gas Defrost | N/A | 0 | -9.3306e-05 | 0 | 0 | 0
750 | 3 | Demand Defrost Electric | N/A | 0 | -9.3306e-05 | 0 | 0 | 0
751 | 3 | Anti-sweat (humidistat) controls | N/A | 0 | -0.024073 | 0 | 0 | 0
752 | 3 | High R-Value Glass Doors | N/A | 0 | -0.00037427 | 0 | 0 | 0
753 | 3 | Multiplex Compressor System | N/A | 0 | -0.0065314 | 0 | 0 | 0
754 | 3 | Oversized Air Cooled Condenser | N/A | 0 | -0.0013063 | 0 | 0 | 0
755 | 3 | Freezer-Cooler Replacement Gaskets | N/A | 0 | -1.4183e-05 | 0 | 0 | 0
756 | 3 | LED Display Lighting | N/A | 0 | -0.0003359 | 0 | 0 | 0
757 | 3 | Base Water Heating | N/A | 0 | 0 | 0 | 0 | 0
758 | 3 | High Efficiency Water Heater (electric) | N/A | 0 | -44.8438 | 0 | 0 | 0
759 | 3 | Heat Pump Water Heater (air source) | N/A | 0.95378 | 2497.533 | 0 | 0 | 0
760 | 3 | Solar Water Heater | N/A | 0.28 | -15674 | 0 | 0 | 0
761 | 3 | Demand controlled circulating systems | N/A | 0.078705 | -47.8567 | 0 | 0 | 0
762 | 3 | Heat Recovery Unit | N/A | 0.67066 | 842.8988 | 0 | 0 | 0
763 | 3 | Heat Trap | N/A | 0.15986 | 442.2863 | 0 | 0 | 0
764 | 3 | Hot Water Pipe Insulation | N/A | 0.0337 | 22.5104 | 0 | 0 | 0
765 | 3 | Base Desktop PC | N/A | 0 | 0 | 0 | 0 | 0
766 | 3 | PC Manual Power Management Enabling | N/A | 0.69887 | 1945.4602 | 0 | 0 | 0
767 | 3 | PC Network Power Management Enabling | N/A | 0.70741 | 1976.4363 | 0 | 0 | 0
768 | 3 | Base Monitor, CRT | N/A | 0 | 0 | 0 | 0 | 0
769 | 3 | Energy Star or Better Monitor | N/A | 1.1496 | 2971.5279 | 0.044996 | 0.03807 | 0.30717
770 | 3 | Monitor Power Management Enabling | N/A | 0.65533 | 1824.7901 | 0.11602 | 0.14911 | 1.203
771 | 3 | Base Monitor, LCD | N/A | 0 | 0 | 0 | 0 | 0
772 | 3 | Energy Star or Better Monitor | N/A | 7.1668e-05 | 0.22649 | 0 | 0 | 0
773 | 3 | Monitor Power Management Enabling | N/A | 0.00096097 | 0.021824 | 0 | 0 | 0
774 | 3 | Base Copier | N/A | 0 | 0 | 0 | 0 | 0
775 | 3 | Energy Star or Better Copier | N/A | 0.21564 | 581.2038 | 0 | 0 | 0
776 | 3 | Copier Power Management Enabling | N/A | 0.15759 | 376.4611 | 0 | 0 | 0
777 | 3 | Base Laser Printer | N/A | 0 | 0 | 0 | 0 | 0
778 | 3 | Printer Power Management Enabling | N/A | 0.98494 | 2750.447 | 0 | 0 | 0
779 | 3 | Base Commercial Ovens | N/A | 0 | 0 | 0 | 0 | 0
780 | 3 | Convection Oven | N/A | 0.00052444 | -282284.9723 | 0 | 0 | 0
781 | 3 | Base Commercial Fryers | N/A | 0 | 0 | 0 | 0 | 0
782 | 3 | Efficient Fryer | N/A | 0.00020527 | -406601.155 | 0 | 0 | 0
783 | 3 | Base Vending Machines | N/A | 0 | 0 | 0 | 0 | 0
784 | 3 | Vending Misers (cooled machines only) | N/A | 0.26351 | 721.2456 | 0 | 0 | 0
785 | 4 | Base Fluorescent Fixture, T12, 34W, EB | N/A | 0 | -68707.7259 | 0 | 0 | 0
786 | 4 | Premium T8, Elecctronic Ballast | N/A | 4.027 | 28239.4657 | 0.40154 | 0.21395 | 2.3296
787 | 4 | Premium T8, EB, Reflector | N/A | 14.2187 | 144807.7 | 0.24873 | 0.13253 | 1.443
788 | 4 | Occupancy Sensor | N/A | 4.0179 | 31122.3047 | 0 | 0 | 0
789 | 4 | Continuous Dimming | N/A | 5.5712 | -4055.8101 | 0.34517 | 0.18391 | 2.0026
790 | 4 | Lighting Control Tuneup | N/A | 12.4767 | 25119.9412 | 0.0086033 | 0.004584 | 0.049914
791 | 4 | Base T8, EB | N/A | 0 | -47408.8715 | 0 | 0 | 0
792 | 4 | ROB Premium T8, 1EB | N/A | 6.9437 | 37587.6165 | 0.08178 | 0.043574 | 0.47446
793 | 4 | ROB Premium T8, EB, Reflector | N/A | 65.7132 | 181703.5989 | 0.069607 | 0.037088 | 0.40384
794 | 4 | Occupancy Sensor | N/A | 2.5766 | 13658.0665 | 0.010086 | 0.0053739 | 0.058515
795 | 4 | Lighting Control Tuneup | N/A | 6.5803 | 15221.179 | 0.0017542 | 0.0009347 | 0.010178
796 | 4 | Base Incandescent Flood, 75W to Screw-in CFL | N/A | 0 | -12767.9535 | 0 | 0 | 0
797 | 4 | CFL Screw-in 18W | N/A | 1572.3362 | 918101.5825 | 0.12181 | 0.064903 | 0.70671
798 | 4 | Base Incandescent Flood, 75W to Hardwired CFL | N/A | 0 | -12767.9535 | 0 | 0 | 0
799 | 4 | CFL Hardwired, Modular 18W | N/A | 193.4943 | 837937.4908 | 0.040604 | 0.021634 | 0.23557
800 | 4 | Base CFL | N/A | 0 | 0 | 0 | 0 | 0
801 | 4 | Base High Bay Mercury Vapor, 400W | N/A | 0 | 0 | 0 | 0 | 0
802 | 4 | PSMH, 250W, magnetic ballast | N/A | 161.9842 | 197237.5117 | 0.13775 | 0.073396 | 0.79919
803 | 4 | PSMH, 250 W, electronic ballast | N/A | 0 | -17955.5738 | 0 | 0 | 0
804 | 4 | High Bay T5 | N/A | 81.022 | 249481.2953 | 0.1834 | 0.09772 | 1.064
805 | 4 | Base Exit Sign | N/A | 0 | 0 | 0 | 0 | 0
806 | 4 | LED Exit Sign | N/A | 0.045927 | -329.0983 | 0.00078477 | 0.00075524 | 0.0061902
807 | 4 | Base Outdoor Mercury Vapor 400W Lamp | N/A | 0 | 0 | 0 | 0 | 0
808 | 4 | High Pressure Sodium 250W Lamp | N/A | 1.5641 | 6319.7422 | 0.040566 | 0.018431 | 0.43834
809 | 4 | Outdoor Lighting Controls (Photocell/Timeclock) | N/A | 1.8318 | 6167.9623 | 0.0031728 | 0.0014416 | 0.034284
810 | 4 | Base Outdoor HID Lamp | N/A | 0 | 0 | 0 | 0 | 0
811 | 4 | Outdoor Lighting Controls (Photocell/Timeclock) | N/A | 1.5812 | 8405.0115 | 0.0059936 | 2.7232e-09 | 0.064762
812 | 4 | Base Centrifugal Chiller, 0.58 kW/ton, 500 tons | N/A | 0 | -28784.2385 | 0 | 0 | 0
813 | 4 | Centrifugal Chiller, 0.51 kW/ton, 500 tons | N/A | 10.1218 | 42526.0651 | 0.034595 | 0.00011223 | 0.13072
814 | 4 | High Efficiency Chiller Motors | N/A | 2.5602 | 9714.4582 | 0.0066352 | 0 | 0.03567
815 | 4 | EMS - Chiller | N/A | 6.6118 | 35022.9776 | 0.0018412 | 0.00016227 | 0.010399
816 | 4 | Chiller Tune Up/Diagnostics | N/A | 16.0774 | 33947.1927 | 0.010235 | 0.00030506 | 0.0391
817 | 4 | VSD for Chiller Pumps and Towers | N/A | 6.8342 | 33915.3021 | 0.010664 | 0.00023497 | 0.060228
818 | 4 | EMS Optimization | N/A | 3.7365 | 15564.9292 | 0.001065 | 9.3865e-05 | 0.024056
819 | 4 | Aerosole Duct Sealing | N/A | 12.0142 | 37703.3817 | 0.011191 | 0.00024658 | 0.063203
820 | 4 | Duct/Pipe Insulation | N/A | 0.040922 | -178767.5937 | 0.0020098 | 4.4283e-05 | 0.011351
821 | 4 | Window Film (Standard) | N/A | 2.5934 | 14134.6091 | 0.0050918 | -0.00064112 | 0.026799
822 | 4 | Ceiling Insulation | N/A | 44.8024 | 63982.4662 | 0.026117 | 0.0028319 | 0.047761
823 | 4 | Roof Insulation | N/A | 2.7334 | 4765.995 | 0.008099 | 0.00026006 | 0.017537
824 | 4 | Cool Roof - Chiller | N/A | 19.3136 | 84537.2464 | 0.030846 | 0 | 0.079917
825 | 4 | Thermal Energy Storage (TES) | N/A | 1.08 | 7243 | 0.050847 | 0.00013069 | -0.016323
826 | 4 | Base DX Packaged System, EER=10.3, 10 tons | N/A | 0 | -87975.0997 | 0 | 0 | 0
827 | 4 | DX Packaged System, EER=10.9, 10 tons | N/A | 3.2693 | 24969.1005 | 0.085285 | 0 | 0.66043
828 | 4 | Hybrid Dessicant-DX System (Trane CDQ) | N/A | 10.9302 | 168972.249 | 0.63002 | 0 | 4.8788
829 | 4 | Geothermal Heat Pump, EER=13, 10 tons | N/A | 0.92409 | -60431.5271 | 0 | 0 | 0
830 | 4 | DX Tune Up/ Advanced Diagnostics | N/A | 10.366 | 31348.1968 | 0.081773 | 0 | 0.31238
831 | 4 | DX Coil Cleaning | N/A | 11.1451 | 30767.3379 | 0.11895 | 0 | 0.45441
832 | 4 | Optimize Controls | N/A | 5.5538 | 25347.4472 | 0.013827 | 0.0012186 | 0.31231
833 | 4 | Aerosole Duct Sealing | N/A | 23.9953 | 61680.2069 | 0.21821 | 0 | 1.2324
834 | 4 | Duct/Pipe Insulation | N/A | 0.070088 | -174102.7369 | 0 | 0 | 0
835 | 4 | Window Film (Standard) | N/A | 3.9793 | 25520.9312 | 0.092244 | -0.048919 | 0.50018
836 | 4 | Ceiling Insulation | N/A | 108.5932 | 103754.1975 | 0.47959 | 0.20116 | 0.93143
837 | 4 | Roof Insulation | N/A | 7.2711 | 19862.7132 | 0.16257 | 0.074575 | 0.34203
838 | 4 | Cool Roof - DX | N/A | 32.2671 | 150239.3122 | 0.49193 | 0 | 1.5582
839 | 4 | Base Packaged HP System, EER=10.3, 10 tons | N/A | 0 | -87975.0997 | 0 | 0 | 0
840 | 4 | Packaged HP System, EER=10.9, 10 tons | N/A | 6.5062 | 30613.3755 | 0.012028 | 0 | 0.04779
841 | 4 | Geothermal Heat Pump, EER=13, 10 tons | N/A | 7.3388 | 13595.838 | 0.029373 | 0 | 0.092908
842 | 4 | Aerosole Duct Sealing | N/A | 24.9815 | 63078.1894 | 0.0080658 | 0.00017772 | 0.045553
843 | 4 | Duct/Pipe Insulation | N/A | 0.072211 | -173830.7584 | 0.0014485 | 3.1916e-05 | 0.0081808
844 | 4 | Window Film (Standard) | N/A | 4.7226 | 26250.6363 | 0.0034096 | -0.00012399 | 0.01849
845 | 4 | Ceiling Insulation | N/A | 96.8917 | 106171.9258 | 0.017727 | 0.00050334 | 0.034421
846 | 4 | Roof Insulation | N/A | 6.4713 | 20720.0001 | 0.006009 | 0.00018902 | 0.01264
847 | 4 | Cool Roof - DX | N/A | 33.6079 | 154613.0366 | 0.018183 | 0 | 0.057595
848 | 4 | Base PTAC, EER=8.3, 1 ton | N/A | 0 | 0 | 0 | 0 | 0
849 | 4 | HE PTAC, EER=9.6, 1 ton | N/A | 6.2615 | 72979.2564 | 6.5783e-11 | 0 | 5.0941e-10
850 | 4 | Occupancy Sensor (hotels) | N/A | 4.4623 | 80774.2231 | 2.2824e-11 | 2.0116e-12 | 5.1554e-10
851 | 4 | Base Fan Motor, 15hp, 1800rpm, 91.0% | N/A | 0 | -1450.027 | 0 | 0 | 0
852 | 4 | High Efficiency Fan Motor, 15hp, 1800rpm, 92.4% | N/A | 0.36384 | -303.2971 | 0 | 0 | 0
853 | 4 | Variable Speed Drive Control | N/A | 3.1418 | 28539.9996 | 4.3276e-08 | 4.2549e-08 | 1.5683e-06
854 | 4 | Air Handler Optimization | N/A | 2.471 | 10038.7158 | 0.010264 | 0.010092 | 0.37198
855 | 4 | Electronically Commutated Motors (ECM) on an Air Handler Unit | N/A | 2.054 | 12011.3336 | 0.099917 | 0 | 0.93318
856 | 4 | Demand Control Ventilation (DCV) | N/A | 2.7485 | -45767.2009 | 0.24809 | 0.57446 | 0.56603
857 | 4 | Energy Recovery Ventilation (ERV) | N/A | 3.2375 | 2854.4939 | 0.15432 | 0.18751 | 0.25873
858 | 4 | Separate Makeup Air / Exhaust Hoods AC | N/A | 12.8951 | 30502.2705 | 0.017791 | 0.0043732 | 0.1612
859 | 4 | Base Refrigeration System | N/A | 0 | 0 | 0 | 0 | 0
860 | 4 | High-efficiency fan motors | N/A | 8.4833 | 99906.7437 | 0.87258 | 0.71641 | 7.0387
861 | 4 | Strip curtains for walk-ins | N/A | 18.7215 | 47000.6363 | 0.21727 | 0.17838 | 1.7526
862 | 4 | Night covers for display cases | N/A | 7.0091 | 60607.9679 | 0 | 0.17284 | 1.698
863 | 4 | Evaporator fan controller for MT walk-ins | N/A | 1.5769 | 4989.5033 | 0.03361 | 0.027596 | 0.27113
864 | 4 | Efficient compressor motor | N/A | 27.9194 | 79578.1791 | 0.37193 | 0.30536 | 3.0002
865 | 4 | Compressor VSD retrofit | N/A | 4.2342 | 53410.9392 | 0.095726 | 0.078594 | 1.5442
866 | 4 | Floating head pressure controls | N/A | 23.6567 | 80875.7974 | 0.13713 | 0.11259 | 1.1062
867 | 4 | Refrigeration Commissioning | N/A | 11.254 | 54414.2912 | 0.19544 | 0.16046 | 1.5765
868 | 4 | Demand Hot Gas Defrost | N/A | 10.4541 | 29110.5497 | 0.058331 | 0.047892 | 0.47054
869 | 4 | Demand Defrost Electric | N/A | 51.6643 | 91411.3252 | 0.56427 | 0.46328 | 4.5517
870 | 4 | Anti-sweat (humidistat) controls | N/A | 8.4707 | 52306.5789 | 0.1445 | 0.23727 | 2.3311
871 | 4 | High R-Value Glass Doors | N/A | 3.0086 | 14537.7371 | 0.11814 | 0.096999 | 0.95302
872 | 4 | Multiplex Compressor System | N/A | 5.6524 | 81271.0947 | 0.5852 | 0.48047 | 4.7206
873 | 4 | Oversized Air Cooled Condenser | N/A | 9.5373 | 79888.4262 | 0.32108 | 0.26361 | 2.59
874 | 4 | Freezer-Cooler Replacement Gaskets | N/A | 44.8434 | 80173.5338 | 0.26022 | 0.21365 | 2.0991
875 | 4 | LED Display Lighting | N/A | 1.4719 | 5533.4026 | 0.060255 | 0.049471 | 0.48605
876 | 4 | Base Water Heating | N/A | 0 | 0 | 0 | 0 | 0
877 | 4 | High Efficiency Water Heater (electric) | N/A | 0 | -185.5516 | 0 | 0 | 0
878 | 4 | Heat Pump Water Heater (air source) | N/A | 2.2092 | 9622.4897 | 0.051482 | 0.02581 | 0.37608
879 | 4 | Solar Water Heater | N/A | 0.28 | -15674 | 0.02675 | 0.013411 | 0
880 | 4 | Demand controlled circulating systems | N/A | 0.26532 | 219.8828 | 0.0018912 | 0.00094813 | 0.013815
881 | 4 | Heat Recovery Unit | N/A | 2.9649 | 12074.9844 | 0.033468 | 0.016779 | 0.24449
882 | 4 | Heat Trap | N/A | 0.62809 | 1739.2454 | 0 | 0 | 0
883 | 4 | Hot Water Pipe Insulation | N/A | 0.12006 | 73.3153 | 0 | 0 | 0
884 | 4 | Base Desktop PC | N/A | 0 | 0 | 0 | 0 | 0
885 | 4 | PC Manual Power Management Enabling | N/A | 0.39741 | 1130.8123 | 0 | 0 | 0
886 | 4 | PC Network Power Management Enabling | N/A | 0.40025 | 1148.8708 | 0 | 0 | 0
887 | 4 | Base Monitor, CRT | N/A | 0 | 0 | 0 | 0 | 0
888 | 4 | Energy Star or Better Monitor | N/A | 0.62966 | 1689.7208 | 0 | 0 | 0
889 | 4 | Monitor Power Management Enabling | N/A | 0.37274 | 1060.6726 | 0 | 0 | 0
890 | 4 | Base Monitor, LCD | N/A | 0 | 0 | 0 | 0 | 0
891 | 4 | Energy Star or Better Monitor | N/A | 4.0795e-05 | 0.12879 | 0 | 0 | 0
892 | 4 | Monitor Power Management Enabling | N/A | 0.00055237 | 0.0075073 | 0 | 0 | 0
893 | 4 | Base Copier | N/A | 0 | 0 | 0 | 0 | 0
894 | 4 | Energy Star or Better Copier | N/A | 0.17127 | 468.1992 | 0 | 0 | 0
895 | 4 | Copier Power Management Enabling | N/A | 0.12762 | 309.8105 | 0 | 0 | 0
896 | 4 | Base Laser Printer | N/A | 0 | 0 | 0 | 0 | 0
897 | 4 | Printer Power Management Enabling | N/A | 0.50611 | 1398.2759 | 0 | 0 | 0
898 | 4 | Base Commercial Ovens | N/A | 0 | 0 | 0 | 0 | 0
899 | 4 | Convection Oven | N/A | 1.3068 | 5178.9881 | 0.029952 | 0.010088 | 0.2612
900 | 4 | Base Commercial Fryers | N/A | 0 | 0 | 0 | 0 | 0
901 | 4 | Efficient Fryer | N/A | 0.37916 | -1981.6565 | 0 | 0 | 0
902 | 4 | Base Vending Machines | N/A | 0 | 0 | 0 | 0 | 0
903 | 4 | Vending Misers (cooled machines only) | N/A | 0.41899 | 1150.2297 | 0 | 0 | 0
904 | 5 | Base Fluorescent Fixture, T12, 34W, EB | N/A | 0 | -47734.2654 | 0 | 0 | 0
905 | 5 | Premium T8, Elecctronic Ballast | N/A | 0.82458 | -26469.2644 | 0 | 0 | 0
906 | 5 | Premium T8, EB, Reflector | N/A | 2.4328 | 5782.7806 | 0.37786 | 0.5679 | 2.8792
907 | 5 | Occupancy Sensor | N/A | 0.84629 | -19559.9478 | 0 | 0 | 0
908 | 5 | Continuous Dimming | N/A | 0.9475 | -104038.5907 | 0 | 0 | 0
909 | 5 | Lighting Control Tuneup | N/A | 2.6284 | 6821.5228 | 0.01307 | 0.019643 | 0.09959
910 | 5 | Base T8, EB | N/A | 0 | -32937.0187 | 0 | 0 | 0
911 | 5 | ROB Premium T8, 1EB | N/A | 1.6717 | 6401.9994 | 0.12424 | 0.18672 | 0.94667
912 | 5 | ROB Premium T8, EB, Reflector | N/A | 10.9708 | 46628.962 | 0.10575 | 0.15893 | 0.80576
913 | 5 | Occupancy Sensor | N/A | 0.61778 | -15702.5321 | 0 | 0 | 0
914 | 5 | Lighting Control Tuneup | N/A | 1.5146 | 4027.868 | 0.002665 | 0.0040053 | 0.020307
915 | 5 | Base Incandescent Flood, 75W to Screw-in CFL | N/A | 0 | -8870.4563 | 0 | 0 | 0
916 | 5 | CFL Screw-in 18W | N/A | 201.2587 | 255499.3085 | 0.28318 | 0.42559 | 2.1577
917 | 5 | Base Incandescent Flood, 75W to Hardwired CFL | N/A | 0 | -8870.4563 | 0 | 0 | 0
918 | 5 | CFL Hardwired, Modular 18W | N/A | 26.8664 | 199805.8041 | 0.094392 | 0.14186 | 0.71924
919 | 5 | Base CFL | N/A | 0 | 0 | 0 | 0 | 0
920 | 5 | Base High Bay Mercury Vapor, 400W | N/A | 0 | 0 | 0 | 0 | 0
921 | 5 | PSMH, 250W, magnetic ballast | N/A | 24.4528 | 54221.2154 | 0.09136 | 0.13731 | 0.69614
922 | 5 | PSMH, 250 W, electronic ballast | N/A | 0 | -12474.5233 | 0 | 0 | 0
923 | 5 | High Bay T5 | N/A | 12.8957 | 63074.4109 | 0.12164 | 0.18281 | 0.92685
924 | 5 | Base Exit Sign | N/A | 0 | 0 | 0 | 0 | 0
925 | 5 | LED Exit Sign | N/A | 0.10854 | -660.5864 | 0 | 0 | 0
926 | 5 | Base Outdoor Mercury Vapor 400W Lamp | N/A | 0 | 0 | 0 | 0 | 0
927 | 5 | High Pressure Sodium 250W Lamp | N/A | 0.60414 | 1562.1267 | 0 | 0 | 0
928 | 5 | Outdoor Lighting Controls (Photocell/Timeclock) | N/A | 0.60118 | 1749.3483 | 0 | 0 | 0
929 | 5 | Base Outdoor HID Lamp | N/A | 0 | 0 | 0 | 0 | 0
930 | 5 | Outdoor Lighting Controls (Photocell/Timeclock) | N/A | 0.76172 | 2382.809 | 0 | 0 | 0
931 | 5 | Base Centrifugal Chiller, 0.58 kW/ton, 500 tons | N/A | 0 | -21583.4424 | 0 | 0 | 0
932 | 5 | Centrifugal Chiller, 0.51 kW/ton, 500 tons | N/A | 4.8197 | 18856.2149 | 1.0629 | 0.0018999 | 3.5038
933 | 5 | High Efficiency Chiller Motors | N/A | 1.3699 | 4160.1147 | 0.20386 | 0 | 0.95607
934 | 5 | EMS - Chiller | N/A | 3.3474 | 15487.5349 | 0.056569 | 0.002747 | 0.27871
935 | 5 | Chiller Tune Up/Diagnostics | N/A | 6.4036 | 16175.4807 | 0.31447 | 0.0051643 | 1.048
936 | 5 | VSD for Chiller Pumps and Towers | N/A | 3.4785 | 15264.186 | 0.32765 | 0.0039777 | 1.6143
937 | 5 | EMS Optimization | N/A | 1.8072 | 7017.6595 | 0.032722 | 0.001589 | 0.64476
938 | 5 | Aerosole Duct Sealing | N/A | 5.7454 | 18139.0569 | 0.34384 | 0.0041742 | 1.694
939 | 5 | Duct/Pipe Insulation | N/A | 0.019565 | -182701.32 | 0 | 0 | 0
940 | 5 | Window Film (Standard) | N/A | 1.1399 | 2896.3613 | 0.24936 | -0.0173 | 1.145
941 | 5 | Ceiling Insulation | N/A | 14.9212 | 29084.193 | 0.80242 | 0.04794 | 1.2802
942 | 5 | Roof Insulation | N/A | 1.0589 | -7197.878 | 0.24884 | 0.0044024 | 0.47005
943 | 5 | Cool Roof - Chiller | N/A | 5.4676 | 12211.9353 | 1.4989 | 0 | 3.388
944 | 5 | Thermal Energy Storage (TES) | N/A | 0.73 | -18438 | 0 | 0 | 0
945 | 5 | Base DX Packaged System, EER=10.3, 10 tons | N/A | 0 | -65966.8484 | 0 | 0 | 0
946 | 5 | DX Packaged System, EER=10.9, 10 tons | N/A | 1.8137 | 9774.7429 | 0.098094 | 0 | 0.66267
947 | 5 | Hybrid Dessicant-DX System (Trane CDQ) | N/A | 5.1549 | 67210.4546 | 0.72464 | 0 | 4.8953
948 | 5 | Geothermal Heat Pump, EER=13, 10 tons | N/A | 0.49412 | -65837.5794 | 0 | 0 | 0
949 | 5 | DX Tune Up/ Advanced Diagnostics | N/A | 4.154 | 13754.998 | 0.094055 | 0 | 0.31344
950 | 5 | DX Coil Cleaning | N/A | 5.2298 | 14694.7681 | 0.13682 | 0 | 0.45596
951 | 5 | Optimize Controls | N/A | 2.6671 | 11597.5434 | 0.015903 | 0.00077227 | 0.31336
952 | 5 | Aerosole Duct Sealing | N/A | 10.8759 | 30092.5061 | 0.25099 | 0 | 1.2366
953 | 5 | Duct/Pipe Insulation | N/A | 0.032697 | -180375.6967 | 0 | 0 | 0
954 | 5 | Window Film (Standard) | N/A | 1.7913 | 8483.9573 | 0.16924 | -0.049453 | 0.80061
955 | 5 | Ceiling Insulation | N/A | 33.3321 | 49480.4486 | 0.55161 | 0.12748 | 0.93456
956 | 5 | Roof Insulation | N/A | 2.4641 | 564.2219 | 0.18699 | 0.047261 | 0.34317
957 | 5 | Cool Roof - DX | N/A | 9.0113 | 42259.0108 | 0.89493 | 0 | 2.4729
958 | 5 | Base Packaged HP System, EER=10.3, 10 tons | N/A | 0 | -65966.8484 | 0 | 0 | 0
959 | 5 | Packaged HP System, EER=10.9, 10 tons | N/A | 3.2229 | 12900.5063 | 0.093114 | 0 | 0.32275
960 | 5 | Geothermal Heat Pump, EER=13, 10 tons | N/A | 3.2534 | -27400.9521 | 0.22739 | 0 | 0.62747
961 | 5 | Aerosole Duct Sealing | N/A | 11.2534 | 30789.4077 | 0.062441 | 0.00075804 | 0.30764
962 | 5 | Duct/Pipe Insulation | N/A | 0.033574 | -180240.1067 | 0 | 0 | 0
963 | 5 | Window Film (Standard) | N/A | 1.9679 | 8841.5354 | 0.042105 | -0.00084366 | 0.19919
964 | 5 | Ceiling Insulation | N/A | 31.8021 | 50727.9252 | 0.13723 | 0.002147 | 0.23247
965 | 5 | Roof Insulation | N/A | 2.347 | 1005.3474 | 0.046519 | 0.00080625 | 0.085364
966 | 5 | Cool Roof - DX | N/A | 9.3717 | 44285.9839 | 0.22264 | 0 | 0.61522
967 | 5 | Base PTAC, EER=8.3, 1 ton | N/A | 0 | 0 | 0 | 0 | 0
968 | 5 | HE PTAC, EER=9.6, 1 ton | N/A | 3.2104 | 29463.0391 | 0.2943 | 0 | 1.9882
969 | 5 | Occupancy Sensor (hotels) | N/A | 2.627 | 34593.4921 | 0.10211 | 0.0049585 | 2.012
970 | 5 | Base Fan Motor, 15hp, 1800rpm, 91.0% | N/A | 0 | -1313.996 | 0 | 0 | 0
971 | 5 | High Efficiency Fan Motor, 15hp, 1800rpm, 92.4% | N/A | 0.20429 | -946.3913 | 0 | 0 | 0
972 | 5 | Variable Speed Drive Control | N/A | 1.9101 | 13972.2223 | 0.080403 | 0.10675 | 2.7949
973 | 5 | Air Handler Optimization | N/A | 1.2889 | 4716.8312 | 0.039329 | 0.052215 | 1.3671
974 | 5 | Electronically Commutated Motors (ECM) on an Air Handler Unit | N/A | 1.2132 | 4917.1267 | 0.38286 | 0 | 3.4297
975 | 5 | Demand Control Ventilation (DCV) | N/A | 1.3276 | -60826.4361 | 0.95063 | 2.9723 | 2.0813
976 | 5 | Energy Recovery Ventilation (ERV) | N/A | 2.0135 | 180.2819 | 0.59133 | 0.9702 | 0.95121
977 | 5 | Separate Makeup Air / Exhaust Hoods AC | N/A | 0 | -91.6741 | 0 | 0 | 0
978 | 5 | Base Refrigeration System | N/A | 0 | 0 | 0 | 0 | 0
979 | 5 | High-efficiency fan motors | N/A | 0 | -0.17329 | 0 | 0 | 0
980 | 5 | Strip curtains for walk-ins | N/A | 0 | -0.0055984 | 0 | 0 | 0
981 | 5 | Night covers for display cases | N/A | 0 | -5.2625e-05 | 0 | 0 | 0
982 | 5 | Evaporator fan controller for MT walk-ins | N/A | 0 | -0.0010413 | 0 | 0 | 0
983 | 5 | Efficient compressor motor | N/A | 0 | -0.0131 | 0 | 0 | 0
984 | 5 | Compressor VSD retrofit | N/A | 0 | -0.060462 | 0 | 0 | 0
985 | 5 | Floating head pressure controls | N/A | 0 | -0.018643 | 0 | 0 | 0
986 | 5 | Refrigeration Commissioning | N/A | 0 | -0.00042174 | 0 | 0 | 0
987 | 5 | Demand Hot Gas Defrost | N/A | 0 | -9.3306e-05 | 0 | 0 | 0
988 | 5 | Demand Defrost Electric | N/A | 0 | -9.3306e-05 | 0 | 0 | 0
989 | 5 | Anti-sweat (humidistat) controls | N/A | 0 | -0.024073 | 0 | 0 | 0
990 | 5 | High R-Value Glass Doors | N/A | 0 | -0.00037427 | 0 | 0 | 0
991 | 5 | Multiplex Compressor System | N/A | 0 | -0.0065314 | 0 | 0 | 0
992 | 5 | Oversized Air Cooled Condenser | N/A | 0 | -0.0013063 | 0 | 0 | 0
993 | 5 | Freezer-Cooler Replacement Gaskets | N/A | 0 | -1.4183e-05 | 0 | 0 | 0
994 | 5 | LED Display Lighting | N/A | 0 | -0.0003359 | 0 | 0 | 0
995 | 5 | Base Water Heating | N/A | 0 | 0 | 0 | 0 | 0
996 | 5 | High Efficiency Water Heater (electric) | N/A | 0 | -116.0732 | 0 | 0 | 0
997 | 5 | Heat Pump Water Heater (air source) | N/A | 5.5432 | 21169.8985 | 0.38311 | 0.45046 | 3.5538
998 | 5 | Solar Water Heater | N/A | 0.28 | 20141.0951 | 0 | 0 | 0
999 | 5 | Demand controlled circulating systems | N/A | 0.52406 | 1282.6626 | 0 | 0 | 0
1000 | 5 | Heat Recovery Unit | N/A | 5.7538 | 23069.8229 | 0.24905 | 0.29284 | 2.3103
1001 | 5 | Heat Trap | N/A | 1.1139 | 3021.464 | 0.028949 | 0.034038 | 0.26853
1002 | 5 | Hot Water Pipe Insulation | N/A | 0.219 | 467.9651 | 0 | 0 | 0
1003 | 5 | Base Desktop PC | N/A | 0 | 0 | 0 | 0 | 0
1004 | 5 | PC Manual Power Management Enabling | N/A | 3.6427 | 10570.3653 | 0.12185 | 0.37525 | 2.1112
1005 | 5 | PC Network Power Management Enabling | N/A | 3.8573 | 10727.1822 | 0.12185 | 0.37525 | 2.1112
1006 | 5 | Base Monitor, CRT | N/A | 0 | 0 | 0 | 0 | 0
1007 | 5 | Energy Star or Better Monitor | N/A | 6.8008 | 15645.5894 | 0.02365 | 0.047947 | 0.26977
1008 | 5 | Monitor Power Management Enabling | N/A | 3.4052 | 9915.0447 | 0.06098 | 0.1878 | 1.0566
1009 | 5 | Base Monitor, LCD | N/A | 0 | 0 | 0 | 0 | 0
1010 | 5 | Energy Star or Better Monitor | N/A | 0.00035301 | 1.1925 | 1.8026e-06 | 3.6545e-06 | 2.0562e-05
1011 | 5 | Monitor Power Management Enabling | N/A | 0.0054929 | 1.2316 | 0.00010099 | 0.000311 | 0.0017497
1012 | 5 | Base Copier | N/A | 0 | 0 | 0 | 0 | 0
1013 | 5 | Energy Star or Better Copier | N/A | 0.2787 | 816.6254 | 0.0024688 | 0.0050052 | 0.028161
1014 | 5 | Copier Power Management Enabling | N/A | 0.20842 | 553.3172 | 0 | 0 | 0
1015 | 5 | Base Laser Printer | N/A | 0 | 0 | 0 | 0 | 0
1016 | 5 | Printer Power Management Enabling | N/A | 1.9043 | 6033.6841 | 0.0454 | 0.13981 | 0.78662
1017 | 5 | Base Commercial Ovens | N/A | 0 | 0 | 0 | 0 | 0
1018 | 5 | Convection Oven | N/A | 0.00044329 | -1770188.7361 | 0 | 0 | 0
1019 | 5 | Base Commercial Fryers | N/A | 0 | 0 | 0 | 0 | 0
1020 | 5 | Efficient Fryer | N/A | 0.00014804 | -1235774.8057 | 0 | 0 | 0
1021 | 5 | Base Vending Machines | N/A | 0 | 0 | 0 | 0 | 0
1022 | 5 | Vending Misers (cooled machines only) | N/A | 1.1681 | 3558.8287 | 0.044834 | 0.089464 | 0.75692
1023 | 6 | Base Fluorescent Fixture, T12, 34W, EB | N/A | 0 | -58883.9655 | 0 | 0 | 0
1024 | 6 | Premium T8, Elecctronic Ballast | N/A | 0.82807 | -38628.885 | 0 | 0 | 0
1025 | 6 | Premium T8, EB, Reflector | N/A | 2.5565 | -5163.4597 | 0.34864 | 0.16107 | 1.5655
1026 | 6 | Occupancy Sensor | N/A | 0.84505 | -29469.4017 | 0 | 0 | 0
1027 | 6 | Continuous Dimming | N/A | 0.99452 | -141466.6526 | 0 | 0 | 0
1028 | 6 | Lighting Control Tuneup | N/A | 2.989 | 7138.2487 | 0.019333 | 0.0089321 | 0.086815
1029 | 6 | Base T8, EB | N/A | 0 | -40630.3995 | 0 | 0 | 0
1030 | 6 | ROB Premium T8, 1EB | N/A | 1.6663 | 5341.0468 | 0.11463 | 0.05296 | 0.51474
1031 | 6 | ROB Premium T8, EB, Reflector | N/A | 11.8637 | 47196.4175 | 0.097567 | 0.045077 | 0.43812
1032 | 6 | Occupancy Sensor | N/A | 0.60109 | -22637.2435 | 0 | 0 | 0
1033 | 6 | Lighting Control Tuneup | N/A | 1.6968 | 4221.6122 | 0.0039421 | 0.0018213 | 0.017702
1034 | 6 | Base Incandescent Flood, 75W to Screw-in CFL | N/A | 0 | -10942.4046 | 0 | 0 | 0
1035 | 6 | CFL Screw-in 18W | N/A | 236.1577 | 265597.8435 | 0.19985 | 0.092334 | 0.89743
1036 | 6 | Base Incandescent Flood, 75W to Hardwired CFL | N/A | 0 | -10942.4046 | 0 | 0 | 0
1037 | 6 | CFL Hardwired, Modular 18W | N/A | 30.0042 | 196895.5317 | 0.066618 | 0.030778 | 0.29914
1038 | 6 | Base CFL | N/A | 0 | 0 | 0 | 0 | 0
1039 | 6 | Base High Bay Mercury Vapor, 400W | N/A | 0 | 0 | 0 | 0 | 0
1040 | 6 | PSMH, 250W, magnetic ballast | N/A | 27.9796 | 56147.1619 | 0.30223 | 0.13963 | 1.3571
1041 | 6 | PSMH, 250 W, electronic ballast | N/A | 0 | -15388.3042 | 0 | 0 | 0
1042 | 6 | High Bay T5 | N/A | 14.0122 | 63509.3927 | 0.40239 | 0.18591 | 1.8069
1043 | 6 | Base Exit Sign | N/A | 0 | 0 | 0 | 0 | 0
1044 | 6 | LED Exit Sign | N/A | 0.082707 | -255.7043 | 0.0056679 | 0.0047298 | 0.034603
1045 | 6 | Base Outdoor Mercury Vapor 400W Lamp | N/A | 0 | 0 | 0 | 0 | 0
1046 | 6 | High Pressure Sodium 250W Lamp | N/A | 1.1448 | 4503.4129 | 0.014201 | 0.046473 | 1.3267
1047 | 6 | Outdoor Lighting Controls (Photocell/Timeclock) | N/A | 1.2038 | 4245.4382 | 0.0011107 | 0.0036348 | 0.10377
1048 | 6 | Base Outdoor HID Lamp | N/A | 0 | 0 | 0 | 0 | 0
1049 | 6 | Outdoor Lighting Controls (Photocell/Timeclock) | N/A | 1.7345 | 6895.7789 | 0.0018796 | 6.1512e-09 | 0.1756
1050 | 6 | Base Centrifugal Chiller, 0.58 kW/ton, 500 tons | N/A | 0 | -16072.4314 | 0 | 0 | 0
1051 | 6 | Centrifugal Chiller, 0.51 kW/ton, 500 tons | N/A | 3.6478 | 13487.3998 | 0.35365 | 0.001498 | 1.1974
1052 | 6 | High Efficiency Chiller Motors | N/A | 1.074 | 2977.4487 | 0.067828 | 0 | 0.32672
1053 | 6 | EMS - Chiller | N/A | 2.6887 | 11123.0983 | 0.018821 | 0.0021659 | 0.095247
1054 | 6 | Chiller Tune Up/Diagnostics | N/A | 4.0682 | 11195.3173 | 0.10463 | 0.0040717 | 0.35815
1055 | 6 | VSD for Chiller Pumps and Towers | N/A | 2.7447 | 10979.7613 | 0.10901 | 0.0031362 | 0.55167
1056 | 6 | EMS Optimization | N/A | 1.312 | 4810.2535 | 0.010887 | 0.0012528 | 0.22034
1057 | 6 | Aerosole Duct Sealing | N/A | 4.2435 | 13121.8901 | 0.1144 | 0.0032911 | 0.57891
1058 | 6 | Duct/Pipe Insulation | N/A | 0.013837 | -183774.9139 | 0 | 0 | 0
1059 | 6 | Window Film (Standard) | N/A | 0.75249 | -116.0228 | 0 | 0 | 0
1060 | 6 | Ceiling Insulation | N/A | 8.5455 | 18694.6039 | 0.26698 | 0.037798 | 0.43751
1061 | 6 | Roof Insulation | N/A | 0.65684 | -10707.8895 | 0 | 0 | 0
1062 | 6 | Cool Roof - Chiller | N/A | 2.8218 | -6956.8467 | 0.56801 | 0 | 1.3187
1063 | 6 | Thermal Energy Storage (TES) | N/A | 0.61 | -22101 | 0 | 0 | 0
1064 | 6 | Base DX Packaged System, EER=10.3, 10 tons | N/A | 0 | -49123.195 | 0 | 0 | 0
1065 | 6 | DX Packaged System, EER=10.9, 10 tons | N/A | 1.5271 | 6963.1624 | 0.042383 | 0 | 0.29408
1066 | 6 | Hybrid Dessicant-DX System (Trane CDQ) | N/A | 3.9935 | 47950.0249 | 0.31309 | 0 | 2.1725
1067 | 6 | Geothermal Heat Pump, EER=13, 10 tons | N/A | 0.42632 | -49751.0426 | 0 | 0 | 0
1068 | 6 | DX Tune Up/ Advanced Diagnostics | N/A | 2.6262 | 8824.776 | 0.040638 | 0 | 0.1391
1069 | 6 | DX Coil Cleaning | N/A | 3.7977 | 10587.6241 | 0.059115 | 0 | 0.20235
1070 | 6 | Optimize Controls | N/A | 1.9299 | 8046.5049 | 0.0068713 | 0.00079072 | 0.13907
1071 | 6 | Aerosole Duct Sealing | N/A | 7.716 | 21793.819 | 0.10844 | 0 | 0.54878
1072 | 6 | Duct/Pipe Insulation | N/A | 0.022751 | -182087.7286 | 0 | 0 | 0
1073 | 6 | Window Film (Standard) | N/A | 1.0782 | 3920.5744 | 0.080399 | -0.055671 | 0.39061
1074 | 6 | Ceiling Insulation | N/A | 20.1661 | 33411.6187 | 0.23834 | 0.13053 | 0.41482
1075 | 6 | Roof Insulation | N/A | 1.6061 | -5109.8799 | 0.080791 | 0.04839 | 0.15232
1076 | 6 | Cool Roof - DX | N/A | 4.6002 | 14063.2519 | 0.4404 | 0 | 1.25
1077 | 6 | Base Packaged HP System, EER=10.3, 10 tons | N/A | 0 | -49123.195 | 0 | 0 | 0
1078 | 6 | Packaged HP System, EER=10.9, 10 tons | N/A | 2.504 | 9185.1691 | 0.010108 | 0 | 0.035987
1079 | 6 | Geothermal Heat Pump, EER=13, 10 tons | N/A | 2.3819 | -22090.3446 | 0 | 0 | 0
1080 | 6 | Aerosole Duct Sealing | N/A | 8.0001 | 22299.4715 | 0.0067785 | 0.00019501 | 0.034303
1081 | 6 | Duct/Pipe Insulation | N/A | 0.023405 | -181989.3543 | 0.0012174 | 3.5022e-05 | 0.0061604
1082 | 6 | Window Film (Standard) | N/A | 1.2832 | 4179.4392 | 0.0050255 | -0.00023862 | 0.024419
1083 | 6 | Ceiling Insulation | N/A | 17.3789 | 34306.8571 | 0.014897 | 0.00055232 | 0.025921
1084 | 6 | Roof Insulation | N/A | 1.3908 | -4793.1208 | 0.00505 | 0.00020741 | 0.0095184
1085 | 6 | Cool Roof - DX | N/A | 4.7776 | 15477.4823 | 0.027527 | 0 | 0.078131
1086 | 6 | Base PTAC, EER=8.3, 1 ton | N/A | 0 | 0 | 0 | 0 | 0
1087 | 6 | HE PTAC, EER=9.6, 1 ton | N/A | 2.6265 | 21048.7751 | 0.10852 | 0 | 0.75296
1088 | 6 | Occupancy Sensor (hotels) | N/A | 2.3718 | 24990.4887 | 0.03765 | 0.0043327 | 0.76201
1089 | 6 | Base Fan Motor, 15hp, 1800rpm, 91.0% | N/A | 0 | -1644.2773 | 0 | 0 | 0
1090 | 6 | High Efficiency Fan Motor, 15hp, 1800rpm, 92.4% | N/A | 0.19912 | -1359.1731 | 0 | 0 | 0
1091 | 6 | Variable Speed Drive Control | N/A | 1.7931 | 14708.986 | 0.071118 | 0.061636 | 2.4072
1092 | 6 | Air Handler Optimization | N/A | 1.4326 | 5377.3338 | 0.026399 | 0.022879 | 0.89354
1093 | 6 | Electronically Commutated Motors (ECM) on an Air Handler Unit | N/A | 1.6624 | 7202.4233 | 0.25699 | 0 | 2.2416
1094 | 6 | Demand Control Ventilation (DCV) | N/A | 0.99597 | -64366.164 | 0 | 0 | 0
1095 | 6 | Energy Recovery Ventilation (ERV) | N/A | 2.1721 | 1669.7618 | 0.39691 | 0.42511 | 0.62151
1096 | 6 | Separate Makeup Air / Exhaust Hoods AC | N/A | 0 | -114.717 | 0 | 0 | 0
1097 | 6 | Base Refrigeration System | N/A | 0 | 0 | 0 | 0 | 0
1098 | 6 | High-efficiency fan motors | N/A | 0 | -0.17329 | 0 | 0 | 0
1099 | 6 | Strip curtains for walk-ins | N/A | 0 | -0.0055984 | 0 | 0 | 0
1100 | 6 | Night covers for display cases | N/A | 0 | -5.2625e-05 | 0 | 0 | 0
1101 | 6 | Evaporator fan controller for MT walk-ins | N/A | 0 | -0.0010413 | 0 | 0 | 0
1102 | 6 | Efficient compressor motor | N/A | 0 | -0.0131 | 0 | 0 | 0
1103 | 6 | Compressor VSD retrofit | N/A | 0 | -0.060462 | 0 | 0 | 0
1104 | 6 | Floating head pressure controls | N/A | 0 | -0.018643 | 0 | 0 | 0
1105 | 6 | Refrigeration Commissioning | N/A | 0 | -0.00042174 | 0 | 0 | 0
1106 | 6 | Demand Hot Gas Defrost | N/A | 0 | -9.3306e-05 | 0 | 0 | 0
1107 | 6 | Demand Defrost Electric | N/A | 0 | -9.3306e-05 | 0 | 0 | 0
1108 | 6 | Anti-sweat (humidistat) controls | N/A | 0 | -0.024073 | 0 | 0 | 0
1109 | 6 | High R-Value Glass Doors | N/A | 0 | -0.00037427 | 0 | 0 | 0
1110 | 6 | Multiplex Compressor System | N/A | 0 | -0.0065314 | 0 | 0 | 0
1111 | 6 | Oversized Air Cooled Condenser | N/A | 0 | -0.0013063 | 0 | 0 | 0
1112 | 6 | Freezer-Cooler Replacement Gaskets | N/A | 0 | -1.4183e-05 | 0 | 0 | 0
1113 | 6 | LED Display Lighting | N/A | 0 | -0.0003359 | 0 | 0 | 0
1114 | 6 | Base Water Heating | N/A | 0 | 0 | 0 | 0 | 0
1115 | 6 | High Efficiency Water Heater (electric) | N/A | 0 | -74.2184 | 0 | 0 | 0
1116 | 6 | Heat Pump Water Heater (air source) | N/A | 3.1391 | 10464.5414 | 0.20881 | 0.23247 | 1.7315
1117 | 6 | Solar Water Heater | N/A | 0.28 | -15674 | 0 | 0 | 0
1118 | 6 | Demand controlled circulating systems | N/A | 0.29931 | 753.3819 | 0 | 0 | 0
1119 | 6 | Heat Recovery Unit | N/A | 2.6411 | 10301.8984 | 0.13575 | 0.15113 | 1.1257
1120 | 6 | Heat Trap | N/A | 0.56854 | 1539.9512 | 0.015779 | 0.017566 | 0.13084
1121 | 6 | Hot Water Pipe Insulation | N/A | 0.11619 | 213.6419 | 0.0034447 | 0.0038349 | 0.028564
1122 | 6 | Base Desktop PC | N/A | 0 | 0 | 0 | 0 | 0
1123 | 6 | PC Manual Power Management Enabling | N/A | 8.1534 | 23107.9624 | 0.26191 | 0.33945 | 2.8977
1124 | 6 | PC Network Power Management Enabling | N/A | 9.2064 | 23479.3298 | 0.26191 | 0.33945 | 2.8977
1125 | 6 | Base Monitor, CRT | N/A | 0 | 0 | 0 | 0 | 0
1126 | 6 | Energy Star or Better Monitor | N/A | 20.3281 | 35205.398 | 0.050835 | 0.043373 | 0.37027
1127 | 6 | Monitor Power Management Enabling | N/A | 7.6337 | 21674.5944 | 0.13108 | 0.16988 | 1.4502
1128 | 6 | Base Monitor, LCD | N/A | 0 | 0 | 0 | 0 | 0
1129 | 6 | Energy Star or Better Monitor | N/A | 0.00084729 | 2.6834 | 3.8746e-06 | 3.3059e-06 | 2.8222e-05
1130 | 6 | Monitor Power Management Enabling | N/A | 0.012567 | -0.073777 | 0.00021707 | 0.00028133 | 0.0024016
1131 | 6 | Base Copier | N/A | 0 | 0 | 0 | 0 | 0
1132 | 6 | Energy Star or Better Copier | N/A | 0.45948 | 1238.194 | 0.0035758 | 0.0030509 | 0.026045
1133 | 6 | Copier Power Management Enabling | N/A | 0.32298 | 802.5561 | 0 | 0 | 0
1134 | 6 | Base Laser Printer | N/A | 0 | 0 | 0 | 0 | 0
1135 | 6 | Printer Power Management Enabling | N/A | 3.855 | 13400.3311 | 0.099673 | 0.12918 | 1.1028
1136 | 6 | Base Commercial Ovens | N/A | 0 | 0 | 0 | 0 | 0
1137 | 6 | Convection Oven | N/A | 0.00096023 | -382033.0402 | 0.012116 | 0.0025649 | 0.069041
1138 | 6 | Base Commercial Fryers | N/A | 0 | 0 | 0 | 0 | 0
1139 | 6 | Efficient Fryer | N/A | 0.00040688 | -187774.1207 | 0.0025634 | 0.00054268 | 0.014608
1140 | 6 | Base Vending Machines | N/A | 0 | 0 | 0 | 0 | 0
1141 | 6 | Vending Misers (cooled machines only) | N/A | 0.65002 | 1841.6911 | 0 | 0 | 0
1142 | 7 | Base Fluorescent Fixture, T12, 34W, EB | N/A | 0 | -41776.5196 | 0 | 0 | 0
1143 | 7 | Premium T8, Elecctronic Ballast | N/A | 2.0477 | 4181.1725 | 1.2626 | 0.7433 | 7.4408
1144 | 7 | Premium T8, EB, Reflector | N/A | 6.5038 | 61323.7585 | 0.68431 | 0.40287 | 4.0329
1145 | 7 | Occupancy Sensor | N/A | 2.0743 | 7316.851 | 0.68044 | 0.40059 | 4.0101
1146 | 7 | Continuous Dimming | N/A | 2.5583 | -30993.6372 | 0.36525 | 0.21503 | 2.1525
1147 | 7 | Lighting Control Tuneup | N/A | 5.0417 | 12163.5399 | 0.037948 | 0.022341 | 0.22364
1148 | 7 | Base T8, EB | N/A | 0 | -28826.1272 | 0 | 0 | 0
1149 | 7 | ROB Premium T8, 1EB | N/A | 3.7019 | 17299.0225 | 0.225 | 0.13246 | 1.326
1150 | 7 | ROB Premium T8, EB, Reflector | N/A | 28.0353 | 88045.2087 | 0.19151 | 0.11274 | 1.1286
1151 | 7 | Occupancy Sensor | N/A | 1.4366 | 1204.7323 | 0.13874 | 0.081681 | 0.81767
1152 | 7 | Lighting Control Tuneup | N/A | 2.8305 | 7295.6266 | 0.0077377 | 0.0045553 | 0.045601
1153 | 7 | Base Incandescent Flood, 75W to Screw-in CFL | N/A | 0 | -7763.3287 | 0 | 0 | 0
1154 | 7 | CFL Screw-in 18W | N/A | 571.7764 | 450477.3718 | 0.45195 | 0.26607 | 2.6635
1155 | 7 | Base Incandescent Flood, 75W to Hardwired CFL | N/A | 0 | -7763.3287 | 0 | 0 | 0
1156 | 7 | CFL Hardwired, Modular 18W | N/A | 79.0653 | 401735.0113 | 0.15065 | 0.08869 | 0.88783
1157 | 7 | Base CFL | N/A | 0 | 0 | 0 | 0 | 0
1158 | 7 | Base High Bay Mercury Vapor, 400W | N/A | 0 | 0 | 0 | 0 | 0
1159 | 7 | PSMH, 250W, magnetic ballast | N/A | 60.5189 | 96588.513 | 0.058778 | 0.034604 | 0.3464
1160 | 7 | PSMH, 250 W, electronic ballast | N/A | 0 | -10917.5696 | 0 | 0 | 0
1161 | 7 | High Bay T5 | N/A | 34.3361 | 120620.0738 | 0.078257 | 0.046072 | 0.4612
1162 | 7 | Base Exit Sign | N/A | 0 | 0 | 0 | 0 | 0
1163 | 7 | LED Exit Sign | N/A | 0.023605 | -138.3479 | 0.001797 | 0.0019108 | 0.014398
1164 | 7 | Base Outdoor Mercury Vapor 400W Lamp | N/A | 0 | 0 | 0 | 0 | 0
1165 | 7 | High Pressure Sodium 250W Lamp | N/A | 0.19685 | 461.4194 | 0 | 0 | 0
1166 | 7 | Outdoor Lighting Controls (Photocell/Timeclock) | N/A | 0.16282 | 447.108 | 0.00080477 | 0.00048411 | 0.014653
1167 | 7 | Base Outdoor HID Lamp | N/A | 0 | 0 | 0 | 0 | 0
1168 | 7 | Outdoor Lighting Controls (Photocell/Timeclock) | N/A | 0.84954 | 2716.3361 | 0.0054064 | 3.2522e-09 | 0.098437
1169 | 7 | Base Centrifugal Chiller, 0.58 kW/ton, 500 tons | N/A | 0 | -34106.3679 | 0 | 0 | 0
1170 | 7 | Centrifugal Chiller, 0.51 kW/ton, 500 tons | N/A | 17.2649 | 69847.9963 | 3.1612 | 0.013324 | 12.7568
1171 | 7 | High Efficiency Chiller Motors | N/A | 3.9256 | 16171.6043 | 0.60631 | 0 | 3.481
1172 | 7 | EMS - Chiller | N/A | 10.7852 | 57570.8019 | 0.16824 | 0.019265 | 1.0148
1173 | 7 | Chiller Tune Up/Diagnostics | N/A | 30.5902 | 53727.8005 | 0.93529 | 0.036217 | 3.8157
1174 | 7 | VSD for Chiller Pumps and Towers | N/A | 11.0731 | 55352.462 | 0.97448 | 0.027896 | 5.8775
1175 | 7 | EMS Optimization | N/A | 5.953 | 25161.6713 | 0.097319 | 0.011144 | 2.3476
1176 | 7 | Aerosole Duct Sealing | N/A | 20.1567 | 59789.563 | 1.0226 | 0.029274 | 6.1678
1177 | 7 | Duct/Pipe Insulation | N/A | 0.066992 | -174376.4434 | 0 | 0 | 0
1178 | 7 | Window Film (Standard) | N/A | 4.5504 | 26776.0434 | 0.31932 | -0.052237 | 1.7948
1179 | 7 | Ceiling Insulation | N/A | 95.0094 | 102554.9502 | 2.3865 | 0.3362 | 4.6609
1180 | 7 | Roof Insulation | N/A | 5.3146 | 18012.4543 | 0.74007 | 0.030874 | 1.7113
1181 | 7 | Cool Roof - Chiller | N/A | 37.1688 | 148228.1233 | 3.7382 | 0 | 10.3434
1182 | 7 | Thermal Energy Storage (TES) | N/A | 1.42 | 40160 | 4.6463 | 0.015515 | -1.5932
1183 | 7 | Base DX Packaged System, EER=10.3, 10 tons | N/A | 0 | -104241.4627 | 0 | 0 | 0
1184 | 7 | DX Packaged System, EER=10.9, 10 tons | N/A | 4.966 | 42925.7953 | 0.045039 | 0 | 0.37248
1185 | 7 | Hybrid Dessicant-DX System (Trane CDQ) | N/A | 18.7894 | 288906.0406 | 0.33272 | 0 | 2.7516
1186 | 7 | Geothermal Heat Pump, EER=13, 10 tons | N/A | 1.4684 | -41007.3616 | 0.11364 | 0.0062449 | 0.93979
1187 | 7 | DX Tune Up/ Advanced Diagnostics | N/A | 19.6342 | 50930.0926 | 0.043185 | 0 | 0.17618
1188 | 7 | DX Coil Cleaning | N/A | 19.0407 | 48962.6932 | 0.062819 | 0 | 0.25628
1189 | 7 | Optimize Controls | N/A | 8.9136 | 40785.6378 | 0.0073019 | 0.00083612 | 0.17614
1190 | 7 | Aerosole Duct Sealing | N/A | 41.7921 | 97187.8548 | 0.11524 | 0 | 0.69506
1191 | 7 | Duct/Pipe Insulation | N/A | 0.11741 | -167100.3539 | 0 | 0 | 0
1192 | 7 | Window Film (Standard) | N/A | 6.7954 | 44681.9431 | 0.033419 | -0.023026 | 0.19352
1193 | 7 | Ceiling Insulation | N/A | 241.4788 | 163781.2505 | 0.25327 | 0.13802 | 0.52533
1194 | 7 | Roof Insulation | N/A | 15.392 | 41224.5342 | 0.085854 | 0.051168 | 0.19291
1195 | 7 | Cool Roof - DX | N/A | 62.3872 | 245690.6766 | 0.34456 | 0 | 1.1655
1196 | 7 | Base Packaged HP System, EER=10.3, 10 tons | N/A | 0 | -104241.4627 | 0 | 0 | 0
1197 | 7 | Packaged HP System, EER=10.9, 10 tons | N/A | 10.8136 | 51285.4572 | 0.012693 | 0 | 0.053859
1198 | 7 | Geothermal Heat Pump, EER=13, 10 tons | N/A | 13.0808 | 72278.0276 | 0.030998 | 0 | 0.10471
1199 | 7 | Aerosole Duct Sealing | N/A | 43.7099 | 99368.436 | 0.0085118 | 0.00024367 | 0.051339
1200 | 7 | Duct/Pipe Insulation | N/A | 0.12135 | -166676.1169 | 0.0015286 | 4.376e-05 | 0.0092199
1201 | 7 | Window Film (Standard) | N/A | 8.6465 | 45830.595 | 0.0024684 | -0.00011663 | 0.014295
1202 | 7 | Ceiling Insulation | N/A | 206.3379 | 167491.154 | 0.018707 | 0.00069012 | 0.038792
1203 | 7 | Roof Insulation | N/A | 13.0841 | 42541.7223 | 0.0063413 | 0.00025916 | 0.014245
1204 | 7 | Cool Roof - DX | N/A | 65.0163 | 252138.893 | 0.025449 | 0 | 0.086088
1205 | 7 | Base PTAC, EER=8.3, 1 ton | N/A | 0 | 0 | 0 | 0 | 0
1206 | 7 | HE PTAC, EER=9.6, 1 ton | N/A | 10.1862 | 124130.5728 | 0.095672 | 0 | 0.79122
1207 | 7 | Occupancy Sensor (hotels) | N/A | 6.4374 | 134383.3615 | 0.033194 | 0.003801 | 0.80074
1208 | 7 | Base Fan Motor, 15hp, 1800rpm, 91.0% | N/A | 0 | -2174.2967 | 0 | 0 | 0
1209 | 7 | High Efficiency Fan Motor, 15hp, 1800rpm, 92.4% | N/A | 0.78972 | 1496.5327 | 0 | 0 | 0
1210 | 7 | Variable Speed Drive Control | N/A | 6.2514 | 79404.5995 | 0.52664 | 0.52955 | 18.217
1211 | 7 | Air Handler Optimization | N/A | 6.4228 | 27189.587 | 0.14581 | 0.14662 | 5.0438
1212 | 7 | Electronically Commutated Motors (ECM) on an Air Handler Unit | N/A | 5.7503 | 38288.4149 | 1.4194 | 0 | 12.6534
1213 | 7 | Demand Control Ventilation (DCV) | N/A | 17.9155 | 23746.4216 | 3.5243 | 8.3459 | 7.6758
1214 | 7 | Energy Recovery Ventilation (ERV) | N/A | 15.5713 | 26382.1803 | 2.1923 | 2.7243 | 3.5085
1215 | 7 | Separate Makeup Air / Exhaust Hoods AC | N/A | 0 | -151.6951 | 0 | 0 | 0
1216 | 7 | Base Refrigeration System | N/A | 0 | 0 | 0 | 0 | 0
1217 | 7 | High-efficiency fan motors | N/A | 0 | -0.17329 | 0 | 0 | 0
1218 | 7 | Strip curtains for walk-ins | N/A | 0 | -0.0055984 | 0 | 0 | 0
1219 | 7 | Night covers for display cases | N/A | 0 | -5.2625e-05 | 0 | 0 | 0
1220 | 7 | Evaporator fan controller for MT walk-ins | N/A | 0 | -0.0010413 | 0 | 0 | 0
1221 | 7 | Efficient compressor motor | N/A | 0 | -0.0131 | 0 | 0 | 0
1222 | 7 | Compressor VSD retrofit | N/A | 0 | -0.060462 | 0 | 0 | 0
1223 | 7 | Floating head pressure controls | N/A | 0 | -0.018643 | 0 | 0 | 0
1224 | 7 | Refrigeration Commissioning | N/A | 0 | -0.00042174 | 0 | 0 | 0
1225 | 7 | Demand Hot Gas Defrost | N/A | 0 | -9.3306e-05 | 0 | 0 | 0
1226 | 7 | Demand Defrost Electric | N/A | 0 | -9.3306e-05 | 0 | 0 | 0
1227 | 7 | Anti-sweat (humidistat) controls | N/A | 0 | -0.024073 | 0 | 0 | 0
1228 | 7 | High R-Value Glass Doors | N/A | 0 | -0.00037427 | 0 | 0 | 0
1229 | 7 | Multiplex Compressor System | N/A | 0 | -0.0065314 | 0 | 0 | 0
1230 | 7 | Oversized Air Cooled Condenser | N/A | 0 | -0.0013063 | 0 | 0 | 0
1231 | 7 | Freezer-Cooler Replacement Gaskets | N/A | 0 | -1.4183e-05 | 0 | 0 | 0
1232 | 7 | LED Display Lighting | N/A | 0 | -0.0003359 | 0 | 0 | 0
1233 | 7 | Base Water Heating | N/A | 0 | 0 | 0 | 0 | 0
1234 | 7 | High Efficiency Water Heater (electric) | N/A | 0 | -81.6945 | 0 | 0 | 0
1235 | 7 | Heat Pump Water Heater (air source) | N/A | 26.7194 | 59822.7602 | 0.17947 | 0.15582 | 1.2966
1236 | 7 | Solar Water Heater | N/A | 0.28 | 58974.3728 | 0 | 0 | 0
1237 | 7 | Demand controlled circulating systems | N/A | 1.6324 | 4239.2221 | 0.0065929 | 0.0057239 | 0.04763
1238 | 7 | Heat Recovery Unit | N/A | 24.1667 | 64675.1381 | 0.11667 | 0.1013 | 0.8429
1239 | 7 | Heat Trap | N/A | 3.2437 | 7859.522 | 0.013561 | 0.011774 | 0.097973
1240 | 7 | Hot Water Pipe Insulation | N/A | 0.61118 | 1580.9463 | 0.0029606 | 0.0025704 | 0.021389
1241 | 7 | Base Desktop PC | N/A | 0 | 0 | 0 | 0 | 0
1242 | 7 | PC Manual Power Management Enabling | N/A | 2.8881 | 8263.9625 | 0.09311 | 0.19926 | 1.2726
1243 | 7 | PC Network Power Management Enabling | N/A | 3.0264 | 8389.9453 | 0.09311 | 0.19926 | 1.2726
1244 | 7 | Base Monitor, CRT | N/A | 0 | 0 | 0 | 0 | 0
1245 | 7 | Energy Star or Better Monitor | N/A | 5.2497 | 12241.6291 | 0.018072 | 0.02546 | 0.16261
1246 | 7 | Monitor Power Management Enabling | N/A | 2.7038 | 7751.5339 | 0.046597 | 0.099719 | 0.63687
1247 | 7 | Base Monitor, LCD | N/A | 0 | 0 | 0 | 0 | 0
1248 | 7 | Energy Star or Better Monitor | N/A | 0.00028627 | 0.93306 | 1.3774e-06 | 1.9406e-06 | 1.2394e-05
1249 | 7 | Monitor Power Management Enabling | N/A | 0.0042209 | 0.6351 | 7.7168e-05 | 0.00016514 | 0.0010547
1250 | 7 | Base Copier | N/A | 0 | 0 | 0 | 0 | 0
1251 | 7 | Energy Star or Better Copier | N/A | 0.27515 | 772.2707 | 0.0022801 | 0.0032123 | 0.020517
1252 | 7 | Copier Power Management Enabling | N/A | 0.20361 | 520.1846 | 0 | 0 | 0
1253 | 7 | Base Laser Printer | N/A | 0 | 0 | 0 | 0 | 0
1254 | 7 | Printer Power Management Enabling | N/A | 2.3539 | 7458.156 | 0.054947 | 0.11759 | 0.75099
1255 | 7 | Base Commercial Ovens | N/A | 0 | 0 | 0 | 0 | 0
1256 | 7 | Convection Oven | N/A | 0.0021456 | -996382.7724 | 0 | 0 | 0
1257 | 7 | Base Commercial Fryers | N/A | 0 | 0 | 0 | 0 | 0
1258 | 7 | Efficient Fryer | N/A | 0.0005324 | -634549.4211 | 0 | 0 | 0
1259 | 7 | Base Vending Machines | N/A | 0 | 0 | 0 | 0 | 0
1260 | 7 | Vending Misers (cooled machines only) | N/A | 0.50124 | 1408.265 | 0 | 0 | 0
1261 | 8 | Base Fluorescent Fixture, T12, 34W, EB | N/A | 0 | -119308.2134 | 0 | 0 | 0
1262 | 8 | Premium T8, Elecctronic Ballast | N/A | 3.0728 | -34621.2743 | 1.6647 | 0.98002 | 7.6422
1263 | 8 | Premium T8, EB, Reflector | N/A | 11.2592 | 79336.4466 | 0.90225 | 0.53117 | 4.1421
1264 | 8 | Occupancy Sensor | N/A | 3.0518 | -20709.2824 | 0.89714 | 0.52817 | 4.1186
1265 | 8 | Continuous Dimming | N/A | 4.388 | -190774.9745 | 0.48157 | 0.28351 | 2.2108
1266 | 8 | Lighting Control Tuneup | N/A | 14.5878 | 24805.5534 | 0.050033 | 0.029456 | 0.22969
1267 | 8 | Base T8, EB | N/A | 0 | -82323.6059 | 0 | 0 | 0
1268 | 8 | ROB Premium T8, 1EB | N/A | 5.366 | 29489.3559 | 1.3349 | 0.78591 | 6.1285
1269 | 8 | ROB Premium T8, EB, Reflector | N/A | 55.2781 | 171018.7289 | 1.1362 | 0.66893 | 5.2163
1270 | 8 | Occupancy Sensor | N/A | 1.901 | -22009.7426 | 0.82319 | 0.48463 | 3.7791
1271 | 8 | Lighting Control Tuneup | N/A | 7.4245 | 15028.8667 | 0.045909 | 0.027027 | 0.21076
1272 | 8 | Base Incandescent Flood, 75W to Screw-in CFL | N/A | 0 | -22171.0398 | 0 | 0 | 0
1273 | 8 | CFL Screw-in 18W | N/A | 1405.8067 | 900231.3691 | 4.9635 | 2.9221 | 22.7865
1274 | 8 | Base Incandescent Flood, 75W to Hardwired CFL | N/A | 0 | -22171.0398 | 0 | 0 | 0
1275 | 8 | CFL Hardwired, Modular 18W | N/A | 158.5086 | 761029.6354 | 1.6545 | 0.97403 | 7.5955
1276 | 8 | Base CFL | N/A | 0 | 0 | 0 | 0 | 0
1277 | 8 | Base High Bay Mercury Vapor, 400W | N/A | 0 | 0 | 0 | 0 | 0
1278 | 8 | PSMH, 250W, magnetic ballast | N/A | 201.1221 | 194235.4518 | 0.010657 | 0.0062739 | 0.048924
1279 | 8 | PSMH, 250 W, electronic ballast | N/A | 0 | -20657.264 | 0 | 0 | 0
1280 | 8 | High Bay T5 | N/A | 97.8001 | 243510.0766 | 0.014189 | 0.0083531 | 0.065138
1281 | 8 | Base Exit Sign | N/A | 0 | 0 | 0 | 0 | 0
1282 | 8 | LED Exit Sign | N/A | 0.095733 | -525.7258 | 0 | 0 | 0
1283 | 8 | Base Outdoor Mercury Vapor 400W Lamp | N/A | 0 | 0 | 0 | 0 | 0
1284 | 8 | High Pressure Sodium 250W Lamp | N/A | 0.62445 | 1654.6268 | 0 | 0 | 0
1285 | 8 | Outdoor Lighting Controls (Photocell/Timeclock) | N/A | 0.63017 | 1863.5192 | 0 | 0 | 0
1286 | 8 | Base Outdoor HID Lamp | N/A | 0 | 0 | 0 | 0 | 0
1287 | 8 | Outdoor Lighting Controls (Photocell/Timeclock) | N/A | 0.62815 | 1875.4521 | 0 | 0 | 0
1288 | 8 | Base Centrifugal Chiller, 0.58 kW/ton, 500 tons | N/A | 0 | -32047.3597 | 0 | 0 | 0
1289 | 8 | Centrifugal Chiller, 0.51 kW/ton, 500 tons | N/A | 7.8112 | 28802.0324 | 0.35059 | 0.0014777 | 0.98263
1290 | 8 | High Efficiency Chiller Motors | N/A | 1.9109 | 6251.2208 | 0.067241 | 0 | 0.26812
1291 | 8 | EMS - Chiller | N/A | 5.0073 | 23202.0013 | 0.018658 | 0.0021365 | 0.078163
1292 | 8 | Chiller Tune Up/Diagnostics | N/A | 13.451 | 25454.7877 | 0.10372 | 0.0040165 | 0.29391
1293 | 8 | VSD for Chiller Pumps and Towers | N/A | 5.1473 | 22858.4675 | 0.10807 | 0.0030937 | 0.45272
1294 | 8 | EMS Optimization | N/A | 2.7043 | 10694.8951 | 0.010793 | 0.0012358 | 0.18081
1295 | 8 | Aerosole Duct Sealing | N/A | 9.2534 | 27126.4605 | 0.11341 | 0.0032465 | 0.47508
1296 | 8 | Duct/Pipe Insulation | N/A | 0.032017 | -180767.6806 | 0 | 0 | 0
1297 | 8 | Window Film (Standard) | N/A | 2.0793 | 8725.9027 | 0.035413 | -0.0057931 | 0.13825
1298 | 8 | Ceiling Insulation | N/A | 39.3155 | 49862.6231 | 0.26467 | 0.037286 | 0.35907
1299 | 8 | Roof Insulation | N/A | 2.3399 | -292.5445 | 0.082075 | 0.003424 | 0.13183
1300 | 8 | Cool Roof - Chiller | N/A | 15.2204 | 50136.6272 | 0.41458 | 0 | 0.79677
1301 | 8 | Thermal Energy Storage (TES) | N/A | 0.94 | -3786 | 0 | 0 | 0
1302 | 8 | Base DX Packaged System, EER=10.3, 10 tons | N/A | 0 | -97948.3849 | 0 | 0 | 0
1303 | 8 | DX Packaged System, EER=10.9, 10 tons | N/A | 2.3589 | 14447.0917 | 0.37858 | 0 | 2.1745
1304 | 8 | Hybrid Dessicant-DX System (Trane CDQ) | N/A | 8.2761 | 99352.3415 | 2.7967 | 0 | 16.0637
1305 | 8 | Geothermal Heat Pump, EER=13, 10 tons | N/A | 0.67709 | -97908.8459 | 0 | 0 | 0
1306 | 8 | DX Tune Up/ Advanced Diagnostics | N/A | 8.6395 | 22940.9855 | 0.363 | 0 | 1.0286
1307 | 8 | DX Coil Cleaning | N/A | 8.7187 | 22324.9401 | 0.52804 | 0 | 1.4962
1308 | 8 | Optimize Controls | N/A | 4.036 | 17513.052 | 0.061378 | 0.0070281 | 1.0283
1309 | 8 | Aerosole Duct Sealing | N/A | 18.7089 | 44989.9133 | 0.96867 | 0 | 4.0578
1310 | 8 | Duct/Pipe Insulation | N/A | 0.055184 | -177292.2276 | 0 | 0 | 0
1311 | 8 | Window Film (Standard) | N/A | 3.0391 | 17267.5074 | 0.28091 | -0.19355 | 1.1297
1312 | 8 | Ceiling Insulation | N/A | 98.6363 | 81446.486 | 2.1289 | 1.1602 | 3.0677
1313 | 8 | Roof Insulation | N/A | 6.5611 | 11764.7651 | 0.72167 | 0.4301 | 1.1265
1314 | 8 | Cool Roof - DX | N/A | 25.3977 | 97038.3734 | 2.8962 | 0 | 6.8049
1315 | 8 | Base Packaged HP System, EER=10.3, 10 tons | N/A | 0 | -97948.3849 | 0 | 0 | 0
1316 | 8 | Packaged HP System, EER=10.9, 10 tons | N/A | 4.9755 | 19716.0102 | 0.055316 | 0 | 0.16303
1317 | 8 | Geothermal Heat Pump, EER=13, 10 tons | N/A | 5.6913 | -37534.2407 | 0.13509 | 0 | 0.31695
1318 | 8 | Aerosole Duct Sealing | N/A | 19.5441 | 46031.5452 | 0.037095 | 0.0010619 | 0.15539
1319 | 8 | Duct/Pipe Insulation | N/A | 0.057007 | -177089.5691 | 0.0066619 | 0.00019071 | 0.027907
1320 | 8 | Window Film (Standard) | N/A | 3.8645 | 17818.3992 | 0.010757 | -0.00050826 | 0.043269
1321 | 8 | Ceiling Insulation | N/A | 84.3105 | 83376.0942 | 0.081525 | 0.0030076 | 0.11743
1322 | 8 | Roof Insulation | N/A | 5.5796 | 12444.9452 | 0.027636 | 0.0011294 | 0.043122
1323 | 8 | Cool Roof - DX | N/A | 26.4553 | 100255.6901 | 0.11091 | 0 | 0.26059
1324 | 8 | Base PTAC, EER=8.3, 1 ton | N/A | 0 | 0 | 0 | 0 | 0
1325 | 8 | HE PTAC, EER=9.6, 1 ton | N/A | 4.6337 | 43559.185 | 0.77808 | 0 | 4.4691
1326 | 8 | Occupancy Sensor (hotels) | N/A | 3.0226 | 49774.0652 | 0.26996 | 0.030912 | 4.5227
1327 | 8 | Base Fan Motor, 15hp, 1800rpm, 91.0% | N/A | 0 | -2259.4744 | 0 | 0 | 0
1328 | 8 | High Efficiency Fan Motor, 15hp, 1800rpm, 92.4% | N/A | 0.39118 | -1602.1157 | 0 | 0 | 0
1329 | 8 | Variable Speed Drive Control | N/A | 2.3795 | 15394.1361 | 0.66768 | 0.67138 | 5.9311
1330 | 8 | Air Handler Optimization | N/A | 2.242 | 7072.2826 | 0.18487 | 0.18589 | 1.6422
1331 | 8 | Electronically Commutated Motors (ECM) on an Air Handler Unit | N/A | 3.5759 | 10304.1198 | 1.7996 | 0 | 4.1205
1332 | 8 | Demand Control Ventilation (DCV) | N/A | 17.6667 | -6810.917 | 4.4691 | 10.5832 | 2.5103
1333 | 8 | Energy Recovery Ventilation (ERV) | N/A | 15.8102 | 13344.8806 | 2.7797 | 3.4542 | 1.1469
1334 | 8 | Separate Makeup Air / Exhaust Hoods AC | N/A | 0 | -157.6378 | 0 | 0 | 0
1335 | 8 | Base Refrigeration System | N/A | 0 | 0 | 0 | 0 | 0
1336 | 8 | High-efficiency fan motors | N/A | 0 | -0.17329 | 0 | 0 | 0
1337 | 8 | Strip curtains for walk-ins | N/A | 0 | -0.0055984 | 0 | 0 | 0
1338 | 8 | Night covers for display cases | N/A | 0 | -5.2625e-05 | 0 | 0 | 0
1339 | 8 | Evaporator fan controller for MT walk-ins | N/A | 0 | -0.0010413 | 0 | 0 | 0
1340 | 8 | Efficient compressor motor | N/A | 0 | -0.0131 | 0 | 0 | 0
1341 | 8 | Compressor VSD retrofit | N/A | 0 | -0.060462 | 0 | 0 | 0
1342 | 8 | Floating head pressure controls | N/A | 0 | -0.018643 | 0 | 0 | 0
1343 | 8 | Refrigeration Commissioning | N/A | 0 | -0.00042174 | 0 | 0 | 0
1344 | 8 | Demand Hot Gas Defrost | N/A | 0 | -9.3306e-05 | 0 | 0 | 0
1345 | 8 | Demand Defrost Electric | N/A | 0 | -9.3306e-05 | 0 | 0 | 0
1346 | 8 | Anti-sweat (humidistat) controls | N/A | 0 | -0.024073 | 0 | 0 | 0
1347 | 8 | High R-Value Glass Doors | N/A | 0 | -0.00037427 | 0 | 0 | 0
1348 | 8 | Multiplex Compressor System | N/A | 0 | -0.0065314 | 0 | 0 | 0
1349 | 8 | Oversized Air Cooled Condenser | N/A | 0 | -0.0013063 | 0 | 0 | 0
1350 | 8 | Freezer-Cooler Replacement Gaskets | N/A | 0 | -1.4183e-05 | 0 | 0 | 0
1351 | 8 | LED Display Lighting | N/A | 0 | -0.0003359 | 0 | 0 | 0
1352 | 8 | Base Water Heating | N/A | 0 | 0 | 0 | 0 | 0
1353 | 8 | High Efficiency Water Heater (electric) | N/A | 0 | -668.3802 | 0 | 0 | 0
1354 | 8 | Heat Pump Water Heater (air source) | N/A | 4.2478 | 74794.7626 | 0.22755 | 0.19756 | 11.6374
1355 | 8 | Solar Water Heater | N/A | 0.28 | 69000.9803 | 0 | 0 | 0
1356 | 8 | Demand controlled circulating systems | N/A | 1.4672 | 5449.906 | 0.008359 | 0.0072573 | 0.4275
1357 | 8 | Heat Recovery Unit | N/A | 14.7253 | 95328.8083 | 0.14793 | 0.12843 | 7.5654
1358 | 8 | Heat Trap | N/A | 3.5238 | 11386.6969 | 0.017194 | 0.014928 | 0.87935
1359 | 8 | Hot Water Pipe Insulation | N/A | 0.53857 | 1382.2317 | 0 | 0 | 0
1360 | 8 | Base Desktop PC | N/A | 0 | 0 | 0 | 0 | 0
1361 | 8 | PC Manual Power Management Enabling | N/A | 1.5238 | 3083.564 | 0.11742 | 0.25129 | 0.34494
1362 | 8 | PC Network Power Management Enabling | N/A | 1.54 | 3110.5019 | 0.11742 | 0.25129 | 0.34494
1363 | 8 | Base Monitor, CRT | N/A | 0 | 0 | 0 | 0 | 0
1364 | 8 | Energy Star or Better Monitor | N/A | 2.912 | 4510.4245 | 0.022791 | 0.032109 | 0.044083
1365 | 8 | Monitor Power Management Enabling | N/A | 1.4106 | 2892.7185 | 0.058762 | 0.12575 | 0.17262
1366 | 8 | Base Monitor, LCD | N/A | 0 | 0 | 0 | 0 | 0
1367 | 8 | Energy Star or Better Monitor | N/A | 0.00010902 | 0.34378 | 1.7371e-06 | 2.4473e-06 | 3.36e-06
1368 | 8 | Monitor Power Management Enabling | N/A | 0.0017272 | 2.1817 | 9.7317e-05 | 0.00020826 | 0.00028588
1369 | 8 | Base Copier | N/A | 0 | 0 | 0 | 0 | 0
1370 | 8 | Energy Star or Better Copier | N/A | 0.417 | 872.3005 | 0.0088154 | 0.012419 | 0.017051
1371 | 8 | Copier Power Management Enabling | N/A | 0.28507 | 643.4267 | 0 | 0 | 0
1372 | 8 | Base Laser Printer | N/A | 0 | 0 | 0 | 0 | 0
1373 | 8 | Printer Power Management Enabling | N/A | 2.1547 | 4122.456 | 0.099832 | 0.21364 | 0.29327
1374 | 8 | Base Commercial Ovens | N/A | 0 | 0 | 0 | 0 | 0
1375 | 8 | Convection Oven | N/A | 0.00063612 | -743997.2545 | 0 | 0 | 0
1376 | 8 | Base Commercial Fryers | N/A | 0 | 0 | 0 | 0 | 0
1377 | 8 | Efficient Fryer | N/A | 0.00043167 | -48511.5305 | 0.0005355 | 0.00011958 | 0.0051073
1378 | 8 | Base Vending Machines | N/A | 0 | 0 | 0 | 0 | 0
1379 | 8 | Vending Misers (cooled machines only) | N/A | 0.46949 | 1351.7751 | 0 | 0 | 0
1380 | 9 | Base Fluorescent Fixture, T12, 34W, EB | N/A | 0 | -14323.6153 | 0 | 0 | 0
1381 | 9 | Premium T8, Elecctronic Ballast | N/A | 0.69024 | -5626.1385 | 3.9281 | 1.8821 | 21.1206
1382 | 9 | Premium T8, EB, Reflector | N/A | 1.7201 | 6501.1251 | 2.129 | 1.0201 | 11.4473
1383 | 9 | Occupancy Sensor | N/A | 0.7128 | -3799.4699 | 0 | 0 | 0
1384 | 9 | Continuous Dimming | N/A | 0.6985 | -26131.3174 | 0 | 0 | 0
1385 | 9 | Lighting Control Tuneup | N/A | 0.90579 | 2314.2819 | 0 | 0 | 0
1386 | 9 | Base T8, EB | N/A | 0 | -9883.4073 | 0 | 0 | 0
1387 | 9 | ROB Premium T8, 1EB | N/A | 1.1108 | 2911.7948 | 0.70002 | 0.33541 | 3.7638
1388 | 9 | ROB Premium T8, EB, Reflector | N/A | 5.6656 | 17993.2035 | 0.59582 | 0.28548 | 3.2036
1389 | 9 | Occupancy Sensor | N/A | 0.54629 | -3445.6918 | 0 | 0 | 0
1390 | 9 | Lighting Control Tuneup | N/A | 0.54117 | 1270.7472 | 0 | 0 | 0
1391 | 9 | Base Incandescent Flood, 75W to Screw-in CFL | N/A | 0 | -2661.7568 | 0 | 0 | 0
1392 | 9 | CFL Screw-in 18W | N/A | 68.3392 | 95885.7529 | 6.2704 | 3.0044 | 33.7146
1393 | 9 | Base Incandescent Flood, 75W to Hardwired CFL | N/A | 0 | -2661.7568 | 0 | 0 | 0
1394 | 9 | CFL Hardwired, Modular 18W | N/A | 14.0562 | 79173.8098 | 2.0901 | 1.0015 | 11.2382
1395 | 9 | Base CFL | N/A | 0 | 0 | 0 | 0 | 0
1396 | 9 | Base High Bay Mercury Vapor, 400W | N/A | 0 | 0 | 0 | 0 | 0
1397 | 9 | PSMH, 250W, magnetic ballast | N/A | 8.2619 | 20157.4775 | 3.2835 | 1.5733 | 17.6547
1398 | 9 | PSMH, 250 W, electronic ballast | N/A | 0 | -5152.9726 | 0 | 0 | 0
1399 | 9 | High Bay T5 | N/A | 5.6357 | 23072.1535 | 4.3717 | 2.0947 | 23.5055
1400 | 9 | Base Exit Sign | N/A | 0 | 0 | 0 | 0 | 0
1401 | 9 | LED Exit Sign | N/A | 0.019773 | -116.6716 | 0 | 0 | 0
1402 | 9 | Base Outdoor Mercury Vapor 400W Lamp | N/A | 0 | 0 | 0 | 0 | 0
1403 | 9 | High Pressure Sodium 250W Lamp | N/A | 0.47237 | 1176.0488 | 0 | 0 | 0
1404 | 9 | Outdoor Lighting Controls (Photocell/Timeclock) | N/A | 0.42493 | 1187.0302 | 0 | 0 | 0
1405 | 9 | Base Outdoor HID Lamp | N/A | 0 | 0 | 0 | 0 | 0
1406 | 9 | Outdoor Lighting Controls (Photocell/Timeclock) | N/A | 0.57433 | 1689.3247 | 0 | 0 | 0
1407 | 9 | Base Centrifugal Chiller, 0.58 kW/ton, 500 tons | N/A | 0 | -2983.274 | 0 | 0 | 0
1408 | 9 | Centrifugal Chiller, 0.51 kW/ton, 500 tons | N/A | 1.1023 | 2678.5462 | 0.02666 | 0.0004431 | 0.085174
1409 | 9 | High Efficiency Chiller Motors | N/A | 0.27953 | 589.8494 | 0 | 0 | 0
1410 | 9 | EMS - Chiller | N/A | 0.90598 | 2190.9953 | 0 | 0 | 0
1411 | 9 | Chiller Tune Up/Diagnostics | N/A | 0.59946 | 676.2694 | 0 | 0 | 0
1412 | 9 | VSD for Chiller Pumps and Towers | N/A | 0.84201 | 2157.1472 | 0 | 0 | 0
1413 | 9 | EMS Optimization | N/A | 0.25383 | 18.0886 | 0 | 0 | 0
1414 | 9 | Aerosole Duct Sealing | N/A | 0.96168 | 2554.3539 | 0 | 0 | 0
1415 | 9 | Duct/Pipe Insulation | N/A | 0.0025977 | -186062.4032 | 0 | 0 | 0
1416 | 9 | Window Film (Standard) | N/A | 0.12223 | -6367.2392 | 0 | 0 | 0
1417 | 9 | Ceiling Insulation | N/A | 0.84848 | -2829.3801 | 0 | 0 | 0
1418 | 9 | Roof Insulation | N/A | 0.091639 | -18013.0244 | 0 | 0 | 0
1419 | 9 | Cool Roof - Chiller | N/A | 0.2621 | -41712.6472 | 0 | 0 | 0
1420 | 9 | Thermal Energy Storage (TES) | N/A | 0.23 | -24586 | 0 | 0 | 0
1421 | 9 | Base DX Packaged System, EER=10.3, 10 tons | N/A | 0 | -9117.9703 | 0 | 0 | 0
1422 | 9 | DX Packaged System, EER=10.9, 10 tons | N/A | 0.59975 | 1387.7251 | 0 | 0 | 0
1423 | 9 | Hybrid Dessicant-DX System (Trane CDQ) | N/A | 1.8592 | 9533.5759 | 0.9908 | 0 | 6.487
1424 | 9 | Geothermal Heat Pump, EER=13, 10 tons | N/A | 0.30856 | -9015.8909 | 0 | 0 | 0
1425 | 9 | DX Tune Up/ Advanced Diagnostics | N/A | 0.37992 | -1588.6769 | 0 | 0 | 0
1426 | 9 | DX Coil Cleaning | N/A | 0.84479 | 2077.3083 | 0 | 0 | 0
1427 | 9 | Optimize Controls | N/A | 0.37095 | 337.4063 | 0 | 0 | 0
1428 | 9 | Aerosole Duct Sealing | N/A | 1.5641 | 4234.5361 | 0.34317 | 0 | 1.6386
1429 | 9 | Duct/Pipe Insulation | N/A | 0.0041078 | -185735.5115 | 0 | 0 | 0
1430 | 9 | Window Film (Standard) | N/A | 0.11593 | -5564.1044 | 0 | 0 | 0
1431 | 9 | Ceiling Insulation | N/A | 3.4259 | 4651.6172 | 0.75426 | 1.6209 | 1.24
1432 | 9 | Roof Insulation | N/A | 0.34525 | -15083.6969 | 0 | 0 | 0
1433 | 9 | Cool Roof - DX | N/A | 0.40271 | -37313.6044 | 0 | 0 | 0
1434 | 9 | Base Packaged HP System, EER=10.3, 10 tons | N/A | 0 | -9117.9703 | 0 | 0 | 0
1435 | 9 | Packaged HP System, EER=10.9, 10 tons | N/A | 0.81446 | 1837.6001 | 0 | 0 | 0
1436 | 9 | Geothermal Heat Pump, EER=13, 10 tons | N/A | 0.93544 | -3561.6248 | 0 | 0 | 0
1437 | 9 | Aerosole Duct Sealing | N/A | 1.633 | 4332.5741 | 0.010575 | 0.0011938 | 0.050499
1438 | 9 | Duct/Pipe Insulation | N/A | 0.0042679 | -185716.4381 | 0 | 0 | 0
1439 | 9 | Window Film (Standard) | N/A | 0.20805 | -5511.6092 | 0 | 0 | 0
1440 | 9 | Ceiling Insulation | N/A | 1.3758 | 232.956 | 0.023242 | 0.0033811 | 0.038163
1441 | 9 | Roof Insulation | N/A | 0.16488 | -16851.4841 | 0 | 0 | 0
1442 | 9 | Cool Roof - DX | N/A | 0.41516 | -37015.9062 | 0 | 0 | 0
1443 | 9 | Base PTAC, EER=8.3, 1 ton | N/A | 0 | 0 | 0 | 0 | 0
1444 | 9 | HE PTAC, EER=9.6, 1 ton | N/A | 1.2308 | 4175.8751 | 5.6974e-10 | 0 | 3.7302e-09
1445 | 9 | Occupancy Sensor (hotels) | N/A | 1.2613 | 4858.8331 | 1.9767e-10 | 8.9257e-11 | 3.7751e-09
1446 | 9 | Base Fan Motor, 15hp, 1800rpm, 91.0% | N/A | 0 | -233.3908 | 0 | 0 | 0
1447 | 9 | High Efficiency Fan Motor, 15hp, 1800rpm, 92.4% | N/A | 0.072573 | -82.6601 | 0 | 0 | 0
1448 | 9 | Variable Speed Drive Control | N/A | 0.74015 | 2252.5231 | 0 | 0 | 0
1449 | 9 | Air Handler Optimization | N/A | 0.22443 | -64.008 | 0 | 0 | 0
1450 | 9 | Electronically Commutated Motors (ECM) on an Air Handler Unit | N/A | 0.35749 | 749.6409 | 0 | 0 | 0
1451 | 9 | Demand Control Ventilation (DCV) | N/A | 0.50087 | -72878.0098 | 0 | 0 | 0
1452 | 9 | Energy Recovery Ventilation (ERV) | N/A | 2.0547 | 3766.8674 | 1.2457 | 10.9223 | 2.14
1453 | 9 | Separate Makeup Air / Exhaust Hoods AC | N/A | 0 | -16.2831 | 0 | 0 | 0
1454 | 9 | Base Refrigeration System | N/A | 0 | 0 | 0 | 0 | 0
1455 | 9 | High-efficiency fan motors | N/A | 0 | -0.17329 | 0 | 0 | 0
1456 | 9 | Strip curtains for walk-ins | N/A | 0 | -0.0055984 | 0 | 0 | 0
1457 | 9 | Night covers for display cases | N/A | 0 | -5.2625e-05 | 0 | 0 | 0
1458 | 9 | Evaporator fan controller for MT walk-ins | N/A | 0 | -0.0010413 | 0 | 0 | 0
1459 | 9 | Efficient compressor motor | N/A | 0 | -0.0131 | 0 | 0 | 0
1460 | 9 | Compressor VSD retrofit | N/A | 0 | -0.060462 | 0 | 0 | 0
1461 | 9 | Floating head pressure controls | N/A | 0 | -0.018643 | 0 | 0 | 0
1462 | 9 | Refrigeration Commissioning | N/A | 0 | -0.00042174 | 0 | 0 | 0
1463 | 9 | Demand Hot Gas Defrost | N/A | 0 | -9.3306e-05 | 0 | 0 | 0
1464 | 9 | Demand Defrost Electric | N/A | 0 | -9.3306e-05 | 0 | 0 | 0
1465 | 9 | Anti-sweat (humidistat) controls | N/A | 0 | -0.024073 | 0 | 0 | 0
1466 | 9 | High R-Value Glass Doors | N/A | 0 | -0.00037427 | 0 | 0 | 0
1467 | 9 | Multiplex Compressor System | N/A | 0 | -0.0065314 | 0 | 0 | 0
1468 | 9 | Oversized Air Cooled Condenser | N/A | 0 | -0.0013063 | 0 | 0 | 0
1469 | 9 | Freezer-Cooler Replacement Gaskets | N/A | 0 | -1.4183e-05 | 0 | 0 | 0
1470 | 9 | LED Display Lighting | N/A | 0 | -0.0003359 | 0 | 0 | 0
1471 | 9 | Base Water Heating | N/A | 0 | 0 | 0 | 0 | 0
1472 | 9 | High Efficiency Water Heater (electric) | N/A | 0 | -19.4929 | 0 | 0 | 0
1473 | 9 | Heat Pump Water Heater (air source) | N/A | 0.12694 | -27.7345 | 0 | 0 | 0
1474 | 9 | Solar Water Heater | N/A | 0.28 | -15674 | 0 | 0 | 0
1475 | 9 | Demand controlled circulating systems | N/A | 0.0099007 | -61.6635 | 0 | 0 | 0
1476 | 9 | Heat Recovery Unit | N/A | 0.074695 | -2543.9317 | 0 | 0 | 0
1477 | 9 | Heat Trap | N/A | 0.018821 | 50.1691 | 0 | 0 | 0
1478 | 9 | Hot Water Pipe Insulation | N/A | 0.0041388 | -21.2344 | 0 | 0 | 0
1479 | 9 | Base Desktop PC | N/A | 0 | 0 | 0 | 0 | 0
1480 | 9 | PC Manual Power Management Enabling | N/A | 0.77204 | 2182.7403 | 0 | 0 | 0
1481 | 9 | PC Network Power Management Enabling | N/A | 0.78257 | 2217.395 | 0 | 0 | 0
1482 | 9 | Base Monitor, CRT | N/A | 0 | 0 | 0 | 0 | 0
1483 | 9 | Energy Star or Better Monitor | N/A | 1.2579 | 3268.5275 | 0.12101 | 0.11437 | 0.90738
1484 | 9 | Monitor Power Management Enabling | N/A | 0.72392 | 2047.3574 | 0 | 0 | 0
1485 | 9 | Base Monitor, LCD | N/A | 0 | 0 | 0 | 0 | 0
1486 | 9 | Energy Star or Better Monitor | N/A | 7.9014e-05 | 0.24913 | 0 | 0 | 0
1487 | 9 | Monitor Power Management Enabling | N/A | 0.0010669 | 0.034124 | 0 | 0 | 0
1488 | 9 | Base Copier | N/A | 0 | 0 | 0 | 0 | 0
1489 | 9 | Energy Star or Better Copier | N/A | 0.1823 | 495.2866 | 0 | 0 | 0
1490 | 9 | Copier Power Management Enabling | N/A | 0.13532 | 327.4195 | 0 | 0 | 0
1491 | 9 | Base Laser Printer | N/A | 0 | 0 | 0 | 0 | 0
1492 | 9 | Printer Power Management Enabling | N/A | 0.83274 | 2340.299 | 0 | 0 | 0
1493 | 9 | Base Commercial Ovens | N/A | 0 | 0 | 0 | 0 | 0
1494 | 9 | Convection Oven | N/A | 7.1353e-05 | -30120.5071 | 0 | 0 | 0
1495 | 9 | Base Commercial Fryers | N/A | 0 | 0 | 0 | 0 | 0
1496 | 9 | Efficient Fryer | N/A | 2.4491e-05 | -106004.9947 | 0 | 0 | 0
1497 | 9 | Base Vending Machines | N/A | 0 | 0 | 0 | 0 | 0
1498 | 9 | Vending Misers (cooled machines only) | N/A | 0.86984 | 2457.1428 | 0 | 0 | 0
1499 | 10 | Base Fluorescent Fixture, T12, 34W, EB | N/A | 0 | -17851.6294 | 0 | 0 | 0
1500 | 10 | Premium T8, Elecctronic Ballast | N/A | 0.73993 | -6756.9904 | 0 | 0 | 0
1501 | 10 | Premium T8, EB, Reflector | N/A | 1.8663 | 8626.8532 | 0.070247 | 0.050783 | 0.43783
1502 | 10 | Occupancy Sensor | N/A | 0.76628 | -4507.5358 | 0 | 0 | 0
1503 | 10 | Continuous Dimming | N/A | 0.74712 | -32007.8105 | 0 | 0 | 0
1504 | 10 | Lighting Control Tuneup | N/A | 1.1637 | 3034.3981 | 0.0038955 | 0.0028161 | 0.024279
1505 | 10 | Base T8, EB | N/A | 0 | -12317.7647 | 0 | 0 | 0
1506 | 10 | ROB Premium T8, 1EB | N/A | 1.2872 | 3738.0154 | 0.10394 | 0.075138 | 0.6478
1507 | 10 | ROB Premium T8, EB, Reflector | N/A | 6.6555 | 22865.3748 | 0.088465 | 0.063954 | 0.55137
1508 | 10 | Occupancy Sensor | N/A | 0.59036 | -4155.0615 | 0 | 0 | 0
1509 | 10 | Lighting Control Tuneup | N/A | 0.69383 | 1711.2495 | 0 | 0 | 0
1510 | 10 | Base Incandescent Flood, 75W to Screw-in CFL | N/A | 0 | -3317.3675 | 0 | 0 | 0
1511 | 10 | CFL Screw-in 18W | N/A | 84.0227 | 121617.4331 | 2.6976 | 1.9502 | 16.8132
1512 | 10 | Base Incandescent Flood, 75W to Hardwired CFL | N/A | 0 | -3317.3675 | 0 | 0 | 0
1513 | 10 | CFL Hardwired, Modular 18W | N/A | 15.6743 | 100789.2127 | 0.89919 | 0.65005 | 5.6044
1514 | 10 | Base CFL | N/A | 0 | 0 | 0 | 0 | 0
1515 | 10 | Base High Bay Mercury Vapor, 400W | N/A | 0 | 0 | 0 | 0 | 0
1516 | 10 | PSMH, 250W, magnetic ballast | N/A | 11.1745 | 25922.871 | 0 | 0 | 0
1517 | 10 | PSMH, 250 W, electronic ballast | N/A | 0 | -4665.2141 | 0 | 0 | 0
1518 | 10 | High Bay T5 | N/A | 7.964 | 31104.6367 | 0.0084725 | 0.006125 | 0.052807
1519 | 10 | Base Exit Sign | N/A | 0 | 0 | 0 | 0 | 0
1520 | 10 | LED Exit Sign | N/A | 0.055773 | -272.193 | 0 | 0 | 0
1521 | 10 | Base Outdoor Mercury Vapor 400W Lamp | N/A | 0 | 0 | 0 | 0 | 0
1522 | 10 | High Pressure Sodium 250W Lamp | N/A | 0.78707 | 1912.0802 | 0 | 0 | 0
1523 | 10 | Outdoor Lighting Controls (Photocell/Timeclock) | N/A | 1.0762 | 3642.1708 | 0.031995 | 0.0050619 | 0.36513
1524 | 10 | Base Outdoor HID Lamp | N/A | 0 | 0 | 0 | 0 | 0
1525 | 10 | Outdoor Lighting Controls (Photocell/Timeclock) | N/A | 0.41458 | 3.4784 | 0 | 0 | 0
1526 | 10 | Base Centrifugal Chiller, 0.58 kW/ton, 500 tons | N/A | 0 | -14061.5749 | 0 | 0 | 0
1527 | 10 | Centrifugal Chiller, 0.51 kW/ton, 500 tons | N/A | 7.8859 | 28634.3184 | 0.98464 | 0.0034482 | 4.0426
1528 | 10 | High Efficiency Chiller Motors | N/A | 2.0242 | 6637.8062 | 0.18885 | 0 | 1.1031
1529 | 10 | EMS - Chiller | N/A | 5.5069 | 23637.833 | 0.052403 | 0.0049856 | 0.32158
1530 | 10 | Chiller Tune Up/Diagnostics | N/A | 7.7773 | 20945.1176 | 0.29132 | 0.0093726 | 1.2092
1531 | 10 | VSD for Chiller Pumps and Towers | N/A | 5.5844 | 22728.8108 | 0.30352 | 0.0072192 | 1.8626
1532 | 10 | EMS Optimization | N/A | 2.3836 | 9704.4272 | 0.030312 | 0.0028838 | 0.74395
1533 | 10 | Aerosole Duct Sealing | N/A | 8.3785 | 24558.4781 | 0.31851 | 0.0075757 | 1.9546
1534 | 10 | Duct/Pipe Insulation | N/A | 0.024539 | -181585.4151 | 0 | 0 | 0
1535 | 10 | Window Film (Standard) | N/A | 1.409 | 6073.1754 | 0.18722 | -0.025446 | 1.0707
1536 | 10 | Ceiling Insulation | N/A | 17.9586 | 37172.8497 | 0.74332 | 0.087005 | 1.477
1537 | 10 | Roof Insulation | N/A | 1.2628 | -4316.207 | 0.23051 | 0.0079899 | 0.54231
1538 | 10 | Cool Roof - Chiller | N/A | 5.9071 | 23583.2597 | 1.6564 | 0 | 4.6631
1539 | 10 | Thermal Energy Storage (TES) | N/A | 1.01 | 418 | 1.4472 | 0.0040151 | -0.50492
1540 | 10 | Base DX Packaged System, EER=10.3, 10 tons | N/A | 0 | -42977.2861 | 0 | 0 | 0
1541 | 10 | DX Packaged System, EER=10.9, 10 tons | N/A | 3.0885 | 17635.6796 | 0.33852 | 0 | 2.8484
1542 | 10 | Hybrid Dessicant-DX System (Trane CDQ) | N/A | 9.3481 | 118699.5478 | 2.5008 | 0 | 21.0418
1543 | 10 | Geothermal Heat Pump, EER=13, 10 tons | N/A | 0.9326 | -17049.0629 | 0 | 0 | 0
1544 | 10 | DX Tune Up/ Advanced Diagnostics | N/A | 5.0253 | 18476.6899 | 0.32458 | 0 | 1.3473
1545 | 10 | DX Coil Cleaning | N/A | 7.6489 | 20082.724 | 0.47216 | 0 | 1.9598
1546 | 10 | Optimize Controls | N/A | 3.514 | 15919.7228 | 0.054883 | 0.0052214 | 1.347
1547 | 10 | Aerosole Duct Sealing | N/A | 15.7044 | 39922.6287 | 0.86616 | 0 | 5.3152
1548 | 10 | Duct/Pipe Insulation | N/A | 0.040818 | -178596.2153 | 0 | 0 | 0
1549 | 10 | Window Film (Standard) | N/A | 2.1004 | 13316.4886 | 0.47318 | -0.27088 | 2.7878
1550 | 10 | Ceiling Insulation | N/A | 42.5078 | 62238.8039 | 1.9036 | 0.86193 | 4.017
1551 | 10 | Roof Insulation | N/A | 3.1416 | 5183.6933 | 0.64529 | 0.31953 | 1.4751
1552 | 10 | Cool Roof - DX | N/A | 9.7358 | 60160.2196 | 3.6843 | 0 | 12.6799
1553 | 10 | Base Packaged HP System, EER=10.3, 10 tons | N/A | 0 | -42977.2861 | 0 | 0 | 0
1554 | 10 | Packaged HP System, EER=10.9, 10 tons | N/A | 5.2855 | 21023.2764 | 0.0078242 | 0 | 0.033778
1555 | 10 | Geothermal Heat Pump, EER=13, 10 tons | N/A | 5.8419 | 29261.8131 | 0.019107 | 0 | 0.065668
1556 | 10 | Aerosole Duct Sealing | N/A | 16.2897 | 40818.4406 | 0.0052468 | 0.00012479 | 0.032197
1557 | 10 | Duct/Pipe Insulation | N/A | 0.041973 | -178421.9333 | 0.00094228 | 2.2412e-05 | 0.0057823
1558 | 10 | Window Film (Standard) | N/A | 2.4432 | 13779.9707 | 0.0028663 | -0.00011252 | 0.016889
1559 | 10 | Ceiling Insulation | N/A | 37.668 | 63758.934 | 0.011531 | 0.00035344 | 0.024328
1560 | 10 | Roof Insulation | N/A | 2.7917 | 5723.5798 | 0.0039089 | 0.00013273 | 0.0089336
1561 | 10 | Cool Roof - DX | N/A | 10.1222 | 62576.329 | 0.022317 | 0 | 0.076809
1562 | 10 | Base PTAC, EER=8.3, 1 ton | N/A | 0 | 0 | 0 | 0 | 0
1563 | 10 | HE PTAC, EER=9.6, 1 ton | N/A | 5.7343 | 51002.2104 | 0.2913 | 0 | 2.451
1564 | 10 | Occupancy Sensor (hotels) | N/A | 4.8736 | 55337.0841 | 0.10107 | 0.0096155 | 2.4805
1565 | 10 | Base Fan Motor, 15hp, 1800rpm, 91.0% | N/A | 0 | -1299.0048 | 0 | 0 | 0
1566 | 10 | High Efficiency Fan Motor, 15hp, 1800rpm, 92.4% | N/A | 0.16849 | -1081.3939 | 0.054502 | 0.085434 | 0.5477
1567 | 10 | Variable Speed Drive Control | N/A | 1.4643 | 9492.2472 | 0.014293 | 0.022404 | 0.57441
1568 | 10 | Air Handler Optimization | N/A | 1.0739 | 3792.8821 | 0.051881 | 0.081326 | 2.0851
1569 | 10 | Electronically Commutated Motors (ECM) on an Air Handler Unit | N/A | 1.2312 | 4776.4597 | 0.50504 | 0 | 5.2307
1570 | 10 | Demand Control Ventilation (DCV) | N/A | 0.9518 | -64832.0788 | 1.254 | 4.6294 | 3.1741
1571 | 10 | Energy Recovery Ventilation (ERV) | N/A | 2.0349 | 2117.2823 | 0.78005 | 1.5111 | 1.4507
1572 | 10 | Separate Makeup Air / Exhaust Hoods AC | N/A | 0 | -90.6282 | 0 | 0 | 0
1573 | 10 | Base Refrigeration System | N/A | 0 | 0 | 0 | 0 | 0
1574 | 10 | High-efficiency fan motors | N/A | 0 | -0.17329 | 0 | 0 | 0
1575 | 10 | Strip curtains for walk-ins | N/A | 0 | -0.0055984 | 0 | 0 | 0
1576 | 10 | Night covers for display cases | N/A | 0 | -5.2625e-05 | 0 | 0 | 0
1577 | 10 | Evaporator fan controller for MT walk-ins | N/A | 0 | -0.0010413 | 0 | 0 | 0
1578 | 10 | Efficient compressor motor | N/A | 0 | -0.0131 | 0 | 0 | 0
1579 | 10 | Compressor VSD retrofit | N/A | 0 | -0.060462 | 0 | 0 | 0
1580 | 10 | Floating head pressure controls | N/A | 0 | -0.018643 | 0 | 0 | 0
1581 | 10 | Refrigeration Commissioning | N/A | 0 | -0.00042174 | 0 | 0 | 0
1582 | 10 | Demand Hot Gas Defrost | N/A | 0 | -9.3306e-05 | 0 | 0 | 0
1583 | 10 | Demand Defrost Electric | N/A | 0 | -9.3306e-05 | 0 | 0 | 0
1584 | 10 | Anti-sweat (humidistat) controls | N/A | 0 | -0.024073 | 0 | 0 | 0
1585 | 10 | High R-Value Glass Doors | N/A | 0 | -0.00037427 | 0 | 0 | 0
1586 | 10 | Multiplex Compressor System | N/A | 0 | -0.0065314 | 0 | 0 | 0
1587 | 10 | Oversized Air Cooled Condenser | N/A | 0 | -0.0013063 | 0 | 0 | 0
1588 | 10 | Freezer-Cooler Replacement Gaskets | N/A | 0 | -1.4183e-05 | 0 | 0 | 0
1589 | 10 | LED Display Lighting | N/A | 0 | -0.0003359 | 0 | 0 | 0
1590 | 10 | Base Water Heating | N/A | 0 | 0 | 0 | 0 | 0
1591 | 10 | High Efficiency Water Heater (electric) | N/A | 0 | -306.2731 | 0 | 0 | 0
1592 | 10 | Heat Pump Water Heater (air source) | N/A | 7.1313 | 35939.0264 | 1.3793 | 1.0245 | 9.8714
1593 | 10 | Solar Water Heater | N/A | 0.28 | -15674 | 0 | 0 | 0
1594 | 10 | Demand controlled circulating systems | N/A | 0.89339 | 2317.9888 | 0 | 0 | 0
1595 | 10 | Heat Recovery Unit | N/A | 13.7492 | 43893.8997 | 0.8967 | 0.666 | 6.4173
1596 | 10 | Heat Trap | N/A | 2.1284 | 5430.3176 | 0.10423 | 0.077411 | 0.74591
1597 | 10 | Hot Water Pipe Insulation | N/A | 0.36366 | 679.7901 | 0 | 0 | 0
1598 | 10 | Base Desktop PC | N/A | 0 | 0 | 0 | 0 | 0
1599 | 10 | PC Manual Power Management Enabling | N/A | 0.38006 | 1088.1391 | 0 | 0 | 0
1600 | 10 | PC Network Power Management Enabling | N/A | 0.38261 | 1105.0481 | 0 | 0 | 0
1601 | 10 | Base Monitor, CRT | N/A | 0 | 0 | 0 | 0 | 0
1602 | 10 | Energy Star or Better Monitor | N/A | 0.60057 | 1612.8207 | 0 | 0 | 0
1603 | 10 | Monitor Power Management Enabling | N/A | 0.35677 | 1020.6572 | 0 | 0 | 0
1604 | 10 | Base Monitor, LCD | N/A | 0 | 0 | 0 | 0 | 0
1605 | 10 | Energy Star or Better Monitor | N/A | 3.8647e-05 | 0.12293 | 0 | 0 | 0
1606 | 10 | Monitor Power Management Enabling | N/A | 0.00052433 | 0.052572 | 0 | 0 | 0
1607 | 10 | Base Copier | N/A | 0 | 0 | 0 | 0 | 0
1608 | 10 | Energy Star or Better Copier | N/A | 0.10151 | 278.7729 | 0 | 0 | 0
1609 | 10 | Copier Power Management Enabling | N/A | 0.07695 | 186.9766 | 0 | 0 | 0
1610 | 10 | Base Laser Printer | N/A | 0 | 0 | 0 | 0 | 0
1611 | 10 | Printer Power Management Enabling | N/A | 0.52309 | 1455.4945 | 0 | 0 | 0
1612 | 10 | Base Commercial Ovens | N/A | 0 | 0 | 0 | 0 | 0
1613 | 10 | Convection Oven | N/A | 0.12245 | -4599.8781 | 0 | 0 | 0
1614 | 10 | Base Commercial Fryers | N/A | 0 | 0 | 0 | 0 | 0
1615 | 10 | Efficient Fryer | N/A | 0.00014248 | -380233.946 | 0 | 0 | 0
1616 | 10 | Base Vending Machines | N/A | 0 | 0 | 0 | 0 | 0
1617 | 10 | Vending Misers (cooled machines only) | N/A | 1.1977 | 3482.294 | 0.065822 | 0.16002 | 0.85566
1618 | 11 | Base Fluorescent Fixture, T12, 34W, EB | N/A | 0 | -30730.2507 | 0 | 0 | 0
1619 | 11 | Premium T8, Elecctronic Ballast | N/A | 0.95601 | -10935.9988 | 0.75639 | 0.31917 | 4.1603
1620 | 11 | Premium T8, EB, Reflector | N/A | 2.6977 | 16281.7012 | 0.40996 | 0.17299 | 2.2549
1621 | 11 | Occupancy Sensor | N/A | 0.98329 | -7137.7889 | 0 | 0 | 0
1622 | 11 | Continuous Dimming | N/A | 1.0617 | -53571.2559 | 0.65644 | 0.27699 | 3.6106
1623 | 11 | Lighting Control Tuneup | N/A | 2.1481 | 5651.4819 | 0.01418 | 0.0059836 | 0.077995
1624 | 11 | Base T8, EB | N/A | 0 | -21204.1148 | 0 | 0 | 0
1625 | 11 | ROB Premium T8, 1EB | N/A | 1.8121 | 6732.2434 | 0.60657 | 0.25595 | 3.3363
1626 | 11 | ROB Premium T8, EB, Reflector | N/A | 11.089 | 40562.6349 | 0.51628 | 0.21785 | 2.8397
1627 | 11 | Occupancy Sensor | N/A | 0.7291 | -6772.3905 | 0 | 0 | 0
1628 | 11 | Lighting Control Tuneup | N/A | 1.2524 | 3312.1442 | 0.013011 | 0.0054903 | 0.071565
1629 | 11 | Base Incandescent Flood, 75W to Screw-in CFL | N/A | 0 | -5710.6011 | 0 | 0 | 0
1630 | 11 | CFL Screw-in 18W | N/A | 183.7267 | 215127.2517 | 1.3651 | 0.57603 | 7.5085
1631 | 11 | Base Incandescent Flood, 75W to Hardwired CFL | N/A | 0 | -5710.6011 | 0 | 0 | 0
1632 | 11 | CFL Hardwired, Modular 18W | N/A | 27.8859 | 179273.0213 | 0.45504 | 0.19201 | 2.5028
1633 | 11 | Base CFL | N/A | 0 | 0 | 0 | 0 | 0
1634 | 11 | Base High Bay Mercury Vapor, 400W | N/A | 0 | 0 | 0 | 0 | 0
1635 | 11 | PSMH, 250W, magnetic ballast | N/A | 21.8303 | 45874.2001 | 3.0357 | 1.281 | 16.6972
1636 | 11 | PSMH, 250 W, electronic ballast | N/A | 0 | -8030.8186 | 0 | 0 | 0
1637 | 11 | High Bay T5 | N/A | 13.2532 | 55208.4523 | 4.0418 | 1.7055 | 22.2307
1638 | 11 | Base Exit Sign | N/A | 0 | 0 | 0 | 0 | 0
1639 | 11 | LED Exit Sign | N/A | 0.047785 | -202.367 | 0 | 0 | 0
1640 | 11 | Base Outdoor Mercury Vapor 400W Lamp | N/A | 0 | 0 | 0 | 0 | 0
1641 | 11 | High Pressure Sodium 250W Lamp | N/A | 0.89418 | 2098.164 | 0 | 0 | 0
1642 | 11 | Outdoor Lighting Controls (Photocell/Timeclock) | N/A | 1.5239 | 7521.1797 | 0.10896 | 0.056435 | 1.3574
1643 | 11 | Base Outdoor HID Lamp | N/A | 0 | 0 | 0 | 0 | 0
1644 | 11 | Outdoor Lighting Controls (Photocell/Timeclock) | N/A | 0.86159 | 2717.5681 | 0 | 0 | 0
1645 | 11 | Base Centrifugal Chiller, 0.58 kW/ton, 500 tons | N/A | 0 | -11454.4344 | 0 | 0 | 0
1646 | 11 | Centrifugal Chiller, 0.51 kW/ton, 500 tons | N/A | 2.9644 | 10323.8916 | 0.43229 | 0.0071135 | 1.5544
1647 | 11 | High Efficiency Chiller Motors | N/A | 0.87466 | 2302.3709 | 0 | 0 | 0
1648 | 11 | EMS - Chiller | N/A | 2.4029 | 8554.0527 | 0.023007 | 0.010285 | 0.12365
1649 | 11 | Chiller Tune Up/Diagnostics | N/A | 2.7915 | 7924.8949 | 0.1279 | 0.019335 | 0.46494
1650 | 11 | VSD for Chiller Pumps and Towers | N/A | 2.3217 | 8416.1615 | 0.13326 | 0.014893 | 0.71616
1651 | 11 | EMS Optimization | N/A | 1.0062 | 3389.7429 | 0.013308 | 0.0059493 | 0.28604
1652 | 11 | Aerosole Duct Sealing | N/A | 3.3311 | 9940.8054 | 0.13984 | 0.015629 | 0.75153
1653 | 11 | Duct/Pipe Insulation | N/A | 0.010284 | -184475.4903 | 0 | 0 | 0
1654 | 11 | Window Film (Standard) | N/A | 0.4927 | -2021.7854 | 0 | 0 | 0
1655 | 11 | Ceiling Insulation | N/A | 5.7045 | 11778.8446 | 0.32635 | 0.17949 | 0.56807
1656 | 11 | Roof Insulation | N/A | 0.44234 | -13037.2043 | 0 | 0 | 0
1657 | 11 | Cool Roof - Chiller | N/A | 1.6433 | -18023.3349 | 0.68442 | 0 | 1.6874
1658 | 11 | Thermal Energy Storage (TES) | N/A | 0.53 | 23086 | 0 | 0 | 0
1659 | 11 | Base DX Packaged System, EER=10.3, 10 tons | N/A | 0 | -35008.9168 | 0 | 0 | 0
1660 | 11 | DX Packaged System, EER=10.9, 10 tons | N/A | 1.3658 | 5502.2415 | 0.090777 | 0 | 0.66892
1661 | 11 | Hybrid Dessicant-DX System (Trane CDQ) | N/A | 3.4099 | 37761.5151 | 0.6706 | 0 | 4.9415
1662 | 11 | Geothermal Heat Pump, EER=13, 10 tons | N/A | 0.41492 | -34217.924 | 0 | 0 | 0
1663 | 11 | DX Tune Up/ Advanced Diagnostics | N/A | 1.7582 | 5586.9859 | 0.08704 | 0 | 0.3164
1664 | 11 | DX Coil Cleaning | N/A | 2.9015 | 8003.8711 | 0.12661 | 0 | 0.46025
1665 | 11 | Optimize Controls | N/A | 1.4772 | 5761.3456 | 0.014717 | 0.0065792 | 0.31633
1666 | 11 | Aerosole Duct Sealing | N/A | 5.773 | 16471.2064 | 0.23227 | 0 | 1.2482
1667 | 11 | Duct/Pipe Insulation | N/A | 0.016546 | -183204.9521 | 0 | 0 | 0
1668 | 11 | Window Film (Standard) | N/A | 0.43613 | 1029.5474 | 0 | 0 | 0
1669 | 11 | Ceiling Insulation | N/A | 31.9391 | 38736.4503 | 0.5105 | 1.0861 | 0.94434
1670 | 11 | Roof Insulation | N/A | 2.4749 | -2491.8714 | 0.17304 | 0.40263 | 0.34676
1671 | 11 | Cool Roof - DX | N/A | 2.6494 | -2145.4182 | 0.92979 | 0 | 2.8025
1672 | 11 | Base Packaged HP System, EER=10.3, 10 tons | N/A | 0 | -35008.9168 | 0 | 0 | 0
1673 | 11 | Packaged HP System, EER=10.9, 10 tons | N/A | 2.08 | 7100.0745 | 0.009394 | 0 | 0.035517
1674 | 11 | Geothermal Heat Pump, EER=13, 10 tons | N/A | 1.907 | -13758.5282 | 0.022941 | 0 | 0.069049
1675 | 11 | Aerosole Duct Sealing | N/A | 6.0782 | 16852.2145 | 0.0062995 | 0.00070404 | 0.033855
1676 | 11 | Duct/Pipe Insulation | N/A | 0.01722 | -183130.8286 | 0 | 0 | 0
1677 | 11 | Window Film (Standard) | N/A | 0.87605 | 1227.7893 | 0 | 0 | 0
1678 | 11 | Ceiling Insulation | N/A | 10.258 | 23386.5756 | 0.013845 | 0.001994 | 0.025583
1679 | 11 | Roof Insulation | N/A | 0.89685 | -8643.2468 | 0.0046932 | 0.00074882 | 0.0093944
1680 | 11 | Cool Roof - DX | N/A | 2.7472 | -1083.4237 | 0.025217 | 0 | 0.076008
1681 | 11 | Base PTAC, EER=8.3, 1 ton | N/A | 0 | 0 | 0 | 0 | 0
1682 | 11 | HE PTAC, EER=9.6, 1 ton | N/A | 2.3425 | 16524.6857 | 3.8957e-10 | 0 | 2.8706e-09
1683 | 11 | Occupancy Sensor (hotels) | N/A | 2.3296 | 19492.6782 | 1.3516e-10 | 6.0424e-11 | 2.9052e-09
1684 | 11 | Base Fan Motor, 15hp, 1800rpm, 91.0% | N/A | 0 | -708.4825 | 0 | 0 | 0
1685 | 11 | High Efficiency Fan Motor, 15hp, 1800rpm, 92.4% | N/A | 0.23029 | -98.5116 | 0 | 0 | 0
1686 | 11 | Variable Speed Drive Control | N/A | 2.0761 | 10771.2529 | 0.11783 | 0.45556 | 4.0255
1687 | 11 | Air Handler Optimization | N/A | 0.9839 | 3328.8194 | 0 | 0 | 0
1688 | 11 | Electronically Commutated Motors (ECM) on an Air Handler Unit | N/A | 1.1564 | 4041.7266 | 0.78275 | 0 | 6.8909
1689 | 11 | Demand Control Ventilation (DCV) | N/A | 3.5433 | -43965.7586 | 1.9437 | 17.6979 | 4.1938
1690 | 11 | Energy Recovery Ventilation (ERV) | N/A | 6.3178 | 9942.9078 | 1.209 | 5.7764 | 1.9151
1691 | 11 | Separate Makeup Air / Exhaust Hoods AC | N/A | 0 | -49.429 | 0 | 0 | 0
1692 | 11 | Base Refrigeration System | N/A | 0 | 0 | 0 | 0 | 0
1693 | 11 | High-efficiency fan motors | N/A | 0 | -0.17329 | 0 | 0 | 0
1694 | 11 | Strip curtains for walk-ins | N/A | 0 | -0.0055984 | 0 | 0 | 0
1695 | 11 | Night covers for display cases | N/A | 0 | -5.2625e-05 | 0 | 0 | 0
1696 | 11 | Evaporator fan controller for MT walk-ins | N/A | 0 | -0.0010413 | 0 | 0 | 0
1697 | 11 | Efficient compressor motor | N/A | 0 | -0.0131 | 0 | 0 | 0
1698 | 11 | Compressor VSD retrofit | N/A | 0 | -0.060462 | 0 | 0 | 0
1699 | 11 | Floating head pressure controls | N/A | 0 | -0.018643 | 0 | 0 | 0
1700 | 11 | Refrigeration Commissioning | N/A | 0 | -0.00042174 | 0 | 0 | 0
1701 | 11 | Demand Hot Gas Defrost | N/A | 0 | -9.3306e-05 | 0 | 0 | 0
1702 | 11 | Demand Defrost Electric | N/A | 0 | -9.3306e-05 | 0 | 0 | 0
1703 | 11 | Anti-sweat (humidistat) controls | N/A | 0 | -0.024073 | 0 | 0 | 0
1704 | 11 | High R-Value Glass Doors | N/A | 0 | -0.00037427 | 0 | 0 | 0
1705 | 11 | Multiplex Compressor System | N/A | 0 | -0.0065314 | 0 | 0 | 0
1706 | 11 | Oversized Air Cooled Condenser | N/A | 0 | -0.0013063 | 0 | 0 | 0
1707 | 11 | Freezer-Cooler Replacement Gaskets | N/A | 0 | -1.4183e-05 | 0 | 0 | 0
1708 | 11 | LED Display Lighting | N/A | 0 | -0.0003359 | 0 | 0 | 0
1709 | 11 | Base Water Heating | N/A | 0 | 0 | 0 | 0 | 0
1710 | 11 | High Efficiency Water Heater (electric) | N/A | 0 | -101.4801 | 0 | 0 | 0
1711 | 11 | Heat Pump Water Heater (air source) | N/A | 2.2122 | 8324.4568 | 0.85386 | 0.059555 | 5.55
1712 | 11 | Solar Water Heater | N/A | 0.28 | -15674 | 0 | 0 | 0
1713 | 11 | Demand controlled circulating systems | N/A | 0.17763 | -357.5183 | 0 | 0 | 0
1714 | 11 | Heat Recovery Unit | N/A | 2.1285 | 8612.7776 | 0.55509 | 0.038716 | 3.608
1715 | 11 | Heat Trap | N/A | 0.46612 | 1341.9529 | 0 | 0 | 0
1716 | 11 | Hot Water Pipe Insulation | N/A | 0.093905 | 125.401 | 0 | 0 | 0
1717 | 11 | Base Desktop PC | N/A | 0 | 0 | 0 | 0 | 0
1718 | 11 | PC Manual Power Management Enabling | N/A | 2.5829 | 5968.3762 | 0.13071 | 1.6209 | 1.8555
1719 | 11 | PC Network Power Management Enabling | N/A | 2.6305 | 6015.4114 | 0.13071 | 1.6209 | 1.8555
1720 | 11 | Base Monitor, CRT | N/A | 0 | 0 | 0 | 0 | 0
1721 | 11 | Energy Star or Better Monitor | N/A | 4.6676 | 8714.6201 | 0.025369 | 0.20711 | 0.2371
1722 | 11 | Monitor Power Management Enabling | N/A | 2.3774 | 5599.3178 | 0.065414 | 0.8112 | 0.9286
1723 | 11 | Base Monitor, LCD | N/A | 0 | 0 | 0 | 0 | 0
1724 | 11 | Energy Star or Better Monitor | N/A | 0.00015708 | 0.66423 | 1.9337e-06 | 1.5786e-05 | 1.8071e-05
1725 | 11 | Monitor Power Management Enabling | N/A | 0.0028393 | 4.7173 | 0.00010833 | 0.0013434 | 0.0015378
1726 | 11 | Base Copier | N/A | 0 | 0 | 0 | 0 | 0
1727 | 11 | Energy Star or Better Copier | N/A | 0.43847 | 1301.9361 | 0 | 0 | 0
1728 | 11 | Copier Power Management Enabling | N/A | 0.32815 | 971.5283 | 0 | 0 | 0
1729 | 11 | Base Laser Printer | N/A | 0 | 0 | 0 | 0 | 0
1730 | 11 | Printer Power Management Enabling | N/A | 2.4401 | 5842.2071 | 0.081074 | 1.0054 | 1.1509
1731 | 11 | Base Commercial Ovens | N/A | 0 | 0 | 0 | 0 | 0
1732 | 11 | Convection Oven | N/A | 0.00031844 | -855968.6052 | 0 | 0 | 0
1733 | 11 | Base Commercial Fryers | N/A | 0 | 0 | 0 | 0 | 0
1734 | 11 | Efficient Fryer | N/A | 0 | -0.01269 | 0 | 0 | 0
1735 | 11 | Base Vending Machines | N/A | 0 | 0 | 0 | 0 | 0
1736 | 11 | Vending Misers (cooled machines only) | N/A | 0.35837 | 969.8719 | 0 | 0 | 0
1737 | 1 | 0.5 Faucet Aerator (DI) - Commercial Public Use | N/A | 1.3219 | 4241.9371 | 1.0558 | 0.5575 | 7.86
1738 | 1 | 0.5 Faucet Aerator (DI) - Commercial Private Use | N/A | 0.25837 | 676.2954 | 0 | 0 | 0
1739 | 1 | 0.5 Faucet Aerator (DI) - Commercial School Use | N/A | 1.0149 | 3207.5019 | 1.0558 | 0.5575 | 7.86
1740 | 1 | 1.0 Faucet Aerator (DI) - Commercial Public Use | N/A | 0.9332 | 2984.5195 | 0 | 0 | 0
1741 | 1 | 1.0 Faucet Aerator (DI) - Commercial Private Use | N/A | 0.18259 | 469.9438 | 0 | 0 | 0
1742 | 1 | 1.0 Faucet Aerator (DI) - Commercial School Use | N/A | 0.71802 | 2259.417 | 0 | 0 | 0
1743 | 1 | 1.5 Faucet Aerator (DI) - Commercial Public Use | N/A | 0.68966 | 2114.7577 | 0 | 0 | 0
1744 | 1 | 1.5 Faucet Aerator (DI) - Commercial Private Use | N/A | 0.38685 | 1070.344 | 0 | 0 | 0
1745 | 1 | Server Virtualization | N/A | 1.6623 | 11572.8484 | 1.6153 | 3.1355 | 19.3595
1746 | 1 | Outdoor LED 104W | N/A | 1.5281 | 3433.652 | 0.7558 | 3.0651 | 17.4293
1747 | 1 | Flood LED 14W | N/A | 0.25725 | 513.3362 | 0 | 0 | 0
1748 | 1 | LED High Bay 83W (400W equivalent) | N/A | 1.7332 | 3960.6941 | 4.1518 | 1.7083 | 50.877
1749 | 1 | LED (12-Watt) | N/A | 0.044454 | 49.669 | 0 | 0 | 0
1750 | 1 | LED Linear Tube 22W | N/A | 0.25519 | 472.7054 | 0 | 0 | 0
1751 | 1 | Run Time Optimizer | N/A | 4.6559 | 33633.5161 | 19.3431 | 0 | 87.5978
1752 | 1 | Dehumidification hybrid desiccant heat pump | N/A | 8.9341 | 27637.9996 | 36.7447 | 2.8954 | 206.2288
1753 | 1 | Griddle | N/A | 2.6465 | 8126.12 | 2.2549 | 0.3364 | 15.1786
1754 | 1 | Steamer | N/A | 277.8803 | 264216.1819 | 1.5688 | 0.27797 | 10.755
1755 | 1 | Holding Cabinet | N/A | 4.1946 | 19307.8742 | 1.5688 | 0.27797 | 10.755
1756 | 1 | Ice Machine | N/A | 1.4571 | 4827.8875 | 0.12941 | 0.10625 | 1.0439
Industrial
1757 | 1 | Base Compressed Air | N/A | 0 | 0 | 0 | 0 | 0
1758 | 1 | Comp Air - ASD (6-100 hp) | N/A | 0.79444 | 2496.4083 | 0 | 0 | 0
1759 | 1 | Compressed Air- Sizing | N/A | 1.4481 | 3656.2022 | 0.15099 | 0.13546 | 1.1104
1760 | 1 | Compressed Air-O&M | N/A | 2.4843 | 6400.4098 | 0.50197 | 0.45037 | 3.6917
1761 | 1 | Compressed Air - System Optimization | N/A | 2.5531 | 6845.8704 | 0.36829 | 0.33043 | 2.7085
1762 | 1 | Comp Air - ASD (100+ hp) | N/A | 0.54767 | 1658.3002 | 0 | 0 | 0
1763 | 1 | Compressed Air - Controls | N/A | 1.2074 | 3117.1828 | 0.093685 | 0.084054 | 0.68899
1764 | 1 | Comp Air - Motor practices-1 (100+ HP) | N/A | 0.15496 | 333.4102 | 0 | 0 | 0
1765 | 1 | Comp Air - Motor practices-1 (6-100 HP) | N/A | 0.23528 | 452.0982 | 0 | 0 | 0
1766 | 1 | Comp Air - Motor practices-1 (1-5 HP) | N/A | 0.38192 | 467.3282 | 0 | 0 | 0
1767 | 1 | Comp Air - Replace 100+ HP motor | N/A | 0.29182 | 507.7779 | 0 | 0 | 0
1768 | 1 | Comp Air - Replace 1-5 HP motor | N/A | 0.16954 | -1334.137 | 0 | 0 | 0
1769 | 1 | Comp Air - Replace 6-100 HP motor | N/A | 0.2516 | -234.2285 | 0 | 0 | 0
1770 | 1 | Comp Air - ASD (1-5 hp) | N/A | 0.24239 | -1377.4178 | 0 | 0 | 0
1771 | 1 | Base Fans | N/A | 0 | 0 | 0 | 0 | 0
1772 | 1 | Fans - ASD (6-100 hp) | N/A | 0.79611 | 2502.236 | 0 | 0 | 0
1773 | 1 | Fans - O&M | N/A | 0.30909 | 774.7845 | 0 | 0 | 0
1774 | 1 | Fans- Improve components | N/A | 0.75775 | 1880.5483 | 0 | 0 | 0
1775 | 1 | Fans - ASD (100+ hp) | N/A | 0.72664 | 2265.4998 | 0 | 0 | 0
1776 | 1 | Fans - Motor practices-1 (100+ HP) | N/A | 0.21219 | 486.7945 | 0 | 0 | 0
1777 | 1 | Fans - Motor practices-1 (6-100 HP) | N/A | 0.32249 | 695.3301 | 0 | 0 | 0
1778 | 1 | Fans - System Optimization | N/A | 1.8308 | 7055.2217 | 0.073837 | 0.14028 | 1.1499
1779 | 1 | Fans - Controls | N/A | 2.6408 | 10226.0867 | 0.37552 | 0.33692 | 2.7617
1780 | 1 | Fans - Motor practices-1 (1-5 HP) | N/A | 0.45485 | 712.3815 | 0 | 0 | 0
1781 | 1 | Fans - Replace 100+ HP motor | N/A | 0.34696 | 668.7712 | 0 | 0 | 0
1782 | 1 | Fans - Replace 1-5 HP motor | N/A | 0.20161 | -1181.8258 | 0 | 0 | 0
1783 | 1 | Fans - Replace 6-100 HP motor | N/A | 0.29929 | -55.0649 | 0 | 0 | 0
1784 | 1 | Fans - ASD (1-5 hp) | N/A | 0.28891 | -1053.7334 | 0 | 0 | 0
1785 | 1 | Base Pumps | N/A | 0 | 0 | 0 | 0 | 0
1786 | 1 | Pumps - ASD (6-100 hp) | N/A | 0.79547 | 2500.0005 | 0 | 0 | 0
1787 | 1 | Pumps - O&M | N/A | 1.6205 | 4093.3672 | 0.32532 | 0.29188 | 2.3925
1788 | 1 | Pumps - Controls | N/A | 4.7585 | 13315.4676 | 0.95475 | 0.8566 | 7.0215
1789 | 1 | Pumps - Sizing | N/A | 2.6126 | 7193.038 | 0.3031 | 0.27194 | 2.2291
1790 | 1 | Pumps - ASD (100+ hp) | N/A | 0.58538 | 1786.6194 | 0 | 0 | 0
1791 | 1 | Pumps - System Optimization | N/A | 2.9916 | 10578.6351 | 0.75257 | 0.6752 | 5.5346
1792 | 1 | Pumps - Motor practices-1 (100+ HP) | N/A | 0.1492 | 317.5955 | 0 | 0 | 0
1793 | 1 | Pumps - Motor practices-1 (6-100 HP) | N/A | 0.22623 | 427.0198 | 0 | 0 | 0
1794 | 1 | Pumps - Motor practices-1 (1-5 HP) | N/A | 0.36734 | 417.6011 | 0 | 0 | 0
1795 | 1 | Pumps - Replace 100+ HP motor | N/A | 0.28063 | 475.1085 | 0 | 0 | 0
1796 | 1 | Pumps - Replace 1-5 HP motor | N/A | 0.16299 | -1365.0445 | 0 | 0 | 0
1797 | 1 | Pumps - Replace 6-100 HP motor | N/A | 0.24182 | -270.585 | 0 | 0 | 0
1798 | 1 | Pumps - ASD (1-5 hp) | N/A | 0.2336 | -1439.252 | 0 | 0 | 0
1799 | 1 | Base Drives | N/A | 0 | 0 | 0 | 0 | 0
1800 | 1 | Bakery - Process (Mixing) - O&M | N/A | 1.6024 | 4048.7968 | 0.54135 | 0.4857 | 3.9812
1801 | 1 | Base Heating | N/A | 0 | 0 | 0 | 0 | 0
1802 | 1 | Bakery - Process | N/A | 5.8653 | 18567.1763 | 0.21399 | 0.19199 | 1.5737
1803 | 1 | Base Refrigeration | N/A | 0 | 0 | 0 | 0 | 0
1804 | 1 | Efficient Refrigeration - Operations | N/A | 2.1675 | 5450.8081 | 0.44079 | 0.23728 | 2.5934
1805 | 1 | Optimization Refrigeration | N/A | 2.4863 | 9622.6565 | 0.76215 | 0.41028 | 4.4841
1806 | 1 | Base Other Process | N/A | 0 | 0 | 0 | 0 | 0
1807 | 1 | Base Centrifugal Chiller, 0.58 kW/ton, 500 tons | N/A | 0 | -3732.0045 | 0 | 0 | 0
1808 | 1 | Aerosole Duct Sealing - Chiller | N/A | 0.81772 | 1728.1697 | 0 | 0 | 0
1809 | 1 | Centrifugal Chiller, 0.51 kW/ton, 500 tons | N/A | 0.24725 | -7063.0641 | 0 | 0 | 0
1810 | 1 | VSD for Chiller Pumps and Towers | N/A | 0.26942 | -3884.9917 | 0 | 0 | 0
1811 | 1 | High Efficiency Chiller Motors | N/A | 0.18207 | -1810.915 | 0 | 0 | 0
1812 | 1 | EMS Optimization - Chiller | N/A | 0.43224 | 596.7585 | 0 | 0 | 0
1813 | 1 | EMS - Chiller | N/A | 0.22577 | -5384.7588 | 0 | 0 | 0
1814 | 1 | Chiller Tune Up/Diagnostics | N/A | 0.57799 | 852.3919 | 0 | 0 | 0
1815 | 1 | Window Film (Standard) - Chiller | N/A | 0.15401 | -6170.6354 | 0 | 0 | 0
1816 | 1 | Roof Insulation - Chiller | N/A | 0.05928 | -18339.9624 | 0 | 0 | 0
1817 | 1 | Cool Roof - Chiller | N/A | 0.15117 | -43058.6394 | 0 | 0 | 0
1818 | 1 | Duct/Pipe Insulation - Chiller | N/A | 0.12727 | -15771.1425 | 0 | 0 | 0
1819 | 1 | Base DX Packaged System, EER=10.3, 10 tons | N/A | 0 | 0 | 0 | 0 | 0
1820 | 1 | Aerosole Duct Sealing | N/A | 0.74268 | 1368.8556 | 0 | 0 | 0
1821 | 1 | DX Coil Cleaning | N/A | 0.28703 | -1574.7132 | 0 | 0 | 0
1822 | 1 | DX Packaged System, EER=10.9, 10 tons | N/A | 0.12692 | -8774.2201 | 0 | 0 | 0
1823 | 1 | Hybrid Dessicant-DX System (Trane CDQ) | N/A | 0.19761 | -55355.9674 | 0 | 0 | 0
1824 | 1 | Optimize Controls | N/A | 0.33551 | -8.0526 | 0 | 0 | 0
1825 | 1 | Roof Insulation | N/A | 0.053954 | -18459.904 | 0 | 0 | 0
1826 | 1 | DX Tune Up/ Advanced Diagnostics | N/A | 0.19731 | -2660.5262 | 0 | 0 | 0
1827 | 1 | Window Film (Standard) | N/A | 0.12721 | -6460.6521 | 0 | 0 | 0
1828 | 1 | Cool Roof - DX | N/A | 0.13096 | -43966.8176 | 0 | 0 | 0
1829 | 1 | Geothermal Heat Pump, EER=13, 10 tons | N/A | 0.017705 | -146036.1578 | 0 | 0 | 0
1830 | 1 | Duct/Pipe Insulation | N/A | 0.10669 | -16204.6158 | 0 | 0 | 0
1831 | 1 | Base Lighting | N/A | 0 | 0 | 0 | 0 | 0
1832 | 1 | CFL Screw-in 18W | N/A | 4.2318 | 20287.0573 | 0.17096 | 0.15338 | 1.2573
1833 | 1 | Premium T8, Elecctronic Ballast | N/A | 0.17176 | -49186.1662 | 0 | 0 | 0
1834 | 1 | High Bay T5 | N/A | 1.3306 | 3870.9546 | 0.077494 | 0.069527 | 0.56991
1835 | 1 | CFL Hardwired, Modular 18W | N/A | 0.40481 | -42045.1088 | 0 | 0 | 0
1836 | 1 | Occupancy Sensor | N/A | 0.13313 | -27664.2871 | 0 | 0 | 0
1837 | 1 | Base Other | N/A | 0 | 0 | 0 | 0 | 0
1838 | 1 | Replace V-belts | N/A | 0.0094757 | 21.0121 | 0 | 0 | 0
1839 | 2 | Base Compressed Air | N/A | 0 | 0 | 0 | 0 | 0
1840 | 2 | Comp Air - ASD (6-100 hp) | N/A | 1.0405 | 3241.9154 | 0.00047383 | 0.0063542 | 0.020687
1841 | 2 | Compressed Air- Sizing | N/A | 2.2423 | 4652.4658 | 0.0091943 | 0.01115 | 0.036299
1842 | 2 | Compressed Air-O&M | N/A | 4.1998 | 8166.9231 | 0.030568 | 0.037069 | 0.12068
1843 | 2 | Compressed Air - System Optimization | N/A | 4.3955 | 8789.9697 | 0.022427 | 0.027197 | 0.088543
1844 | 2 | Comp Air - ASD (100+ hp) | N/A | 0.70468 | 2199.9562 | 0 | 0 | 0
1845 | 2 | Compressed Air - Controls | N/A | 1.8681 | 4106.2764 | 0.005705 | 0.0069183 | 0.022523
1846 | 2 | Comp Air - Motor practices-1 (100+ HP) | N/A | 0.21174 | 442.2105 | 0 | 0 | 0
1847 | 2 | Comp Air - Motor practices-1 (6-100 HP) | N/A | 0.32482 | 624.6303 | 0 | 0 | 0
1848 | 2 | Comp Air - Motor practices-1 (1-5 HP) | N/A | 0.54131 | 809.4357 | 0 | 0 | 0
1849 | 2 | Comp Air - Replace 100+ HP motor | N/A | 0.40624 | 732.5331 | 0 | 0 | 0
1850 | 2 | Comp Air - Replace 1-5 HP motor | N/A | 0.23567 | -1121.5025 | 0 | 0 | 0
1851 | 2 | Comp Air - Replace 6-100 HP motor | N/A | 0.35145 | 15.8934 | 0 | 0 | 0
1852 | 2 | Comp Air - ASD (1-5 hp) | N/A | 0.31058 | -886.4379 | 0 | 0 | 0
1853 | 2 | Base Fans | N/A | 0 | 0 | 0 | 0 | 0
1854 | 2 | Fans - ASD (6-100 hp) | N/A | 1.0432 | 3249.4126 | 0.00086511 | 0.011601 | 0.03777
1855 | 2 | Fans - O&M | N/A | 0.42934 | 986.4992 | 0 | 0 | 0
1856 | 2 | Fans- Improve components | N/A | 1.1046 | 2420.8621 | 0.0047193 | 0.005723 | 0.018632
1857 | 2 | Fans - ASD (100+ hp) | N/A | 0.94974 | 2981.2005 | 0 | 0 | 0
1858 | 2 | Fans - Motor practices-1 (100+ HP) | N/A | 0.29209 | 635.3995 | 0 | 0 | 0
1859 | 2 | Fans - Motor practices-1 (6-100 HP) | N/A | 0.44985 | 930.9833 | 0 | 0 | 0
1860 | 2 | Fans - System Optimization | N/A | 3.0806 | 9773.303 | 0.0077755 | 0.019967 | 0.065006
1861 | 2 | Fans - Controls | N/A | 5.2397 | 13848.4727 | 0.039548 | 0.047959 | 0.15614
1862 | 2 | Fans - Motor practices-1 (1-5 HP) | N/A | 0.6504 | 1118.0888 | 0 | 0 | 0
1863 | 2 | Fans - Replace 100+ HP motor | N/A | 0.4863 | 935.3096 | 0 | 0 | 0
1864 | 2 | Fans - Replace 1-5 HP motor | N/A | 0.28189 | -929.6614 | 0 | 0 | 0
1865 | 2 | Fans - Replace 6-100 HP motor | N/A | 0.42123 | 241.556 | 0 | 0 | 0
1866 | 2 | Fans - ASD (1-5 hp) | N/A | 0.37308 | -469.9657 | 0 | 0 | 0
1867 | 2 | Base Pumps | N/A | 0 | 0 | 0 | 0 | 0
1868 | 2 | Pumps - ASD (6-100 hp) | N/A | 1.0424 | 3246.5367 | 0.001174 | 0.015743 | 0.051255
1869 | 2 | Pumps - O&M | N/A | 2.5467 | 5207.92 | 0.026054 | 0.031595 | 0.10286
1870 | 2 | Pumps - Controls | N/A | 9.5198 | 17053.7191 | 0.076462 | 0.092723 | 0.30187
1871 | 2 | Pumps - Sizing | N/A | 4.5573 | 9269.8444 | 0.024274 | 0.029436 | 0.095833
1872 | 2 | Pumps - ASD (100+ hp) | N/A | 0.75577 | 2365.0562 | 0 | 0 | 0
1873 | 2 | Pumps - System Optimization | N/A | 5.8567 | 14016.4209 | 0.06027 | 0.073088 | 0.23795
1874 | 2 | Pumps - Motor practices-1 (100+ HP) | N/A | 0.20351 | 422.2917 | 0 | 0 | 0
1875 | 2 | Pumps - Motor practices-1 (6-100 HP) | N/A | 0.31202 | 593.0437 | 0 | 0 | 0
1876 | 2 | Pumps - Motor practices-1 (1-5 HP) | N/A | 0.51923 | 746.8039 | 0 | 0 | 0
1877 | 2 | Pumps - Replace 100+ HP motor | N/A | 0.39022 | 691.3857 | 0 | 0 | 0
1878 | 2 | Pumps - Replace 1-5 HP motor | N/A | 0.22628 | -1160.4309 | 0 | 0 | 0
1879 | 2 | Pumps - Replace 6-100 HP motor | N/A | 0.33756 | -29.898 | 0 | 0 | 0
1880 | 2 | Pumps - ASD (1-5 hp) | N/A | 0.29879 | -965.9967 | 0 | 0 | 0
1881 | 2 | Base Drives | N/A | 0 | 0 | 0 | 0 | 0
1882 | 2 | O&M/drives spinning machines | N/A | 3.5211 | 7895.554 | 0.090882 | 0.11021 | 0.35881
1883 | 2 | Base Heating | N/A | 0 | 0 | 0 | 0 | 0
1884 | 2 | Drying (UV/IR) | N/A | 4.6178 | 14159.9607 | 0.021381 | 0.045246 | 0.1473
1885 | 2 | Base Refrigeration | N/A | 0 | 0 | 0 | 0 | 0
1886 | 2 | Base Other Process | N/A | 0 | 0 | 0 | 0 | 0
1887 | 2 | Base Centrifugal Chiller, 0.58 kW/ton, 500 tons | N/A | 0 | -3732.0045 | 0 | 0 | 0
1888 | 2 | Aerosole Duct Sealing - Chiller | N/A | 1.18 | 2677.8307 | 0.021934 | 0.0013299 | 0.069275
1889 | 2 | Centrifugal Chiller, 0.51 kW/ton, 500 tons | N/A | 0.27011 | -6853.6742 | 0 | 0 | 0
1890 | 2 | VSD for Chiller Pumps and Towers | N/A | 0.29347 | -3726.3161 | 0 | 0 | 0
1891 | 2 | High Efficiency Chiller Motors | N/A | 0.23891 | -1580.1812 | 0 | 0 | 0
1892 | 2 | EMS Optimization - Chiller | N/A | 0.57819 | 959.6224 | 0 | 0 | 0
1893 | 2 | EMS - Chiller | N/A | 0.2458 | -5232.2565 | 0 | 0 | 0
1894 | 2 | Chiller Tune Up/Diagnostics | N/A | 0.79599 | 1427.1059 | 0 | 0 | 0
1895 | 2 | Window Film (Standard) - Chiller | N/A | 0.20641 | -5798.4742 | 0 | 0 | 0
1896 | 2 | Roof Insulation - Chiller | N/A | 0.078706 | -18032.1799 | 0 | 0 | 0
1897 | 2 | Cool Roof - Chiller | N/A | 0.23584 | -41377.1677 | 0 | 0 | 0
1898 | 2 | Duct/Pipe Insulation - Chiller | N/A | 0.17607 | -15160.1384 | 0 | 0 | 0
1899 | 2 | Base DX Packaged System, EER=10.3, 10 tons | N/A | 0 | 0 | 0 | 0 | 0
1900 | 2 | Aerosole Duct Sealing | N/A | 1.0539 | 2242.3738 | 0.022454 | 0 | 0.070919
1901 | 2 | DX Coil Cleaning | N/A | 0.38584 | -1163.8772 | 0 | 0 | 0
1902 | 2 | DX Packaged System, EER=10.9, 10 tons | N/A | 0.15086 | -8526.6534 | 0 | 0 | 0
1903 | 2 | Hybrid Dessicant-DX System (Trane CDQ) | N/A | 0.33642 | -52555.599 | 0 | 0 | 0
1904 | 2 | Optimize Controls | N/A | 0.44569 | 316.385 | 0 | 0 | 0
1905 | 2 | Roof Insulation | N/A | 0.071462 | -18165.6742 | 0 | 0 | 0
1906 | 2 | DX Tune Up/ Advanced Diagnostics | N/A | 0.26271 | -2339.4876 | 0 | 0 | 0
1907 | 2 | Window Film (Standard) | N/A | 0.16953 | -6133.963 | 0 | 0 | 0
1908 | 2 | Cool Roof - DX | N/A | 0.20169 | -42380.0621 | 0 | 0 | 0
1909 | 2 | Geothermal Heat Pump, EER=13, 10 tons | N/A | 0.024951 | -145346.0878 | 0 | 0 | 0
1910 | 2 | Duct/Pipe Insulation | N/A | 0.14844 | -15619.0068 | 0 | 0 | 0
1911 | 2 | Base Lighting | N/A | 0 | 0 | 0 | 0 | 0
1912 | 2 | CFL Screw-in 18W | N/A | 10.0605 | 27146.8166 | 0.014167 | 0.01718 | 0.055931
1913 | 2 | Premium T8, Elecctronic Ballast | N/A | 0.32338 | -46362.2177 | 0 | 0 | 0
1914 | 2 | High Bay T5 | N/A | 2.7723 | 8205.4999 | 0.013313 | 0.016144 | 0.052559
1915 | 2 | CFL Hardwired, Modular 18W | N/A | 0.90134 | -36572.3258 | 0 | 0 | 0
1916 | 2 | Occupancy Sensor | N/A | 0.20086 | -25774.6282 | 0 | 0 | 0
1917 | 2 | Base Other | N/A | 0 | 0 | 0 | 0 | 0
1918 | 2 | Replace V-belts | N/A | 0.01274 | 27.4334 | 0 | 0 | 0
1919 | 2 | Membranes for wastewater | N/A | 1.8629 | 4259.3666 | 0.002899 | 0.0035156 | 0.011445
1920 | 3 | Base Compressed Air | N/A | 0 | 0 | 0 | 0 | 0
1921 | 3 | Comp Air - ASD (6-100 hp) | N/A | 0.85439 | 2697.02 | 0 | 0 | 0
1922 | 3 | Compressed Air- Sizing | N/A | 1.619 | 3864.794 | 0.0075352 | 0.0078644 | 0.045772
1923 | 3 | Compressed Air-O&M | N/A | 2.8331 | 6770.2719 | 0.025052 | 0.026146 | 0.15218
1924 | 3 | Compressed Air - System Optimization | N/A | 2.9242 | 7252.9144 | 0.01838 | 0.019183 | 0.11165
1925 | 3 | Comp Air - ASD (100+ hp) | N/A | 0.58649 | 1804.0564 | 0 | 0 | 0
1926 | 3 | Compressed Air - Controls | N/A | 1.3496 | 3324.2733 | 0.0046755 | 0.0048798 | 0.028401
1927 | 3 | Comp Air - Motor practices-1 (100+ HP) | N/A | 0.16891 | 356.1902 | 0 | 0 | 0
1928 | 3 | Comp Air - Motor practices-1 (6-100 HP) | N/A | 0.25698 | 488.222 | 0 | 0 | 0
1929 | 3 | Comp Air - Motor practices-1 (1-5 HP) | N/A | 0.41916 | 538.9566 | 0 | 0 | 0
1930 | 3 | Comp Air - Replace 100+ HP motor | N/A | 0.3192 | 554.8358 | 0 | 0 | 0
1931 | 3 | Comp Air - Replace 1-5 HP motor | N/A | 0.18536 | -1289.6169 | 0 | 0 | 0
1932 | 3 | Comp Air - Replace 6-100 HP motor | N/A | 0.27543 | -181.8595 | 0 | 0 | 0
1933 | 3 | Comp Air - ASD (1-5 hp) | N/A | 0.25942 | -1245.2986 | 0 | 0 | 0
1934 | 3 | Base Fans | N/A | 0 | 0 | 0 | 0 | 0
1935 | 3 | Fans - ASD (6-100 hp) | N/A | 0.85617 | 2703.297 | 0 | 0 | 0
1936 | 3 | Fans - O&M | N/A | 0.33758 | 819.112 | 0 | 0 | 0
1937 | 3 | Fans- Improve components | N/A | 0.83663 | 1993.676 | 0 | 0 | 0
1938 | 3 | Fans - ASD (100+ hp) | N/A | 0.78109 | 2458.0903 | 0 | 0 | 0
1939 | 3 | Fans - Motor practices-1 (100+ HP) | N/A | 0.23151 | 517.9085 | 0 | 0 | 0
1940 | 3 | Fans - Motor practices-1 (6-100 HP) | N/A | 0.35298 | 744.6698 | 0 | 0 | 0
1941 | 3 | Optimize drying process | N/A | 2.3069 | 6769.7875 | 0.038713 | 0.040404 | 0.23516
1942 | 3 | Fans - System Optimization | N/A | 1.8337 | 6651.8821 | 0.0056647 | 0.01252 | 0.072866
1943 | 3 | Fans - Controls | N/A | 2.704 | 9349.324 | 0.02881 | 0.030069 | 0.17501
1944 | 3 | Fans - Motor practices-1 (1-5 HP) | N/A | 0.44276 | 614.1841 | 0 | 0 | 0
1945 | 3 | Fans - Replace 100+ HP motor | N/A | 0.3369 | 604.2582 | 0 | 0 | 0
1946 | 3 | Fans - Replace 1-5 HP motor | N/A | 0.19572 | -1242.8597 | 0 | 0 | 0
1947 | 3 | Fans - Replace 6-100 HP motor | N/A | 0.29072 | -126.8591 | 0 | 0 | 0
1948 | 3 | Fans - ASD (1-5 hp) | N/A | 0.27445 | -1140.3852 | 0 | 0 | 0
1949 | 3 | Base Pumps | N/A | 0 | 0 | 0 | 0 | 0
1950 | 3 | Pumps - ASD (6-100 hp) | N/A | 0.85549 | 2700.8892 | 0 | 0 | 0
1951 | 3 | Pumps - O&M | N/A | 1.8179 | 4326.7256 | 0.020924 | 0.021838 | 0.1271
1952 | 3 | Pumps - Controls | N/A | 5.6579 | 14098.1605 | 0.061408 | 0.064091 | 0.37302
1953 | 3 | Pumps - Sizing | N/A | 3.0019 | 7627.8675 | 0.019495 | 0.020346 | 0.11842
1954 | 3 | Pumps - ASD (100+ hp) | N/A | 0.62749 | 1942.2731 | 0 | 0 | 0
1955 | 3 | Pumps - System Optimization | N/A | 3.5373 | 11298.418 | 0.048404 | 0.050518 | 0.29403
1956 | 3 | Pumps - Motor practices-1 (100+ HP) | N/A | 0.16248 | 339.5162 | 0 | 0 | 0
1957 | 3 | Pumps - Motor practices-1 (6-100 HP) | N/A | 0.24706 | 461.7809 | 0 | 0 | 0
1958 | 3 | Pumps - Motor practices-1 (1-5 HP) | N/A | 0.403 | 486.5276 | 0 | 0 | 0
1959 | 3 | Pumps - Replace 100+ HP motor | N/A | 0.30699 | 520.3914 | 0 | 0 | 0
1960 | 3 | Pumps - Replace 1-5 HP motor | N/A | 0.17821 | -1322.2037 | 0 | 0 | 0
1961 | 3 | Pumps - Replace 6-100 HP motor | N/A | 0.26478 | -220.1914 | 0 | 0 | 0
1962 | 3 | Pumps - ASD (1-5 hp) | N/A | 0.24998 | -1311.9024 | 0 | 0 | 0
1963 | 3 | Base Drives | N/A | 0 | 0 | 0 | 0 | 0
1964 | 3 | Air conveying systems | N/A | 7.1066 | 24460.0944 | 0.019621 | 0.084563 | 0.49217
1965 | 3 | Replace V-Belts | N/A | 0.97221 | 2325.5593 | 0 | 0 | 0
1966 | 3 | Drives - EE motor | N/A | 0.53345 | 1198.3912 | 0 | 0 | 0
1967 | 3 | Base Heating | N/A | 0 | 0 | 0 | 0 | 0
1968 | 3 | Heat Pumps - Drying | N/A | 1.5132 | 4491.9704 | 0.011679 | 0.01219 | 0.070946
1969 | 3 | Base Refrigeration | N/A | 0 | 0 | 0 | 0 | 0
1970 | 3 | Base Other Process | N/A | 0 | 0 | 0 | 0 | 0
1971 | 3 | Base Centrifugal Chiller, 0.58 kW/ton, 500 tons | N/A | 0 | -3732.0045 | 0 | 0 | 0
1972 | 3 | Aerosole Duct Sealing - Chiller | N/A | 0.89751 | 1960.1773 | 0 | 0 | 0
1973 | 3 | Centrifugal Chiller, 0.51 kW/ton, 500 tons | N/A | 0.25266 | -7011.9256 | 0 | 0 | 0
1974 | 3 | VSD for Chiller Pumps and Towers | N/A | 0.27521 | -3846.2391 | 0 | 0 | 0
1975 | 3 | High Efficiency Chiller Motors | N/A | 0.19545 | -1754.567 | 0 | 0 | 0
1976 | 3 | EMS Optimization - Chiller | N/A | 0.46591 | 685.3742 | 0 | 0 | 0
1977 | 3 | EMS - Chiller | N/A | 0.23059 | -5347.5138 | 0 | 0 | 0
1978 | 3 | Chiller Tune Up/Diagnostics | N/A | 0.62755 | 992.7438 | 0 | 0 | 0
1979 | 3 | Window Film (Standard) - Chiller | N/A | 0.16614 | -6079.7493 | 0 | 0 | 0
1980 | 3 | Roof Insulation - Chiller | N/A | 0.063793 | -18264.7984 | 0 | 0 | 0
1981 | 3 | Cool Roof - Chiller | N/A | 0.16914 | -42648.0045 | 0 | 0 | 0
1982 | 3 | Duct/Pipe Insulation - Chiller | N/A | 0.13828 | -15621.9284 | 0 | 0 | 0
1983 | 3 | Base DX Packaged System, EER=10.3, 10 tons | N/A | 0 | 0 | 0 | 0 | 0
1984 | 3 | Aerosole Duct Sealing | N/A | 0.81133 | 1582.1838 | 0 | 0 | 0
1985 | 3 | DX Coil Cleaning | N/A | 0.30895 | -1479.4548 | 0 | 0 | 0
1986 | 3 | DX Packaged System, EER=10.9, 10 tons | N/A | 0.13217 | -8718.7273 | 0 | 0 | 0
1987 | 3 | Hybrid Dessicant-DX System (Trane CDQ) | N/A | 0.22532 | -54706.6616 | 0 | 0 | 0
1988 | 3 | Optimize Controls | N/A | 0.36006 | 67.173 | 0 | 0 | 0
1989 | 3 | Roof Insulation | N/A | 0.057829 | -18392.5355 | 0 | 0 | 0
1990 | 3 | DX Tune Up/ Advanced Diagnostics | N/A | 0.21161 | -2588.0328 | 0 | 0 | 0
1991 | 3 | Window Film (Standard) | N/A | 0.13649 | -6386.8827 | 0 | 0 | 0
1992 | 3 | Cool Roof - DX | N/A | 0.14514 | -43616.1957 | 0 | 0 | 0
1993 | 3 | Geothermal Heat Pump, EER=13, 10 tons | N/A | 0.01913 | -145897.1528 | 0 | 0 | 0
1994 | 3 | Duct/Pipe Insulation | N/A | 0.11493 | -16086.653 | 0 | 0 | 0
1995 | 3 | Base Lighting | N/A | 0 | 0 | 0 | 0 | 0
1996 | 3 | CFL Screw-in 18W | N/A | 5.2817 | 21723.313 | 0.0097384 | 0.010164 | 0.059155
1997 | 3 | Premium T8, Elecctronic Ballast | N/A | 0.20603 | -48377.7429 | 0 | 0 | 0
1998 | 3 | High Bay T5 | N/A | 1.6029 | 4810.6502 | 0.0081404 | 0.008496 | 0.049448
1999 | 3 | CFL Hardwired, Modular 18W | N/A | 0.49919 | -40775.4266 | 0 | 0 | 0
2000 | 3 | Occupancy Sensor | N/A | 0.15241 | -27003.481 | 0 | 0 | 0
2001 | 3 | Base Other | N/A | 0 | 0 | 0 | 0 | 0
2002 | 3 | Replace V-belts | N/A | 0.010286 | 22.3566 | 0 | 0 | 0
2003 | 4 | Base Compressed Air | N/A | 0 | 0 | 0 | 0 | 0
2004 | 4 | Comp Air - ASD (6-100 hp) | N/A | 0.8035 | 2560.8089 | 0 | 0 | 0
2005 | 4 | Compressed Air- Sizing | N/A | 1.3376 | 3667.7089 | 0.0097234 | 0.015746 | 0.11414
2006 | 4 | Compressed Air-O&M | N/A | 2.2789 | 6420.8127 | 0.032327 | 0.052349 | 0.37947
2007 | 4 | Compressed Air - System Optimization | N/A | 2.3386 | 6868.3244 | 0.023718 | 0.038407 | 0.27841
2008 | 4 | Comp Air - ASD (100+ hp) | N/A | 0.55363 | 1705.0887 | 0 | 0 | 0
2009 | 4 | Compressed Air - Controls | N/A | 1.1153 | 3128.5999 | 0.0060333 | 0.00977 | 0.070821
2010 | 4 | Comp Air - Motor practices-1 (100+ HP) | N/A | 0.14451 | 334.6661 | 0 | 0 | 0
2011 | 4 | Comp Air - Motor practices-1 (6-100 HP) | N/A | 0.21899 | 454.0898 | 0 | 0 | 0
2012 | 4 | Comp Air - Motor practices-1 (1-5 HP) | N/A | 0.35503 | 471.2771 | 0 | 0 | 0
2013 | 4 | Comp Air - Replace 100+ HP motor | N/A | 0.27178 | 510.3722 | 0 | 0 | 0
2014 | 4 | Comp Air - Replace 1-5 HP motor | N/A | 0.15781 | -1331.6825 | 0 | 0 | 0
2015 | 4 | Comp Air - Replace 6-100 HP motor | N/A | 0.23408 | -231.3414 | 0 | 0 | 0
2016 | 4 | Comp Air - ASD (1-5 hp) | N/A | 0.24504 | -1335.0097 | 0 | 0 | 0
2017 | 4 | Base Fans | N/A | 0 | 0 | 0 | 0 | 0
2018 | 4 | Fans - ASD (6-100 hp) | N/A | 0.80563 | 2566.7812 | 0 | 0 | 0
2019 | 4 | Fans - O&M | N/A | 0.28767 | 777.2297 | 0 | 0 | 0
2020 | 4 | Fans- Improve components | N/A | 0.70303 | 1886.7889 | 0 | 0 | 0
2021 | 4 | Fans - ASD (100+ hp) | N/A | 0.73534 | 2327.3226 | 0 | 0 | 0
2022 | 4 | Fans - Motor practices-1 (100+ HP) | N/A | 0.19784 | 488.5099 | 0 | 0 | 0
2023 | 4 | Fans - Motor practices-1 (6-100 HP) | N/A | 0.3001 | 698.0503 | 0 | 0 | 0
2024 | 4 | Fans - System Optimization | N/A | 1.7831 | 7289.8239 | 0.017642 | 0.060497 | 0.43853
2025 | 4 | Fans - Controls | N/A | 2.3874 | 10267.8815 | 0.089721 | 0.14529 | 1.0532
2026 | 4 | Fans - Motor practices-1 (1-5 HP) | N/A | 0.42267 | 717.0626 | 0 | 0 | 0
2027 | 4 | Fans - Replace 100+ HP motor | N/A | 0.3228 | 671.8465 | 0 | 0 | 0
2028 | 4 | Fans - Replace 1-5 HP motor | N/A | 0.18762 | -1178.9164 | 0 | 0 | 0
2029 | 4 | Fans - Replace 6-100 HP motor | N/A | 0.27836 | -51.6425 | 0 | 0 | 0
2030 | 4 | Fans - ASD (1-5 hp) | N/A | 0.29204 | -1003.3138 | 0 | 0 | 0
2031 | 4 | Base Pumps | N/A | 0 | 0 | 0 | 0 | 0
2032 | 4 | Pumps - ASD (6-100 hp) | N/A | 0.80498 | 2564.4902 | 0 | 0 | 0
2033 | 4 | Pumps - O&M | N/A | 1.4954 | 4106.2401 | 0.073508 | 0.11904 | 0.86288
2034 | 4 | Pumps - Controls | N/A | 4.2984 | 13358.6439 | 0.21573 | 0.34934 | 2.5324
2035 | 4 | Pumps - Sizing | N/A | 2.3906 | 7217.0249 | 0.068486 | 0.1109 | 0.80392
2036 | 4 | Pumps - ASD (100+ hp) | N/A | 0.59173 | 1836.585 | 0 | 0 | 0
2037 | 4 | Pumps - System Optimization | N/A | 2.7084 | 10618.3175 | 0.17005 | 0.27537 | 1.9961
2038 | 4 | Pumps - Motor practices-1 (100+ HP) | N/A | 0.13897 | 318.804 | 0 | 0 | 0
2039 | 4 | Pumps - Motor practices-1 (6-100 HP) | N/A | 0.21063 | 428.9362 | 0 | 0 | 0
2040 | 4 | Pumps - Motor practices-1 (1-5 HP) | N/A | 0.34133 | 421.4011 | 0 | 0 | 0
2041 | 4 | Pumps - Replace 100+ HP motor | N/A | 0.26135 | 477.605 | 0 | 0 | 0
2042 | 4 | Pumps - Replace 1-5 HP motor | N/A | 0.15191 | -1362.6826 | 0 | 0 | 0
2043 | 4 | Pumps - Replace 6-100 HP motor | N/A | 0.22519 | -267.8067 | 0 | 0 | 0
2044 | 4 | Pumps - ASD (1-5 hp) | N/A | 0.23617 | -1398.3747 | 0 | 0 | 0
2045 | 4 | Base Drives | N/A | 0 | 0 | 0 | 0 | 0
2046 | 4 | High Consistency forming | N/A | 1.1133 | 3067.4465 | 0.018909 | 0.03062 | 0.22196
2047 | 4 | Gap Forming papermachine | N/A | 1.1467 | 3167.1838 | 0.019552 | 0.031661 | 0.22951
2048 | 4 | Drives - EE motor | N/A | 0.4218 | 1053.612 | 0 | 0 | 0
2049 | 4 | Optimization control PM | N/A | 0 | -503.8528 | 0 | 0 | 0
2050 | 4 | Base Heating | N/A | 0 | 0 | 0 | 0 | 0
2051 | 4 | Base Refrigeration | N/A | 0 | 0 | 0 | 0 | 0
2052 | 4 | Base Other Process | N/A | 0 | 0 | 0 | 0 | 0
2053 | 4 | Base Centrifugal Chiller, 0.58 kW/ton, 500 tons | N/A | 0 | -3732.0045 | 0 | 0 | 0
2054 | 4 | Aerosole Duct Sealing - Chiller | N/A | 0.69505 | 1317.0226 | 0 | 0 | 0
2055 | 4 | Centrifugal Chiller, 0.51 kW/ton, 500 tons | N/A | 0.23942 | -7153.7928 | 0 | 0 | 0
2056 | 4 | VSD for Chiller Pumps and Towers | N/A | 0.26117 | -3953.7392 | 0 | 0 | 0
2057 | 4 | High Efficiency Chiller Motors | N/A | 0.16001 | -1910.8113 | 0 | 0 | 0
2058 | 4 | EMS Optimization - Chiller | N/A | 0.37727 | 439.6566 | 0 | 0 | 0
2059 | 4 | EMS - Chiller | N/A | 0.21884 | -5450.8296 | 0 | 0 | 0
2060 | 4 | Chiller Tune Up/Diagnostics | N/A | 0.49981 | 603.5705 | 0 | 0 | 0
2061 | 4 | Window Film (Standard) - Chiller | N/A | 0.13446 | -6331.7601 | 0 | 0 | 0
2062 | 4 | Roof Insulation - Chiller | N/A | 0.051906 | -18473.2142 | 0 | 0 | 0
2063 | 4 | Cool Roof - Chiller | N/A | 0.12461 | -43786.6247 | 0 | 0 | 0
2064 | 4 | Duct/Pipe Insulation - Chiller | N/A | 0.10987 | -16035.665 | 0 | 0 | 0
2065 | 4 | Base DX Packaged System, EER=10.3, 10 tons | N/A | 0 | 0 | 0 | 0 | 0
2066 | 4 | Aerosole Duct Sealing | N/A | 0.63261 | 990.5994 | 0 | 0 | 0
2067 | 4 | DX Coil Cleaning | N/A | 0.24852 | -1755.2455 | 0 | 0 | 0
2068 | 4 | DX Packaged System, EER=10.9, 10 tons | N/A | 0.11708 | -8885.0113 | 0 | 0 | 0
2069 | 4 | Hybrid Dessicant-DX System (Trane CDQ) | N/A | 0.15555 | -56586.4784 | 0 | 0 | 0
2070 | 4 | Optimize Controls | N/A | 0.29166 | -150.6059 | 0 | 0 | 0
2071 | 4 | Roof Insulation | N/A | 0.046916 | -18589.6116 | 0 | 0 | 0
2072 | 4 | DX Tune Up/ Advanced Diagnostics | N/A | 0.17121 | -2802.556 | 0 | 0 | 0
2073 | 4 | Window Film (Standard) | N/A | 0.11038 | -6605.1807 | 0 | 0 | 0
2074 | 4 | Cool Roof - DX | N/A | 0.10753 | -44672.598 | 0 | 0 | 0
2075 | 4 | Geothermal Heat Pump, EER=13, 10 tons | N/A | 0.01497 | -146349.6238 | 0 | 0 | 0
2076 | 4 | Duct/Pipe Insulation | N/A | 0.090583 | -16470.63 | 0 | 0 | 0
2077 | 4 | Base Lighting | N/A | 0 | 0 | 0 | 0 | 0
2078 | 4 | CFL Screw-in 18W | N/A | 3.7512 | 20366.3134 | 0.012301 | 0.019919 | 0.14439
2079 | 4 | Premium T8, Elecctronic Ballast | N/A | 0.15757 | -49107.4444 | 0.041905 | 0.06786 | 0.4919
2080 | 4 | High Bay T5 | N/A | 1.1925 | 3859.4865 | 0.0042754 | 0.0069234 | 0.050187
2081 | 4 | CFL Hardwired, Modular 18W | N/A | 0.36445 | -41870.6863 | 0 | 0 | 0
2082 | 4 | Occupancy Sensor | N/A | 0.13495 | -27461.406 | 0 | 0 | 0
2083 | 4 | Base Other | N/A | 0 | 0 | 0 | 0 | 0
2084 | 4 | Replace V-belts | N/A | 0.0087937 | 21.0863 | 0 | 0 | 0
2085 | 5 | Base Compressed Air | N/A | 0 | 0 | 0 | 0 | 0
2086 | 5 | Comp Air - ASD (6-100 hp) | N/A | 0.77595 | 2428.0389 | 0 | 0 | 0
2087 | 5 | Compressed Air- Sizing | N/A | 1.4184 | 3639.9324 | 0.011452 | 0.0090308 | 0.08599
2088 | 5 | Compressed Air-O&M | N/A | 2.427 | 6371.5612 | 0.038074 | 0.030024 | 0.28588
2089 | 5 | Compressed Air - System Optimization | N/A | 2.4931 | 6814.1216 | 0.027934 | 0.022028 | 0.20975
2090 | 5 | Comp Air - ASD (100+ hp) | N/A | 0.53564 | 1608.6261 | 0 | 0 | 0
2091 | 5 | Compressed Air - Controls | N/A | 1.1825 | 3101.03 | 0.0071059 | 0.0056035 | 0.053356
2092 | 5 | Comp Air - Motor practices-1 (100+ HP) | N/A | 0.15244 | 331.6334 | 0 | 0 | 0
2093 | 5 | Comp Air - Motor practices-1 (6-100 HP) | N/A | 0.23099 | 449.2806 | 0 | 0 | 0
2094 | 5 | Comp Air - Motor practices-1 (1-5 HP) | N/A | 0.37497 | 461.7412 | 0 | 0 | 0
2095 | 5 | Comp Air - Replace 100+ HP motor | N/A | 0.2867 | 504.1074 | 0 | 0 | 0
2096 | 5 | Comp Air - Replace 1-5 HP motor | N/A | 0.1665 | -1337.6095 | 0 | 0 | 0
2097 | 5 | Comp Air - Replace 6-100 HP motor | N/A | 0.24711 | -238.3132 | 0 | 0 | 0
2098 | 5 | Comp Air - ASD (1-5 hp) | N/A | 0.23711 | -1422.444 | 0 | 0 | 0
2099 | 5 | Base Fans | N/A | 0 | 0 | 0 | 0 | 0
2100 | 5 | Fans - ASD (6-100 hp) | N/A | 0.77759 | 2433.7134 | 0 | 0 | 0
2101 | 5 | Fans - O&M | N/A | 0.30354 | 771.327 | 0 | 0 | 0
2102 | 5 | Fans- Improve components | N/A | 0.74354 | 1871.7245 | 0 | 0 | 0
2103 | 5 | Fans - ASD (100+ hp) | N/A | 0.70997 | 2199.8644 | 0 | 0 | 0
2104 | 5 | Fans - Motor practices-1 (100+ HP) | N/A | 0.2084 | 484.3676 | 0 | 0 | 0
2105 | 5 | Fans - Motor practices-1 (6-100 HP) | N/A | 0.31694 | 691.4817 | 0 | 0 | 0
2106 | 5 | Fans - System Optimization | N/A | 1.763 | 6805.9844 | 0.0096855 | 0.016174 | 0.154
2107 | 5 | Fans - Controls | N/A | 2.5665 | 10166.9298 | 0.049259 | 0.038844 | 0.36987
2108 | 5 | Fans - Motor practices-1 (1-5 HP) | N/A | 0.44647 | 705.756 | 0 | 0 | 0
2109 | 5 | Fans - Replace 100+ HP motor | N/A | 0.34092 | 664.4183 | 0 | 0 | 0
2110 | 5 | Fans - Replace 1-5 HP motor | N/A | 0.19802 | -1185.9439 | 0 | 0 | 0
2111 | 5 | Fans - Replace 6-100 HP motor | N/A | 0.29377 | -59.909 | 0 | 0 | 0
2112 | 5 | Fans - ASD (1-5 hp) | N/A | 0.28249 | -1107.2683 | 0 | 0 | 0
2113 | 5 | Base Pumps | N/A | 0 | 0 | 0 | 0 | 0
2114 | 5 | Pumps - ASD (6-100 hp) | N/A | 0.77696 | 2431.5367 | 0 | 0 | 0
2115 | 5 | Pumps - O&M | N/A | 1.587 | 4075.1656 | 0.031801 | 0.025077 | 0.23878
2116 | 5 | Pumps - Controls | N/A | 4.6236 | 13254.4189 | 0.093328 | 0.073596 | 0.70077
2117 | 5 | Pumps - Sizing | N/A | 2.5503 | 7159.122 | 0.029628 | 0.023364 | 0.22247
2118 | 5 | Pumps - ASD (100+ hp) | N/A | 0.57234 | 1733.5722 | 0 | 0 | 0
2119 | 5 | Pumps - System Optimization | N/A | 2.9089 | 10522.4929 | 0.073564 | 0.058011 | 0.55237
2120 | 5 | Pumps - Motor practices-1 (100+ HP) | N/A | 0.1464 | 315.8857 | 0 | 0 | 0
2121 | 5 | Pumps - Motor practices-1 (6-100 HP) | N/A | 0.22237 | 424.3085 | 0 | 0 | 0
2122 | 5 | Pumps - Motor practices-1 (1-5 HP) | N/A | 0.36055 | 412.2249 | 0 | 0 | 0
2123 | 5 | Pumps - Replace 100+ HP motor | N/A | 0.27563 | 471.5765 | 0 | 0 | 0
2124 | 5 | Pumps - Replace 1-5 HP motor | N/A | 0.16022 | -1368.386 | 0 | 0 | 0
2125 | 5 | Pumps - Replace 6-100 HP motor | N/A | 0.23769 | -274.5157 | 0 | 0 | 0
2126 | 5 | Pumps - ASD (1-5 hp) | N/A | 0.22846 | -1482.6528 | 0 | 0 | 0
2127 | 5 | Base Drives | N/A | 0 | 0 | 0 | 0 | 0
2128 | 5 | Efficient practices printing press | N/A | 1.4933 | 3918.3448 | 0.14448 | 0.11394 | 1.0849
2129 | 5 | Efficient drives | N/A | 0.49026 | 1167.7709 | 0 | 0 | 0
2130 | 5 | Efficient Printing press (fewer cylinders) | N/A | 2.0047 | 6734.569 | 0.12251 | 0.096608 | 0.91989
2131 | 5 | Light cylinders | N/A | 0.74645 | 1153.7976 | 0 | 0 | 0
2132 | 5 | Base Heating | N/A | 0 | 0 | 0 | 0 | 0
2133 | 5 | Base Refrigeration | N/A | 0 | 0 | 0 | 0 | 0
2134 | 5 | Base Other Process | N/A | 0 | 0 | 0 | 0 | 0
2135 | 5 | Base Centrifugal Chiller, 0.58 kW/ton, 500 tons | N/A | 0 | -3732.0045 | 0 | 0 | 0
2136 | 5 | Aerosole Duct Sealing - Chiller | N/A | 0.80982 | 1705.6646 | 0 | 0 | 0
2137 | 5 | Centrifugal Chiller, 0.51 kW/ton, 500 tons | N/A | 0.24649 | -7068.0456 | 0 | 0 | 0
2138 | 5 | VSD for Chiller Pumps and Towers | N/A | 0.26869 | -3888.7673 | 0 | 0 | 0
2139 | 5 | High Efficiency Chiller Motors | N/A | 0.18072 | -1816.4113 | 0 | 0 | 0
2140 | 5 | EMS Optimization - Chiller | N/A | 0.42877 | 588.1147 | 0 | 0 | 0
2141 | 5 | EMS - Chiller | N/A | 0.22514 | -5388.3878 | 0 | 0 | 0
2142 | 5 | Chiller Tune Up/Diagnostics | N/A | 0.57297 | 838.7015 | 0 | 0 | 0
2143 | 5 | Window Film (Standard) - Chiller | N/A | 0.15278 | -6179.5009 | 0 | 0 | 0
2144 | 5 | Roof Insulation - Chiller | N/A | 0.058825 | -18347.2944 | 0 | 0 | 0
2145 | 5 | Cool Roof - Chiller | N/A | 0.14942 | -43098.6946 | 0 | 0 | 0
2146 | 5 | Duct/Pipe Insulation - Chiller | N/A | 0.12617 | -15785.6985 | 0 | 0 | 0
2147 | 5 | Base DX Packaged System, EER=10.3, 10 tons | N/A | 0 | 0 | 0 | 0 | 0
2148 | 5 | Aerosole Duct Sealing | N/A | 0.73617 | 1348.0526 | 0 | 0 | 0
2149 | 5 | DX Coil Cleaning | N/A | 0.29339 | -1530.6177 | 0 | 0 | 0
2150 | 5 | DX Packaged System, EER=10.9, 10 tons | N/A | 0.13006 | -8724.1288 | 0 | 0 | 0
2151 | 5 | Hybrid Dessicant-DX System (Trane CDQ) | N/A | 0.20173 | -55055.4223 | 0 | 0 | 0
2152 | 5 | Optimize Controls | N/A | 0.3428 | 26.7643 | 0 | 0 | 0
2153 | 5 | Roof Insulation | N/A | 0.055564 | -18419.0398 | 0 | 0 | 0
2154 | 5 | DX Tune Up/ Advanced Diagnostics | N/A | 0.2047 | -2604.8328 | 0 | 0 | 0
2155 | 5 | Window Film (Standard) | N/A | 0.13197 | -6403.9789 | 0 | 0 | 0
2156 | 5 | Cool Roof - DX | N/A | 0.13781 | -43606.7571 | 0 | 0 | 0
2157 | 5 | Geothermal Heat Pump, EER=13, 10 tons | N/A | 0.019638 | -145729.1366 | 0 | 0 | 0
2158 | 5 | Duct/Pipe Insulation | N/A | 0.11826 | -15944.0708 | 0 | 0 | 0
2159 | 5 | Base Lighting | N/A | 0 | 0 | 0 | 0 | 0
2160 | 5 | CFL Screw-in 18W | N/A | 10.9925 | 25612.4788 | 0.0075661 | 0.0059664 | 0.056812
2161 | 5 | Premium T8, Elecctronic Ballast | N/A | 3.0559 | 8870.8045 | 0.20051 | 0.15812 | 1.5056
2162 | 5 | High Bay T5 | N/A | 4.8001 | 14716.7903 | 0.0057131 | 0.0045052 | 0.042898
2163 | 5 | CFL Hardwired, Modular 18W | N/A | 3.414 | 15609.0035 | 0.0059608 | 0.0047005 | 0.044758
2164 | 5 | Occupancy Sensor | N/A | 1.2255 | 4338.3366 | 0.0058717 | 0.023151 | 0.22044
2165 | 5 | Base Other | N/A | 0 | 0 | 0 | 0 | 0
2166 | 5 | Replace V-belts | N/A | 0.0093859 | 20.9073 | 0 | 0 | 0
2167 | 6 | Base Compressed Air | N/A | 0 | 0 | 0 | 0 | 0
2168 | 6 | Comp Air - ASD (6-100 hp) | N/A | 0.7396 | 2307.2159 | 0 | 0 | 0
2169 | 6 | Compressed Air- Sizing | N/A | 1.2563 | 3413.0427 | 0.024851 | 0.019788 | 0.26383
2170 | 6 | Compressed Air-O&M | N/A | 2.1094 | 5969.2544 | 0.08262 | 0.065789 | 0.87713
2171 | 6 | Compressed Air - System Optimization | N/A | 2.1579 | 6371.3713 | 0.060617 | 0.048269 | 0.64354
2172 | 6 | Comp Air - ASD (100+ hp) | N/A | 0.51151 | 1520.8404 | 0 | 0 | 0
2173 | 6 | Compressed Air - Controls | N/A | 1.0479 | 2875.7729 | 0.01542 | 0.012279 | 0.1637
2174 | 6 | Comp Air - Motor practices-1 (100+ HP) | N/A | 0.13806 | 306.8551 | 0 | 0 | 0
2175 | 6 | Comp Air - Motor practices-1 (6-100 HP) | N/A | 0.2093 | 409.988 | 0 | 0 | 0
2176 | 6 | Comp Air - Motor practices-1 (1-5 HP) | N/A | 0.33807 | 383.8294 | 0 | 0 | 0
2177 | 6 | Comp Air - Replace 100+ HP motor | N/A | 0.25916 | 452.9215 | 0 | 0 | 0
2178 | 6 | Comp Air - Replace 1-5 HP motor | N/A | 0.15056 | -1386.0351 | 0 | 0 | 0
2179 | 6 | Comp Air - Replace 6-100 HP motor | N/A | 0.22323 | -295.2762 | 0 | 0 | 0
2180 | 6 | Comp Air - ASD (1-5 hp) | N/A | 0.22662 | -1502.0171 | 0 | 0 | 0
2181 | 6 | Base Fans | N/A | 0 | 0 | 0 | 0 | 0
2182 | 6 | Fans - ASD (6-100 hp) | N/A | 0.74119 | 2312.6198 | 0 | 0 | 0
2183 | 6 | Fans - O&M | N/A | 0.27445 | 723.1109 | 0 | 0 | 0
2184 | 6 | Fans- Improve components | N/A | 0.66657 | 1748.6731 | 0 | 0 | 0
2185 | 6 | Fans - ASD (100+ hp) | N/A | 0.67709 | 2083.8715 | 0 | 0 | 0
2186 | 6 | Fans - Motor practices-1 (100+ HP) | N/A | 0.18905 | 450.5242 | 0 | 0 | 0
2187 | 6 | Fans - Motor practices-1 (6-100 HP) | N/A | 0.28632 | 637.8138 | 0 | 0 | 0
2188 | 6 | Fans - System Optimization | N/A | 1.5911 | 6365.4341 | 0.028166 | 0.047494 | 0.63321
2189 | 6 | Fans - Controls | N/A | 2.1412 | 9341.9631 | 0.14324 | 0.11406 | 1.5207
2190 | 6 | Fans - Motor practices-1 (1-5 HP) | N/A | 0.40158 | 613.3597 | 0 | 0 | 0
2191 | 6 | Fans - Replace 100+ HP motor | N/A | 0.30772 | 603.7166 | 0 | 0 | 0
2192 | 6 | Fans - Replace 1-5 HP motor | N/A | 0.17894 | -1243.3721 | 0 | 0 | 0
2193 | 6 | Fans - Replace 6-100 HP motor | N/A | 0.26514 | -127.4618 | 0 | 0 | 0
2194 | 6 | Fans - ASD (1-5 hp) | N/A | 0.26967 | -1201.8802 | 0 | 0 | 0
2195 | 6 | Base Pumps | N/A | 0 | 0 | 0 | 0 | 0
2196 | 6 | Pumps - ASD (6-100 hp) | N/A | 0.74058 | 2310.5469 | 0 | 0 | 0
2197 | 6 | Pumps - O&M | N/A | 1.4013 | 3821.3367 | 0.28615 | 0.22786 | 3.0379
2198 | 6 | Pumps - Controls | N/A | 3.8481 | 12403.0671 | 0.83979 | 0.66872 | 8.9156
2199 | 6 | Pumps - Sizing | N/A | 2.2002 | 6686.1489 | 0.2666 | 0.21229 | 2.8303
2200 | 6 | Pumps - ASD (100+ hp) | N/A | 0.5463 | 1639.8255 | 0 | 0 | 0
2201 | 6 | Pumps - System Optimization | N/A | 2.4359 | 9739.5683 | 0.66195 | 0.52711 | 7.0275
2202 | 6 | Pumps - Motor practices-1 (100+ HP) | N/A | 0.13303 | 292.0421 | 0 | 0 | 0
2203 | 6 | Pumps - Motor practices-1 (6-100 HP) | N/A | 0.2012 | 386.4981 | 0 | 0 | 0
2204 | 6 | Pumps - Motor practices-1 (1-5 HP) | N/A | 0.32518 | 337.252 | 0 | 0 | 0
2205 | 6 | Pumps - Replace 100+ HP motor | N/A | 0.2494 | 422.3214 | 0 | 0 | 0
2206 | 6 | Pumps - Replace 1-5 HP motor | N/A | 0.14486 | -1414.9849 | 0 | 0 | 0
2207 | 6 | Pumps - Replace 6-100 HP motor | N/A | 0.21466 | -329.3299 | 0 | 0 | 0
2208 | 6 | Pumps - ASD (1-5 hp) | N/A | 0.21842 | -1559.3533 | 0 | 0 | 0
2209 | 6 | Base Drives | N/A | 0 | 0 | 0 | 0 | 0
2210 | 6 | Clean Room - Controls | N/A | 1.13 | 3176.6732 | 0.086589 | 0.06895 | 0.91926
2211 | 6 | Drives - Process Controls (batch + site) | N/A | 0.85235 | 2196.8881 | 0 | 0 | 0
2212 | 6 | Process Drives - ASD | N/A | 0.075151 | 141.7354 | 0 | 0 | 0
2213 | 6 | Clean Room - New Designs | N/A | 1.9004 | 9081.8663 | 0.12279 | 0.09778 | 1.3036
2214 | 6 | Base Heating | N/A | 0 | 0 | 0 | 0 | 0
2215 | 6 | Base Refrigeration | N/A | 0 | 0 | 0 | 0 | 0
2216 | 6 | Base Other Process | N/A | 0 | 0 | 0 | 0 | 0
2217 | 6 | Other Process Controls (batch + site) | N/A | 0.86661 | 2247.6999 | 0 | 0 | 0
2218 | 6 | Base Centrifugal Chiller, 0.58 kW/ton, 500 tons | N/A | 0 | -3732.0045 | 0 | 0 | 0
2219 | 6 | Aerosole Duct Sealing - Chiller | N/A | 0.71313 | 1390.0787 | 0 | 0 | 0
2220 | 6 | Centrifugal Chiller, 0.51 kW/ton, 500 tons | N/A | 0.23988 | -7137.6644 | 0 | 0 | 0
2221 | 6 | VSD for Chiller Pumps and Towers | N/A | 0.2616 | -3941.5216 | 0 | 0 | 0
2222 | 6 | High Efficiency Chiller Motors | N/A | 0.16323 | -1893.0913 | 0 | 0 | 0
2223 | 6 | EMS Optimization - Chiller | N/A | 0.38547 | 467.5237 | 0 | 0 | 0
2224 | 6 | EMS - Chiller | N/A | 0.2192 | -5439.089 | 0 | 0 | 0
2225 | 6 | Chiller Tune Up/Diagnostics | N/A | 0.51141 | 647.7067 | 0 | 0 | 0
2226 | 6 | Window Film (Standard) - Chiller | N/A | 0.13736 | -6303.1806 | 0 | 0 | 0
2227 | 6 | Roof Insulation - Chiller | N/A | 0.053006 | -18449.5789 | 0 | 0 | 0
2228 | 6 | Cool Roof - Chiller | N/A | 0.12843 | -43657.4964 | 0 | 0 | 0
2229 | 6 | Duct/Pipe Insulation - Chiller | N/A | 0.11244 | -15988.7491 | 0 | 0 | 0
2230 | 6 | Base DX Packaged System, EER=10.3, 10 tons | N/A | 0 | 0 | 0 | 0 | 0
2231 | 6 | Aerosole Duct Sealing | N/A | 0.65092 | 1057.7229 | 0 | 0 | 0
2232 | 6 | DX Coil Cleaning | N/A | 0.26409 | -1664.138 | 0 | 0 | 0
2233 | 6 | DX Packaged System, EER=10.9, 10 tons | N/A | 0.12283 | -8801.8572 | 0 | 0 | 0
2234 | 6 | Hybrid Dessicant-DX System (Trane CDQ) | N/A | 0.1684 | -55965.5135 | 0 | 0 | 0
2235 | 6 | Optimize Controls | N/A | 0.30961 | -78.6714 | 0 | 0 | 0
2236 | 6 | Roof Insulation | N/A | 0.050249 | -18514.1416 | 0 | 0 | 0
2237 | 6 | DX Tune Up/ Advanced Diagnostics | N/A | 0.18507 | -2707.9836 | 0 | 0 | 0
2238 | 6 | Window Film (Standard) | N/A | 0.11929 | -6508.9449 | 0 | 0 | 0
2239 | 6 | Cool Roof - DX | N/A | 0.11937 | -44111.8962 | 0 | 0 | 0
2240 | 6 | Geothermal Heat Pump, EER=13, 10 tons | N/A | 0.017573 | -145940.5204 | 0 | 0 | 0
2241 | 6 | Duct/Pipe Insulation | N/A | 0.1062 | -16123.4558 | 0 | 0 | 0
2242 | 6 | Base Lighting | N/A | 0 | 0 | 0 | 0 | 0
2243 | 6 | CFL Screw-in 18W | N/A | 3.2141 | 18612.7872 | 0.033959 | 0.027041 | 0.36052
2244 | 6 | Premium T8, Elecctronic Ballast | N/A | 0.14659 | -49593.2308 | 0.17181 | 0.13681 | 1.824
2245 | 6 | High Bay T5 | N/A | 1.0868 | 3125.8419 | 0.051021 | 0.040628 | 0.54166
2246 | 6 | CFL Hardwired, Modular 18W | N/A | 0.31283 | -43537.1087 | 0 | 0 | 0
2247 | 6 | Occupancy Sensor | N/A | 0.12257 | -28013.0315 | 0 | 0 | 0
2248 | 6 | Base Other | N/A | 0 | 0 | 0 | 0 | 0
2249 | 7 | Base Compressed Air | N/A | 0 | 0 | 0 | 0 | 0
2250 | 7 | Comp Air - ASD (6-100 hp) | N/A | 0.74265 | 2321.2015 | 0 | 0 | 0
2251 | 7 | Compressed Air- Sizing | N/A | 1.2489 | 3391.7305 | 0.037011 | 0.032082 | 0.40882
2252 | 7 | Compressed Air-O&M | N/A | 2.0942 | 5931.4648 | 0.12305 | 0.10666 | 1.3592
2253 | 7 | Compressed Air - System Optimization | N/A | 2.1418 | 6329.7827 | 0.090279 | 0.078257 | 0.99721
2254 | 7 | Comp Air - ASD (100+ hp) | N/A | 0.51348 | 1531.0015 | 0 | 0 | 0
2255 | 7 | Compressed Air - Controls | N/A | 1.0413 | 2854.6139 | 0.022965 | 0.019907 | 0.25367
2256 | 7 | Refinery Controls | N/A | 0.22674 | 505.8291 | 0 | 0 | 0
2257 | 7 | Comp Air - Motor practices-1 (100+ HP) | N/A | 0.13576 | 299.5863 | 0 | 0 | 0
2258 | 7 | Comp Air - Motor practices-1 (6-100 HP) | N/A | 0.20565 | 398.4613 | 0 | 0 | 0
2259 | 7 | Power recovery | N/A | 0.088333 | 134.9605 | 0 | 0 | 0
2260 | 7 | Comp Air - Motor practices-1 (1-5 HP) | N/A | 0.33129 | 357.9207 | 0 | 0 | 0
2261 | 7 | Comp Air - Replace 100+ HP motor | N/A | 0.25391 | 435.9002 | 0 | 0 | 0
2262 | 7 | Comp Air - Replace 1-5 HP motor | N/A | 0.14768 | -1402.1384 | 0 | 0 | 0
2263 | 7 | Comp Air - Replace 6-100 HP motor | N/A | 0.21878 | -314.2186 | 0 | 0 | 0
2264 | 7 | Comp Air - ASD (1-5 hp) | N/A | 0.22404 | -1517.0013 | 0 | 0 | 0
2265 | 7 | Base Fans | N/A | 0 | 0 | 0 | 0 | 0
2266 | 7 | Fans - ASD (6-100 hp) | N/A | 0.74425 | 2326.6368 | 0 | 0 | 0
2267 | 7 | Fans - O&M | N/A | 0.27328 | 718.5819 | 0 | 0 | 0
2268 | 7 | Fans- Improve components | N/A | 0.66285 | 1737.1146 | 0 | 0 | 0
2269 | 7 | Fans - ASD (100+ hp) | N/A | 0.67955 | 2097.2976 | 0 | 0 | 0
2270 | 7 | Refinery Controls | N/A | 0.31051 | 746.8713 | 0 | 0 | 0
2271 | 7 | Fans - Motor practices-1 (100+ HP) | N/A | 0.18567 | 440.596 | 0 | 0 | 0
2272 | 7 | Fans - Motor practices-1 (6-100 HP) | N/A | 0.28153 | 622.07 | 0 | 0 | 0
2273 | 7 | Fans - System Optimization | N/A | 1.5738 | 6304.4765 | 0.0097968 | 0.017983 | 0.22916
2274 | 7 | Fans - Controls | N/A | 2.0904 | 9099.957 | 0.049824 | 0.043189 | 0.55035
2275 | 7 | Power recovery | N/A | 0.10479 | 182.2488 | 0 | 0 | 0
2276 | 7 | Fans - Motor practices-1 (1-5 HP) | N/A | 0.3934 | 582.6348 | 0 | 0 | 0
2277 | 7 | Fans - Replace 100+ HP motor | N/A | 0.30164 | 583.5312 | 0 | 0 | 0
2278 | 7 | Fans - Replace 1-5 HP motor | N/A | 0.17538 | -1262.469 | 0 | 0 | 0
2279 | 7 | Fans - Replace 6-100 HP motor | N/A | 0.25972 | -149.9254 | 0 | 0 | 0
2280 | 7 | Fans - ASD (1-5 hp) | N/A | 0.26658 | -1219.6961 | 0 | 0 | 0
2281 | 7 | Base Pumps | N/A | 0 | 0 | 0 | 0 | 0
2282 | 7 | Pumps - ASD (6-100 hp) | N/A | 0.74364 | 2324.5518 | 0 | 0 | 0
2283 | 7 | Pumps - O&M | N/A | 1.3927 | 3797.494 | 0.16562 | 0.14357 | 1.8294
2284 | 7 | Pumps - Controls | N/A | 3.8091 | 12323.0978 | 0.48607 | 0.42134 | 5.369
2285 | 7 | Pumps - Sizing | N/A | 2.1833 | 6641.7214 | 0.15431 | 0.13376 | 1.7045
2286 | 7 | Pumps - ASD (100+ hp) | N/A | 0.54837 | 1650.6766 | 0 | 0 | 0
2287 | 7 | Refinery Controls | N/A | 0.25048 | 574.6568 | 0 | 0 | 0
2288 | 7 | Pumps - System Optimization | N/A | 2.3789 | 9509.8926 | 0.37828 | 0.32791 | 4.1785
2289 | 7 | Pumps - Motor practices-1 (100+ HP) | N/A | 0.13047 | 285.0475 | 0 | 0 | 0
2290 | 7 | Pumps - Motor practices-1 (6-100 HP) | N/A | 0.198 | 375.4061 | 0 | 0 | 0
2291 | 7 | Power recovery | N/A | 0.085 | 125.3645 | 0 | 0 | 0
2292 | 7 | Pumps - Motor practices-1 (1-5 HP) | N/A | 0.31863 | 312.3206 | 0 | 0 | 0
2293 | 7 | Pumps - Replace 100+ HP motor | N/A | 0.24432 | 405.9422 | 0 | 0 | 0
2294 | 7 | Pumps - Replace 1-5 HP motor | N/A | 0.14208 | -1430.4808 | 0 | 0 | 0
2295 | 7 | Pumps - Replace 6-100 HP motor | N/A | 0.21036 | -347.5577 | 0 | 0 | 0
2296 | 7 | Pumps - ASD (1-5 hp) | N/A | 0.21577 | -1573.7966 | 0 | 0 | 0
2297 | 7 | Base Drives | N/A | 0 | 0 | 0 | 0 | 0
2298 | 7 | Base Heating | N/A | 0 | 0 | 0 | 0 | 0
2299 | 7 | Base Refrigeration | N/A | 0 | 0 | 0 | 0 | 0
2300 | 7 | Base Other Process | N/A | 0 | 0 | 0 | 0 | 0
2301 | 7 | Refinery Controls | N/A | 0.33532 | 818.8293 | 0 | 0 | 0
2302 | 7 | Efficient desalter | N/A | 2.0018 | 6806.6498 | 0.0015469 | 0.0013409 | 0.017087
2303 | 7 | Power recovery | N/A | 0.11795 | 220.0226 | 0 | 0 | 0
2304 | 7 | Base Centrifugal Chiller, 0.58 kW/ton, 500 tons | N/A | 0 | -3732.0045 | 0 | 0 | 0
2305 | 7 | Aerosole Duct Sealing - Chiller | N/A | 0.70485 | 1360.4294 | 0 | 0 | 0
2306 | 7 | Centrifugal Chiller, 0.51 kW/ton, 500 tons | N/A | 0.23937 | -7144.2087 | 0 | 0 | 0
2307 | 7 | VSD for Chiller Pumps and Towers | N/A | 0.26107 | -3946.4802 | 0 | 0 | 0
2308 | 7 | High Efficiency Chiller Motors | N/A | 0.16179 | -1900.295 | 0 | 0 | 0
2309 | 7 | EMS Optimization - Chiller | N/A | 0.38186 | 456.1949 | 0 | 0 | 0
2310 | 7 | EMS - Chiller | N/A | 0.21876 | -5443.8544 | 0 | 0 | 0
2311 | 7 | Chiller Tune Up/Diagnostics | N/A | 0.50605 | 629.7638 | 0 | 0 | 0
2312 | 7 | Window Film (Standard) - Chiller | N/A | 0.13599 | -6314.7995 | 0 | 0 | 0
2313 | 7 | Roof Insulation - Chiller | N/A | 0.052485 | -18459.1878 | 0 | 0 | 0
2314 | 7 | Cool Roof - Chiller | N/A | 0.1267 | -43709.9924 | 0 | 0 | 0
2315 | 7 | Duct/Pipe Insulation - Chiller | N/A | 0.11122 | -16007.8239 | 0 | 0 | 0
2316 | 7 | Base DX Packaged System, EER=10.3, 10 tons | N/A | 0 | 0 | 0 | 0 | 0
2317 | 7 | Aerosole Duct Sealing | N/A | 0.64338 | 1030.4449 | 0 | 0 | 0
2318 | 7 | DX Coil Cleaning | N/A | 0.25936 | -1690.304 | 0 | 0 | 0
2319 | 7 | DX Packaged System, EER=10.9, 10 tons | N/A | 0.12127 | -8823.8241 | 0 | 0 | 0
2320 | 7 | Hybrid Dessicant-DX System (Trane CDQ) | N/A | 0.16418 | -56143.8584 | 0 | 0 | 0
2321 | 7 | Optimize Controls | N/A | 0.30423 | -99.3324 | 0 | 0 | 0
2322 | 7 | Roof Insulation | N/A | 0.049273 | -18535.2348 | 0 | 0 | 0
2323 | 7 | DX Tune Up/ Advanced Diagnostics | N/A | 0.18105 | -2733.8324 | 0 | 0 | 0
2324 | 7 | Window Film (Standard) | N/A | 0.1167 | -6535.2484 | 0 | 0 | 0
2325 | 7 | Cool Roof - DX | N/A | 0.11593 | -44261.4343 | 0 | 0 | 0
2326 | 7 | Geothermal Heat Pump, EER=13, 10 tons | N/A | 0.016878 | -146044.5934 | 0 | 0 | 0
2327 | 7 | Duct/Pipe Insulation | N/A | 0.10205 | -16211.7745 | 0 | 0 | 0
2328 | 7 | Base Lighting | N/A | 0 | 0 | 0 | 0 | 0
2329 | 7 | CFL Screw-in 18W | N/A | 3.1693 | 18466.0424 | 0.0062692 | 0.0054343 | 0.069248
2330 | 7 | Premium T8, Elecctronic Ballast | N/A | 0.14537 | -49647.1047 | 0 | 0 | 0
2331 | 7 | High Bay T5 | N/A | 1.075 | 3033.2409 | 0.009419 | 0.0081646 | 0.10404
2332 | 7 | CFL Hardwired, Modular 18W | N/A | 0.30907 | -43649.4754 | 0 | 0 | 0
2333 | 7 | Occupancy Sensor | N/A | 0.12298 | -27985.6089 | 0 | 0 | 0
2334 | 7 | Base Other | N/A | 0 | 0 | 0 | 0 | 0
2335 | 7 | Replace V-belts | N/A | 0.0082025 | 19.3075 | 0 | 0 | 0
2336 | 8 | Base Compressed Air | N/A | 0 | 0 | 0 | 0 | 0
2337 | 8 | Comp Air - ASD (6-100 hp) | N/A | 0.79763 | 2506.2987 | 0 | 0 | 0
2338 | 8 | Compressed Air- Sizing | N/A | 1.4639 | 3678.2 | 0.016626 | 0.014806 | 0.11897
2339 | 8 | Compressed Air-O&M | N/A | 2.5168 | 6439.4149 | 0.055275 | 0.049223 | 0.39552
2340 | 8 | Compressed Air - System Optimization | N/A | 2.5877 | 6888.7966 | 0.040555 | 0.036115 | 0.29019
2341 | 8 | Comp Air - ASD (100+ hp) | N/A | 0.54971 | 1665.4862 | 0 | 0 | 0
2342 | 8 | Compressed Air - Controls | N/A | 1.2205 | 3139.0223 | 0.010316 | 0.0091868 | 0.073817
2343 | 8 | Comp Air - Motor practices-1 (100+ HP) | N/A | 0.15643 | 335.8126 | 0 | 0 | 0
2344 | 8 | Comp Air - Motor practices-1 (6-100 HP) | N/A | 0.23716 | 455.9078 | 0 | 0 | 0
2345 | 8 | Comp Air - Motor practices-1 (1-5 HP) | N/A | 0.38545 | 474.882 | 0 | 0 | 0
2346 | 8 | Comp Air - Replace 100+ HP motor | N/A | 0.29432 | 512.7405 | 0 | 0 | 0
2347 | 8 | Comp Air - Replace 1-5 HP motor | N/A | 0.17102 | -1329.4419 | 0 | 0 | 0
2348 | 8 | Comp Air - Replace 6-100 HP motor | N/A | 0.25369 | -228.7057 | 0 | 0 | 0
2349 | 8 | Comp Air - ASD (1-5 hp) | N/A | 0.24331 | -1370.9039 | 0 | 0 | 0
2350 | 8 | Base Fans | N/A | 0 | 0 | 0 | 0 | 0
2351 | 8 | Fans - ASD (6-100 hp) | N/A | 0.79931 | 2512.1486 | 0 | 0 | 0
2352 | 8 | Fans - O&M | N/A | 0.31179 | 779.4592 | 0 | 0 | 0
2353 | 8 | Fans- Improve components | N/A | 0.76523 | 1892.4786 | 0 | 0 | 0
2354 | 8 | Fans - ASD (100+ hp) | N/A | 0.72959 | 2274.9949 | 0 | 0 | 0
2355 | 8 | Fans - Motor practices-1 (100+ HP) | N/A | 0.21397 | 490.0757 | 0 | 0 | 0
2356 | 8 | Fans - Motor practices-1 (6-100 HP) | N/A | 0.32556 | 700.5334 | 0 | 0 | 0
2357 | 8 | Fans - System Optimization | N/A | 1.8479 | 7091.2871 | 0.014061 | 0.026516 | 0.21306
2358 | 8 | Fans - Controls | N/A | 2.686 | 10306.0703 | 0.071514 | 0.063684 | 0.51171
2359 | 8 | Fans - Motor practices-1 (1-5 HP) | N/A | 0.45916 | 721.3397 | 0 | 0 | 0
2360 | 8 | Fans - Replace 100+ HP motor | N/A | 0.35013 | 674.6564 | 0 | 0 | 0
2361 | 8 | Fans - Replace 1-5 HP motor | N/A | 0.20348 | -1176.2579 | 0 | 0 | 0
2362 | 8 | Fans - Replace 6-100 HP motor | N/A | 0.30193 | -48.5154 | 0 | 0 | 0
2363 | 8 | Fans - ASD (1-5 hp) | N/A | 0.28997 | -1045.9885 | 0 | 0 | 0
2364 | 8 | Base Pumps | N/A | 0 | 0 | 0 | 0 | 0
2365 | 8 | Pumps - ASD (6-100 hp) | N/A | 0.79867 | 2509.9045 | 0 | 0 | 0
2366 | 8 | Pumps - O&M | N/A | 1.6393 | 4117.9768 | 0.046168 | 0.041113 | 0.33035
2367 | 8 | Pumps - Controls | N/A | 4.8411 | 13398.0091 | 0.13549 | 0.12066 | 0.96951
2368 | 8 | Pumps - Sizing | N/A | 2.6489 | 7238.8945 | 0.043014 | 0.038304 | 0.30778
2369 | 8 | Pumps - ASD (100+ hp) | N/A | 0.58752 | 1794.2934 | 0 | 0 | 0
2370 | 8 | Pumps - System Optimization | N/A | 3.042 | 10654.5425 | 0.1068 | 0.095107 | 0.7642
2371 | 8 | Pumps - Motor practices-1 (100+ HP) | N/A | 0.1503 | 319.9073 | 0 | 0 | 0
2372 | 8 | Pumps - Motor practices-1 (6-100 HP) | N/A | 0.22839 | 430.6857 | 0 | 0 | 0
2373 | 8 | Pumps - Motor practices-1 (1-5 HP) | N/A | 0.37049 | 424.87 | 0 | 0 | 0
2374 | 8 | Pumps - Replace 100+ HP motor | N/A | 0.28306 | 479.884 | 0 | 0 | 0
2375 | 8 | Pumps - Replace 1-5 HP motor | N/A | 0.16443 | -1360.5266 | 0 | 0 | 0
2376 | 8 | Pumps - Replace 6-100 HP motor | N/A | 0.24411 | -265.2706 | 0 | 0 | 0
2377 | 8 | Pumps - ASD (1-5 hp) | N/A | 0.2345 | -1432.9733 | 0 | 0 | 0
2378 | 8 | Base Drives | N/A | 0 | 0 | 0 | 0 | 0
2379 | 8 | O&M - Extruders/Injection Moulding | N/A | 1.6578 | 4163.1442 | 0.20976 | 0.18679 | 1.5009
2380 | 8 | Extruders/injection Moulding-multipump | N/A | 2.9059 | 11508.8868 | 0.29808 | 0.26544 | 2.1329
2381 | 8 | Injection Moulding - Impulse Cooling | N/A | 1.8828 | 6219.2134 | 0.10835 | 0.09649 | 0.77531
2382 | 8 | Direct drive Extruders | N/A | 3.1967 | 19431.1164 | 0.15315 | 0.13638 | 1.0958
2383 | 8 | Injection Moulding - Direct drive | N/A | 1.3355 | 3965.3531 | 0.094591 | 0.084235 | 0.67684
2384 | 8 | Base Heating | N/A | 0 | 0 | 0 | 0 | 0
2385 | 8 | Base Refrigeration | N/A | 0 | 0 | 0 | 0 | 0
2386 | 8 | Base Other Process | N/A | 0 | 0 | 0 | 0 | 0
2387 | 8 | Base Centrifugal Chiller, 0.58 kW/ton, 500 tons | N/A | 0 | -3732.0045 | 0 | 0 | 0
2388 | 8 | Aerosole Duct Sealing - Chiller | N/A | 0.82771 | 1758.8788 | 0 | 0 | 0
2389 | 8 | Centrifugal Chiller, 0.51 kW/ton, 500 tons | N/A | 0.24785 | -7056.3145 | 0 | 0 | 0
2390 | 8 | VSD for Chiller Pumps and Towers | N/A | 0.27013 | -3879.8771 | 0 | 0 | 0
2391 | 8 | High Efficiency Chiller Motors | N/A | 0.18381 | -1803.4805 | 0 | 0 | 0
2392 | 8 | EMS Optimization - Chiller | N/A | 0.43651 | 608.4503 | 0 | 0 | 0
2393 | 8 | EMS - Chiller | N/A | 0.22636 | -5379.8433 | 0 | 0 | 0
2394 | 8 | Chiller Tune Up/Diagnostics | N/A | 0.58432 | 870.9097 | 0 | 0 | 0
2395 | 8 | Window Film (Standard) - Chiller | N/A | 0.15562 | -6158.6441 | 0 | 0 | 0
2396 | 8 | Roof Insulation - Chiller | N/A | 0.059848 | -18330.0455 | 0 | 0 | 0
2397 | 8 | Cool Roof - Chiller | N/A | 0.15342 | -43004.4612 | 0 | 0 | 0
2398 | 8 | Duct/Pipe Insulation - Chiller | N/A | 0.1287 | -15751.4559 | 0 | 0 | 0
2399 | 8 | Base DX Packaged System, EER=10.3, 10 tons | N/A | 0 | 0 | 0 | 0 | 0
2400 | 8 | Aerosole Duct Sealing | N/A | 0.7516 | 1397.004 | 0 | 0 | 0
2401 | 8 | DX Coil Cleaning | N/A | 0.29285 | -1543.3524 | 0 | 0 | 0
2402 | 8 | DX Packaged System, EER=10.9, 10 tons | N/A | 0.12887 | -8747.4659 | 0 | 0 | 0
2403 | 8 | Hybrid Dessicant-DX System (Trane CDQ) | N/A | 0.2035 | -55142.2115 | 0 | 0 | 0
2404 | 8 | Optimize Controls | N/A | 0.34215 | 16.7112 | 0 | 0 | 0
2405 | 8 | Roof Insulation | N/A | 0.05516 | -18434.38 | 0 | 0 | 0
2406 | 8 | DX Tune Up/ Advanced Diagnostics | N/A | 0.024984 | -49535.8544 | 0 | 0 | 0
2407 | 8 | Window Film (Standard) | N/A | 0.13041 | -6428.5999 | 0 | 0 | 0
2408 | 8 | Cool Roof - DX | N/A | 0.13563 | -43783.4267 | 0 | 0 | 0
2409 | 8 | Geothermal Heat Pump, EER=13, 10 tons | N/A | 0.018609 | -145907.6474 | 0 | 0 | 0
2410 | 8 | Duct/Pipe Insulation | N/A | 0.11205 | -16095.559 | 0 | 0 | 0
2411 | 8 | Base Lighting | N/A | 0 | 0 | 0 | 0 | 0
2412 | 8 | CFL Screw-in 18W | N/A | 4.3274 | 20438.5219 | 0.050633 | 0.04509 | 0.3623
2413 | 8 | Premium T8, Elecctronic Ballast | N/A | 0.17411 | -49140.209 | 0.15306 | 0.1363 | 1.0952
2414 | 8 | High Bay T5 | N/A | 1.3373 | 3788.9856 | 0.0071494 | 0.0063666 | 0.051157
2415 | 8 | CFL Hardwired, Modular 18W | N/A | 0.4181 | -41728.2687 | 0 | 0 | 0
2416 | 8 | Occupancy Sensor | N/A | 0.13514 | -27592.6862 | 0 | 0 | 0
2417 | 8 | Base Other | N/A | 0 | 0 | 0 | 0 | 0
2418 | 8 | Replace V-belts | N/A | 0.0095216 | 21.1539 | 0 | 0 | 0
2419 | 9 | Base Compressed Air | N/A | 0 | 0 | 0 | 0 | 0
2420 | 9 | Comp Air - ASD (6-100 hp) | N/A | 0.77891 | 2448.3508 | 0 | 0 | 0
2421 | 9 | Compressed Air- Sizing | N/A | 1.3717 | 3549.9415 | 0.038611 | 0.036098 | 0.328
2422 | 9 | Compressed Air-O&M | N/A | 2.332 | 6211.9948 | 0.12837 | 0.12001 | 1.0905
2423 | 9 | Compressed Air - System Optimization | N/A | 2.3921 | 6638.5141 | 0.094182 | 0.088052 | 0.80008
2424 | 9 | Comp Air - ASD (100+ hp) | N/A | 0.5374 | 1623.3831 | 0 | 0 | 0
2425 | 9 | Compressed Air - Controls | N/A | 1.144 | 3011.6865 | 0.023958 | 0.022399 | 0.20352
2426 | 9 | Comp Air - Motor practices-1 (100+ HP) | N/A | 0.14847 | 321.8056 | 0 | 0 | 0
2427 | 9 | Comp Air - Motor practices-1 (6-100 HP) | N/A | 0.22544 | 433.696 | 0 | 0 | 0
2428 | 9 | Comp Air - Motor practices-1 (1-5 HP) | N/A | 0.36507 | 430.8391 | 0 | 0 | 0
2429 | 9 | Comp Air - Replace 100+ HP motor | N/A | 0.27931 | 483.8056 | 0 | 0 | 0
2430 | 9 | Comp Air - Replace 1-5 HP motor | N/A | 0.16233 | -1356.8165 | 0 | 0 | 0
2431 | 9 | Comp Air - Replace 6-100 HP motor | N/A | 0.24068 | -260.9064 | 0 | 0 | 0
2432 | 9 | Comp Air - ASD (1-5 hp) | N/A | 0.23807 | -1409.0685 | 0 | 0 | 0
2433 | 9 | Base Fans | N/A | 0 | 0 | 0 | 0 | 0
2434 | 9 | Fans - ASD (6-100 hp) | N/A | 0.78057 | 2454.0708 | 0 | 0 | 0
2435 | 9 | Fans - O&M | N/A | 0.29556 | 752.2031 | 0 | 0 | 0
2436 | 9 | Fans- Improve components | N/A | 0.72202 | 1822.9188 | 0 | 0 | 0
2437 | 9 | Fans - ASD (100+ hp) | N/A | 0.71269 | 2219.3632 | 0 | 0 | 0
2438 | 9 | Fans - Motor practices-1 (100+ HP) | N/A | 0.20316 | 470.9443 | 0 | 0 | 0
2439 | 9 | Fans - Motor practices-1 (6-100 HP) | N/A | 0.30888 | 670.1955 | 0 | 0 | 0
2440 | 9 | Fans - System Optimization | N/A | 1.7503 | 6879.9812 | 0.040542 | 0.080265 | 0.72932
2441 | 9 | Fans - Controls | N/A | 2.4316 | 9839.724 | 0.20619 | 0.19277 | 1.7516
2442 | 9 | Fans - Motor practices-1 (1-5 HP) | N/A | 0.43426 | 669.1089 | 0 | 0 | 0
2443 | 9 | Fans - Replace 100+ HP motor | N/A | 0.33189 | 640.3422 | 0 | 0 | 0
2444 | 9 | Fans - Replace 1-5 HP motor | N/A | 0.19288 | -1208.7216 | 0 | 0 | 0
2445 | 9 | Fans - Replace 6-100 HP motor | N/A | 0.28596 | -86.7024 | 0 | 0 | 0
2446 | 9 | Fans - ASD (1-5 hp) | N/A | 0.28342 | -1091.3659 | 0 | 0 | 0
2447 | 9 | Base Pumps | N/A | 0 | 0 | 0 | 0 | 0
2448 | 9 | Pumps - ASD (6-100 hp) | N/A | 0.77993 | 2451.8766 | 0 | 0 | 0
2449 | 9 | Pumps - O&M | N/A | 1.5331 | 3974.4898 | 0.12887 | 0.12048 | 1.0947
2450 | 9 | Pumps - Controls | N/A | 4.3768 | 12916.7484 | 0.3782 | 0.35358 | 3.2128
2451 | 9 | Pumps - Sizing | N/A | 2.444 | 6971.5274 | 0.12006 | 0.11225 | 1.0199
2452 | 9 | Pumps - ASD (100+ hp) | N/A | 0.57459 | 1749.3313 | 0 | 0 | 0
2453 | 9 | Pumps - System Optimization | N/A | 2.7597 | 10211.9624 | 0.29811 | 0.27871 | 2.5324
2454 | 9 | Pumps - Motor practices-1 (100+ HP) | N/A | 0.14286 | 306.4287 | 0 | 0 | 0
2455 | 9 | Pumps - Motor practices-1 (6-100 HP) | N/A | 0.21664 | 409.3118 | 0 | 0 | 0
2456 | 9 | Pumps - Motor practices-1 (1-5 HP) | N/A | 0.35094 | 382.4884 | 0 | 0 | 0
2457 | 9 | Pumps - Replace 100+ HP motor | N/A | 0.26875 | 452.0405 | 0 | 0 | 0
2458 | 9 | Pumps - Replace 1-5 HP motor | N/A | 0.15615 | -1386.8685 | 0 | 0 | 0
2459 | 9 | Pumps - Replace 6-100 HP motor | N/A | 0.23144 | -296.2566 | 0 | 0 | 0
2460 | 9 | Pumps - ASD (1-5 hp) | N/A | 0.2294 | -1469.7601 | 0 | 0 | 0
2461 | 9 | Base Drives | N/A | 0 | 0 | 0 | 0 | 0
2462 | 9 | Process control | N/A | 0.29729 | 727.732 | 0 | 0 | 0
2463 | 9 | Drives - EE motor | N/A | 0.50189 | 1212.3509 | 0 | 0 | 0
2464 | 9 | Process optimization | N/A | 1.1353 | 3030.8156 | 0.023206 | 0.021695 | 0.19713
2465 | 9 | Efficient grinding | N/A | 0.88792 | 506.8526 | 0 | 0 | 0
2466 | 9 | Drives - Process Controls (batch + site) | N/A | 0.20404 | -222.4715 | 0 | 0 | 0
2467 | 9 | Base Heating | N/A | 0 | 0 | 0 | 0 | 0
2468 | 9 | Top-heating (glass) | N/A | 0.5896 | 1475.7237 | 0 | 0 | 0
2469 | 9 | Base Refrigeration | N/A | 0 | 0 | 0 | 0 | 0
2470 | 9 | Base Other Process | N/A | 0 | 0 | 0 | 0 | 0
2471 | 9 | Base Centrifugal Chiller, 0.58 kW/ton, 500 tons | N/A | 0 | -3732.0045 | 0 | 0 | 0
2472 | 9 | Aerosole Duct Sealing - Chiller | N/A | 0.771 | 1580.4803 | 0 | 0 | 0
2473 | 9 | Centrifugal Chiller, 0.51 kW/ton, 500 tons | N/A | 0.24416 | -7095.6696 | 0 | 0 | 0
2474 | 9 | VSD for Chiller Pumps and Towers | N/A | 0.26609 | -3909.6987 | 0 | 0 | 0
2475 | 9 | High Efficiency Chiller Motors | N/A | 0.17383 | -1846.8274 | 0 | 0 | 0
2476 | 9 | EMS Optimization - Chiller | N/A | 0.41161 | 540.2808 | 0 | 0 | 0
2477 | 9 | EMS - Chiller | N/A | 0.22302 | -5408.5042 | 0 | 0 | 0
2478 | 9 | Chiller Tune Up/Diagnostics | N/A | 0.54841 | 762.9411 | 0 | 0 | 0
2479 | 9 | Window Film (Standard) - Chiller | N/A | 0.14671 | -6228.5597 | 0 | 0 | 0
2480 | 9 | Roof Insulation - Chiller | N/A | 0.056529 | -18387.8665 | 0 | 0 | 0
2481 | 9 | Cool Roof - Chiller | N/A | 0.14085 | -43320.3494 | 0 | 0 | 0
2482 | 9 | Duct/Pipe Insulation - Chiller | N/A | 0.12067 | -15866.2394 | 0 | 0 | 0
2483 | 9 | Base DX Packaged System, EER=10.3, 10 tons | N/A | 0 | 0 | 0 | 0 | 0
2484 | 9 | Aerosole Duct Sealing | N/A | 0.70143 | 1232.8824 | 0 | 0 | 0
2485 | 9 | DX Coil Cleaning | N/A | 0.27444 | -1629.6874 | 0 | 0 | 0
2486 | 9 | DX Packaged System, EER=10.9, 10 tons | N/A | 0.12398 | -8803.5089 | 0 | 0 | 0
2487 | 9 | Hybrid Dessicant-DX System (Trane CDQ) | N/A | 0.18238 | -55730.6794 | 0 | 0 | 0
2488 | 9 | Optimize Controls | N/A | 0.32114 | -51.4637 | 0 | 0 | 0
2489 | 9 | Roof Insulation | N/A | 0.051738 | -18497.763 | 0 | 0 | 0
2490 | 9 | DX Tune Up/ Advanced Diagnostics | N/A | 0.18927 | -2700.0406 | 0 | 0 | 0
2491 | 9 | Window Film (Standard) | N/A | 0.12206 | -6500.8618 | 0 | 0 | 0
2492 | 9 | Cool Roof - DX | N/A | 0.12343 | -44148.5153 | 0 | 0 | 0
2493 | 9 | Geothermal Heat Pump, EER=13, 10 tons | N/A | 0.017052 | -146091.2954 | 0 | 0 | 0
2494 | 9 | Duct/Pipe Insulation | N/A | 0.10287 | -16251.4068 | 0 | 0 | 0
2495 | 9 | Base Lighting | N/A | 0 | 0 | 0 | 0 | 0
2496 | 9 | CFL Screw-in 18W | N/A | 3.7952 | 19555.4015 | 0.04936 | 0.046147 | 0.41931
2497 | 9 | Premium T8, Elecctronic Ballast | N/A | 0.15838 | -49533.4373 | 0 | 0 | 0
2498 | 9 | High Bay T5 | N/A | 1.2567 | 3841.2465 | 0.056322 | 0.052656 | 0.47846
2499 | 9 | CFL Hardwired, Modular 18W | N/A | 0.35338 | -43234.5004 | 0 | 0 | 0
2500 | 9 | Occupancy Sensor | N/A | 0.12407 | -27992.2399 | 0 | 0 | 0
2501 | 9 | Base Other | N/A | 0 | 0 | 0 | 0 | 0
2502 | 9 | Replace V-belts | N/A | 0.0089186 | 20.3273 | 0 | 0 | 0
2503 | 10 | Base Compressed Air | N/A | 0 | 0 | 0 | 0 | 0
2504 | 10 | Comp Air - ASD (6-100 hp) | N/A | 0.89156 | 2843.4884 | 0 | 0 | 0
2505 | 10 | Compressed Air- Sizing | N/A | 1.6111 | 4076.28 | 0.0069975 | 0.011109 | 0.053369
2506 | 10 | Compressed Air-O&M | N/A | 2.8428 | 7145.2658 | 0.023264 | 0.036934 | 0.17743
2507 | 10 | Compressed Air - System Optimization | N/A | 2.9395 | 7665.6061 | 0.017069 | 0.027098 | 0.13018
2508 | 10 | Comp Air - ASD (100+ hp) | N/A | 0.6105 | 1910.472 | 0 | 0 | 0
2509 | 10 | Compressed Air - Controls | N/A | 1.3428 | 3534.2286 | 0.0043419 | 0.0068931 | 0.033115
2510 | 10 | Comp Air - Motor practices-1 (100+ HP) | N/A | 0.16595 | 379.2852 | 0 | 0 | 0
2511 | 10 | Comp Air - Motor practices-1 (6-100 HP) | N/A | 0.25288 | 524.8454 | 0 | 0 | 0
2512 | 10 | Comp Air - Motor practices-1 (1-5 HP) | N/A | 0.41369 | 611.5759 | 0 | 0 | 0
2513 | 10 | Comp Air - Replace 100+ HP motor | N/A | 0.31458 | 602.5446 | 0 | 0 | 0
2514 | 10 | Comp Air - Replace 1-5 HP motor | N/A | 0.18252 | -1244.4808 | 0 | 0 | 0
2515 | 10 | Comp Air - Replace 6-100 HP motor | N/A | 0.27133 | -128.766 | 0 | 0 | 0
2516 | 10 | Comp Air - ASD (1-5 hp) | N/A | 0.26984 | -1148.8421 | 0 | 0 | 0
2517 | 10 | Base Fans | N/A | 0 | 0 | 0 | 0 | 0
2518 | 10 | Fans - ASD (6-100 hp) | N/A | 0.8934 | 2850.0938 | 0 | 0 | 0
2519 | 10 | Fans - O&M | N/A | 0.33276 | 864.0547 | 0 | 0 | 0
2520 | 10 | Fans- Improve components | N/A | 0.82741 | 2108.3734 | 0 | 0 | 0
2521 | 10 | Fans - ASD (100+ hp) | N/A | 0.81478 | 2598.6996 | 0 | 0 | 0
2522 | 10 | Fans - Motor practices-1 (100+ HP) | N/A | 0.228 | 549.453 | 0 | 0 | 0
2523 | 10 | Fans - Motor practices-1 (6-100 HP) | N/A | 0.34775 | 794.692 | 0 | 0 | 0
2524 | 10 | Fans - System Optimization | N/A | 2.1834 | 8320.4263 | 0.0073474 | 0.024701 | 0.11867
2525 | 10 | Fans - Controls | N/A | 3.1965 | 11753.4222 | 0.037368 | 0.059324 | 0.285
2526 | 10 | Fans - Motor practices-1 (1-5 HP) | N/A | 0.49382 | 883.4431 | 0 | 0 | 0
2527 | 10 | Fans - Replace 100+ HP motor | N/A | 0.37455 | 781.1539 | 0 | 0 | 0
2528 | 10 | Fans - Replace 1-5 HP motor | N/A | 0.2174 | -1075.5038 | 0 | 0 | 0
2529 | 10 | Fans - Replace 6-100 HP motor | N/A | 0.32347 | 70.0017 | 0 | 0 | 0
2530 | 10 | Fans - ASD (1-5 hp) | N/A | 0.3226 | -781.9638 | 0 | 0 | 0
2531 | 10 | Base Pumps | N/A | 0 | 0 | 0 | 0 | 0
2532 | 10 | Pumps - ASD (6-100 hp) | N/A | 0.89269 | 2847.56 | 0 | 0 | 0
2533 | 10 | Pumps - O&M | N/A | 1.811 | 4563.3221 | 0.023355 | 0.037077 | 0.17812
2534 | 10 | Pumps - Controls | N/A | 5.7771 | 14891.7137 | 0.06854 | 0.10881 | 0.52275
2535 | 10 | Pumps - Sizing | N/A | 3.0215 | 8068.7303 | 0.021759 | 0.034544 | 0.16595
2536 | 10 | Pumps - ASD (100+ hp) | N/A | 0.65335 | 2055.9148 | 0 | 0 | 0
2537 | 10 | Pumps - System Optimization | N/A | 3.6034 | 12028.1585 | 0.054026 | 0.08577 | 0.41205
2538 | 10 | Pumps - Motor practices-1 (100+ HP) | N/A | 0.1599 | 361.7401 | 0 | 0 | 0
2539 | 10 | Pumps - Motor practices-1 (6-100 HP) | N/A | 0.24297 | 497.0229 | 0 | 0 | 0
2540 | 10 | Pumps - Motor practices-1 (1-5 HP) | N/A | 0.39747 | 556.4076 | 0 | 0 | 0
2541 | 10 | Pumps - Replace 100+ HP motor | N/A | 0.30236 | 566.3006 | 0 | 0 | 0
2542 | 10 | Pumps - Replace 1-5 HP motor | N/A | 0.17558 | -1278.7703 | 0 | 0 | 0
2543 | 10 | Pumps - Replace 6-100 HP motor | N/A | 0.26068 | -169.1007 | 0 | 0 | 0
2544 | 10 | Pumps - ASD (1-5 hp) | N/A | 0.25989 | -1218.9278 | 0 | 0 | 0
2545 | 10 | Base Drives | N/A | 0 | 0 | 0 | 0 | 0
2546 | 10 | Efficient drives - rolling | N/A | 0.93017 | 2358.9005 | 0 | 0 | 0
2547 | 10 | Drives - Process Control | N/A | 0.709 | 1670.9395 | 0 | 0 | 0
2548 | 10 | Drives - Process Controls (batch + site) | N/A | 0.61698 | 1246.832 | 0 | 0 | 0
2549 | 10 | Base Heating | N/A | 0 | 0 | 0 | 0 | 0
2550 | 10 | Near Net Shape Casting | N/A | 2.1369 | 5546.3958 | 0.010516 | 0.016696 | 0.080207
2551 | 10 | Efficient electric melting | N/A | 1.3214 | 3579.801 | 0.038541 | 0.061187 | 0.29395
2552 | 10 | Heating - Process Control | N/A | 0.70806 | 1668.849 | 0 | 0 | 0
2553 | 10 | Intelligent extruder (DOE) | N/A | 0.26021 | 231.3976 | 0 | 0 | 0
2554 | 10 | Base Refrigeration | N/A | 0 | 0 | 0 | 0 | 0
2555 | 10 | Base Other Process | N/A | 0 | 0 | 0 | 0 | 0
2556 | 10 | Base Centrifugal Chiller, 0.58 kW/ton, 500 tons | N/A | 0 | -3732.0045 | 0 | 0 | 0
2557 | 10 | Aerosole Duct Sealing - Chiller | N/A | 0.80901 | 1688.8645 | 0 | 0 | 0
2558 | 10 | Centrifugal Chiller, 0.51 kW/ton, 500 tons | N/A | 0.24777 | -7071.8057 | 0 | 0 | 0
2559 | 10 | VSD for Chiller Pumps and Towers | N/A | 0.27009 | -3891.6107 | 0 | 0 | 0
2560 | 10 | High Efficiency Chiller Motors | N/A | 0.18064 | -1820.4874 | 0 | 0 | 0
2561 | 10 | EMS Optimization - Chiller | N/A | 0.4285 | 581.7046 | 0 | 0 | 0
2562 | 10 | EMS - Chiller | N/A | 0.22625 | -5391.1183 | 0 | 0 | 0
2563 | 10 | Chiller Tune Up/Diagnostics | N/A | 0.57273 | 828.5496 | 0 | 0 | 0
2564 | 10 | Window Film (Standard) - Chiller | N/A | 0.15278 | -6186.0731 | 0 | 0 | 0
2565 | 10 | Roof Insulation - Chiller | N/A | 0.058792 | -18352.7291 | 0 | 0 | 0
2566 | 10 | Cool Roof - Chiller | N/A | 0.14918 | -43128.3919 | 0 | 0 | 0
2567 | 10 | Duct/Pipe Insulation - Chiller | N/A | 0.12611 | -15796.4812 | 0 | 0 | 0
2568 | 10 | Base DX Packaged System, EER=10.3, 10 tons | N/A | 0 | 0 | 0 | 0 | 0
2569 | 10 | Aerosole Duct Sealing | N/A | 0.7314 | 1332.5692 | 0 | 0 | 0
2570 | 10 | DX Coil Cleaning | N/A | 0.29136 | -1540.5317 | 0 | 0 | 0
2571 | 10 | DX Packaged System, EER=10.9, 10 tons | N/A | 0.12943 | -8731.2078 | 0 | 0 | 0
2572 | 10 | Hybrid Dessicant-DX System (Trane CDQ) | N/A | 0.19947 | -55122.9621 | 0 | 0 | 0
2573 | 10 | Optimize Controls | N/A | 0.34054 | 18.9472 | 0 | 0 | 0
2574 | 10 | Roof Insulation | N/A | 0.05517 | -18426.5962 | 0 | 0 | 0
2575 | 10 | DX Tune Up/ Advanced Diagnostics | N/A | 0.20321 | -2613.6409 | 0 | 0 | 0
2576 | 10 | Window Film (Standard) | N/A | 0.13102 | -6412.9411 | 0 | 0 | 0
2577 | 10 | Cool Roof - DX | N/A | 0.13633 | -43654.6311 | 0 | 0 | 0
2578 | 10 | Geothermal Heat Pump, EER=13, 10 tons | N/A | 0.019414 | -145757.7319 | 0 | 0 | 0
2579 | 10 | Duct/Pipe Insulation | N/A | 0.11693 | -15968.3373 | 0 | 0 | 0
2580 | 10 | Base Lighting | N/A | 0 | 0 | 0 | 0 | 0
2581 | 10 | CFL Screw-in 18W | N/A | 5.4954 | 23179.5323 | 0.013193 | 0.020945 | 0.10062
2582 | 10 | Premium T8, Elecctronic Ballast | N/A | 0.19408 | -48450.079 | 0 | 0 | 0
2583 | 10 | High Bay T5 | N/A | 1.6268 | 5582.7054 | 0.0044471 | 0.0070602 | 0.033918
2584 | 10 | CFL Hardwired, Modular 18W | N/A | 0.50401 | -40002.9446 | 0 | 0 | 0
2585 | 10 | Occupancy Sensor | N/A | 0.14732 | -27147.2184 | 0 | 0 | 0
2586 | 10 | Base Other | N/A | 0 | 0 | 0 | 0 | 0
2587 | 10 | Replace V-belts | N/A | 0.0098767 | 23.7197 | 0 | 0 | 0
2588 | 11 | Base Compressed Air | N/A | 0 | 0 | 0 | 0 | 0
2589 | 11 | Comp Air - ASD (6-100 hp) | N/A | 0.85304 | 2711.8316 | 0 | 0 | 0
2590 | 11 | Compressed Air- Sizing | N/A | 1.5344 | 3886.063 | 0.060709 | 0.081826 | 0.46632
2591 | 11 | Compressed Air-O&M | N/A | 2.6728 | 6807.9848 | 0.20183 | 0.27204 | 1.5503
2592 | 11 | Compressed Air - System Optimization | N/A | 2.7565 | 7294.4186 | 0.14808 | 0.19959 | 1.1375
2593 | 11 | Comp Air - ASD (100+ hp) | N/A | 0.58559 | 1814.8163 | 0 | 0 | 0
2594 | 11 | Compressed Air - Controls | N/A | 1.2789 | 3345.3841 | 0.037669 | 0.050772 | 0.28935
2595 | 11 | Comp Air - Motor practices-1 (100+ HP) | N/A | 0.16091 | 358.5124 | 0 | 0 | 0
2596 | 11 | Comp Air - Motor practices-1 (6-100 HP) | N/A | 0.24485 | 491.9044 | 0 | 0 | 0
2597 | 11 | Comp Air - Motor practices-1 (1-5 HP) | N/A | 0.39881 | 546.2584 | 0 | 0 | 0
2598 | 11 | Comp Air - Replace 100+ HP motor | N/A | 0.30407 | 559.6329 | 0 | 0 | 0
2599 | 11 | Comp Air - Replace 1-5 HP motor | N/A | 0.17655 | -1285.0785 | 0 | 0 | 0
2600 | 11 | Comp Air - Replace 6-100 HP motor | N/A | 0.26219 | -176.521 | 0 | 0 | 0
2601 | 11 | Comp Air - ASD (1-5 hp) | N/A | 0.25898 | -1235.5472 | 0 | 0 | 0
2602 | 11 | Base Fans | N/A | 0 | 0 | 0 | 0 | 0
2603 | 11 | Fans - ASD (6-100 hp) | N/A | 0.85481 | 2718.142 | 0 | 0 | 0
2604 | 11 | Fans - O&M | N/A | 0.32149 | 823.6319 | 0 | 0 | 0
2605 | 11 | Fans- Improve components | N/A | 0.79483 | 2005.2111 | 0 | 0 | 0
2606 | 11 | Fans - ASD (100+ hp) | N/A | 0.77979 | 2472.3078 | 0 | 0 | 0
2607 | 11 | Fans - Motor practices-1 (100+ HP) | N/A | 0.22048 | 521.0803 | 0 | 0 | 0
2608 | 11 | Fans - Motor practices-1 (6-100 HP) | N/A | 0.33624 | 749.6995 | 0 | 0 | 0
2609 | 11 | Fans - System Optimization | N/A | 2.0343 | 7840.4914 | 0.015108 | 0.043123 | 0.24575
2610 | 11 | Fans - Controls | N/A | 2.931 | 11061.8212 | 0.076839 | 0.10357 | 0.59022
2611 | 11 | Fans - Motor practices-1 (1-5 HP) | N/A | 0.47581 | 805.9838 | 0 | 0 | 0
2612 | 11 | Fans - Replace 100+ HP motor | N/A | 0.36174 | 730.2653 | 0 | 0 | 0
2613 | 11 | Fans - Replace 1-5 HP motor | N/A | 0.21008 | -1123.648 | 0 | 0 | 0
2614 | 11 | Fans - Replace 6-100 HP motor | N/A | 0.31207 | 13.3696 | 0 | 0 | 0
2615 | 11 | Fans - ASD (1-5 hp) | N/A | 0.30921 | -885.0537 | 0 | 0 | 0
2616 | 11 | Base Pumps | N/A | 0 | 0 | 0 | 0 | 0
2617 | 11 | Pumps - ASD (6-100 hp) | N/A | 0.85413 | 2715.7213 | 0 | 0 | 0
2618 | 11 | Pumps - O&M | N/A | 1.7215 | 4350.5201 | 0.049606 | 0.066861 | 0.38104
2619 | 11 | Pumps - Controls | N/A | 5.2907 | 14177.968 | 0.14558 | 0.19622 | 1.1183
2620 | 11 | Pumps - Sizing | N/A | 2.8273 | 7672.2049 | 0.046217 | 0.062293 | 0.355
2621 | 11 | Pumps - ASD (100+ hp) | N/A | 0.62659 | 1953.7637 | 0 | 0 | 0
2622 | 11 | Pumps - System Optimization | N/A | 3.3114 | 11371.7931 | 0.11475 | 0.15467 | 0.88145
2623 | 11 | Pumps - Motor practices-1 (100+ HP) | N/A | 0.15499 | 341.7508 | 0 | 0 | 0
2624 | 11 | Pumps - Motor practices-1 (6-100 HP) | N/A | 0.23518 | 465.3245 | 0 | 0 | 0
2625 | 11 | Pumps - Motor practices-1 (1-5 HP) | N/A | 0.38339 | 493.554 | 0 | 0 | 0
2626 | 11 | Pumps - Replace 100+ HP motor | N/A | 0.29217 | 525.0075 | 0 | 0 | 0
2627 | 11 | Pumps - Replace 1-5 HP motor | N/A | 0.16978 | -1317.8365 | 0 | 0 | 0
2628 | 11 | Pumps - Replace 6-100 HP motor | N/A | 0.25209 | -215.0543 | 0 | 0 | 0
2629 | 11 | Pumps - ASD (1-5 hp) | N/A | 0.24955 | -1302.5029 | 0 | 0 | 0
2630 | 11 | Base Drives | N/A | 0 | 0 | 0 | 0 | 0
2631 | 11 | Drives - Optimization process (M&T) | N/A | 1.6652 | 4274.956 | 0.06348 | 0.085561 | 0.48761
2632 | 11 | Machinery | N/A | 1.0437 | 2652.7098 | 0.02726 | 0.036742 | 0.20939
2633 | 11 | Drives - Scheduling | N/A | 0.668 | 2007.454 | 0 | 0 | 0
2634 | 11 | Base Heating | N/A | 0 | 0 | 0 | 0 | 0
2635 | 11 | Heating - Optimization process (M&T) | N/A | 1.6652 | 4274.956 | 0.073841 | 0.099527 | 0.5672
2636 | 11 | Heating - Scheduling | N/A | 0.67453 | 2029.9224 | 0 | 0 | 0
2637 | 11 | Efficient Curing ovens | N/A | 1.98 | 6764.322 | 0.14042 | 0.18926 | 1.0786
2638 | 11 | Base Refrigeration | N/A | 0 | 0 | 0 | 0 | 0
2639 | 11 | Base Other Process | N/A | 0 | 0 | 0 | 0 | 0
2640 | 11 | New transformers welding | N/A | 3.2782 | 10465.6511 | 0.017431 | 0.023494 | 0.13389
2641 | 11 | Base Centrifugal Chiller, 0.58 kW/ton, 500 tons | N/A | 0 | -3732.0045 | 0 | 0 | 0
2642 | 11 | Aerosole Duct Sealing - Chiller | N/A | 0.80518 | 1681.3743 | 0 | 0 | 0
2643 | 11 | Centrifugal Chiller, 0.51 kW/ton, 500 tons | N/A | 0.24713 | -7073.4414 | 0 | 0 | 0
2644 | 11 | VSD for Chiller Pumps and Towers | N/A | 0.26931 | -3892.852 | 0 | 0 | 0
2645 | 11 | High Efficiency Chiller Motors | N/A | 0.17989 | -1822.3092 | 0 | 0 | 0
2646 | 11 | EMS Optimization - Chiller | N/A | 0.42669 | 578.8395 | 0 | 0 | 0
2647 | 11 | EMS - Chiller | N/A | 0.22567 | -5392.312 | 0 | 0 | 0
2648 | 11 | Chiller Tune Up/Diagnostics | N/A | 0.57034 | 824.0116 | 0 | 0 | 0
2649 | 11 | Window Film (Standard) - Chiller | N/A | 0.15214 | -6189.0122 | 0 | 0 | 0
2650 | 11 | Roof Insulation - Chiller | N/A | 0.058572 | -18355.16 | 0 | 0 | 0
2651 | 11 | Cool Roof - Chiller | N/A | 0.14837 | -43141.6703 | 0 | 0 | 0
2652 | 11 | Duct/Pipe Insulation - Chiller | N/A | 0.12554 | -15801.3087 | 0 | 0 | 0
2653 | 11 | Base DX Packaged System, EER=10.3, 10 tons | N/A | 0 | 0 | 0 | 0 | 0
2654 | 11 | Aerosole Duct Sealing | N/A | 0.72944 | 1325.687 | 0 | 0 | 0
2655 | 11 | DX Coil Cleaning | N/A | 0.28917 | -1552.8845 | 0 | 0 | 0
2656 | 11 | DX Packaged System, EER=10.9, 10 tons | N/A | 0.12868 | -8742.6212 | 0 | 0 | 0
2657 | 11 | Hybrid Dessicant-DX System (Trane CDQ) | N/A | 0.19748 | -55207.1694 | 0 | 0 | 0
2658 | 11 | Optimize Controls | N/A | 0.33811 | 9.1894 | 0 | 0 | 0
2659 | 11 | Roof Insulation | N/A | 0.054668 | -18437.0507 | 0 | 0 | 0
2660 | 11 | DX Tune Up/ Advanced Diagnostics | N/A | 0.20116 | -2626.977 | 0 | 0 | 0
2661 | 11 | Window Film (Standard) | N/A | 0.1297 | -6426.5122 | 0 | 0 | 0
2662 | 11 | Cool Roof - DX | N/A | 0.13444 | -43735.357 | 0 | 0 | 0
2663 | 11 | Geothermal Heat Pump, EER=13, 10 tons | N/A | 0.018996 | -145819.36 | 0 | 0 | 0
2664 | 11 | Duct/Pipe Insulation | N/A | 0.11442 | -16020.6363 | 0 | 0 | 0
2665 | 11 | Base Lighting | N/A | 0 | 0 | 0 | 0 | 0
2666 | 11 | CFL Screw-in 18W | N/A | 4.889 | 21869.7818 | 0.04725 | 0.063686 | 0.36294
2667 | 11 | Premium T8, Elecctronic Ballast | N/A | 0.19159 | -48416.0191 | 0 | 0 | 0
2668 | 11 | High Bay T5 | N/A | 1.4876 | 4828.1323 | 0.022952 | 0.030936 | 0.1763
2669 | 11 | CFL Hardwired, Modular 18W | N/A | 0.46474 | -40638.7634 | 0 | 0 | 0
2670 | 11 | Occupancy Sensor | N/A | 0.1496 | -27020.2898 | 0 | 0 | 0
2671 | 11 | Base Other | N/A | 0 | 0 | 0 | 0 | 0
2672 | 11 | Replace V-belts | N/A | 0.0096933 | 22.4937 | 0 | 0 | 0
2673 | 12 | Base Compressed Air | N/A | 0 | 0 | 0 | 0 | 0
2674 | 12 | Comp Air - ASD (6-100 hp) | N/A | 0.8162 | 2524.6599 | 0 | 0 | 0
2675 | 12 | Compressed Air- Sizing | N/A | 1.8029 | 4186.8064 | 0.028591 | 0.016245 | 0.12587
2676 | 12 | Compressed Air-O&M | N/A | 3.2359 | 7341.2445 | 0.095053 | 0.054009 | 0.41847
2677 | 12 | Compressed Air - System Optimization | N/A | 3.3575 | 7881.2864 | 0.069739 | 0.039626 | 0.30702
2678 | 12 | Comp Air - ASD (100+ hp) | N/A | 0.56195 | 1678.8299 | 0 | 0 | 0
2679 | 12 | Compressed Air - Controls | N/A | 1.5025 | 3643.9715 | 0.01774 | 0.01008 | 0.0781
2680 | 12 | Comp Air - Motor practices-1 (100+ HP) | N/A | 0.18162 | 391.357 | 0 | 0 | 0
2681 | 12 | Comp Air - Motor practices-1 (6-100 HP) | N/A | 0.277 | 543.9883 | 0 | 0 | 0
2682 | 12 | Comp Air - Motor practices-1 (1-5 HP) | N/A | 0.45515 | 649.5338 | 0 | 0 | 0
2683 | 12 | Comp Air - Replace 100+ HP motor | N/A | 0.34496 | 627.4819 | 0 | 0 | 0
2684 | 12 | Comp Air - Replace 1-5 HP motor | N/A | 0.20033 | -1220.8884 | 0 | 0 | 0
2685 | 12 | Comp Air - Replace 6-100 HP motor | N/A | 0.29789 | -101.0142 | 0 | 0 | 0
2686 | 12 | Comp Air - ASD (1-5 hp) | N/A | 0.24875 | -1358.8048 | 0 | 0 | 0
2687 | 12 | Base Fans | N/A | 0 | 0 | 0 | 0 | 0
2688 | 12 | Fans - ASD (6-100 hp) | N/A | 0.81791 | 2530.5504 | 0 | 0 | 0
2689 | 12 | Fans - O&M | N/A | 0.36488 | 887.5425 | 0 | 0 | 0
2690 | 12 | Fans- Improve components | N/A | 0.91593 | 2168.3163 | 0 | 0 | 0
2691 | 12 | Fans - ASD (100+ hp) | N/A | 0.74643 | 2292.6258 | 0 | 0 | 0
2692 | 12 | Fans - Motor practices-1 (100+ HP) | N/A | 0.24932 | 565.9411 | 0 | 0 | 0
2693 | 12 | Fans - Motor practices-1 (6-100 HP) | N/A | 0.38185 | 820.8384 | 0 | 0 | 0
2694 | 12 | Fans - System Optimization | N/A | 2.0488 | 7158.4901 | 0.0046251 | 0.005565 | 0.043118
2695 | 12 | Fans - Controls | N/A | 3.7531 | 12155.3689 | 0.023524 | 0.013366 | 0.10356
2696 | 12 | Fans - Motor practices-1 (1-5 HP) | N/A | 0.54449 | 928.4612 | 0 | 0 | 0
2697 | 12 | Fans - Replace 100+ HP motor | N/A | 0.41142 | 810.7295 | 0 | 0 | 0
2698 | 12 | Fans - Replace 1-5 HP motor | N/A | 0.23883 | -1047.5231 | 0 | 0 | 0
2699 | 12 | Fans - Replace 6-100 HP motor | N/A | 0.35549 | 102.9153 | 0 | 0 | 0
2700 | 12 | Fans - ASD (1-5 hp) | N/A | 0.29663 | -1031.5989 | 0 | 0 | 0
2701 | 12 | Base Pumps | N/A | 0 | 0 | 0 | 0 | 0
2702 | 12 | Pumps - ASD (6-100 hp) | N/A | 0.81726 | 2528.2908 | 0 | 0 | 0
2703 | 12 | Pumps - O&M | N/A | 2.0332 | 4686.9715 | 0.015186 | 0.0086289 | 0.066858
2704 | 12 | Pumps - Controls | N/A | 6.7941 | 15306.4386 | 0.044569 | 0.025324 | 0.19621
2705 | 12 | Pumps - Sizing | N/A | 3.4599 | 8299.133 | 0.014149 | 0.0080394 | 0.06229
2706 | 12 | Pumps - ASD (100+ hp) | N/A | 0.60107 | 1808.5432 | 0 | 0 | 0
2707 | 12 | Pumps - System Optimization | N/A | 4.2193 | 12409.5909 | 0.035131 | 0.019961 | 0.15466
2708 | 12 | Pumps - Motor practices-1 (100+ HP) | N/A | 0.17451 | 373.3565 | 0 | 0 | 0
2709 | 12 | Pumps - Motor practices-1 (6-100 HP) | N/A | 0.26618 | 515.4437 | 0 | 0 | 0
2710 | 12 | Pumps - Motor practices-1 (1-5 HP) | N/A | 0.43726 | 592.9336 | 0 | 0 | 0
2711 | 12 | Pumps - Replace 100+ HP motor | N/A | 0.33166 | 590.2972 | 0 | 0 | 0
2712 | 12 | Pumps - Replace 1-5 HP motor | N/A | 0.19255 | -1256.0678 | 0 | 0 | 0
2713 | 12 | Pumps - Replace 6-100 HP motor | N/A | 0.28632 | -142.3958 | 0 | 0 | 0
2714 | 12 | Pumps - ASD (1-5 hp) | N/A | 0.23964 | -1421.3112 | 0 | 0 | 0
2715 | 12 | Base Drives | N/A | 0 | 0 | 0 | 0 | 0
2716 | 12 | Drives - Optimization process (M&T) | N/A | 1.9678 | 4614.9163 | 0.020576 | 0.011691 | 0.090586
2717 | 12 | Machinery | N/A | 1.2146 | 2886.2868 | 0.0088358 | 0.0050205 | 0.038899
2718 | 12 | Drives - Scheduling | N/A | 0.65195 | 1847.2654 | 0 | 0 | 0
2719 | 12 | Base Heating | N/A | 0 | 0 | 0 | 0 | 0
2720 | 12 | Heating - Optimization process (M&T) | N/A | 1.9678 | 4614.9163 | 0.0076987 | 0.0043744 | 0.033893
2721 | 12 | Heating - Scheduling | N/A | 0.76424 | 2271.3229 | 0 | 0 | 0
2722 | 12 | Efficient Curing ovens | N/A | 2.4519 | 7503.1639 | 0.010457 | 0.0059418 | 0.046037
2723 | 12 | Base Refrigeration | N/A | 0 | 0 | 0 | 0 | 0
2724 | 12 | Base Other Process | N/A | 0 | 0 | 0 | 0 | 0
2725 | 12 | New transformers welding | N/A | 4.1338 | 11388.4005 | 0.0051415 | 0.0029214 | 0.022635
2726 | 12 | Base Centrifugal Chiller, 0.58 kW/ton, 500 tons | N/A | 0 | -3732.0045 | 0 | 0 | 0
2727 | 12 | Aerosole Duct Sealing - Chiller | N/A | 1.0836 | 2466.3559 | 0.011959 | 0.00033975 | 0.042119
2728 | 12 | Centrifugal Chiller, 0.51 kW/ton, 500 tons | N/A | 0.2626 | -6900.2334 | 0 | 0 | 0
2729 | 12 | VSD for Chiller Pumps and Towers | N/A | 0.28554 | -3761.6069 | 0 | 0 | 0
2730 | 12 | High Efficiency Chiller Motors | N/A | 0.22464 | -1631.5784 | 0 | 0 | 0
2731 | 12 | EMS Optimization - Chiller | N/A | 0.54085 | 878.7921 | 0 | 0 | 0
2732 | 12 | EMS - Chiller | N/A | 0.23926 | -5266.1775 | 0 | 0 | 0
2733 | 12 | Chiller Tune Up/Diagnostics | N/A | 0.73907 | 1299.0835 | 0 | 0 | 0
2734 | 12 | Window Film (Standard) - Chiller | N/A | 0.19293 | -5881.3789 | 0 | 0 | 0
2735 | 12 | Roof Insulation - Chiller | N/A | 0.073751 | -18100.7443 | 0 | 0 | 0
2736 | 12 | Cool Roof - Chiller | N/A | 0.21285 | -41751.737 | 0 | 0 | 0
2737 | 12 | Duct/Pipe Insulation - Chiller | N/A | 0.16335 | -15296.2607 | 0 | 0 | 0
2738 | 12 | Base DX Packaged System, EER=10.3, 10 tons | N/A | 0 | 0 | 0 | 0 | 0
2739 | 12 | Aerosole Duct Sealing | N/A | 0.9779 | 2047.8763 | 0 | 0 | 0
2740 | 12 | DX Coil Cleaning | N/A | 0.365 | -1241.2558 | 0 | 0 | 0
2741 | 12 | DX Packaged System, EER=10.9, 10 tons | N/A | 0.14629 | -8567.8564 | 0 | 0 | 0
2742 | 12 | Hybrid Dessicant-DX System (Trane CDQ) | N/A | 0.30294 | -53083.0938 | 0 | 0 | 0
2743 | 12 | Optimize Controls | N/A | 0.42267 | 255.2597 | 0 | 0 | 0
2744 | 12 | Roof Insulation | N/A | 0.06794 | -18218.7104 | 0 | 0 | 0
2745 | 12 | DX Tune Up/ Advanced Diagnostics | N/A | 0.24997 | -2394.4982 | 0 | 0 | 0
2746 | 12 | Window Film (Standard) | N/A | 0.16124 | -6189.9434 | 0 | 0 | 0
2747 | 12 | Cool Roof - DX | N/A | 0.18663 | -42630.2105 | 0 | 0 | 0
2748 | 12 | Geothermal Heat Pump, EER=13, 10 tons | N/A | 0.023823 | -145416.5553 | 0 | 0 | 0
2749 | 12 | Duct/Pipe Insulation | N/A | 0.14215 | -15678.8073 | 0 | 0 | 0
2750 | 12 | Base Lighting | N/A | 0 | 0 | 0 | 0 | 0
2751 | 12 | CFL Screw-in 18W | N/A | 6.6853 | 23940.5124 | 0.017798 | 0.010113 | 0.078354
2752 | 12 | Premium T8, Elecctronic Ballast | N/A | 0.23976 | -47584.7189 | 0 | 0 | 0
2753 | 12 | High Bay T5 | N/A | 1.9381 | 6138.7467 | 0.011281 | 0.00641 | 0.049665
2754 | 12 | CFL Hardwired, Modular 18W | N/A | 0.74801 | -27812.5179 | 0 | 0 | 0
2755 | 12 | Occupancy Sensor | N/A | 0.14572 | -27397.0164 | 0 | 0 | 0
2756 | 12 | Base Other | N/A | 0 | 0 | 0 | 0 | 0
2757 | 12 | Replace V-belts | N/A | 0.011063 | 24.432 | 0 | 0 | 0
2758 | 13 | Base Compressed Air | N/A | 0 | 0 | 0 | 0 | 0
2759 | 13 | Comp Air - ASD (6-100 hp) | N/A | 0.79265 | 2493.6274 | 0 | 0 | 0
2760 | 13 | Compressed Air- Sizing | N/A | 1.4247 | 3618.7377 | 0.058394 | 0.054681 | 0.45079
2761 | 13 | Compressed Air-O&M | N/A | 2.4373 | 6333.98 | 0.19414 | 0.1818 | 1.4987
2762 | 13 | Compressed Air - System Optimization | N/A | 2.5035 | 6772.7625 | 0.14244 | 0.13338 | 1.0996
2763 | 13 | Comp Air - ASD (100+ hp) | N/A | 0.54666 | 1656.2794 | 0 | 0 | 0
2764 | 13 | Compressed Air - Controls | N/A | 1.1879 | 3079.9877 | 0.036233 | 0.033929 | 0.27971
2765 | 13 | Comp Air - Motor practices-1 (100+ HP) | N/A | 0.15316 | 329.3188 | 0 | 0 | 0
2766 | 13 | Comp Air - Motor practices-1 (6-100 HP) | N/A | 0.2322 | 445.6101 | 0 | 0 | 0
2767 | 13 | Comp Air - Motor practices-1 (1-5 HP) | N/A | 0.37689 | 454.4632 | 0 | 0 | 0
2768 | 13 | Comp Air - Replace 100+ HP motor | N/A | 0.28832 | 499.3259 | 0 | 0 | 0
2769 | 13 | Comp Air - Replace 1-5 HP motor | N/A | 0.16748 | -1342.1331 | 0 | 0 | 0
2770 | 13 | Comp Air - Replace 6-100 HP motor | N/A | 0.24842 | -243.6344 | 0 | 0 | 0
2771 | 13 | Comp Air - ASD (1-5 hp) | N/A | 0.24193 | -1379.2497 | 0 | 0 | 0
2772 | 13 | Base Fans | N/A | 0 | 0 | 0 | 0 | 0
2773 | 13 | Fans - ASD (6-100 hp) | N/A | 0.79433 | 2499.4489 | 0 | 0 | 0
2774 | 13 | Fans - O&M | N/A | 0.30495 | 766.8229 | 0 | 0 | 0
2775 | 13 | Fans- Improve components | N/A | 0.74714 | 1860.2298 | 0 | 0 | 0
2776 | 13 | Fans - ASD (100+ hp) | N/A | 0.72499 | 2262.8298 | 0 | 0 | 0
2777 | 13 | Fans - Motor practices-1 (100+ HP) | N/A | 0.2096 | 481.2062 | 0 | 0 | 0
2778 | 13 | Fans - Motor practices-1 (6-100 HP) | N/A | 0.31867 | 686.4684 | 0 | 0 | 0
2779 | 13 | Fans - System Optimization | N/A | 1.8148 | 7045.0646 | 0.0079062 | 0.015678 | 0.12925
2780 | 13 | Fans - Controls | N/A | 2.5745 | 10089.8661 | 0.04021 | 0.037653 | 0.31041
2781 | 13 | Fans - Motor practices-1 (1-5 HP) | N/A | 0.44882 | 697.1248 | 0 | 0 | 0
2782 | 13 | Fans - Replace 100+ HP motor | N/A | 0.34266 | 658.7479 | 0 | 0 | 0
2783 | 13 | Fans - Replace 1-5 HP motor | N/A | 0.19907 | -1191.3085 | 0 | 0 | 0
2784 | 13 | Fans - Replace 6-100 HP motor | N/A | 0.29543 | -66.2194 | 0 | 0 | 0
2785 | 13 | Fans - ASD (1-5 hp) | N/A | 0.28839 | -1055.9118 | 0 | 0 | 0
2786 | 13 | Base Pumps | N/A | 0 | 0 | 0 | 0 | 0
2787 | 13 | Pumps - ASD (6-100 hp) | N/A | 0.79368 | 2497.2157 | 0 | 0 | 0
2788 | 13 | Pumps - O&M | N/A | 1.5938 | 4051.4544 | 0.025959 | 0.024308 | 0.20039
2789 | 13 | Pumps - Controls | N/A | 4.6376 | 13174.8906 | 0.076183 | 0.071339 | 0.58811
2790 | 13 | Pumps - Sizing | N/A | 2.5604 | 7114.9397 | 0.024185 | 0.022647 | 0.1867
2791 | 13 | Pumps - ASD (100+ hp) | N/A | 0.58432 | 1784.4614 | 0 | 0 | 0
2792 | 13 | Pumps - System Optimization | N/A | 2.9183 | 10449.3566 | 0.06005 | 0.056232 | 0.46357
2793 | 13 | Pumps - Motor practices-1 (100+ HP) | N/A | 0.14711 | 313.6584 | 0 | 0 | 0
2794 | 13 | Pumps - Motor practices-1 (6-100 HP) | N/A | 0.22356 | 420.7765 | 0 | 0 | 0
2795 | 13 | Pumps - Motor practices-1 (1-5 HP) | N/A | 0.36245 | 405.2214 | 0 | 0 | 0
2796 | 13 | Pumps - Replace 100+ HP motor | N/A | 0.27722 | 466.9754 | 0 | 0 | 0
2797 | 13 | Pumps - Replace 1-5 HP motor | N/A | 0.16098 | -1372.739 | 0 | 0 | 0
2798 | 13 | Pumps - Replace 6-100 HP motor | N/A | 0.23873 | -279.6361 | 0 | 0 | 0
2799 | 13 | Pumps - ASD (1-5 hp) | N/A | 0.23315 | -1441.0178 | 0 | 0 | 0
2800 | 13 | Base Drives | N/A | 0 | 0 | 0 | 0 | 0
2801 | 13 | Machinery | N/A | 0.51683 | 1213.6357 | 0 | 0 | 0
2802 | 13 | Drives - Scheduling | N/A | 0.58148 | 1675.9694 | 0 | 0 | 0
2803 | 13 | Clean Room - Controls | N/A | 1.1928 | 3141.2207 | 0.041632 | 0.038985 | 0.32139
2804 | 13 | Base Heating | N/A | 0 | 0 | 0 | 0 | 0
2805 | 13 | Efficient Curing ovens | N/A | 1.8365 | 6373.9833 | 0.059382 | 0.055606 | 0.45841
2806 | 13 | Base Refrigeration | N/A | 0 | 0 | 0 | 0 | 0
2807 | 13 | Base Other Process | N/A | 0 | 0 | 0 | 0 | 0
2808 | 13 | Efficient processes (welding, etc.) | N/A | 2.9097 | 9645.4133 | 0.085563 | 0.080123 | 0.66053
2809 | 13 | Base Centrifugal Chiller, 0.58 kW/ton, 500 tons | N/A | 0 | -3732.0045 | 0 | 0 | 0
2810 | 13 | Aerosole Duct Sealing - Chiller | N/A | 0.8011 | 1676.168 | 0 | 0 | 0
2811 | 13 | Centrifugal Chiller, 0.51 kW/ton, 500 tons | N/A | 0.24621 | -7074.5622 | 0 | 0 | 0
2812 | 13 | VSD for Chiller Pumps and Towers | N/A | 0.26827 | -3893.7043 | 0 | 0 | 0
2813 | 13 | High Efficiency Chiller Motors | N/A | 0.17911 | -1823.5772 | 0 | 0 | 0
2814 | 13 | EMS Optimization - Chiller | N/A | 0.42483 | 576.8452 | 0 | 0 | 0
2815 | 13 | EMS - Chiller | N/A | 0.22487 | -5393.1322 | 0 | 0 | 0
2816 | 13 | Chiller Tune Up/Diagnostics | N/A | 0.56764 | 820.8527 | 0 | 0 | 0
2817 | 13 | Window Film (Standard) - Chiller | N/A | 0.15149 | -6191.0587 | 0 | 0 | 0
2818 | 13 | Roof Insulation - Chiller | N/A | 0.0583 | -18356.8527 | 0 | 0 | 0
2819 | 13 | Cool Roof - Chiller | N/A | 0.14751 | -43150.9149 | 0 | 0 | 0
2820 | 13 | Duct/Pipe Insulation - Chiller | N/A | 0.12496 | -15804.6722 | 0 | 0 | 0
2821 | 13 | Base DX Packaged System, EER=10.3, 10 tons | N/A | 0 | 0 | 0 | 0 | 0
2822 | 13 | Aerosole Duct Sealing | N/A | 0.72784 | 1320.9116 | 0 | 0 | 0
2823 | 13 | DX Coil Cleaning | N/A | 0.28683 | -1566.2686 | 0 | 0 | 0
2824 | 13 | DX Packaged System, EER=10.9, 10 tons | N/A | 0.12776 | -8755.5601 | 0 | 0 | 0
2825 | 13 | Hybrid Dessicant-DX System (Trane CDQ) | N/A | 0.19552 | -55298.4125 | 0 | 0 | 0
2826 | 13 | Optimize Controls | N/A | 0.33551 | -1.3849 | 0 | 0 | 0
2827 | 13 | Roof Insulation | N/A | 0.05417 | -18448.5805 | 0 | 0 | 0
2828 | 13 | DX Tune Up/ Advanced Diagnostics | N/A | 0.19907 | -2641.8823 | 0 | 0 | 0
2829 | 13 | Window Film (Standard) | N/A | 0.12835 | -6441.6802 | 0 | 0 | 0
2830 | 13 | Cool Roof - DX | N/A | 0.13243 | -43826.8237 | 0 | 0 | 0
2831 | 13 | Geothermal Heat Pump, EER=13, 10 tons | N/A | 0.018527 | -145890.8576 | 0 | 0 | 0
2832 | 13 | Duct/Pipe Insulation | N/A | 0.11164 | -16081.3108 | 0 | 0 | 0
2833 | 13 | Base Lighting | N/A | 0 | 0 | 0 | 0 | 0
2834 | 13 | CFL Screw-in 18W | N/A | 4.0906 | 20029.0964 | 0.0453 | 0.04242 | 0.34971
2835 | 13 | Premium T8, Elecctronic Ballast | N/A | 0.17383 | -48995.7928 | 0 | 0 | 0
2836 | 13 | High Bay T5 | N/A | 1.2862 | 3622.1337 | 0.014446 | 0.013528 | 0.11152
2837 | 13 | CFL Hardwired, Modular 18W | N/A | 0.40022 | -41939.1775 | 0 | 0 | 0
2838 | 13 | Occupancy Sensor | N/A | 0.13893 | -27412.2881 | 0 | 0 | 0
2839 | 13 | Base Other | N/A | 0 | 0 | 0 | 0 | 0
2840 | 13 | Replace V-belts | N/A | 0.0094103 | 20.7707 | 0 | 0 | 0
2841 | 14 | Base Compressed Air | N/A | 0 | 0 | 0 | 0 | 0
2842 | 14 | Comp Air - ASD (6-100 hp) | N/A | 0.82744 | 2605.3139 | 0 | 0 | 0
2843 | 14 | Compressed Air- Sizing | N/A | 1.5576 | 3781.8817 | 0.026667 | 0.025224 | 0.16924
2844 | 14 | Compressed Air-O&M | N/A | 2.705 | 6623.2568 | 0.088657 | 0.083861 | 0.56265
2845 | 14 | Compressed Air - System Optimization | N/A | 2.7877 | 7091.12 | 0.065047 | 0.061528 | 0.41281
2846 | 14 | Comp Air - ASD (100+ hp) | N/A | 0.56933 | 1737.4267 | 0 | 0 | 0
2847 | 14 | Compressed Air - Controls | N/A | 1.2984 | 3241.9582 | 0.016546 | 0.015651 | 0.10501
2848 | 14 | Comp Air - Motor practices-1 (100+ HP) | N/A | 0.164 | 347.1355 | 0 | 0 | 0
2849 | 14 | Comp Air - Motor practices-1 (6-100 HP) | N/A | 0.24949 | 473.8634 | 0 | 0 | 0
2850 | 14 | Comp Air - Motor practices-1 (1-5 HP) | N/A | 0.40609 | 510.4855 | 0 | 0 | 0
2851 | 14 | Comp Air - Replace 100+ HP motor | N/A | 0.30961 | 536.131 | 0 | 0 | 0
2852 | 14 | Comp Air - Replace 1-5 HP motor | N/A | 0.17989 | -1307.3129 | 0 | 0 | 0
2853 | 14 | Comp Air - Replace 6-100 HP motor | N/A | 0.26691 | -202.6753 | 0 | 0 | 0
2854 | 14 | Comp Air - ASD (1-5 hp) | N/A | 0.25185 | -1305.6941 | 0 | 0 | 0
2855 | 14 | Base Fans | N/A | 0 | 0 | 0 | 0 | 0
2856 | 14 | Fans - ASD (6-100 hp) | N/A | 0.82917 | 2611.3855 | 0 | 0 | 0
2857 | 14 | Fans - O&M | N/A | 0.3276 | 801.4924 | 0 | 0 | 0
2858 | 14 | Fans- Improve components | N/A | 0.80848 | 1948.7093 | 0 | 0 | 0
2859 | 14 | Fans - ASD (100+ hp) | N/A | 0.75669 | 2370.0512 | 0 | 0 | 0
2860 | 14 | Fans - Motor practices-1 (100+ HP) | N/A | 0.22474 | 505.5412 | 0 | 0 | 0
2861 | 14 | Fans - Motor practices-1 (6-100 HP) | N/A | 0.34253 | 725.0581 | 0 | 0 | 0
2862 | 14 | Fans - System Optimization | N/A | 1.9843 | 7452.2874 | 0.0053343 | 0.010685 | 0.071689
2863 | 14 | Fans - Controls | N/A | 2.9478 | 10683.0565 | 0.02713 | 0.025662 | 0.17218
2864 | 14 | Fans - Motor practices-1 (1-5 HP) | N/A | 0.48404 | 763.5622 | 0 | 0 | 0
2865 | 14 | Fans - Replace 100+ HP motor | N/A | 0.36865 | 702.3954 | 0 | 0 | 0
2866 | 14 | Fans - Replace 1-5 HP motor | N/A | 0.21405 | -1150.0149 | 0 | 0 | 0
2867 | 14 | Fans - Replace 6-100 HP motor | N/A | 0.31787 | -17.6457 | 0 | 0 | 0
2868 | 14 | Fans - ASD (1-5 hp) | N/A | 0.30033 | -968.4551 | 0 | 0 | 0
2869 | 14 | Base Pumps | N/A | 0 | 0 | 0 | 0 | 0
2870 | 14 | Pumps - ASD (6-100 hp) | N/A | 0.82851 | 2609.0564 | 0 | 0 | 0
2871 | 14 | Pumps - O&M | N/A | 1.7464 | 4233.9689 | 0.017514 | 0.016567 | 0.11115
2872 | 14 | Pumps - Controls | N/A | 5.319 | 13787.0509 | 0.051401 | 0.04862 | 0.32621
2873 | 14 | Pumps - Sizing | N/A | 2.8579 | 7455.0288 | 0.016318 | 0.015435 | 0.10356
2874 | 14 | Pumps - ASD (100+ hp) | N/A | 0.60856 | 1871.1189 | 0 | 0 | 0
2875 | 14 | Pumps - System Optimization | N/A | 3.3319 | 11012.316 | 0.040516 | 0.038324 | 0.25713
2876 | 14 | Pumps - Motor practices-1 (100+ HP) | N/A | 0.15769 | 330.8031 | 0 | 0 | 0
2877 | 14 | Pumps - Motor practices-1 (6-100 HP) | N/A | 0.23976 | 447.9639 | 0 | 0 | 0
2878 | 14 | Pumps - Motor practices-1 (1-5 HP) | N/A | 0.39029 | 459.1304 | 0 | 0 | 0
2879 | 14 | Pumps - Replace 100+ HP motor | N/A | 0.29765 | 502.3922 | 0 | 0 | 0
2880 | 14 | Pumps - Replace 1-5 HP motor | N/A | 0.17288 | -1339.2322 | 0 | 0 | 0
2881 | 14 | Pumps - Replace 6-100 HP motor | N/A | 0.25674 | -240.2221 | 0 | 0 | 0
2882 | 14 | Pumps - ASD (1-5 hp) | N/A | 0.24263 | -1370.1177 | 0 | 0 | 0
2883 | 14 | Base Drives | N/A | 0 | 0 | 0 | 0 | 0
2884 | 14 | Drives - Optimization process (M&T) | N/A | 1.7094 | 4204.8633 | 0.011751 | 0.011115 | 0.074577
2885 | 14 | Machinery | N/A | 1.6197 | 4164.4177 | 0.0080222 | 0.0075882 | 0.050912
2886 | 14 | Drives - Scheduling | N/A | 0.65321 | 1919.7596 | 0 | 0 | 0
2887 | 14 | Base Heating | N/A | 0 | 0 | 0 | 0 | 0
2888 | 14 | Heating - Optimization process (M&T) | N/A | 1.7094 | 4204.8633 | 0.0080684 | 0.0076318 | 0.051205
2889 | 14 | Efficient Curing ovens | N/A | 2.0245 | 6615.6925 | 0.013704 | 0.012963 | 0.086973
2890 | 14 | Base Refrigeration | N/A | 0 | 0 | 0 | 0 | 0
2891 | 14 | Base Other Process | N/A | 0 | 0 | 0 | 0 | 0
2892 | 14 | New transformers welding | N/A | 3.3027 | 10145.9833 | 0.016314 | 0.015431 | 0.10354
2893 | 14 | Base Centrifugal Chiller, 0.58 kW/ton, 500 tons | N/A | 0 | -3732.0045 | 0 | 0 | 0
2894 | 14 | Aerosole Duct Sealing - Chiller | N/A | 0.87677 | 1903.0798 | 0 | 0 | 0
2895 | 14 | Centrifugal Chiller, 0.51 kW/ton, 500 tons | N/A | 0.25113 | -7024.5114 | 0 | 0 | 0
2896 | 14 | VSD for Chiller Pumps and Towers | N/A | 0.27357 | -3855.7772 | 0 | 0 | 0
2897 | 14 | High Efficiency Chiller Motors | N/A | 0.19215 | -1768.4417 | 0 | 0 | 0
2898 | 14 | EMS Optimization - Chiller | N/A | 0.45727 | 663.5541 | 0 | 0 | 0
2899 | 14 | EMS - Chiller | N/A | 0.22929 | -5356.681 | 0 | 0 | 0
2900 | 14 | Chiller Tune Up/Diagnostics | N/A | 0.61459 | 958.1844 | 0 | 0 | 0
2901 | 14 | Window Film (Standard) - Chiller | N/A | 0.16308 | -6102.1287 | 0 | 0 | 0
2902 | 14 | Roof Insulation - Chiller | N/A | 0.062646 | -18283.3065 | 0 | 0 | 0
2903 | 14 | Cool Roof - Chiller | N/A | 0.16445 | -42749.1171 | 0 | 0 | 0
2904 | 14 | Duct/Pipe Insulation - Chiller | N/A | 0.13546 | -15658.671 | 0 | 0 | 0
2905 | 14 | Base DX Packaged System, EER=10.3, 10 tons | N/A | 0 | 0 | 0 | 0 | 0
2906 | 14 | Aerosole Duct Sealing | N/A | 0.79401 | 1529.6611 | 0 | 0 | 0
2907 | 14 | DX Coil Cleaning | N/A | 0.30929 | -1467.3748 | 0 | 0 | 0
2908 | 14 | DX Packaged System, EER=10.9, 10 tons | N/A | 0.1333 | -8696.1311 | 0 | 0 | 0
2909 | 14 | Hybrid Dessicant-DX System (Trane CDQ) | N/A | 0.22313 | -54624.3367 | 0 | 0 | 0
2910 | 14 | Optimize Controls | N/A | 0.36078 | 76.7086 | 0 | 0 | 0
2911 | 14 | Roof Insulation | N/A | 0.058206 | -18377.6236 | 0 | 0 | 0
2912 | 14 | DX Tune Up/ Advanced Diagnostics | N/A | 0.21409 | -2564.2958 | 0 | 0 | 0
2913 | 14 | Window Film (Standard) | N/A | 0.13799 | -6362.7283 | 0 | 0 | 0
2914 | 14 | Cool Roof - DX | N/A | 0.14733 | -43442.0638 | 0 | 0 | 0
2915 | 14 | Geothermal Heat Pump, EER=13, 10 tons | N/A | 0.020179 | -145721.177 | 0 | 0 | 0
2916 | 14 | Duct/Pipe Insulation | N/A | 0.12128 | -15937.3161 | 0 | 0 | 0
2917 | 14 | Base Lighting | N/A | 0 | 0 | 0 | 0 | 0
2918 | 14 | CFL Screw-in 18W | N/A | 4.879 | 21152.4194 | 0.016376 | 0.01549 | 0.10393
2919 | 14 | Premium T8, Elecctronic Ballast | N/A | 0.19586 | -48569.7526 | 0 | 0 | 0
2920 | 14 | High Bay T5 | N/A | 1.4932 | 4381.4923 | 0.009653 | 0.0091307 | 0.061261
2921 | 14 | CFL Hardwired, Modular 18W | N/A | 0.4674 | -41125.0923 | 0 | 0 | 0
2922 | 14 | Occupancy Sensor | N/A | 0.14711 | -27171.4206 | 0 | 0 | 0
2923 | 14 | Base Other | N/A | 0 | 0 | 0 | 0 | 0
2924 | 14 | Replace V-belts | N/A | 0.0097859 | 21.8222 | 0 | 0 | 0
2925 | 15 | Base Compressed Air | N/A | 0 | 0 | 0 | 0 | 0
2926 | 15 | Comp Air - ASD (6-100 hp) | N/A | 0.78956 | 2483.0578 | 0 | 0 | 0
2927 | 15 | Compressed Air- Sizing | N/A | 1.4184 | 3612.5879 | 0.009086 | 0.0083927 | 0.070719
2928 | 15 | Compressed Air-O&M | N/A | 2.4238 | 6323.0755 | 0.030208 | 0.027903 | 0.23511
2929 | 15 | Compressed Air - System Optimization | N/A | 2.4893 | 6760.7617 | 0.022163 | 0.020472 | 0.1725
2930 | 15 | Comp Air - ASD (100+ hp) | N/A | 0.5447 | 1648.6001 | 0 | 0 | 0
2931 | 15 | Compressed Air - Controls | N/A | 1.1826 | 3073.8822 | 0.0056378 | 0.0052076 | 0.04388
2932 | 15 | Comp Air - Motor practices-1 (100+ HP) | N/A | 0.15248 | 328.6471 | 0 | 0 | 0
2933 | 15 | Comp Air - Motor practices-1 (6-100 HP) | N/A | 0.23135 | 444.5451 | 0 | 0 | 0
2934 | 15 | Comp Air - Motor practices-1 (1-5 HP) | N/A | 0.37545 | 452.3514 | 0 | 0 | 0
2935 | 15 | Comp Air - Replace 100+ HP motor | N/A | 0.28703 | 497.9385 | 0 | 0 | 0
2936 | 15 | Comp Air - Replace 1-5 HP motor | N/A | 0.16671 | -1343.4457 | 0 | 0 | 0
2937 | 15 | Comp Air - Replace 6-100 HP motor | N/A | 0.24735 | -245.1784 | 0 | 0 | 0
2938 | 15 | Comp Air - ASD (1-5 hp) | N/A | 0.24104 | -1386.2106 | 0 | 0 | 0
2939 | 15 | Base Fans | N/A | 0 | 0 | 0 | 0 | 0
2940 | 15 | Fans - ASD (6-100 hp) | N/A | 0.79165 | 2488.8557 | 0 | 0 | 0
2941 | 15 | Fans - O&M | N/A | 0.30391 | 765.516 | 0 | 0 | 0
2942 | 15 | Fans- Improve components | N/A | 0.74383 | 1856.8945 | 0 | 0 | 0
2943 | 15 | Fans - ASD (100+ hp) | N/A | 0.72253 | 2252.6829 | 0 | 0 | 0
2944 | 15 | Fans - Motor practices-1 (100+ HP) | N/A | 0.20879 | 480.2888 | 0 | 0 | 0
2945 | 15 | Fans - Motor practices-1 (6-100 HP) | N/A | 0.31727 | 685.0137 | 0 | 0 | 0
2946 | 15 | Fans - System Optimization | N/A | 1.8029 | 7006.532 | 0.0018408 | 0.0036006 | 0.03034
2947 | 15 | Fans - Controls | N/A | 2.557 | 10067.5052 | 0.0093619 | 0.0086476 | 0.072866
2948 | 15 | Fans - Motor practices-1 (1-5 HP) | N/A | 0.4469 | 694.6204 | 0 | 0 | 0
2949 | 15 | Fans - Replace 100+ HP motor | N/A | 0.34122 | 657.1026 | 0 | 0 | 0
2950 | 15 | Fans - Replace 1-5 HP motor | N/A | 0.19822 | -1192.8651 | 0 | 0 | 0
2951 | 15 | Fans - Replace 6-100 HP motor | N/A | 0.29424 | -68.0504 | 0 | 0 | 0
2952 | 15 | Fans - ASD (1-5 hp) | N/A | 0.28719 | -1064.1881 | 0 | 0 | 0
2953 | 15 | Base Pumps | N/A | 0 | 0 | 0 | 0 | 0
2954 | 15 | Pumps - ASD (6-100 hp) | N/A | 0.79059 | 2486.6316 | 0 | 0 | 0
2955 | 15 | Pumps - O&M | N/A | 1.5865 | 4044.5743 | 0.0060439 | 0.0055827 | 0.047041
2956 | 15 | Pumps - Controls | N/A | 4.6055 | 13151.8146 | 0.017737 | 0.016384 | 0.13805
2957 | 15 | Pumps - Sizing | N/A | 2.5461 | 7102.1197 | 0.0056309 | 0.0052013 | 0.043827
2958 | 15 | Pumps - ASD (100+ hp) | N/A | 0.58188 | 1776.2606 | 0 | 0 | 0
2959 | 15 | Pumps - System Optimization | N/A | 2.8987 | 10428.1354 | 0.013981 | 0.012914 | 0.10882
2960 | 15 | Pumps - Motor practices-1 (100+ HP) | N/A | 0.14678 | 313.0121 | 0 | 0 | 0
2961 | 15 | Pumps - Motor practices-1 (6-100 HP) | N/A | 0.22273 | 419.7516 | 0 | 0 | 0
2962 | 15 | Pumps - Motor practices-1 (1-5 HP) | N/A | 0.36105 | 403.1892 | 0 | 0 | 0
2963 | 15 | Pumps - Replace 100+ HP motor | N/A | 0.27596 | 465.6404 | 0 | 0 | 0
2964 | 15 | Pumps - Replace 1-5 HP motor | N/A | 0.16042 | -1374.0021 | 0 | 0 | 0
2965 | 15 | Pumps - Replace 6-100 HP motor | N/A | 0.23794 | -281.1218 | 0 | 0 | 0
2966 | 15 | Pumps - ASD (1-5 hp) | N/A | 0.23229 | -1447.7274 | 0 | 0 | 0
2967 | 15 | Base Drives | N/A | 0 | 0 | 0 | 0 | 0
2968 | 15 | Drives - Optimization process (M&T) | N/A | 1.5341 | 3965.8112 | 0.0074115 | 0.006846 | 0.057686
2969 | 15 | Machinery | N/A | 0.97026 | 2440.3053 | 0 | 0 | 0
2970 | 15 | Drives - Scheduling | N/A | 0.62039 | 1811.6434 | 0 | 0 | 0
2971 | 15 | Base Heating | N/A | 0 | 0 | 0 | 0 | 0
2972 | 15 | Efficient Curing ovens | N/A | 1.8256 | 6358.4437 | 0.0085818 | 0.0079269 | 0.066794
2973 | 15 | Base Refrigeration | N/A | 0 | 0 | 0 | 0 | 0
2974 | 15 | Base Other Process | N/A | 0 | 0 | 0 | 0 | 0
2975 | 15 | New transformers welding | N/A | 2.8911 | 9626.5437 | 0.0044749 | 0.0041334 | 0.034829
2976 | 15 | Base Centrifugal Chiller, 0.58 kW/ton, 500 tons | N/A | 0 | -3732.0045 | 0 | 0 | 0
2977 | 15 | Aerosole Duct Sealing - Chiller | N/A | 0.79846 | 1667.6158 | 0 | 0 | 0
2978 | 15 | Centrifugal Chiller, 0.51 kW/ton, 500 tons | N/A | 0.24595 | -7076.4479 | 0 | 0 | 0
2979 | 15 | VSD for Chiller Pumps and Towers | N/A | 0.26814 | -3895.1332 | 0 | 0 | 0
2980 | 15 | High Efficiency Chiller Motors | N/A | 0.17865 | -1825.6553 | 0 | 0 | 0
2981 | 15 | EMS Optimization - Chiller | N/A | 0.42382 | 573.577 | 0 | 0 | 0
2982 | 15 | EMS - Chiller | N/A | 0.22468 | -5394.5056 | 0 | 0 | 0
2983 | 15 | Chiller Tune Up/Diagnostics | N/A | 0.56582 | 815.6766 | 0 | 0 | 0
2984 | 15 | Window Film (Standard) - Chiller | N/A | 0.15103 | -6194.4106 | 0 | 0 | 0
2985 | 15 | Roof Insulation - Chiller | N/A | 0.058158 | -18359.6248 | 0 | 0 | 0
2986 | 15 | Cool Roof - Chiller | N/A | 0.14686 | -43166.059 | 0 | 0 | 0
2987 | 15 | Duct/Pipe Insulation - Chiller | N/A | 0.12456 | -15810.1752 | 0 | 0 | 0
2988 | 15 | Base DX Packaged System, EER=10.3, 10 tons | N/A | 0 | 0 | 0 | 0 | 0
2989 | 15 | Aerosole Duct Sealing | N/A | 0.72545 | 1313.0443 | 0 | 0 | 0
2990 | 15 | DX Coil Cleaning | N/A | 0.28699 | -1563.8854 | 0 | 0 | 0
2991 | 15 | DX Packaged System, EER=10.9, 10 tons | N/A | 0.12802 | -8751.4261 | 0 | 0 | 0
2992 | 15 | Hybrid Dessicant-DX System (Trane CDQ) | N/A | 0.19528 | -55282.1703 | 0 | 0 | 0
2993 | 15 | Optimize Controls | N/A | 0.33566 | 0.49656 | 0 | 0 | 0
2994 | 15 | Roof Insulation | N/A | 0.054276 | -18445.8181 | 0 | 0 | 0
2995 | 15 | DX Tune Up/ Advanced Diagnostics | N/A | 0.19945 | -2637.6035 | 0 | 0 | 0
2996 | 15 | Window Film (Standard) | N/A | 0.1286 | -6437.3261 | 0 | 0 | 0
2997 | 15 | Cool Roof - DX | N/A | 0.13281 | -43796.0019 | 0 | 0 | 0
2998 | 15 | Geothermal Heat Pump, EER=13, 10 tons | N/A | 0.0187 | -145860.2416 | 0 | 0 | 0
2999 | 15 | Duct/Pipe Insulation | N/A | 0.11269 | -16055.3295 | 0 | 0 | 0
3000 | 15 | Base Lighting | N/A | 0 | 0 | 0 | 0 | 0
3001 | 15 | CFL Screw-in 18W | N/A | 4.0551 | 19986.7512 | 0.0093283 | 0.0086165 | 0.072605
3002 | 15 | Premium T8, Elecctronic Ballast | N/A | 0.17354 | -48974.6611 | 0 | 0 | 0
3003 | 15 | High Bay T5 | N/A | 1.2813 | 3641.1998 | 0.0051233 | 0.0047323 | 0.039876
3004 | 15 | CFL Hardwired, Modular 18W | N/A | 0.39638 | -42000.4287 | 0 | 0 | 0
3005 | 15 | Occupancy Sensor | N/A | 0.1386 | -27421.9977 | 0 | 0 | 0
3006 | 15 | Base Other | N/A | 0 | 0 | 0 | 0 | 0
3007 | 15 | Replace V-belts | N/A | 0.0093904 | 20.731 | 0 | 0 | 0
3008 | 16 | Base Compressed Air | N/A | 0 | 0 | 0 | 0 | 0
3009 | 16 | Comp Air - ASD (6-100 hp) | N/A | 0.78324 | 2464.197 | 0 | 0 | 0
3010 | 16 | Compressed Air- Sizing | N/A | 1.3801 | 3556.3675 | 0.010124 | 0.0097125 | 0.085206
3011 | 16 | Compressed Air-O&M | N/A | 2.348 | 6223.389 | 0.033659 | 0.032291 | 0.28328
3012 | 16 | Compressed Air - System Optimization | N/A | 2.4086 | 6651.0538 | 0.024695 | 0.023691 | 0.20784
3013 | 16 | Comp Air - ASD (100+ hp) | N/A | 0.54028 | 1634.8963 | 0 | 0 | 0
3014 | 16 | Compressed Air - Controls | N/A | 1.1506 | 3018.0663 | 0.006282 | 0.0060265 | 0.052869
3015 | 16 | Comp Air - Motor practices-1 (100+ HP) | N/A | 0.14923 | 322.5074 | 0 | 0 | 0
3016 | 16 | Comp Air - Motor practices-1 (6-100 HP) | N/A | 0.22642 | 434.8089 | 0 | 0 | 0
3017 | 16 | Comp Air - Motor practices-1 (1-5 HP) | N/A | 0.367 | 433.0458 | 0 | 0 | 0
3018 | 16 | Comp Air - Replace 100+ HP motor | N/A | 0.28076 | 485.2553 | 0 | 0 | 0
3019 | 16 | Comp Air - Replace 1-5 HP motor | N/A | 0.16319 | -1355.445 | 0 | 0 | 0
3020 | 16 | Comp Air - Replace 6-100 HP motor | N/A | 0.24188 | -259.2931 | 0 | 0 | 0
3021 | 16 | Comp Air - ASD (1-5 hp) | N/A | 0.2392 | -1398.6325 | 0 | 0 | 0
3022 | 16 | Base Fans | N/A | 0 | 0 | 0 | 0 | 0
3023 | 16 | Fans - ASD (6-100 hp) | N/A | 0.7849 | 2469.9526 | 0 | 0 | 0
3024 | 16 | Fans - O&M | N/A | 0.29713 | 753.5687 | 0 | 0 | 0
3025 | 16 | Fans- Improve components | N/A | 0.72609 | 1826.4039 | 0 | 0 | 0
3026 | 16 | Fans - ASD (100+ hp) | N/A | 0.71668 | 2234.5759 | 0 | 0 | 0
3027 | 16 | Fans - Motor practices-1 (100+ HP) | N/A | 0.20443 | 471.9029 | 0 | 0 | 0
3028 | 16 | Fans - Motor practices-1 (6-100 HP) | N/A | 0.31045 | 671.7155 | 0 | 0 | 0
3029 | 16 | Fans - System Optimization | N/A | 1.7663 | 6937.749 | 0.00168 | 0.003413 | 0.029942
3030 | 16 | Fans - Controls | N/A | 2.4521 | 9863.0888 | 0.0085444 | 0.0081969 | 0.07191
3031 | 16 | Fans - Motor practices-1 (1-5 HP) | N/A | 0.43642 | 671.7258 | 0 | 0 | 0
3032 | 16 | Fans - Replace 100+ HP motor | N/A | 0.33383 | 642.0614 | 0 | 0 | 0
3033 | 16 | Fans - Replace 1-5 HP motor | N/A | 0.19384 | -1207.0951 | 0 | 0 | 0
3034 | 16 | Fans - Replace 6-100 HP motor | N/A | 0.28756 | -84.7892 | 0 | 0 | 0
3035 | 16 | Fans - ASD (1-5 hp) | N/A | 0.28509 | -1078.9579 | 0 | 0 | 0
3036 | 16 | Base Pumps | N/A | 0 | 0 | 0 | 0 | 0
3037 | 16 | Pumps - ASD (6-100 hp) | N/A | 0.78426 | 2467.7448 | 0 | 0 | 0
3038 | 16 | Pumps - O&M | N/A | 1.5425 | 3981.6788 | 0.0055161 | 0.0052918 | 0.046423
3039 | 16 | Pumps - Controls | N/A | 4.4141 | 12940.8605 | 0.016188 | 0.01553 | 0.13624
3040 | 16 | Pumps - Sizing | N/A | 2.4616 | 6984.923 | 0.0051392 | 0.0049302 | 0.043252
3041 | 16 | Pumps - ASD (100+ hp) | N/A | 0.57762 | 1761.6263 | 0 | 0 | 0
3042 | 16 | Pumps - System Optimization | N/A | 2.7825 | 10234.1365 | 0.01276 | 0.012241 | 0.10739
3043 | 16 | Pumps - Motor practices-1 (100+ HP) | N/A | 0.1436 | 307.104 | 0 | 0 | 0
3044 | 16 | Pumps - Motor practices-1 (6-100 HP) | N/A | 0.21792 | 410.3827 | 0 | 0 | 0
3045 | 16 | Pumps - Motor practices-1 (1-5 HP) | N/A | 0.35282 | 384.6119 | 0 | 0 | 0
3046 | 16 | Pumps - Replace 100+ HP motor | N/A | 0.27016 | 453.4355 | 0 | 0 | 0
3047 | 16 | Pumps - Replace 1-5 HP motor | N/A | 0.15699 | -1385.5487 | 0 | 0 | 0
3048 | 16 | Pumps - Replace 6-100 HP motor | N/A | 0.23261 | -294.7041 | 0 | 0 | 0
3049 | 16 | Pumps - ASD (1-5 hp) | N/A | 0.2305 | -1459.7008 | 0 | 0 | 0
3050 | 16 | Base Drives | N/A | 0 | 0 | 0 | 0 | 0
3051 | 16 | Efficient Machinery | N/A | 0.50266 | 1189.561 | 0 | 0 | 0
3052 | 16 | Drives - Scheduling | N/A | 0.57364 | 1652.4174 | 0 | 0 | 0
3053 | 16 | Process Drives - ASD | N/A | 0.084574 | 157.3499 | 0 | 0 | 0
3054 | 16 | Base Heating | N/A | 0 | 0 | 0 | 0 | 0
3055 | 16 | Efficient Curing ovens | N/A | 1.7606 | 6216.3852 | 0.0071155 | 0.0068262 | 0.059884
3056 | 16 | Base Refrigeration | N/A | 0 | 0 | 0 | 0 | 0
3057 | 16 | Base Other Process | N/A | 0 | 0 | 0 | 0 | 0
3058 | 16 | Process control | N/A | 0.50671 | 1010.246 | 0 | 0 | 0
3059 | 16 | Base Centrifugal Chiller, 0.58 kW/ton, 500 tons | N/A | 0 | -3732.0045 | 0 | 0 | 0
3060 | 16 | Aerosole Duct Sealing - Chiller | N/A | 0.77391 | 1589.4158 | 0 | 0 | 0
3061 | 16 | Centrifugal Chiller, 0.51 kW/ton, 500 tons | N/A | 0.24436 | -7093.7001 | 0 | 0 | 0
3062 | 16 | VSD for Chiller Pumps and Towers | N/A | 0.26634 | -3908.2061 | 0 | 0 | 0
3063 | 16 | High Efficiency Chiller Motors | N/A | 0.17431 | -1844.6561 | 0 | 0 | 0
3064 | 16 | EMS Optimization - Chiller | N/A | 0.41293 | 543.6955 | 0 | 0 | 0
3065 | 16 | EMS - Chiller | N/A | 0.22323 | -5407.0697 | 0 | 0 | 0
3066 | 16 | Chiller Tune Up/Diagnostics | N/A | 0.55025 | 768.3495 | 0 | 0 | 0
3067 | 16 | Window Film (Standard) - Chiller | N/A | 0.14717 | -6225.0574 | 0 | 0 | 0
3068 | 16 | Roof Insulation - Chiller | N/A | 0.05672 | -18384.9701 | 0 | 0 | 0
3069 | 16 | Cool Roof - Chiller | N/A | 0.11928 | -53269.6138 | 0 | 0 | 0
3070 | 16 | Duct/Pipe Insulation - Chiller | N/A | 0.12113 | -15860.4894 | 0 | 0 | 0
3071 | 16 | Base DX Packaged System, EER=10.3, 10 tons | N/A | 0 | 0 | 0 | 0 | 0
3072 | 16 | Aerosole Duct Sealing | N/A | 0.70381 | 1241.1021 | 0 | 0 | 0
3073 | 16 | DX Coil Cleaning | N/A | 0.27854 | -1604.3065 | 0 | 0 | 0
3074 | 16 | DX Packaged System, EER=10.9, 10 tons | N/A | 0.12569 | -8778.5507 | 0 | 0 | 0
3075 | 16 | Hybrid Dessicant-DX System (Trane CDQ) | N/A | 0.18583 | -55557.683 | 0 | 0 | 0
3076 | 16 | Optimize Controls | N/A | 0.3261 | -31.4218 | 0 | 0 | 0
3077 | 16 | Roof Insulation | N/A | 0.052686 | -18475.9114 | 0 | 0 | 0
3078 | 16 | DX Tune Up/ Advanced Diagnostics | N/A | 0.1934 | -2671.8132 | 0 | 0 | 0
3079 | 16 | Window Film (Standard) | N/A | 0.12471 | -6472.1377 | 0 | 0 | 0
3080 | 16 | Cool Roof - DX | N/A | 0.12707 | -43975.6078 | 0 | 0 | 0
3081 | 16 | Geothermal Heat Pump, EER=13, 10 tons | N/A | 0.017907 | -145957.0947 | 0 | 0 | 0
3082 | 16 | Duct/Pipe Insulation | N/A | 0.10802 | -16137.5211 | 0 | 0 | 0
3083 | 16 | Base Lighting | N/A | 0 | 0 | 0 | 0 | 0
3084 | 16 | CFL Screw-in 18W | N/A | 3.8358 | 19599.6473 | 0.0071613 | 0.0068701 | 0.06027
3085 | 16 | Premium T8, Elecctronic Ballast | N/A | 0.16759 | -49105.4913 | 0 | 0 | 0
3086 | 16 | High Bay T5 | N/A | 1.2166 | 3308.797 | 0.00072413 | 0.00069469 | 0.0060943
3087 | 16 | CFL Hardwired, Modular 18W | N/A | 0.37957 | -42196.2867 | 0 | 0 | 0
3088 | 16 | Occupancy Sensor | N/A | 0.13786 | -27425.7724 | 0 | 0 | 0
3089 | 16 | Base Other | N/A | 0 | 0 | 0 | 0 | 0
3090 | 16 | Replace V-belts | N/A | 0.0089438 | 20.3687 | 0 | 0 | 0
3091 | 1 | LED Linear Tube 22 W | N/A | 0.064794 | -15.5433 | 0 | 0 | 0
3092 | 1 | Flood LED 14 W | N/A | 0.39706 | 860.5021 | 0 | 0 | 0
3093 | 1 | LED High Bay 83 W | N/A | 1.7441 | 3948.9298 | 1.143 | 1.0972 | 8.5789
3094 | 1 | Run Time Optimizer | N/A | 4.6585 | 32072.7185 | 0.17584 | 0.17142 | 0.40591
3095 | 1 | Dehumidification Hybrid Desiccant Heat Pump | N/A | 8.9422 | 27500.3929 | 0.1924 | 0.18246 | 0.74831

## RIM Achievable
RIM Economic Potential
|  |  | Test Results |  |  | Savings
# | Building Segment | Measure Name | RIM | TRC | PT | Summer (WM) | Winter (MW) | Annual Energy (GWH)
Residential
1 | 1 | 17 SEER Split-System Air Conditioner | 0.91474 | N/A | -1553.5613 | 0 | 0 | 0
2 | 1 | 19 SEER Split-System Air Conditioner | 0.821 | N/A | -2344.0095 | 0 | 0 | 0
3 | 1 | 14 SEER Split-System Heat Pump | 1.0916 | N/A | 3573.9411 | 0.38527 | 1.9318 | 2.1844
4 | 1 | 15 SEER Split-System Heat Pump | 1.2284 | N/A | 4920.7159 | 6.766 | 18.8255 | 25.1747
5 | 1 | 17 SEER Split-System Heat Pump | 1.0132 | N/A | 6556.7277 | 1.885 | 3.4084 | 5.3131
6 | 1 | Sealed Attic w/Sprayed Foam Insulated Roof Deck | 1.0067 | N/A | -689.9404 | 0 | 0 | 0
7 | 1 | Radient Barrier | 0.82352 | N/A | -1590.387 | 0 | 0 | 0
8 | 1 | Single Pane Clear Windows to Double Pane Low-E Windows | 0.99437 | N/A | -1907.1878 | 0 | 0 | 0
9 | 1 | Ceiling R-0 to R-19 Insulation | 1.0051 | N/A | 1168.8704 | 1.5357 | 4.1466 | 3.6704
10 | 1 | 17 SEER Split-System Heat Pump | 0.66391 | N/A | -1847.9946 | 0 | 0 | 0
11 | 1 | Sealed Attics | 1.0061 | N/A | 1233.1541 | 0.21204 | 0.97315 | 0.52506
12 | 1 | Electronically Commutated Motors (ECM) on an Air Handler Unit | 1.0064 | N/A | 1508.0771 | 0.077919 | 0.14861 | 0.20699
13 | 1 | Radient Barrier | 0.67855 | N/A | -1419.5253 | 0 | 0 | 0
14 | 1 | Ceiling R-0 to R-19 Insulation | 1.2433 | N/A | 1902.7845 | 2.2647 | 10.3937 | 5.6079
15 | 2 | 15 SEER Split-System Heat Pump | 1.0067 | N/A | 948.6299 | 1.1185 | 2.6561 | 3.9533
16 | 2 | 17 SEER Split-System Heat Pump | 0.91707 | N/A | -2195.189 | 0 | 0 | 0
17 | 2 | Sealed Attics | 0.82523 | N/A | -612.1089 | 0 | 0 | 0
18 | 3 | 19 SEER Split-System Air Conditioner | 0.5196 | N/A | -1640.439 | 0 | 0 | 0
19 | 3 | 14 SEER Split-System Heat Pump | 1.0058 | N/A | 1864.5026 | 0.048791 | 0.23607 | 0.23208
20 | 3 | 15 SEER Split-System Heat Pump | 1.0174 | N/A | 3297.5869 | 1.257 | 3.375 | 3.9239
21 | 3 | 17 SEER Split-System Heat Pump | 1.0056 | N/A | 838.8996 | 0.12109 | 0.21127 | 0.28633
22 | 3 | Sealed Attic w/Sprayed Foam Insulated Roof Deck | 1.0063 | N/A | -286.0245 | 0 | 0 | 0
23 | 3 | Sealed Attics | 1.0054 | N/A | 1032.0427 | 0.027002 | 0.11958 | 0.056095
24 | 3 | Ceiling R-0 to R-19 Insulation | 1.0052 | N/A | 686.7635 | 0.0021689 | 0.0096053 | 0.0045057
Commercial
25 | 1 | Ceiling Insulation | 3.4924 | N/A | 35252.8664 | 0.033579 | 0.00030186 | 0.15965
26 | 1 | Ceiling Insulation | 5.6354 | N/A | 54651.0093 | 0.077205 | 0.0026848 | 0.38983
27 | 1 | Ceiling Insulation | 5.1165 | N/A | 55838.9691 | 0.017157 | 4.0389e-05 | 0.086615
28 | 3 | Ceiling Insulation | 3.8626 | N/A | 37520.6561 | 0.016629 | 0.00011159 | 0.074317
29 | 3 | Ceiling Insulation | 6.1183 | N/A | 58101.9316 | 0.097914 | 0.0025418 | 0.46471
30 | 3 | Ceiling Insulation | 5.711 | N/A | 59365.9848 | 0.0028437 | 4.9974e-06 | 0.013495
31 | 5 | Ceiling Insulation | 3.3296 | N/A | 36913.7677 | 0.0094737 | 6.1552e-05 | 0.050143
32 | 5 | Ceiling Insulation | 5.2041 | N/A | 57310.0233 | 0.0065126 | 0.00016368 | 0.036605
33 | 5 | Ceiling Insulation | 4.8757 | N/A | 58557.4999 | 0.0016202 | 2.7566e-06 | 0.0091055
34 | 6 | Ceiling Insulation | 2.4405 | N/A | 26524.1786 | 0.003152 | 4.8531e-05 | 0.017136
35 | 6 | Ceiling Insulation | 4.1244 | N/A | 41241.1934 | 0.0028139 | 0.00016759 | 0.016248
36 | 6 | Ceiling Insulation | 3.494 | N/A | 42136.4318 | 0.00017589 | 7.0915e-07 | 0.0010153
37 | 8 | Ceiling Insulation | 6.104 | N/A | 57692.1978 | 0.0031248 | 4.7873e-05 | 0.014064
38 | 9 | Ceiling Insulation | 1.0053 | N/A | -1654.3567 | 8.1938e-06 | 4.9501e-07 | 4.2046e-05
39 | 9 | Ceiling Insulation | 1.5736 | N/A | 12481.1919 | 0.0089051 | 0.0020811 | 0.048567
40 | 9 | Ceiling Insulation | 1.0061 | N/A | 3896.2697 | 6.6237e-05 | 1.0479e-06 | 0.00036081
41 | 10 | Ceiling Insulation | 3.4245 | N/A | 45002.4244 | 0.008776 | 0.00011171 | 0.057851
42 | 11 | Ceiling Insulation | 2.0021 | N/A | 19608.4193 | 0.0038531 | 0.00023046 | 0.02225
43 | 11 | Ceiling Insulation | 5.9238 | N/A | 46566.025 | 0.0060272 | 0.0013945 | 0.036988
44 | 11 | Ceiling Insulation | 2.6009 | N/A | 31216.1503 | 0.00016346 | 2.5602e-06 | 0.0010021
45 | 1 | Centrifugal Chiller, 0.51 kW/ton, 500 tons | 1.4223 | N/A | 24797.8686 | 0.44861 | 0.035439 | 0.94419
46 | 2 | Centrifugal Chiller, 0.51 kW/ton, 500 tons | 2.6576 | N/A | 64871.5893 | 0.029538 | 0.0016398 | 0.070654
47 | 3 | Centrifugal Chiller, 0.51 kW/ton, 500 tons | 1.6647 | N/A | 26187.7719 | 0.22216 | 0.013101 | 0.43951
48 | 4 | Centrifugal Chiller, 0.51 kW/ton, 500 tons | 2.0009 | N/A | 52644.9023 | 0.0041195 | 0.00042687 | 0.011065
49 | 5 | Centrifugal Chiller, 0.51 kW/ton, 500 tons | 1.3561 | N/A | 26443.6778 | 0.12657 | 0.0072263 | 0.29657
50 | 6 | Centrifugal Chiller, 0.51 kW/ton, 500 tons | 1.108 | N/A | 19137.5169 | 0.042111 | 0.0056976 | 0.10135
51 | 7 | Centrifugal Chiller, 0.51 kW/ton, 500 tons | 2.6602 | N/A | 81837.7797 | 0.37643 | 0.050679 | 1.0798
52 | 8 | Centrifugal Chiller, 0.51 kW/ton, 500 tons | 2.0394 | N/A | 40067.9902 | 0.041747 | 0.0056203 | 0.083171
53 | 10 | Centrifugal Chiller, 0.51 kW/ton, 500 tons | 1.4582 | N/A | 33577.5371 | 0.11725 | 0.013115 | 0.34217
54 | 11 | Centrifugal Chiller, 0.51 kW/ton, 500 tons | 1.0082 | N/A | 12940.5088 | 0.051476 | 0.027056 | 0.13156
55 | 1 | CFL Hardwired, Modular 18W | 8.1331 | N/A | 340816.3602 | 0.2537 | 0.1645 | 1.2822
56 | 2 | CFL Hardwired, Modular 18W | 8.7137 | N/A | 382769.9363 | 0.38155 | 0.17031 | 1.9215
57 | 3 | CFL Hardwired, Modular 18W | 10.6659 | N/A | 416043.6277 | 0.45427 | 0.1651 | 2.0288
58 | 5 | CFL Hardwired, Modular 18W | 5.333 | N/A | 259520.3662 | 0.013647 | 0.020853 | 0.10429
59 | 6 | CFL Hardwired, Modular 18W | 6.7611 | N/A | 270558.1341 | 0.0096312 | 0.0045241 | 0.043376
60 | 8 | CFL Hardwired, Modular 18W | 23.3033 | N/A | 910281.7011 | 0.2392 | 0.14317 | 1.1013
61 | 9 | CFL Hardwired, Modular 18W | 2.5034 | N/A | 97092.3512 | 0.30218 | 0.14721 | 1.6295
62 | 10 | CFL Hardwired, Modular 18W | 2.6985 | N/A | 123121.2257 | 0.13 | 0.095553 | 0.81264
63 | 11 | CFL Hardwired, Modular 18W | 4.5338 | N/A | 217715.9186 | 0.065788 | 0.028224 | 0.36291
64 | 6 | Chiller Tune Up/Diagnostics | 1.0236 | N/A | 12999.3667 | 0.00077535 | 0.00035175 | 0.0039396
65 | 4 | Compressor VSD retrofit | 1.0078 | N/A | 56406.1056 | 0.003343 | 0.0018721 | 0.016986
66 | 1 | Continuous Dimming | 1.1188 | N/A | 84945.5971 | 0.077255 | 0.050336 | 0.39531
67 | 2 | Continuous Dimming | 1.3056 | N/A | 96498.9377 | 0.023148 | 0.010383 | 0.11803
68 | 3 | Continuous Dimming | 1.4715 | N/A | 104379.3746 | 0.020006 | 0.0073063 | 0.090462
69 | 4 | Continuous Dimming | 2.8702 | N/A | 237074.9767 | 0.0037391 | 0.0020354 | 0.022028
70 | 5 | Continuous Dimming | 1.0061 | N/A | -10233.1029 | 0 | 0 | 0
71 | 6 | Continuous Dimming | 1.0066 | N/A | -2604.1459 | 0 | 0 | 0
72 | 7 | Continuous Dimming | 1.4619 | N/A | 115621.6801 | 0.0039566 | 0.0023798 | 0.023678
73 | 8 | Continuous Dimming | 2.8807 | N/A | 227938.9763 | 0.0052167 | 0.0031377 | 0.024319
74 | 9 | Continuous Dimming | 0.92415 | N/A | -13307.7961 | 0 | 0 | 0
75 | 10 | Continuous Dimming | 0.99283 | N/A | -16658.0299 | 0 | 0 | 0
76 | 11 | Continuous Dimming | 1.0058 | N/A | 6338.1738 | 0.007111 | 0.0030656 | 0.039716
77 | 1 | Cool Roof - Chiller | 2.9161 | N/A | 63290.0414 | 0.22056 | 0 | 1.0609
78 | 2 | Cool Roof - Chiller | 7.9427 | N/A | 164841.6128 | 0.015028 | 0 | 0.082146
79 | 3 | Cool Roof - Chiller | 3.1615 | N/A | 64477.4439 | 0.13595 | 0 | 0.61464
80 | 4 | Cool Roof - Chiller | 5.5164 | N/A | 133852.7427 | 0.0019389 | 0 | 0.011901
81 | 5 | Cool Roof - Chiller | 2.5434 | N/A | 61527.4316 | 0.094221 | 0 | 0.50452
82 | 6 | Cool Roof - Chiller | 1.5751 | N/A | 42358.6496 | 0.035704 | 0 | 0.19637
83 | 7 | Cool Roof - Chiller | 7.923 | N/A | 197543.6196 | 0.23498 | 0 | 1.5403
84 | 8 | Cool Roof - Chiller | 5.3249 | N/A | 99452.1235 | 0.02606 | 0 | 0.11865
85 | 9 | Cool Roof - Chiller | 0.29675 | N/A | -6249.1154 | 0 | 0 | 0
86 | 10 | Cool Roof - Chiller | 2.5007 | N/A | 72898.756 | 0.10412 | 0 | 0.69439
87 | 11 | Cool Roof - Chiller | 1.037 | N/A | 31292.1614 | 0.043021 | 0 | 0.25127
88 | 1 | Cool Roof - DX | 3.8234 | N/A | 93679.2907 | 0.49615 | 0 | 2.5898
89 | 1 | Cool Roof - DX | 3.9228 | N/A | 95751.958 | 0.11026 | 0 | 0.57554
90 | 2 | Cool Roof - DX | 9.7729 | N/A | 244228.0457 | 0.69919 | 0 | 4.1478
91 | 2 | Cool Roof - DX | 10.0055 | N/A | 249572.5103 | 0.049307 | 0 | 0.29251
92 | 3 | Cool Roof - DX | 4.1526 | N/A | 95128.3691 | 0.78317 | 0 | 3.8427
93 | 3 | Cool Roof - DX | 4.261 | N/A | 97232.499 | 0.022745 | 0 | 0.1116
94 | 4 | Cool Roof - DX | 6.8235 | N/A | 199554.8085 | 0.034834 | 0 | 0.23203
95 | 4 | Cool Roof - DX | 6.9863 | N/A | 203928.5329 | 0.0012875 | 0 | 0.0085765
96 | 5 | Cool Roof - DX | 3.3238 | N/A | 91574.5071 | 0.06337 | 0 | 0.36825
97 | 5 | Cool Roof - DX | 3.4091 | N/A | 93601.4802 | 0.015765 | 0 | 0.091614
98 | 6 | Cool Roof - DX | 2.106 | N/A | 63378.7482 | 0.031185 | 0 | 0.18613
99 | 6 | Cool Roof - DX | 2.1611 | N/A | 64792.9787 | 0.0019492 | 0 | 0.011635
100 | 7 | Cool Roof - DX | 9.5797 | N/A | 295006.1729 | 0.024398 | 0 | 0.17356
101 | 7 | Cool Roof - DX | 9.8021 | N/A | 301454.3893 | 0.001802 | 0 | 0.01282
102 | 8 | Cool Roof - DX | 6.8004 | N/A | 146353.8697 | 0.20508 | 0 | 1.0133
103 | 8 | Cool Roof - DX | 6.9714 | N/A | 149571.1864 | 0.0078533 | 0 | 0.038805
104 | 9 | Cool Roof - DX | 0.4762 | N/A | -8258.9462 | 0 | 0 | 0
105 | 9 | Cool Roof - DX | 0.49248 | N/A | -8401.5404 | 0 | 0 | 0
106 | 10 | Cool Roof - DX | 3.1966 | N/A | 109475.7159 | 0.26088 | 0 | 1.8882
107 | 10 | Cool Roof - DX | 3.275 | N/A | 111891.8253 | 0.0015803 | 0 | 0.011438
108 | 11 | Cool Roof - DX | 1.4082 | N/A | 47170.0781 | 0.065838 | 0 | 0.41732
109 | 11 | Cool Roof - DX | 1.445 | N/A | 48232.0726 | 0.0017856 | 0 | 0.011319
110 | 1 | dehumidification hybrid desiccant heat pump | 2.1804 | N/A | 36658.247 | 0.021284 | 0.024355 | 2.1205
111 | 1 | Demand Control Ventilation (DCV) | 1.0059 | N/A | 12232.774 | 0.029609 | 0.013708 | 0.15965
112 | 2 | Demand Control Ventilation (DCV) | 1.3127 | N/A | 29510.5581 | 0.022219 | 0.0065179 | 0.12583
113 | 3 | Demand Control Ventilation (DCV) | 0.89232 | N/A | -13248.4635 | 0 | 0 | 0
114 | 4 | Demand Control Ventilation (DCV) | 1.9156 | N/A | 39383.9341 | 0.00091828 | 0.00045588 | 0.0062264
115 | 5 | Demand Control Ventilation (DCV) | 1.0465 | N/A | 24324.6989 | 0.0035187 | 0.0023588 | 0.022894
116 | 6 | Demand Control Ventilation (DCV) | 1.006 | N/A | -906.2699 | 0 | 0 | 0
117 | 7 | Demand Control Ventilation (DCV) | 8.1354 | N/A | 108897.5566 | 0.013045 | 0.0066232 | 0.084434
118 | 8 | Demand Control Ventilation (DCV) | 9.4737 | N/A | 78340.218 | 0.016542 | 0.0083987 | 0.027614
119 | 9 | Demand Control Ventilation (DCV) | 0.57759 | N/A | -12032.5429 | 0 | 0 | 0
120 | 10 | Demand Control Ventilation (DCV) | 1.0054 | N/A | -4828.0021 | 0 | 0 | 0
121 | 11 | Demand Control Ventilation (DCV) | 2.4358 | N/A | 41185.3764 | 0.0071946 | 0.014045 | 0.046131
122 | 2 | Duct/Pipe Insulation | 0.10397 | N/A | -13227.1488 | 0 | 0 | 0
123 | 7 | Duct/Pipe Insulation | 0.12742 | N/A | -14857.4682 | 0 | 0 | 0
124 | 7 | Duct/Pipe Insulation | 0.13184 | N/A | -15045.5431 | 0 | 0 | 0
125 | 1 | DX Coil Cleaning | 1.2185 | N/A | 15997.4522 | 0.0011339 | 0 | 0.036917
126 | 5 | DX Coil Cleaning | 1.1771 | N/A | 17065.8502 | 9.5647e-05 | 0 | 0.0034669
127 | 6 | DX Coil Cleaning | 1.0077 | N/A | 11990.2757 | 4.1326e-05 | 0 | 0.0015386
128 | 8 | DX Coil Cleaning | 1.675 | N/A | 25845.5519 | 0.00036914 | 0 | 0.011377
129 | 2 | DX Packaged System, EER=10.9, 10 tons | 1.0354 | N/A | 42238.9561 | 0.42689 | 0 | 0.7683
130 | 4 | DX Packaged System, EER=10.9, 10 tons | 1.0073 | N/A | 28421.4963 | 0.013476 | 0 | 0.027235
131 | 7 | DX Packaged System, EER=10.9, 10 tons | 1.0447 | N/A | 54555.8852 | 0.012141 | 0 | 0.026203
132 | 8 | DX Packaged System, EER=10.9, 10 tons | 1.0058 | N/A | 18575.3009 | 0.03519 | 0 | 0.052749
133 | 1 | DX Tune Up/ Advanced Diagnostics | 1.1538 | N/A | 16603.7783 | 0.00078914 | 0 | 0.025379
134 | 3 | DX Tune Up/ Advanced Diagnostics | 1.2453 | N/A | 17475.5597 | 0.0010008 | 0 | 0.030254
135 | 5 | DX Tune Up/ Advanced Diagnostics | 1.1284 | N/A | 17723.9068 | 6.6568e-05 | 0 | 0.0023833
136 | 6 | DX Tune Up/ Advanced Diagnostics | 1.0057 | N/A | 10651.0903 | 1.686e-05 | 0 | 0.00062002
137 | 8 | DX Tune Up/ Advanced Diagnostics | 1.7036 | N/A | 26909.8943 | 0.00025691 | 0 | 0.0078209
138 | 10 | DX Tune Up/ Advanced Diagnostics | 1.1432 | N/A | 22445.5988 | 0.00022973 | 0 | 0.010244
139 | 2 | Efficient Fryer | 1.008 | N/A | -2795.9587 | 0 | 0 | 0
140 | 7 | Electronically Commutated Motors (ECM) on an Air Handler Unit | 1.0062 | N/A | 43236.9915 | 0 | 0 | 0
141 | 8 | Electronically Commutated Motors (ECM) on an Air Handler Unit | 1.2478 | N/A | 16359.5722 | 0 | 0 | 0
142 | 1 | EMS - Chiller | 1.0051 | N/A | 19201.8293 | 0.0021827 | 0.0010231 | 0.0097607
143 | 2 | EMS - Chiller | 1.5981 | N/A | 52027.6077 | 0.00014372 | 4.7339e-05 | 0.0007304
144 | 3 | EMS - Chiller | 1.122 | N/A | 20670.1736 | 0.0010809 | 0 | 0.0045434
145 | 4 | EMS - Chiller | 1.2926 | N/A | 42612.1055 | 2.0044e-05 | 1.2323e-05 | 0.00011438
146 | 5 | EMS - Chiller | 1.006 | N/A | 19529.5368 | 0.00061583 | 0.00020861 | 0.0030658
147 | 6 | EMS - Chiller | 1.0084 | N/A | 11476.4386 | 0.00020489 | 0.00016448 | 0.0010477
148 | 7 | EMS - Chiller | 1.6248 | N/A | 66563.1395 | 0.0018316 | 0.001463 | 0.011162
149 | 8 | EMS - Chiller | 1.3126 | N/A | 31651.4697 | 0.00020312 | 0.00016225 | 0.00085979
150 | 10 | EMS - Chiller | 1.0364 | N/A | 27345.247 | 0.00057048 | 0.00037861 | 0.0035373
151 | 1 | Energy Recovery Ventilation (ERV) | 1.1579 | N/A | 8702.9472 | 0.0012962 | 0.00047039 | 0.0066341
152 | 2 | Energy Recovery Ventilation (ERV) | 1.4903 | N/A | 14327.1845 | 0.00097271 | 0.00022366 | 0.0052292
153 | 3 | Energy Recovery Ventilation (ERV) | 1.104 | N/A | 7101.9743 | 0.00093397 | 0.00029681 | 0.0047929
154 | 4 | Energy Recovery Ventilation (ERV) | 1.6232 | N/A | 15503.0404 | 4.02e-05 | 0 | 0.00025873
155 | 5 | Energy Recovery Ventilation (ERV) | 1.1281 | N/A | 9664.6105 | 0.00015404 | 8.0939e-05 | 0.00095121
156 | 6 | Energy Recovery Ventilation (ERV) | 1.1492 | N/A | 8732.4082 | 0.00010339 | 3.5466e-05 | 0.00062151
157 | 7 | Energy Recovery Ventilation (ERV) | 4.7223 | N/A | 41369.4096 | 0.00057108 | 0.00022727 | 0.0035085
158 | 8 | Energy Recovery Ventilation (ERV) | 6.0654 | N/A | 27427.3279 | 0.0007241 | 0.00028817 | 0.0011469
159 | 9 | Energy Recovery Ventilation (ERV) | 1.0064 | N/A | 4020.7928 | 0.0003245 | 0.0009112 | 0.00214
160 | 10 | Energy Recovery Ventilation (ERV) | 1.0529 | N/A | 8296.3057 | 0.0002032 | 0.00012606 | 0.0014507
161 | 11 | Energy Recovery Ventilation (ERV) | 2.1473 | N/A | 14976.2856 | 0.00031494 | 0.0004819 | 0.0019151
162 | 1 | Geothermal Heat Pump, EER=13, 10 tons | 0.64835 | N/A | -19539.0775 | 0 | 0 | 0
163 | 1 | Geothermal Heat Pump, EER=13, 10 tons | 2.0781 | N/A | 70533.8337 | 0.31734 | 0 | 0.41987
164 | 2 | Geothermal Heat Pump, EER=13, 10 tons | 1.0071 | N/A | 44647.23 | 0.10895 | 0 | 0.40106
165 | 2 | Geothermal Heat Pump, EER=13, 10 tons | 5.3323 | N/A | 186219.9402 | 0.13715 | 0 | 0.20622
166 | 3 | Geothermal Heat Pump, EER=13, 10 tons | 1.0068 | N/A | -9258.702 | 0 | 0 | 0
167 | 3 | Geothermal Heat Pump, EER=13, 10 tons | 2.9198 | N/A | 75691.7246 | 0.052598 | 0 | 0.065415
168 | 4 | Geothermal Heat Pump, EER=13, 10 tons | 1.0061 | N/A | -11697.2778 | 0 | 0 | 0
169 | 4 | Geothermal Heat Pump, EER=13, 10 tons | 3.5893 | N/A | 149896.5758 | 0.003871 | 0 | 0.0065359
170 | 5 | Geothermal Heat Pump, EER=13, 10 tons | 0.61337 | N/A | -21040.6669 | 0 | 0 | 0
171 | 5 | Geothermal Heat Pump, EER=13, 10 tons | 1.9237 | N/A | 74802.1728 | 0.029968 | 0 | 0.044141
172 | 6 | Geothermal Heat Pump, EER=13, 10 tons | 0.52545 | N/A | -15324.2747 | 0 | 0 | 0
173 | 6 | Geothermal Heat Pump, EER=13, 10 tons | 1.4306 | N/A | 54016.7327 | 0.0032532 | 0 | 0.0049218
174 | 7 | Geothermal Heat Pump, EER=13, 10 tons | 1.0062 | N/A | 77886.2988 | 0.0046476 | 0 | 0.020517
175 | 7 | Geothermal Heat Pump, EER=13, 10 tons | 5.4991 | N/A | 233780.4108 | 0.0040851 | 0 | 0.007366
176 | 8 | Geothermal Heat Pump, EER=13, 10 tons | 0.84382 | N/A | -31512.0828 | 0 | 0 | 0
177 | 8 | Geothermal Heat Pump, EER=13, 10 tons | 3.3162 | N/A | 114218.2116 | 0.017803 | 0 | 0.022296
178 | 9 | Geothermal Heat Pump, EER=13, 10 tons | 1.0072 | N/A | -1219.0968 | 0.00035004 | 0 | 0.0004997
179 | 10 | Geothermal Heat Pump, EER=13, 10 tons | 1.0062 | N/A | -5221.9413 | 0.0077628 | 0 | 0.034866
180 | 10 | Geothermal Heat Pump, EER=13, 10 tons | 2.4936 | N/A | 95846.9698 | 0.0025181 | 0 | 0.0046196
181 | 11 | Geothermal Heat Pump, EER=13, 10 tons | 1.128 | N/A | 40481.151 | 0.0030234 | 0 | 0.0048574
182 | 1 | Griddle | 1.0059 | N/A | 8795.978 | 0.03286 | 0.018402 | 0.16696
183 | 1 | HE PTAC, EER=9.6, 1 ton | 1.0532 | N/A | 44745.3852 | 0.3022 | 0 | 0.51699
184 | 2 | HE PTAC, EER=9.6, 1 ton | 1.8314 | N/A | 119324.6584 | 0.43139 | 0 | 0.83875
185 | 3 | HE PTAC, EER=9.6, 1 ton | 1.2514 | N/A | 46897.6381 | 0.38648 | 0 | 0.62147
186 | 4 | HE PTAC, EER=9.6, 1 ton | 1.4142 | N/A | 98276.3495 | 1.6414e-11 | 0 | 3.5836e-11
187 | 5 | HE PTAC, EER=9.6, 1 ton | 1.0067 | N/A | 48431.6963 | 0.073436 | 0 | 0.13986
188 | 6 | HE PTAC, EER=9.6, 1 ton | 1.0075 | N/A | 27505.0258 | 0.011204 | 0 | 0.021918
189 | 7 | HE PTAC, EER=9.6, 1 ton | 1.8194 | N/A | 154105.0314 | 0.023873 | 0 | 0.055661
190 | 8 | HE PTAC, EER=9.6, 1 ton | 1.4183 | N/A | 71724.0796 | 0.19415 | 0 | 0.31439
191 | 10 | HE PTAC, EER=9.6, 1 ton | 1.1146 | N/A | 63360.2573 | 0.072686 | 0 | 0.17242
192 | 11 | HE PTAC, EER=9.6, 1 ton | 1.0088 | N/A | 17077.6738 | 3.0168e-11 | 0 | 6.2672e-11
193 | 2 | Heat Pump Water Heater (air source) | 1.7164 | N/A | 70835.2919 | 0 | 0 | 0
194 | 10 | Heat Pump Water Heater (air source) | 1.2768 | N/A | 42473.2539 | 0 | 0 | 0
195 | 1 | High Bay T5 | 3.001 | N/A | 98460.2765 | 0.27172 | 0.17786 | 1.2821
196 | 5 | High Bay T5 | 2.1318 | N/A | 75016.5209 | 0.018835 | 0.029057 | 0.13439
197 | 6 | High Bay T5 | 2.5902 | N/A | 78240.9234 | 0.062309 | 0.029549 | 0.262
198 | 9 | High Bay T5 | 1.2038 | N/A | 28005.197 | 0.67695 | 0.33293 | 3.4083
199 | 10 | High Bay T5 | 1.3289 | N/A | 35570.7392 | 0.001312 | 0.00097353 | 0.007657
200 | 11 | High Bay T5 | 1.8893 | N/A | 62896.5152 | 0.62586 | 0.27107 | 3.2234
201 | 2 | High Efficiency Chiller Motors | 1.0083 | N/A | 12552.3953 | 0.0080291 | 0.0044964 | 0.040796
202 | 7 | High Efficiency Chiller Motors | 1.0064 | N/A | 16707.3037 | 0 | 0 | 0
203 | 4 | High R-Value Glass Doors | 1.0077 | N/A | 14612.3447 | 0.0020632 | 0.0011554 | 0.010483
204 | 4 | High-efficiency fan motors | 2.0721 | N/A | 141787.0305 | 0.015238 | 0.0085335 | 0.077426
205 | 1 | Holding Cabinet | 1.2084 | N/A | 27737.5118 | 0.020727 | 0.011607 | 0.10531
206 | 1 | Hybrid Dessicant-DX System (Trane CDQ) | 1.6972 | N/A | 105318.0335 | 0.11955 | 0 | 0.57339
207 | 2 | Hybrid Dessicant-DX System (Trane CDQ) | 3.4026 | N/A | 280931.2583 | 0.16281 | 0 | 0.88748
208 | 3 | Hybrid Dessicant-DX System (Trane CDQ) | 2.0844 | N/A | 110409.7897 | 0.15162 | 0 | 0.68353
209 | 4 | Hybrid Dessicant-DX System (Trane CDQ) | 2.4557 | N/A | 231363.7347 | 0.008768 | 0 | 0.053667
210 | 5 | Hybrid Dessicant-DX System (Trane CDQ) | 1.5912 | N/A | 113993.8023 | 0.010085 | 0 | 0.053848
211 | 6 | Hybrid Dessicant-DX System (Trane CDQ) | 1.2686 | N/A | 82787.9407 | 0.0043573 | 0 | 0.023897
212 | 7 | Hybrid Dessicant-DX System (Trane CDQ) | 3.3587 | N/A | 362833.5467 | 0.0046304 | 0 | 0.030268
213 | 8 | Hybrid Dessicant-DX System (Trane CDQ) | 2.5307 | N/A | 168816.8293 | 0.038922 | 0 | 0.1767
214 | 10 | Hybrid Dessicant-DX System (Trane CDQ) | 1.7364 | N/A | 149178.8168 | 0.034803 | 0 | 0.23146
215 | 11 | Hybrid Dessicant-DX System (Trane CDQ) | 1.0588 | N/A | 62589.6578 | 0.0093327 | 0 | 0.054356
216 | 4 | Multiplex Compressor System | 2.0729 | N/A | 179140.7785 | 0.01022 | 0.0057231 | 0.051926
217 | 1 | Occupancy Sensor | 1.2521 | N/A | 54271.7206 | 0.58294 | 0.37176 | 2.9374
218 | 1 | Occupancy Sensor | 1.0059 | N/A | 25497.6684 | 0.14755 | 0.0941 | 0.74353
219 | 2 | Occupancy Sensor | 1.0063 | N/A | 31378.1469 | 0.0095544 | 0.0041946 | 0.047976
220 | 2 | Occupancy Sensor | 1.0065 | N/A | 5157.9726 | 0.0014611 | 0.00064147 | 0.0073369
221 | 3 | Occupancy Sensor | 1.0071 | N/A | 41342.6712 | 0.083145 | 0.029722 | 0.37025
222 | 3 | Occupancy Sensor | 1.0073 | N/A | 7031.1207 | 0.0035076 | 0.0012539 | 0.01562
223 | 4 | Occupancy Sensor | 1.6955 | N/A | 97544.6392 | 0.0071723 | 0.0038215 | 0.041611
224 | 4 | Occupancy Sensor | 1.1755 | N/A | 59490 | 0.0014624 | 0.00077922 | 0.0084847
225 | 5 | Occupancy Sensor | 1.0071 | N/A | -8020.2701 | 0 | 0 | 0
226 | 5 | Occupancy Sensor | 0.82336 | N/A | -8849.1696 | 0 | 0 | 0
227 | 6 | Occupancy Sensor | 1.0054 | N/A | -9792.9097 | 0 | 0 | 0
228 | 6 | Occupancy Sensor | 0.77168 | N/A | -9535.4983 | 0 | 0 | 0
229 | 7 | Occupancy Sensor | 1.0063 | N/A | 46997.1407 | 0.098664 | 0.058085 | 0.58146
230 | 7 | Occupancy Sensor | 1.007 | N/A | 13366.6984 | 0.0041623 | 0.0024504 | 0.02453
231 | 8 | Occupancy Sensor | 1.7175 | N/A | 94630.4403 | 0.13009 | 0.076584 | 0.5972
232 | 8 | Occupancy Sensor | 1.1324 | N/A | 57575.5735 | 0.11936 | 0.070271 | 0.54797
233 | 11 | Occupancy Sensor | 1.0072 | N/A | -789.1919 | 0 | 0 | 0
234 | 11 | Occupancy Sensor | 1.0062 | N/A | -6528.1895 | 0 | 0 | 0
235 | 4 | Oversized Air Cooled Condenser | 1.7755 | N/A | 99462.363 | 0.0056071 | 0.00314 | 0.02849
236 | 1 | Packaged HP System, EER=10.9, 10 tons | 1.12 | N/A | 18978.0006 | 0.12507 | 0 | 0.21597
237 | 2 | Packaged HP System, EER=10.9, 10 tons | 2.0206 | N/A | 49768.9379 | 0.054053 | 0 | 0.10607
238 | 3 | Packaged HP System, EER=10.9, 10 tons | 1.3178 | N/A | 20046.4421 | 0.02073 | 0 | 0.033647
239 | 4 | Packaged HP System, EER=10.9, 10 tons | 1.5513 | N/A | 40428.6476 | 0.0015257 | 0 | 0.0033619
240 | 5 | Packaged HP System, EER=10.9, 10 tons | 1.0734 | N/A | 20260.3453 | 0.011811 | 0 | 0.022705
241 | 6 | Packaged HP System, EER=10.9, 10 tons | 1.0078 | N/A | 12135.141 | 0.00075162 | 0 | 0.0014841
242 | 7 | Packaged HP System, EER=10.9, 10 tons | 2.0293 | N/A | 62915.5472 | 0.00161 | 0 | 0.0037889
243 | 8 | Packaged HP System, EER=10.9, 10 tons | 1.5455 | N/A | 30643.9894 | 0.0070166 | 0 | 0.011468
244 | 10 | Packaged HP System, EER=10.9, 10 tons | 1.1854 | N/A | 25818.1986 | 0.00099246 | 0 | 0.0023762
245 | 1 | Premium T8, EB, Reflector | 1.8098 | N/A | 83049.762 | 0.72774 | 0.42273 | 3.6611
246 | 2 | Premium T8, EB, Reflector | 2.008 | N/A | 93578.6639 | 0.1163 | 0.046506 | 0.58301
247 | 3 | Premium T8, EB, Reflector | 2.31 | N/A | 101571.481 | 0.41878 | 0.13636 | 1.8618
248 | 4 | Premium T8, EB, Reflector | 3.9574 | N/A | 227029.6938 | 0.036125 | 0.017532 | 0.20924
249 | 5 | Premium T8, EB, Reflector | 1.2036 | N/A | 62905.9996 | 0.05488 | 0.075129 | 0.41749
250 | 6 | Premium T8, EB, Reflector | 1.3699 | N/A | 65302.5175 | 0.050635 | 0.021309 | 0.227
251 | 7 | Premium T8, EB, Reflector | 2.1302 | N/A | 111317.3901 | 0.099389 | 0.053297 | 0.58477
252 | 8 | Premium T8, EB, Reflector | 4.5421 | N/A | 222111.6447 | 0.13104 | 0.07027 | 0.6006
253 | 9 | Premium T8, EB, Reflector | 1.0073 | N/A | 14319.0128 | 0.085302 | 0.037229 | 0.45789
254 | 10 | Premium T8, EB, Reflector | 1.0067 | N/A | 21009.9222 | 0.0035181 | 0.0023167 | 0.021891
255 | 11 | Premium T8, EB, Reflector | 1.1685 | N/A | 53056.3499 | 0.059542 | 0.022885 | 0.32696
256 | 1 | Premium T8, Elecctronic Ballast | 1.0053 | N/A | 20463.8146 | 0.18164 | 0.12395 | 0.9511
257 | 2 | Premium T8, Elecctronic Ballast | 1.0064 | N/A | 36539.4309 | 0.10574 | 0.049675 | 0.55175
258 | 3 | Premium T8, Elecctronic Ballast | 1.0124 | N/A | 48294.1451 | 0.64956 | 0.24846 | 3.0057
259 | 4 | Premium T8, Elecctronic Ballast | 1.7764 | N/A | 108947.0303 | 0.056032 | 0.031946 | 0.3378
260 | 5 | Premium T8, Elecctronic Ballast | 1.0068 | N/A | -10950.7093 | 0 | 0 | 0
261 | 6 | Premium T8, Elecctronic Ballast | 1.0053 | N/A | -13056.8489 | 0 | 0 | 0
262 | 7 | Premium T8, Elecctronic Ballast | 1.024 | N/A | 53253.9821 | 0.17618 | 0.11099 | 1.0789
263 | 8 | Premium T8, Elecctronic Ballast | 1.7911 | N/A | 105524.1782 | 0.23229 | 0.14633 | 1.1081
264 | 10 | Premium T8, Elecctronic Ballast | 1.0057 | N/A | -6394.6321 | 0.0012473 | 0.00096485 | 0.008078
265 | 11 | Premium T8, Elecctronic Ballast | 1.0064 | N/A | -1996.5144 | 0 | 0 | 0
266 | 1 | ROB Premium T8, 1EB | 1.0052 | N/A | 14714.2544 | 0.26623 | 0.1757 | 1.4113
267 | 2 | ROB Premium T8, 1EB | 1.0083 | N/A | 18180.2943 | 0.1633 | 0.074189 | 0.86261
268 | 3 | ROB Premium T8, 1EB | 1.0314 | N/A | 21305.913 | 0.39202 | 0.14502 | 1.8364
269 | 4 | ROB Premium T8, 1EB | 1.4662 | N/A | 47444.5377 | 0.011272 | 0.0062152 | 0.068797
270 | 5 | ROB Premium T8, 1EB | 1.0024 | N/A | 6401.9994 | 0 | 0 | 0
271 | 6 | ROB Premium T8, 1EB | 1.0053 | N/A | 7391.9093 | 0 | 0 | 0
272 | 7 | ROB Premium T8, 1EB | 1.007 | N/A | 23292.3493 | 0.031013 | 0.018894 | 0.19227
273 | 8 | ROB Premium T8, 1EB | 1.623 | N/A | 46605.5046 | 0.184 | 0.1121 | 0.88863
274 | 5 | ROB Premium T8, EB, Reflector | 1.7574 | N/A | 54202.9817 | 0.018687 | 0.014214 | 0.11684
275 | 6 | ROB Premium T8, EB, Reflector | 2.1012 | N/A | 56539.5657 | 0.017242 | 0.0040315 | 0.063527
276 | 1 | Roof Insulation | 1.0072 | N/A | 910.7195 | 0 | 0 | 0
277 | 1 | Roof Insulation | 1.3785 | N/A | 18719.7068 | 0 | 0 | 0
278 | 1 | Roof Insulation | 1.2593 | N/A | 19138.9022 | 0 | 0 | 0
279 | 2 | Roof Insulation | 1.833 | N/A | 30034.8953 | 0 | 0 | 0
280 | 2 | Roof Insulation | 3.4795 | N/A | 48938.8307 | 0 | 0 | 0
281 | 2 | Roof Insulation | 3.2581 | N/A | 50013.5546 | 0 | 0 | 0
282 | 3 | Roof Insulation | 1.0066 | N/A | 3972.4679 | 0 | 0 | 0
283 | 3 | Roof Insulation | 1.4976 | N/A | 19911.8283 | 0 | 0 | 0
284 | 3 | Roof Insulation | 1.4045 | N/A | 20357.3105 | 0 | 0 | 0
285 | 4 | Roof Insulation | 1.3193 | N/A | 23903.3518 | 0 | 0 | 0
286 | 4 | Roof Insulation | 2.6451 | N/A | 39000.07 | 0 | 0 | 0
287 | 4 | Roof Insulation | 2.3217 | N/A | 39857.3569 | 0 | 0 | 0
288 | 5 | Roof Insulation | 1.0066 | N/A | 1159.4146 | 0 | 0 | 0
289 | 5 | Roof Insulation | 1.3083 | N/A | 19701.5787 | 0 | 0 | 0
290 | 5 | Roof Insulation | 1.2332 | N/A | 20142.7042 | 0 | 0 | 0
291 | 6 | Roof Insulation | 0.8549 | N/A | -5166.3181 | 0 | 0 | 0
292 | 6 | Roof Insulation | 1.0062 | N/A | 13296.8003 | 0 | 0 | 0
293 | 6 | Roof Insulation | 1.0063 | N/A | 8521.97 | 0 | 0 | 0
294 | 7 | Roof Insulation | 1.9935 | N/A | 37149.8111 | 0 | 0 | 0
295 | 7 | Roof Insulation | 4.1524 | N/A | 60361.891 | 0 | 0 | 0
296 | 7 | Roof Insulation | 3.4744 | N/A | 61679.0791 | 0 | 0 | 0
297 | 8 | Roof Insulation | 1.2682 | N/A | 18844.8123 | 0 | 0 | 0
298 | 8 | Roof Insulation | 2.7501 | N/A | 30902.1219 | 0 | 0 | 0
299 | 8 | Roof Insulation | 2.3092 | N/A | 31582.302 | 0 | 0 | 0
300 | 9 | Roof Insulation | 0.40372 | N/A | -3229.658 | 0 | 0 | 0
301 | 10 | Roof Insulation | 1.0074 | N/A | 5652.2218 | 0 | 0 | 0
302 | 10 | Roof Insulation | 1.5027 | N/A | 24321.0501 | 0 | 0 | 0
303 | 10 | Roof Insulation | 1.32 | N/A | 24860.9366 | 0 | 0 | 0
304 | 11 | Roof Insulation | 0.5387 | N/A | -3989.0078 | 0 | 0 | 0
305 | 11 | Roof Insulation | 1.4171 | N/A | 16645.4854 | 0 | 0 | 0
306 | 11 | Roof Insulation | 1.0053 | N/A | -2406.641 | 0 | 0 | 0
307 | 1 | Run Time Optimizer | 1.1135 | N/A | 44836.6633 | 0.18964 | 0.1062 | 0.96358
308 | 1 | Server Virtualization | 1.0081 | N/A | 47036.6441 | 0.041911 | 0.023471 | 0.21295
309 | 8 | Variable Speed Drive Control | 1.0051 | N/A | 17794.6462 | 0.065242 | 0.0071906 | 0.065242
310 | 1 | VSD for Chiller Pumps and Towers | 1.0075 | N/A | 17686.3796 | 0.064224 | 0.0060047 | 0.056534
311 | 2 | VSD for Chiller Pumps and Towers | 1.5518 | N/A | 49126.3074 | 0.0042287 | 0.00027785 | 0.0042305
312 | 3 | VSD for Chiller Pumps and Towers | 1.097 | N/A | 19518.3542 | 0.031805 | 0.0022198 | 0.026316
313 | 4 | VSD for Chiller Pumps and Towers | 1.2544 | N/A | 40239.5753 | 0.00058976 | 7.2329e-05 | 0.00066251
314 | 5 | VSD for Chiller Pumps and Towers | 1.0081 | N/A | 18158.9592 | 0.01812 | 0.0012244 | 0.017757
315 | 7 | VSD for Chiller Pumps and Towers | 1.5535 | N/A | 62846.0767 | 0.053891 | 0.0085869 | 0.064653
316 | 8 | VSD for Chiller Pumps and Towers | 1.2694 | N/A | 29899.6911 | 0.0059766 | 0.0009523 | 0.0049799
317 | 10 | VSD for Chiller Pumps and Towers | 1.0099 | N/A | 25818.3225 | 0.016786 | 0.0022222 | 0.020488
318 | 1 | Window Film (Standard) | 1.0066 | N/A | 10125.5348 | 0.0037558 | 0 | 0.0025886
319 | 2 | Window Film (Standard) | 1.0224 | N/A | 26024.1338 | 0.010805 | 0 | 0.0082146
320 | 2 | Window Film (Standard) | 1.2408 | N/A | 39607.6886 | 0.50745 | 0 | 0.39748
321 | 2 | Window Film (Standard) | 1.3673 | N/A | 40476.149 | 0.035787 | 0 | 0.028033
322 | 3 | Window Film (Standard) | 1.0056 | N/A | 8846.2946 | 0.084455 | 0 | 0.054712
323 | 3 | Window Film (Standard) | 1.0073 | N/A | 10935.2521 | 0.0030661 | 0 | 0.0019864
324 | 4 | Window Film (Standard) | 1.005 | N/A | 16492.7885 | 0.00033766 | 0 | 0.00028826
325 | 4 | Window Film (Standard) | 1.0076 | N/A | 30775.47 | 0.014783 | 0 | 0.013002
326 | 4 | Window Film (Standard) | 1.1111 | N/A | 33917.8465 | 0.00054642 | 0 | 0.00048063
327 | 5 | Window Film (Standard) | 1.0073 | N/A | 9952.0236 | 0.0018615 | 0 | 0.0014284
328 | 7 | Window Film (Standard) | 1.0581 | N/A | 34443.2536 | 0.051174 | 0 | 0.046656
329 | 7 | Window Film (Standard) | 1.1295 | N/A | 52349.1534 | 0.0053558 | 0 | 0.0050304
330 | 7 | Window Film (Standard) | 1.4113 | N/A | 53497.8052 | 0.00039559 | 0 | 0.0003716
331 | 8 | Window Film (Standard) | 1.0058 | N/A | 11138.1691 | 0.001957 | 0 | 0.0012392
332 | 8 | Window Film (Standard) | 1.0081 | N/A | 21024.5829 | 0.02639 | 0 | 0.017215
333 | 8 | Window Film (Standard) | 1.1227 | N/A | 25485.6095 | 0.001724 | 0 | 0.0011248
334 | 10 | Window Film (Standard) | 1.007 | N/A | 14884.5938 | 0.0001584 | 0 | 0.00015139
Industrial
335 | 1 | Optimization Refrigeration | 1.0088 | N/A | 10133.8814 | 0.038108 | 0.020514 | 0.2242
336 | 1 | CFL Screw-in 18W | 1.0496 | N/A | 26229.7766 | 0.015121 | 0.013567 | 0.1112
337 | 1 | High Bay T5 | 1.0062 | N/A | 4837.3861 | 0.0015499 | 0.0013905 | 0.011398
338 | 1 | CFL Hardwired, Modular 18W | 0.48602 | N/A | -10860.8585 | 0 | 0 | 0
339 | 2 | Fans - System Optimization | 1.0068 | N/A | 10155.2055 | 0.00066092 | 0.0016972 | 0.0055255
340 | 2 | Fans - Controls | 1.3792 | N/A | 17456.5717 | 0.0057345 | 0.006954 | 0.02264
341 | 2 | Pumps - System Optimization | 1.3917 | N/A | 16596.2118 | 0.0087392 | 0.010598 | 0.034502
342 | 2 | O&M/drives spinning machines | 1.0333 | N/A | 9147.5643 | 0.013178 | 0.01598 | 0.052027
343 | 2 | Drying (UV/IR) | 1.1297 | N/A | 17089.7372 | 0.0031002 | 0.0065606 | 0.021359
344 | 2 | Cool Roof - Chiller | 0.26687 | N/A | -6221.9309 | 0 | 0 | 0
345 | 2 | Hybrid Dessicant-DX System (Trane CDQ) | 0.38931 | N/A | -9602.2922 | 0 | 0 | 0
346 | 2 | CFL Screw-in 18W | 2.0852 | N/A | 33089.5359 | 0.001253 | 0.0015195 | 0.0049471
347 | 2 | Premium T8, Elecctronic Ballast | 0.37005 | N/A | -7717.9149 | 0 | 0 | 0
348 | 2 | High Bay T5 | 1.1785 | N/A | 20288.2295 | 0.0019303 | 0.0023409 | 0.007621
349 | 2 | CFL Hardwired, Modular 18W | 1.0058 | N/A | -6751.2117 | 0 | 0 | 0
350 | 3 | Fans - Controls | 1.0065 | N/A | 10518.286 | 0.0024489 | 0.0025559 | 0.014875
351 | 3 | Pumps - System Optimization | 1.0063 | N/A | 13010.1335 | 0.0070186 | 0.0073252 | 0.042634
352 | 3 | Heat Pumps - Drying | 1.0079 | N/A | 4821.705 | 0.00058397 | 0.00060948 | 0.0035473
353 | 3 | CFL Screw-in 18W | 1.2582 | N/A | 27666.0324 | 0.00086136 | 0.00089898 | 0.0052322
354 | 3 | High Bay T5 | 1.0075 | N/A | 8866.2868 | 0.00028492 | 0.00029736 | 0.0017307
355 | 3 | CFL Hardwired, Modular 18W | 0.60781 | N/A | -11615.5931 | 0 | 0 | 0
356 | 4 | CFL Screw-in 18W | 1.0082 | N/A | 23537.9419 | 0.001088 | 0.0017619 | 0.012771
357 | 4 | CFL Hardwired, Modular 18W | 0.43826 | N/A | -10947.2984 | 0 | 0 | 0
358 | 5 | CFL Hardwired, Modular 18W | 1.0085 | N/A | 18204.623 | 0.00052723 | 0.00041576 | 0.0039588
359 | 6 | CFL Screw-in 18W | 1.007 | N/A | 18961.5402 | 0.0012429 | 0.00098971 | 0.013195
360 | 7 | CFL Screw-in 18W | 1.0054 | N/A | 18621.1198 | 0.00022945 | 0.00019889 | 0.0025345
361 | 8 | Fans - Controls | 1.0082 | N/A | 10378.2229 | 0.0042908 | 0.0038211 | 0.030703
362 | 8 | Extruders/injection Moulding-multipump | 1.006 | N/A | 12278.1136 | 0.017885 | 0.015927 | 0.12797
363 | 8 | Direct drive Extruders | 1.0294 | N/A | 31453.3024 | 0.022206 | 0.019775 | 0.1589
364 | 8 | CFL Screw-in 18W | 1.0687 | N/A | 26381.2413 | 0.0044785 | 0.0039882 | 0.032045
365 | 8 | High Bay T5 | 1.0052 | N/A | 4957.6393 | 0.00014299 | 0.00012733 | 0.0010231
366 | 8 | CFL Hardwired, Modular 18W | 0.50344 | N/A | -11019.0606 | 0 | 0 | 0
367 | 9 | CFL Screw-in 18W | 1.0082 | N/A | 23917.2755 | 0.0043659 | 0.0040817 | 0.037088
368 | 9 | CFL Hardwired, Modular 18W | 0.41952 | N/A | -10247.4871 | 0 | 0 | 0
369 | 10 | Fans - Controls | 1.0063 | N/A | 13573.7777 | 0.0054183 | 0.008602 | 0.041325
370 | 10 | Pumps - System Optimization | 1.0071 | N/A | 13335.4523 | 0.0078338 | 0.012437 | 0.059747
371 | 10 | CFL Screw-in 18W | 1.2586 | N/A | 29122.2516 | 0.0011669 | 0.0018526 | 0.0089
372 | 10 | High Bay T5 | 1.0072 | N/A | 9228.9365 | 0.00015565 | 0.00024711 | 0.0011871
373 | 10 | CFL Hardwired, Modular 18W | 0.61991 | N/A | -12153.0448 | 0 | 0 | 0
374 | 11 | Fans - Controls | 1.0073 | N/A | 11909.6987 | 0.0065313 | 0.0088032 | 0.050169
375 | 11 | Pumps - System Optimization | 1.0051 | N/A | 11869.3412 | 0.009754 | 0.013147 | 0.074923
376 | 11 | CFL Screw-in 18W | 1.16 | N/A | 27812.5012 | 0.0041793 | 0.0056331 | 0.032102
377 | 11 | High Bay T5 | 1.0084 | N/A | 7129.778 | 0.0005738 | 0.0007734 | 0.0044075
378 | 11 | CFL Hardwired, Modular 18W | 0.56671 | N/A | -11695.8823 | 0 | 0 | 0
379 | 12 | Fans - Controls | 1.0639 | N/A | 15763.4679 | 0.003411 | 0.0019381 | 0.015017
380 | 12 | Pumps - System Optimization | 1.0825 | N/A | 14989.3818 | 0.005094 | 0.0028944 | 0.022426
381 | 12 | Efficient Curing ovens | 1.006 | N/A | 8245.3834 | 0.00062743 | 0.00035651 | 0.0027622
382 | 12 | New transformers welding | 1.0468 | N/A | 13340.382 | 0.00074552 | 0.0004236 | 0.0032821
383 | 12 | Hybrid Dessicant-DX System (Trane CDQ) | 0.34865 | N/A | -9264.8269 | 0 | 0 | 0
384 | 12 | CFL Screw-in 18W | 1.5009 | N/A | 29883.2317 | 0.0015742 | 0.00089447 | 0.0069304
385 | 12 | Premium T8, Elecctronic Ballast | 0.27058 | N/A | -6970.0463 | 0 | 0 | 0
386 | 12 | High Bay T5 | 1.0058 | N/A | 13905.6475 | 0.00067688 | 0.0003846 | 0.0029799
387 | 12 | CFL Hardwired, Modular 18W | 0.97029 | N/A | -12325.8886 | 0 | 0 | 0
388 | 13 | CFL Screw-in 18W | 1.0221 | N/A | 25971.8158 | 0.0040068 | 0.003752 | 0.030932
389 | 13 | High Bay T5 | 1.007 | N/A | 4160.0163 | 0.00028892 | 0.00027055 | 0.0022304
390 | 13 | CFL Hardwired, Modular 18W | 0.48057 | N/A | -10868.427 | 0 | 0 | 0
391 | 14 | Fans - Controls | 1.0068 | N/A | 12022.7141 | 0.002306 | 0.0021813 | 0.014635
392 | 14 | Pumps - System Optimization | 1.0059 | N/A | 11961.1455 | 0.0058748 | 0.005557 | 0.037284
393 | 14 | New transformers welding | 1.0079 | N/A | 10299.6394 | 0.0013867 | 0.0013117 | 0.0088005
394 | 14 | CFL Screw-in 18W | 1.1808 | N/A | 27095.1388 | 0.0014485 | 0.0013701 | 0.0091927
395 | 14 | High Bay T5 | 1.0086 | N/A | 7207.4618 | 0.00024132 | 0.00022827 | 0.0015315
396 | 14 | CFL Hardwired, Modular 18W | 0.56662 | N/A | -11382.7269 | 0 | 0 | 0
397 | 15 | CFL Screw-in 18W | 1.0145 | N/A | 25929.4706 | 0.00082509 | 0.00076213 | 0.0064219
398 | 15 | High Bay T5 | 1.0068 | N/A | 4091.3779 | 0.00010247 | 9.4647e-05 | 0.00079752
399 | 15 | CFL Hardwired, Modular 18W | 0.47568 | N/A | -10835.9608 | 0 | 0 | 0
400 | 16 | CFL Screw-in 18W | 1.0064 | N/A | 24323.9554 | 0.00063341 | 0.00060766 | 0.0053308
401 | 16 | CFL Hardwired, Modular 18W | 0.45432 | N/A | -10694.4928 | 0 | 0 | 0
402 | 1 | Run Time Optimizer | 1.1444 | N/A | 43275.8657 | 0.0019342 | 0.0018857 | 0.004465
403 | 1 | Dehumidification Hybrid Desiccant Heat Pump | 2.1886 | N/A | 36520.6403 | 0.0021163 | 0.002007 | 0.0082314

## TRC Achievable
TRC Economic Potential
|  |  | Test Results |  |  | Savings
# | Building Segment | Measure Name | RIM | TRC | PT | Summer (WM) | Winter (MW) | Annual Energy (GWH)
Residential
1 | 1 | 14 SEER Split-System Heat Pump | N/A | 2.1681 | 3153.2089 | 0.38527 | 1.9318 | 2.1844
2 | 1 | 15 SEER Split-System Heat Pump | N/A | 2.5007 | 4338.7055 | 6.766 | 18.8255 | 25.1747
3 | 1 | 17 SEER Split-System Heat Pump | N/A | 1.5955 | 5758.3056 | 1.885 | 3.4084 | 5.3131
4 | 1 | Proper Refrigerant Charging and Air Flow | N/A | 1.0395 | 1975.1397 | 0.11744 | 0 | 0.25909
5 | 1 | Duct Repair | N/A | 1.0387 | 1507.0005 | 5.4306 | 6.9525 | 10.1828
6 | 1 | Ceiling R-0 to R-19 Insulation | N/A | 1.2395 | 1848.107 | 2.2254 | 6.0091 | 5.3189
7 | 1 | Sealed Attics | N/A | 1.186 | 1550.0374 | 0.12596 | 0.57806 | 0.31189
8 | 1 | Electronically Commutated Motors (ECM) on an Air Handler Unit | N/A | 1.3691 | 2356.3577 | 0.11693 | 0.22302 | 0.31062
9 | 1 | Ceiling R-0 to R-19 Insulation | N/A | 1.7153 | 1671.3766 | 0.62675 | 2.8764 | 1.5519
10 | 1 | Heat Pump Water Heater (EF=2.9) | N/A | 1.0222 | 6219.2193 | 0.56659 | 1.6399 | 6.2603
11 | 1 | Variable-Speed Pool Pump (<1 hp) | N/A | 2.1564 | 9646.3047 | 1.5296 | 0.29741 | 7.1641
12 | 1 | PV-Powered Pool Pumps | N/A | 1.0134 | 12548.3771 | 1.3494 | 0.26238 | 6.3204
13 | 2 | 14 SEER Split-System Heat Pump | N/A | 1.0875 | 1956.7482 | 0.18656 | 0.46912 | 0.59042
14 | 2 | 15 SEER Split-System Heat Pump | N/A | 1.2077 | 2624.715 | 3.2064 | 7.6142 | 11.3329
15 | 2 | Variable-Speed Pool Pump (<1 hp) | N/A | 2.1564 | 9646.3047 | 0.0066391 | 0.0012909 | 0.031096
16 | 2 | PV-Powered Pool Pumps | N/A | 1.0134 | 12548.3771 | 0.0058572 | 0.0011389 | 0.027434
17 | 3 | 14 SEER Split-System Heat Pump | N/A | 1.5232 | 2139.6077 | 0.072345 | 0.35003 | 0.34412
18 | 3 | 15 SEER Split-System Heat Pump | N/A | 1.7235 | 2904.6841 | 1.257 | 3.375 | 3.9239
19 | 3 | 17 SEER Split-System Heat Pump | N/A | 1.0796 | 3754.8883 | 0.34712 | 0.60565 | 0.82081
20 | 3 | Sealed Attics | N/A | 1.2194 | 1103.4472 | 0.0094509 | 0.041854 | 0.019633
21 | 3 | Electronically Commutated Motors (ECM) on an Air Handler Unit | N/A | 1.0115 | 1623.9166 | 0.010509 | 0.019341 | 0.023421
22 | 3 | Ceiling R-0 to R-19 Insulation | N/A | 1.185 | 934.1042 | 0.0029448 | 0.013041 | 0.0061176
23 | 3 | Variable-Speed Pool Pump (<1 hp) | N/A | 2.1564 | 9646.3047 | 0.0046936 | 0.00091263 | 0.021984
24 | 3 | PV-Powered Pool Pumps | N/A | 1.0134 | 12548.3771 | 0.0041408 | 0.00080514 | 0.019395
Commercial
25 | 1 | Air Handler Optimization | N/A | 1.3008 | 5138.2329 | 0.028131 | 0.025794 | 0.8105
26 | 3 | Air Handler Optimization | N/A | 1.1262 | 4467.8208 | 0.02027 | 0.016275 | 0.58562
27 | 5 | Air Handler Optimization | N/A | 1.2889 | 5142.8798 | 0.003343 | 0.0044383 | 0.11621
28 | 6 | Air Handler Optimization | N/A | 1.4326 | 5730.493 | 0.0022439 | 0.0019448 | 0.075951
29 | 8 | Air Handler Optimization | N/A | 2.242 | 7219.9206 | 0.015714 | 0.015801 | 0.13959
30 | 10 | Air Handler Optimization | N/A | 1.0739 | 4322.742 | 0.0044099 | 0.0069127 | 0.17723
31 | 1 | Ceiling Insulation | N/A | 15.1037 | 30968.8544 | 0.41239 | 0.03409 | 0.59102
32 | 1 | Ceiling Insulation | N/A | 34.6813 | 48041.9395 | 0.94819 | 0.3032 | 1.4431
33 | 1 | Ceiling Insulation | N/A | 32.0607 | 49086.8935 | 0.21071 | 0.0045613 | 0.32064
34 | 3 | Ceiling Insulation | N/A | 17.5309 | 32952.9979 | 0.20422 | 0.012602 | 0.27512
35 | 3 | Ceiling Insulation | N/A | 39.644 | 51061.8506 | 1.2025 | 0.28705 | 1.7203
36 | 3 | Ceiling Insulation | N/A | 37.6859 | 52173.4079 | 0.034925 | 0.00056437 | 0.049956
37 | 5 | Ceiling Insulation | N/A | 14.9212 | 32446.8108 | 0.11635 | 0.0069513 | 0.18563
38 | 5 | Ceiling Insulation | N/A | 33.3321 | 50407.8518 | 0.079984 | 0.018485 | 0.13551
39 | 5 | Ceiling Insulation | N/A | 31.8021 | 51505.758 | 0.019898 | 0.00031131 | 0.033708
40 | 6 | Ceiling Insulation | N/A | 8.5455 | 23308.4914 | 0.038711 | 0.0054807 | 0.063438
41 | 6 | Ceiling Insulation | N/A | 20.1661 | 36270.0899 | 0.034559 | 0.018927 | 0.060149
42 | 6 | Ceiling Insulation | N/A | 17.3789 | 37058.0649 | 0.0021601 | 8.0086e-05 | 0.0037585
43 | 8 | Ceiling Insulation | N/A | 39.3155 | 50688.1914 | 0.038377 | 0.0054064 | 0.052065
44 | 9 | Ceiling Insulation | N/A | 3.4259 | 10910.2522 | 0.10937 | 0.23502 | 0.17979
45 | 9 | Ceiling Insulation | N/A | 1.3758 | 7062.628 | 0.0033701 | 0.00049026 | 0.0055336
46 | 10 | Ceiling Insulation | N/A | 17.9586 | 39606.8345 | 0.10778 | 0.012616 | 0.21416
47 | 11 | Ceiling Insulation | N/A | 5.7045 | 17227.9598 | 0.047321 | 0.026026 | 0.08237
48 | 11 | Ceiling Insulation | N/A | 31.9391 | 40819.1174 | 0.074022 | 0.15749 | 0.13693
49 | 11 | Ceiling Insulation | N/A | 10.258 | 27453.7743 | 0.0020075 | 0.00028913 | 0.0037096
50 | 1 | Centrifugal Chiller, 0.51 kW/ton, 500 tons | N/A | 5.0668 | 21855.4037 | 0.54627 | 0.001351 | 1.6175
51 | 2 | Centrifugal Chiller, 0.51 kW/ton, 500 tons | N/A | 15.3711 | 57236.5019 | 0.035968 | 6.2514e-05 | 0.12104
52 | 3 | Centrifugal Chiller, 0.51 kW/ton, 500 tons | N/A | 7.7098 | 23085.0914 | 0.27052 | 0.00049945 | 0.75293
53 | 4 | Centrifugal Chiller, 0.51 kW/ton, 500 tons | N/A | 10.1218 | 46465.7724 | 0.0050163 | 1.6274e-05 | 0.018955
54 | 5 | Centrifugal Chiller, 0.51 kW/ton, 500 tons | N/A | 4.8197 | 23316.276 | 0.15412 | 0.00027549 | 0.50805
55 | 6 | Centrifugal Chiller, 0.51 kW/ton, 500 tons | N/A | 3.6478 | 16875.5128 | 0.051279 | 0.00021721 | 0.17362
56 | 7 | Centrifugal Chiller, 0.51 kW/ton, 500 tons | N/A | 17.2649 | 72266.4861 | 0.45838 | 0.001932 | 1.8497
57 | 8 | Centrifugal Chiller, 0.51 kW/ton, 500 tons | N/A | 7.8112 | 35304.5092 | 0.050835 | 0.00021426 | 0.14248
58 | 9 | Centrifugal Chiller, 0.51 kW/ton, 500 tons | N/A | 1.1023 | 3286.1073 | 0.0038657 | 6.425e-05 | 0.01235
59 | 10 | Centrifugal Chiller, 0.51 kW/ton, 500 tons | N/A | 7.8859 | 29652.4421 | 0.14277 | 0.00049998 | 0.58618
60 | 11 | Centrifugal Chiller, 0.51 kW/ton, 500 tons | N/A | 2.9644 | 12658.4918 | 0.062683 | 0.0010315 | 0.22538
61 | 1 | CFL Hardwired, Modular 18W | N/A | 50.7771 | 301169.0892 | 0.25444 | 0.16227 | 1.2822
62 | 2 | CFL Hardwired, Modular 18W | N/A | 64.5707 | 338287.843 | 0.38267 | 0.168 | 1.9215
63 | 3 | CFL Hardwired, Modular 18W | N/A | 73.4355 | 367507.4432 | 0.45561 | 0.16287 | 2.0288
64 | 5 | CFL Hardwired, Modular 18W | N/A | 26.8664 | 229280.7969 | 0.013687 | 0.02057 | 0.10429
65 | 6 | CFL Hardwired, Modular 18W | N/A | 30.0042 | 238879.2159 | 0.0096596 | 0.0044628 | 0.043376
66 | 8 | CFL Hardwired, Modular 18W | N/A | 158.5086 | 804160.233 | 0.2399 | 0.14123 | 1.1013
67 | 9 | CFL Hardwired, Modular 18W | N/A | 14.0562 | 85814.4677 | 0.30307 | 0.14521 | 1.6295
68 | 10 | CFL Hardwired, Modular 18W | N/A | 15.6743 | 108875.135 | 0.13038 | 0.094258 | 0.81264
69 | 11 | CFL Hardwired, Modular 18W | N/A | 27.8859 | 192448.8541 | 0.065981 | 0.027842 | 0.36291
70 | 6 | Chiller Tune Up/Diagnostics | N/A | 4.0682 | 11471.602 | 0.0011509 | 4.4789e-05 | 0.0039396
71 | 11 | Chiller Tune Up/Diagnostics | N/A | 2.7915 | 8585.904 | 0.0014069 | 0.00021269 | 0.0051143
72 | 4 | Compressor VSD retrofit | N/A | 4.2342 | 60278.6503 | 0.001053 | 0.00086453 | 0.016986
73 | 1 | Continuous Dimming | N/A | 1.6532 | 74449.4478 | 0.078449 | 0.050029 | 0.39531
74 | 2 | Continuous Dimming | N/A | 2.0785 | 84722.8597 | 0.023506 | 0.01032 | 0.11803
75 | 3 | Continuous Dimming | N/A | 2.264 | 91530.0524 | 0.020315 | 0.0072619 | 0.090462
76 | 4 | Continuous Dimming | N/A | 5.5712 | 208809.219 | 0.0037968 | 0.002023 | 0.022028
77 | 7 | Continuous Dimming | N/A | 2.5583 | 101726.9543 | 0.0040177 | 0.0023653 | 0.023678
78 | 8 | Continuous Dimming | N/A | 4.388 | 199844.5927 | 0.0052973 | 0.0031186 | 0.024319
79 | 11 | Continuous Dimming | N/A | 1.0617 | 47587.8756 | 0.0072208 | 0.0030469 | 0.039716
80 | 2 | Convection Oven | N/A | 1.0165 | 11704.4611 | 0.16834 | 0.024359 | 1.1285
81 | 4 | Convection Oven | N/A | 1.3068 | 8252.3117 | 0.0043431 | 0.0014627 | 0.037874
82 | 1 | Cool Roof - Chiller | N/A | 6.3648 | 55550.7938 | 0.50879 | 0 | 1.033
83 | 2 | Cool Roof - Chiller | N/A | 32.4079 | 145099.1409 | 0.034666 | 0 | 0.079988
84 | 3 | Cool Roof - Chiller | N/A | 6.9705 | 56579.1632 | 0.3136 | 0 | 0.5985
85 | 4 | Cool Roof - Chiller | N/A | 19.3136 | 117849.1025 | 0.0044726 | 0 | 0.011588
86 | 5 | Cool Roof - Chiller | N/A | 5.4676 | 54026.9546 | 0.21735 | 0 | 0.49127
87 | 6 | Cool Roof - Chiller | N/A | 2.8218 | 37137.1829 | 0.082362 | 0 | 0.19121
88 | 7 | Cool Roof - Chiller | N/A | 37.1688 | 174073.5604 | 0.54205 | 0 | 1.4998
89 | 8 | Cool Roof - Chiller | N/A | 15.2204 | 87382.4695 | 0.060114 | 0 | 0.11553
90 | 10 | Cool Roof - Chiller | N/A | 5.9071 | 64116.7495 | 0.24018 | 0 | 0.67614
91 | 11 | Cool Roof - Chiller | N/A | 1.6433 | 27390.573 | 0.099241 | 0 | 0.24467
92 | 1 | Cool Roof - DX | N/A | 10.5162 | 82401.8771 | 1.016 | 0 | 2.5218
93 | 1 | Cool Roof - DX | N/A | 10.9415 | 84229.4768 | 0.22578 | 0 | 0.56042
94 | 2 | Cool Roof - DX | N/A | 54.3723 | 215277.7676 | 1.4318 | 0 | 4.0388
95 | 2 | Cool Roof - DX | N/A | 56.6658 | 219993.101 | 0.10097 | 0 | 0.28483
96 | 3 | Cool Roof - DX | N/A | 11.534 | 83654.6354 | 1.6037 | 0 | 3.7417
97 | 3 | Cool Roof - DX | N/A | 12.0026 | 85509.4349 | 0.046577 | 0 | 0.10867
98 | 4 | Cool Roof - DX | N/A | 32.2671 | 175955.3293 | 0.07133 | 0 | 0.22594
99 | 4 | Cool Roof - DX | N/A | 33.6079 | 179816.1905 | 0.0026365 | 0 | 0.0083512
100 | 5 | Cool Roof - DX | N/A | 9.0113 | 80586.8689 | 0.12976 | 0 | 0.35858
101 | 5 | Cool Roof - DX | N/A | 9.3717 | 82375.0659 | 0.032282 | 0 | 0.089207
102 | 6 | Cool Roof - DX | N/A | 4.6002 | 55719.649 | 0.063858 | 0 | 0.18124
103 | 6 | Cool Roof - DX | N/A | 4.7776 | 56967.436 | 0.0039915 | 0 | 0.011329
104 | 7 | Cool Roof - DX | N/A | 62.3872 | 260288.3043 | 0.049961 | 0 | 0.169
105 | 7 | Cool Roof - DX | N/A | 65.0163 | 265982.0226 | 0.0036901 | 0 | 0.012483
106 | 8 | Cool Roof - DX | N/A | 25.3977 | 128814.287 | 0.41995 | 0 | 0.9867
107 | 8 | Cool Roof - DX | N/A | 26.4553 | 131650.46 | 0.016082 | 0 | 0.037785
108 | 10 | Cool Roof - DX | N/A | 9.7358 | 96474.4051 | 0.53422 | 0 | 1.8386
109 | 10 | Cool Roof - DX | N/A | 10.1222 | 98607.9656 | 0.003236 | 0 | 0.011137
110 | 11 | Cool Roof - DX | N/A | 2.6494 | 41430.3173 | 0.13482 | 0 | 0.40636
111 | 11 | Cool Roof - DX | N/A | 2.7472 | 42367.5768 | 0.0036565 | 0 | 0.011021
112 | 1 | Dehumidification hybrid desiccant heat pump | N/A | 8.9341 | 32308.7903 | 0.40419 | 0.03185 | 2.2685
113 | 1 | Demand Control Ventilation (DCV) | N/A | 1.1417 | 18303.9532 | 0.087992 | 0.19001 | 0.15965
114 | 2 | Demand Control Ventilation (DCV) | N/A | 1.7404 | 25594.1926 | 0.066032 | 0.090346 | 0.12583
115 | 4 | Demand Control Ventilation (DCV) | N/A | 2.7485 | 34213.351 | 0.002729 | 0.0063191 | 0.0062264
116 | 5 | Demand Control Ventilation (DCV) | N/A | 1.3276 | 20957.7024 | 0.010457 | 0.032695 | 0.022894
117 | 7 | Demand Control Ventilation (DCV) | N/A | 17.9155 | 95201.1363 | 0.038768 | 0.091805 | 0.084434
118 | 8 | Demand Control Ventilation (DCV) | N/A | 17.6667 | 68049.8837 | 0.04916 | 0.11642 | 0.027614
119 | 11 | Demand Control Ventilation (DCV) | N/A | 3.5433 | 35599.4679 | 0.021381 | 0.19468 | 0.046131
120 | 8 | Demand controlled circulating systems | N/A | 1.4672 | 5577.3654 | 9.1948e-05 | 7.983e-05 | 0.0047025
121 | 1 | DX Coil Cleaning | N/A | 5.3257 | 14109.2462 | 0.23518 | 0 | 0.70401
122 | 5 | DX Coil Cleaning | N/A | 5.2298 | 15058.4207 | 0.019839 | 0 | 0.066114
123 | 6 | DX Coil Cleaning | N/A | 3.7977 | 10901.2454 | 0.0085716 | 0 | 0.02934
124 | 8 | DX Coil Cleaning | N/A | 8.7187 | 22789.2186 | 0.076566 | 0 | 0.21695
125 | 11 | DX Coil Cleaning | N/A | 2.9015 | 8175.8535 | 0.018359 | 0 | 0.066736
126 | 1 | DX Packaged System, EER=10.9, 10 tons | N/A | 1.842 | 13982.7241 | 0.098844 | 0 | 0.59979
127 | 2 | DX Packaged System, EER=10.9, 10 tons | N/A | 4.3411 | 37352.6088 | 0.13461 | 0 | 0.92832
128 | 3 | DX Packaged System, EER=10.9, 10 tons | N/A | 2.6638 | 14669.3844 | 0.12536 | 0 | 0.71499
129 | 4 | DX Packaged System, EER=10.9, 10 tons | N/A | 3.2693 | 30765.7139 | 0.0072492 | 0 | 0.056137
130 | 5 | DX Packaged System, EER=10.9, 10 tons | N/A | 1.8137 | 15138.9925 | 0.008338 | 0 | 0.056327
131 | 6 | DX Packaged System, EER=10.9, 10 tons | N/A | 1.5271 | 10994.8652 | 0.0036026 | 0 | 0.024997
132 | 7 | DX Packaged System, EER=10.9, 10 tons | N/A | 4.966 | 48276.4908 | 0.0038283 | 0 | 0.031661
133 | 8 | DX Packaged System, EER=10.9, 10 tons | N/A | 2.3589 | 22407.8985 | 0.03218 | 0 | 0.18483
134 | 10 | DX Packaged System, EER=10.9, 10 tons | N/A | 3.0885 | 19849.6917 | 0.028774 | 0 | 0.24211
135 | 11 | DX Packaged System, EER=10.9, 10 tons | N/A | 1.3658 | 8315.1092 | 0.0077161 | 0 | 0.056858
136 | 1 | DX Tune Up/ Advanced Diagnostics | N/A | 4.0522 | 14637.0552 | 0.16167 | 0 | 0.48397
137 | 3 | DX Tune Up/ Advanced Diagnostics | N/A | 4.5376 | 15402.0821 | 0.20504 | 0 | 0.57694
138 | 5 | DX Tune Up/ Advanced Diagnostics | N/A | 4.154 | 15633.0034 | 0.013638 | 0 | 0.045449
139 | 6 | DX Tune Up/ Advanced Diagnostics | N/A | 2.6262 | 11281.2651 | 0.0058925 | 0 | 0.02017
140 | 8 | DX Tune Up/ Advanced Diagnostics | N/A | 8.6395 | 23726.4702 | 0.052635 | 0 | 0.14914
141 | 10 | DX Tune Up/ Advanced Diagnostics | N/A | 5.0253 | 19819.9878 | 0.047065 | 0 | 0.19535
142 | 11 | DX Tune Up/ Advanced Diagnostics | N/A | 1.7582 | 8424.3595 | 0.012621 | 0 | 0.045877
143 | 1 | Electronically Commutated Motors (ECM) on an Air Handler Unit | N/A | 1.3892 | 8246.5259 | 0.46714 | 0 | 3.4686
144 | 2 | Electronically Commutated Motors (ECM) on an Air Handler Unit | N/A | 2.0006 | 14825.7328 | 0.35056 | 0 | 2.7351
145 | 3 | Electronically Commutated Motors (ECM) on an Air Handler Unit | N/A | 1.5047 | 7203.3508 | 0.3366 | 0 | 2.5062
146 | 4 | Electronically Commutated Motors (ECM) on an Air Handler Unit | N/A | 2.054 | 15439.7498 | 0.014488 | 0 | 0.13531
147 | 5 | Electronically Commutated Motors (ECM) on an Air Handler Unit | N/A | 1.2132 | 7953.1875 | 0.055514 | 0 | 0.49731
148 | 6 | Electronically Commutated Motors (ECM) on an Air Handler Unit | N/A | 1.6624 | 9058.7193 | 0.037263 | 0 | 0.32504
149 | 7 | Electronically Commutated Motors (ECM) on an Air Handler Unit | N/A | 5.7503 | 39604.0135 | 0.20581 | 0 | 1.8347
150 | 8 | Electronically Commutated Motors (ECM) on an Air Handler Unit | N/A | 3.5759 | 14394.9708 | 0.26095 | 0 | 0.59747
151 | 10 | Electronically Commutated Motors (ECM) on an Air Handler Unit | N/A | 1.2312 | 6577.3056 | 0.073231 | 0 | 0.75846
152 | 11 | Electronically Commutated Motors (ECM) on an Air Handler Unit | N/A | 1.1564 | 5489.3507 | 0.1135 | 0 | 0.99918
153 | 1 | EMS - Chiller | N/A | 3.4529 | 17377.1513 | 0.0022055 | 0.00014819 | 0.0097607
154 | 2 | EMS - Chiller | N/A | 9.299 | 45979.7106 | 0.00014522 | 6.857e-06 | 0.0007304
155 | 3 | EMS - Chiller | N/A | 4.965 | 18253.3717 | 0.0010922 | 5.4782e-05 | 0.0045434
156 | 4 | EMS - Chiller | N/A | 6.6118 | 37669.8896 | 2.0253e-05 | 1.785e-06 | 0.00011438
157 | 5 | EMS - Chiller | N/A | 3.3474 | 18705.2391 | 0.00062226 | 3.0217e-05 | 0.0030658
158 | 6 | EMS - Chiller | N/A | 2.6887 | 13567.9565 | 0.00020703 | 2.3825e-05 | 0.0010477
159 | 7 | EMS - Chiller | N/A | 10.7852 | 58867.2319 | 0.0018507 | 0.00021192 | 0.011162
160 | 8 | EMS - Chiller | N/A | 5.0073 | 27938.5961 | 0.00020524 | 2.3502e-05 | 0.00085979
161 | 10 | EMS - Chiller | N/A | 5.5069 | 24184.9386 | 0.00057644 | 5.4841e-05 | 0.0035373
162 | 11 | EMS - Chiller | N/A | 2.4029 | 10226.1521 | 0.00025308 | 0.00011314 | 0.0013602
163 | 1 | EMS Optimization | N/A | 1.6611 | 6545.7895 | 0.016817 | 0.0011299 | 0.29764
164 | 3 | EMS Optimization | N/A | 1.728 | 6773.9352 | 0.0083281 | 0.00041771 | 0.13855
165 | 5 | EMS Optimization | N/A | 1.8072 | 7182.5017 | 0.0047447 | 0.0002304 | 0.093491
166 | 6 | EMS Optimization | N/A | 1.312 | 5224.1964 | 0.0015786 | 0.00018166 | 0.03195
167 | 11 | EMS Optimization | N/A | 1.0062 | 3964.1303 | 0.0019297 | 0.00086265 | 0.041476
168 | 1 | Energy Recovery Ventilation (ERV) | N/A | 2.0364 | 7609.7385 | 0.7215 | 0.81757 | 0.96194
169 | 2 | Energy Recovery Ventilation (ERV) | N/A | 2.7981 | 12542.388 | 0.54144 | 0.38874 | 0.75823
170 | 3 | Energy Recovery Ventilation (ERV) | N/A | 2.0387 | 6219.6621 | 0.51988 | 0.51587 | 0.69497
171 | 4 | Energy Recovery Ventilation (ERV) | N/A | 3.2375 | 13578.2504 | 0.022377 | 0.027189 | 0.037516
172 | 5 | Energy Recovery Ventilation (ERV) | N/A | 2.0135 | 8443.5491 | 0.085742 | 0.14068 | 0.13793
173 | 6 | Energy Recovery Ventilation (ERV) | N/A | 2.1721 | 7650.7435 | 0.057553 | 0.061642 | 0.090119
174 | 7 | Energy Recovery Ventilation (ERV) | N/A | 15.5713 | 36298.6456 | 0.31788 | 0.39502 | 0.50873
175 | 8 | Energy Recovery Ventilation (ERV) | N/A | 15.8102 | 23914.1528 | 0.40306 | 0.50086 | 0.16629
176 | 9 | Energy Recovery Ventilation (ERV) | N/A | 2.0547 | 4427.3325 | 0.18063 | 1.5837 | 0.3103
177 | 10 | Energy Recovery Ventilation (ERV) | N/A | 2.0349 | 7255.6372 | 0.11311 | 0.21911 | 0.21035
178 | 11 | Energy Recovery Ventilation (ERV) | N/A | 6.3178 | 13069.4159 | 0.17531 | 0.83758 | 0.27768
179 | 4 | Evaporator fan controller for MT walk-ins | N/A | 1.5769 | 5750.5247 | 0.0048735 | 0.0040013 | 0.039313
180 | 1 | Geothermal Heat Pump, EER=13, 10 tons | N/A | 3.5568 | 61813.3462 | 0.34916 | 0 | 0.86543
181 | 2 | Geothermal Heat Pump, EER=13, 10 tons | N/A | 1.304 | 81539.2551 | 0.57936 | 0.013129 | 3.9955
182 | 2 | Geothermal Heat Pump, EER=13, 10 tons | N/A | 11.8893 | 163713.8777 | 0.15089 | 0 | 0.42506
183 | 3 | Geothermal Heat Pump, EER=13, 10 tons | N/A | 6.2727 | 66471.8948 | 0.057872 | 0 | 0.13483
184 | 4 | Geothermal Heat Pump, EER=13, 10 tons | N/A | 7.3388 | 131768.3946 | 0.0042591 | 0 | 0.013472
185 | 5 | Geothermal Heat Pump, EER=13, 10 tons | N/A | 3.2534 | 65575.553 | 0.032972 | 0 | 0.090982
186 | 6 | Geothermal Heat Pump, EER=13, 10 tons | N/A | 2.3819 | 47350.6866 | 0.0035794 | 0 | 0.010145
187 | 7 | Geothermal Heat Pump, EER=13, 10 tons | N/A | 1.4684 | 106092.073 | 0.016477 | 0.00090551 | 0.13627
188 | 7 | Geothermal Heat Pump, EER=13, 10 tons | N/A | 13.0808 | 205773.7562 | 0.0044947 | 0 | 0.015183
189 | 8 | Geothermal Heat Pump, EER=13, 10 tons | N/A | 5.6913 | 100067.4842 | 0.019588 | 0 | 0.045957
190 | 10 | Geothermal Heat Pump, EER=13, 10 tons | N/A | 5.8419 | 84369.4916 | 0.0027706 | 0 | 0.0095219
191 | 11 | Geothermal Heat Pump, EER=13, 10 tons | N/A | 1.907 | 35506.9164 | 0.0033265 | 0 | 0.010012
192 | 1 | Griddle | N/A | 2.6465 | 9644.9868 | 0.024804 | 0.0037004 | 0.16696
193 | 1 | HE PTAC, EER=9.6, 1 ton | N/A | 3.3591 | 39528.0744 | 0.17561 | 0 | 1.0656
194 | 2 | HE PTAC, EER=9.6, 1 ton | N/A | 9.0805 | 105530.9087 | 0.25069 | 0 | 1.7288
195 | 3 | HE PTAC, EER=9.6, 1 ton | N/A | 5.3634 | 41447.764 | 0.22459 | 0 | 1.281
196 | 4 | HE PTAC, EER=9.6, 1 ton | N/A | 6.2615 | 86932.0084 | 9.5385e-12 | 0 | 7.3865e-11
197 | 5 | HE PTAC, EER=9.6, 1 ton | N/A | 3.2104 | 42798.3132 | 0.042674 | 0 | 0.28828
198 | 6 | HE PTAC, EER=9.6, 1 ton | N/A | 2.6265 | 31083.9121 | 0.015735 | 0 | 0.10918
199 | 7 | HE PTAC, EER=9.6, 1 ton | N/A | 10.1862 | 136378.8204 | 0.013872 | 0 | 0.11473
200 | 8 | HE PTAC, EER=9.6, 1 ton | N/A | 4.6337 | 63347.9966 | 0.11282 | 0 | 0.64802
201 | 9 | HE PTAC, EER=9.6, 1 ton | N/A | 1.2308 | 6006.6248 | 8.2612e-11 | 0 | 5.4088e-10
202 | 10 | HE PTAC, EER=9.6, 1 ton | N/A | 5.7343 | 56074.5611 | 0.042238 | 0 | 0.3554
203 | 11 | HE PTAC, EER=9.6, 1 ton | N/A | 2.3425 | 23505.8951 | 5.6488e-11 | 0 | 4.1624e-10
204 | 1 | Heat Pump Water Heater (air source) | N/A | 1.8394 | 7281.0187 | 0.26887 | 0.20401 | 1.7368
205 | 2 | Heat Pump Water Heater (air source) | N/A | 9.9309 | 62641.4498 | 0.70245 | 0.25114 | 4.3467
206 | 4 | Heat Pump Water Heater (air source) | N/A | 2.2092 | 12009.6318 | 0.0074648 | 0.0037424 | 0.054531
207 | 6 | Heat Pump Water Heater (air source) | N/A | 3.1391 | 10662.0383 | 0.030278 | 0.033708 | 0.25107
208 | 8 | Heat Pump Water Heater (air source) | N/A | 4.2478 | 79026.0291 | 0.032994 | 0.028646 | 1.6874
209 | 10 | Heat Pump Water Heater (air source) | N/A | 7.1313 | 37579.2879 | 0.2 | 0.14855 | 1.4314
210 | 11 | Heat Pump Water Heater (air source) | N/A | 2.2122 | 9275.9735 | 0.12381 | 0.0086355 | 0.80475
211 | 1 | Heat Recovery Unit | N/A | 1.7977 | 7979.3642 | 0.17479 | 0.13263 | 1.1291
212 | 4 | Heat Recovery Unit | N/A | 2.9649 | 13236.0201 | 0.0048528 | 0.0024329 | 0.03545
213 | 6 | Heat Recovery Unit | N/A | 2.6411 | 11666.7217 | 0.019684 | 0.021913 | 0.16322
214 | 11 | Heat Recovery Unit | N/A | 2.1285 | 10166.885 | 0.080488 | 0.0056139 | 0.52317
215 | 1 | High Bay T5 | N/A | 22.6956 | 87027.7327 | 0.25443 | 0.16226 | 1.2821
216 | 5 | High Bay T5 | N/A | 12.8957 | 66296.6784 | 0.017637 | 0.026508 | 0.13439
217 | 6 | High Bay T5 | N/A | 14.0122 | 69106.1301 | 0.058346 | 0.026957 | 0.262
218 | 9 | High Bay T5 | N/A | 5.6357 | 24753.153 | 0.63389 | 0.30372 | 3.4083
219 | 10 | High Bay T5 | N/A | 7.964 | 31462.7826 | 0.0012285 | 0.00088813 | 0.007657
220 | 11 | High Bay T5 | N/A | 13.2532 | 55610.6128 | 0.58605 | 0.24729 | 3.2234
221 | 1 | High Efficiency Chiller Motors | N/A | 1.3543 | 5050.8163 | 0.0079482 | 0 | 0.033482
222 | 2 | High Efficiency Chiller Motors | N/A | 3.3492 | 13360.0558 | 0.00052334 | 0 | 0.0025055
223 | 3 | High Efficiency Chiller Motors | N/A | 1.7081 | 5312.8757 | 0.0039361 | 0 | 0.015586
224 | 4 | High Efficiency Chiller Motors | N/A | 2.5602 | 10932.236 | 7.2988e-05 | 0 | 0.00039237
225 | 5 | High Efficiency Chiller Motors | N/A | 1.3699 | 5431.155 | 0.0022425 | 0 | 0.010517
226 | 6 | High Efficiency Chiller Motors | N/A | 1.074 | 3938.2954 | 0.00074611 | 0 | 0.003594
227 | 7 | High Efficiency Chiller Motors | N/A | 3.9256 | 17080.3921 | 0.0066695 | 0 | 0.038291
228 | 8 | High Efficiency Chiller Motors | N/A | 1.9109 | 8124.724 | 0.00073965 | 0 | 0.0029493
229 | 10 | High Efficiency Chiller Motors | N/A | 2.0242 | 7016.2918 | 0.0020773 | 0 | 0.012134
230 | 4 | High Pressure Sodium 250W Lamp | N/A | 1.5641 | 7895.04 | 0.005882 | 0.0026725 | 0.063559
231 | 6 | High Pressure Sodium 250W Lamp | N/A | 1.1448 | 5341.5797 | 0.0020591 | 0.0067386 | 0.19237
232 | 4 | High R-Value Glass Doors | N/A | 3.0086 | 17014.0656 | 0.017131 | 0.014065 | 0.13819
233 | 4 | High-efficiency fan motors | N/A | 8.4833 | 125413.0556 | 0.0095984 | 0.0078805 | 0.077426
234 |  | Holding Cabinet | N/A | 4.1946 | 24503.5549 | 0.017257 | 0.0030576 | 0.1183
235 | 1 | Hybrid Dessicant-DX System (Trane CDQ) | N/A | 5.522 | 93030.2225 | 0.094495 | 0 | 0.57339
236 | 2 | Hybrid Dessicant-DX System (Trane CDQ) | N/A | 16.9275 | 248444.2169 | 0.12869 | 0 | 0.88748
237 | 3 | Hybrid Dessicant-DX System (Trane CDQ) | N/A | 9.3833 | 97574.2484 | 0.11984 | 0 | 0.68353
238 | 4 | Hybrid Dessicant-DX System (Trane CDQ) | N/A | 10.9302 | 204645.5396 | 0.0069302 | 0 | 0.053667
239 | 5 | Hybrid Dessicant-DX System (Trane CDQ) | N/A | 5.1549 | 100726.0566 | 0.0079711 | 0 | 0.053848
240 | 6 | Hybrid Dessicant-DX System (Trane CDQ) | N/A | 3.9935 | 73154.8064 | 0.003444 | 0 | 0.023897
241 | 7 | Hybrid Dessicant-DX System (Trane CDQ) | N/A | 18.7894 | 321084.7734 | 0.0036599 | 0 | 0.030268
242 | 8 | Hybrid Dessicant-DX System (Trane CDQ) | N/A | 8.2761 | 149089.4801 | 0.030764 | 0 | 0.1767
243 | 9 | Hybrid Dessicant-DX System (Trane CDQ) | N/A | 1.8592 | 14136.7768 | 0.010899 | 0 | 0.071357
244 | 10 | Hybrid Dessicant-DX System (Trane CDQ) | N/A | 9.3481 | 132019.5451 | 0.027508 | 0 | 0.23146
245 | 11 | Hybrid Dessicant-DX System (Trane CDQ) | N/A | 3.4099 | 55322.5802 | 0.0073766 | 0 | 0.054356
246 | 1 | Ice Machine | N/A | 1.4571 | 6151.5588 | 0.018764 | 0.015406 | 0.15136
247 | 4 | LED Display Lighting | N/A | 1.4719 | 8614.8868 | 0.008737 | 0.0071733 | 0.070478
248 | 1 | LED High Bay 83W (400W equivalent) | N/A | 1.7332 | 4527.9025 | 0.60201 | 0.24771 | 7.3772
249 | 4 | Multiplex Compressor System | N/A | 5.6524 | 158276.2531 | 0.0064372 | 0.0052851 | 0.051926
250 | 1 | Occupancy Sensor | N/A | 2.5897 | 47810.8032 | 0.58294 | 0.37176 | 2.9374
251 | 1 | Occupancy Sensor | N/A | 1.7217 | 29120.5203 | 0.35659 | 0.22741 | 1.7969
252 | 2 | Occupancy Sensor | N/A | 1.6822 | 35171.1224 | 0.02309 | 0.010137 | 0.11594
253 | 2 | Occupancy Sensor | N/A | 1.1637 | 21399.3581 | 0.021186 | 0.0093013 | 0.10638
254 | 3 | Occupancy Sensor | N/A | 1.7613 | 38075.3086 | 0.083145 | 0.029722 | 0.37025
255 | 3 | Occupancy Sensor | N/A | 1.1895 | 23153.7699 | 0.050861 | 0.018181 | 0.22648
256 | 4 | Occupancy Sensor | N/A | 4.0179 | 86044.6451 | 0.0071723 | 0.0038215 | 0.041611
257 | 4 | Occupancy Sensor | N/A | 2.5766 | 52455.3489 | 0.0014624 | 0.00077922 | 0.0084847
258 | 7 | Occupancy Sensor | N/A | 2.0743 | 42050.675 | 0.098664 | 0.058085 | 0.58146
259 | 7 | Occupancy Sensor | N/A | 1.4366 | 25613.9754 | 0.020118 | 0.011844 | 0.11856
260 | 8 | Occupancy Sensor | N/A | 3.0518 | 83200.1707 | 0.13009 | 0.076584 | 0.5972
261 | 8 | Occupancy Sensor | N/A | 1.901 | 50583.5736 | 0.11936 | 0.070271 | 0.54797
262 | 1 | Occupancy Sensor (hotels) | N/A | 2.63 | 38679.7062 | 0.06093 | 0.0040939 | 1.0784
263 | 2 | Occupancy Sensor (hotels) | N/A | 5.4821 | 104649.6115 | 0.035991 | 0.0016994 | 0.72396
264 | 3 | Occupancy Sensor (hotels) | N/A | 3.8885 | 40178.2072 | 0.032244 | 0.0016172 | 0.53641
265 | 4 | Occupancy Sensor (hotels) | N/A | 4.4623 | 87323.6357 | 2.2824e-13 | 2.0116e-14 | 5.1554e-12
266 | 5 | Occupancy Sensor (hotels) | N/A | 2.627 | 42421.9105 | 0.014806 | 0.00071899 | 0.29174
267 | 6 | Occupancy Sensor (hotels) | N/A | 2.3718 | 30907.9865 | 0.0003765 | 4.3327e-05 | 0.0076201
268 | 7 | Occupancy Sensor (hotels) | N/A | 6.4374 | 137799.299 | 0.0048131 | 0.00055114 | 0.11611
269 | 8 | Occupancy Sensor (hotels) | N/A | 3.0226 | 61562.5891 | 0.039144 | 0.0044823 | 0.6558
270 | 9 | Occupancy Sensor (hotels) | N/A | 1.2613 | 5931.9078 | 2.8663e-11 | 1.2942e-11 | 5.4738e-10
271 | 10 | Occupancy Sensor (hotels) | N/A | 4.8736 | 56754.1045 | 0.0030321 | 0.00028846 | 0.074416
272 | 11 | Occupancy Sensor (hotels) | N/A | 2.3296 | 23522.0944 | 1.9599e-11 | 8.7615e-12 | 4.2125e-10
273 | 1 | Optimize Controls | N/A | 2.455 | 10540.3945 | 0.027337 | 0.0018367 | 0.48383
274 | 3 | Optimize Controls | N/A | 2.5586 | 10907.4001 | 0.034669 | 0.0017389 | 0.57676
275 | 6 | Optimize Controls | N/A | 1.9299 | 8414.3577 | 0.00099633 | 0.00011465 | 0.020165
276 | 11 | Optimize Controls | N/A | 1.4772 | 6387.3038 | 0.002134 | 0.00095399 | 0.045868
277 | 1 | Outdoor LED 104W | N/A | 1.5281 | 4220.499 | 0.10959 | 0.44443 | 2.5272
278 | 2 | Outdoor Lighting Controls (Photocell/Timeclock) | N/A | 1.3188 | 12769.6788 | 0.018048 | 0.007096 | 0.21133
279 | 3 | Outdoor Lighting Controls (Photocell/Timeclock) | N/A | 1.8628 | 12124.3845 | 0.033658 | 9.8232e-09 | 0.38226
280 | 4 | Outdoor Lighting Controls (Photocell/Timeclock) | N/A | 1.8318 | 6275.9219 | 0.00046005 | 0.00020903 | 0.0049712
281 | 4 | Outdoor Lighting Controls (Photocell/Timeclock) | N/A | 1.5812 | 11747.2484 | 0.00086907 | 3.9487e-10 | 0.0093905
282 | 6 | Outdoor Lighting Controls (Photocell/Timeclock) | N/A | 1.7345 | 6922.3695 | 0.00027255 | 8.9192e-10 | 0.025461
283 | 10 | Outdoor Lighting Controls (Photocell/Timeclock) | N/A | 1.0762 | 4695.98 | 0.0046393 | 0.00073398 | 0.052944
284 | 11 | Outdoor Lighting Controls (Photocell/Timeclock) | N/A | 1.5239 | 10705.5294 | 0.0158 | 0.0081831 | 0.19683
285 | 4 | Oversized Air Cooled Condenser | N/A | 9.5373 | 88014.7291 | 0.0035319 | 0.0028998 | 0.02849
286 | 1 | Packaged HP System, EER=10.9, 10 tons | N/A | 3.3683 | 16724.1868 | 0.14297 | 0 | 0.44515
287 | 2 | Packaged HP System, EER=10.9, 10 tons | N/A | 9.622 | 43912.0786 | 0.061789 | 0 | 0.21864
288 | 3 | Packaged HP System, EER=10.9, 10 tons | N/A | 5.0542 | 17671.6562 | 0.023697 | 0 | 0.069353
289 | 4 | Packaged HP System, EER=10.9, 10 tons | N/A | 6.5062 | 35682.5188 | 0.001744 | 0 | 0.0069295
290 | 5 | Packaged HP System, EER=10.9, 10 tons | N/A | 3.2229 | 17861.8876 | 0.013502 | 0 | 0.046799
291 | 6 | Packaged HP System, EER=10.9, 10 tons | N/A | 2.504 | 12930.4856 | 0.0014657 | 0 | 0.0052182
292 | 7 | Packaged HP System, EER=10.9, 10 tons | N/A | 10.8136 | 55558.7063 | 0.0018405 | 0 | 0.0078096
293 | 8 | Packaged HP System, EER=10.9, 10 tons | N/A | 4.9755 | 26997.7253 | 0.0080208 | 0 | 0.023639
294 | 10 | Packaged HP System, EER=10.9, 10 tons | N/A | 5.2855 | 22800.6735 | 0.0011345 | 0 | 0.0048978
295 | 11 | Packaged HP System, EER=10.9, 10 tons | N/A | 2.08 | 9707.0034 | 0.0013621 | 0 | 0.00515
296 | 1 | Premium T8, EB, Reflector | N/A | 4.2228 | 73217.199 | 0.72654 | 0.46334 | 3.6611
297 | 2 | Premium T8, EB, Reflector | N/A | 5.2913 | 82547.0917 | 0.11611 | 0.050973 | 0.58301
298 | 3 | Premium T8, EB, Reflector | N/A | 5.7738 | 89534.5172 | 0.41809 | 0.14945 | 1.8618
299 | 4 | Premium T8, EB, Reflector | N/A | 14.2187 | 200550.9506 | 0.036065 | 0.019216 | 0.20924
300 | 5 | Premium T8, EB, Reflector | N/A | 2.4328 | 55406.4886 | 0.05479 | 0.082345 | 0.41749
301 | 6 | Premium T8, EB, Reflector | N/A | 2.5565 | 57446.1384 | 0.050552 | 0.023356 | 0.227
302 | 7 | Premium T8, EB, Reflector | N/A | 6.5038 | 98301.1151 | 0.099225 | 0.058416 | 0.58477
303 | 8 | Premium T8, EB, Reflector | N/A | 11.2592 | 195793.4409 | 0.13083 | 0.07702 | 0.6006
304 | 9 | Premium T8, EB, Reflector | N/A | 1.7201 | 20845.1616 | 0.30871 | 0.14792 | 1.6599
305 | 10 | Premium T8, EB, Reflector | N/A | 1.8663 | 26456.7075 | 0.010186 | 0.0073636 | 0.063485
306 | 11 | Premium T8, EB, Reflector | N/A | 2.6977 | 46790.1092 | 0.059444 | 0.025083 | 0.32696
307 | 1 | Premium T8, Elecctronic Ballast | N/A | 1.3415 | 34602.1751 | 0.78195 | 0.49868 | 3.9403
308 | 2 | Premium T8, Elecctronic Ballast | N/A | 1.6606 | 39220.4056 | 0.18744 | 0.082291 | 0.94121
309 | 3 | Premium T8, Elecctronic Ballast | N/A | 1.7472 | 42443.5193 | 0.67497 | 0.24128 | 3.0057
310 | 4 | Premium T8, Elecctronic Ballast | N/A | 4.027 | 96076.9092 | 0.058224 | 0.031023 | 0.3378
311 | 7 | Premium T8, Elecctronic Ballast | N/A | 2.0477 | 46927.3591 | 0.18307 | 0.10778 | 1.0789
312 | 8 | Premium T8, Elecctronic Ballast | N/A | 3.0728 | 92732.0887 | 0.24138 | 0.1421 | 1.1081
313 | 1 | ROB Premium T8, 1EB | N/A | 2.5346 | 15395.5947 | 0.47777 | 0.30469 | 2.4075
314 | 2 | ROB Premium T8, 1EB | N/A | 3.0305 | 17320.3162 | 0.17179 | 0.075419 | 0.86261
315 | 3 | ROB Premium T8, 1EB | N/A | 3.1597 | 18803.6344 | 0.4124 | 0.14742 | 1.8364
316 | 4 | ROB Premium T8, 1EB | N/A | 6.9437 | 41940.0608 | 0.011858 | 0.0063182 | 0.068797
317 | 5 | ROB Premium T8, 1EB | N/A | 1.6717 | 11691.0149 | 0.018015 | 0.027075 | 0.13727
318 | 6 | ROB Premium T8, 1EB | N/A | 1.6663 | 12155.4288 | 0.016621 | 0.0076792 | 0.074637
319 | 7 | ROB Premium T8, 1EB | N/A | 3.7019 | 20586.489 | 0.032625 | 0.019207 | 0.19227
320 | 8 | ROB Premium T8, 1EB | N/A | 5.366 | 41134.4012 | 0.19357 | 0.11396 | 0.88863
321 | 9 | ROB Premium T8, 1EB | N/A | 1.1108 | 4385.2519 | 0.1015 | 0.048634 | 0.54575
322 | 10 | ROB Premium T8, 1EB | N/A | 1.2872 | 5564.5786 | 0.015071 | 0.010895 | 0.093931
323 | 11 | ROB Premium T8, 1EB | N/A | 1.8121 | 9838.2106 | 0.087952 | 0.037113 | 0.48376
324 | 5 | ROB Premium T8, EB, Reflector | N/A | 10.9708 | 47906.6787 | 0.015333 | 0.023045 | 0.11684
325 | 6 | ROB Premium T8, EB, Reflector | N/A | 11.8637 | 49943.6499 | 0.014147 | 0.0065361 | 0.063527
326 | 1 | Roof Insulation | N/A | 1.0483 | 9886.1708 | 0.022049 | 0.00053975 | 0.037414
327 | 1 | Roof Insulation | N/A | 2.5357 | 16394.5068 | 0.055417 | 0.01938 | 0.091367
328 | 1 | Roof Insulation | N/A | 2.34 | 16763.3857 | 0.012315 | 0.00029533 | 0.0203
329 | 2 | Roof Insulation | N/A | 4.3018 | 26372.8401 | 0.0014518 | 2.4975e-05 | 0.0027996
330 | 2 | Roof Insulation | N/A | 11.1154 | 43015.1468 | 0.075469 | 0.018547 | 0.14139
331 | 2 | Roof Insulation | N/A | 10.565 | 43961.4836 | 0.0053223 | 8.9694e-05 | 0.0099702
332 | 3 | Roof Insulation | N/A | 1.1859 | 10526.6884 | 0.010919 | 0.00019953 | 0.017416
333 | 3 | Roof Insulation | N/A | 2.8348 | 17438.0352 | 0.070281 | 0.018347 | 0.10892
334 | 3 | Roof Insulation | N/A | 2.6866 | 17829.9291 | 0.0020412 | 3.6541e-05 | 0.0031628
335 | 4 | Roof Insulation | N/A | 2.7334 | 20985.0469 | 0.00020248 | 6.5015e-06 | 0.00043842
336 | 4 | Roof Insulation | N/A | 7.2711 | 34283.1929 | 0.0040643 | 0.0018644 | 0.0085507
337 | 4 | Roof Insulation | N/A | 6.4713 | 35038.4813 | 0.00015022 | 4.7255e-06 | 0.00031599
338 | 5 | Roof Insulation | N/A | 1.0589 | 10435.2838 | 0.0062209 | 0.00011006 | 0.011751
339 | 5 | Roof Insulation | N/A | 2.4641 | 17268.0468 | 0.0046747 | 0.0011815 | 0.0085794
340 | 5 | Roof Insulation | N/A | 2.347 | 17656.4353 | 0.001163 | 2.0156e-05 | 0.0021341
341 | 6 | Roof Insulation | N/A | 1.6061 | 12273.8533 | 0.0020198 | 0.0012097 | 0.0038081
342 | 6 | Roof Insulation | N/A | 1.3908 | 12552.7695 | 0.00012625 | 5.1853e-06 | 0.00023796
343 | 7 | Roof Insulation | N/A | 5.3146 | 32668.1331 | 0.018502 | 0.00077186 | 0.042784
344 | 7 | Roof Insulation | N/A | 15.392 | 53121.3384 | 0.0021464 | 0.0012792 | 0.0048226
345 | 7 | Roof Insulation | N/A | 13.0841 | 54282.1666 | 0.00015853 | 6.479e-06 | 0.00035612
346 | 8 | Roof Insulation | N/A | 2.3399 | 16502.3839 | 0.0020519 | 8.5601e-05 | 0.0032958
347 | 8 | Roof Insulation | N/A | 6.5611 | 27107.6228 | 0.018042 | 0.010753 | 0.028162
348 | 8 | Roof Insulation | N/A | 5.5796 | 27705.9755 | 0.00069089 | 2.8236e-05 | 0.001078
349 | 10 | Roof Insulation | N/A | 1.2628 | 12987.3642 | 0.0057628 | 0.00019975 | 0.013558
350 | 10 | Roof Insulation | N/A | 3.1416 | 21358.8444 | 0.016132 | 0.0079884 | 0.036877
351 | 10 | Roof Insulation | N/A | 2.7917 | 21834.6866 | 9.7722e-05 | 3.3183e-06 | 0.00022334
352 | 11 | Roof Insulation | N/A | 2.4749 | 14521.5604 | 0.0043261 | 0.010066 | 0.008669
353 | 1 | Run Time Optimizer | N/A | 4.6559 | 39640.2999 | 0.21277 | 0 | 0.96358
354 | 1 | Server Virtualization | N/A | 1.6623 | 69917.3128 | 0.017768 | 0.034491 | 0.21295
355 | 2 | Thermal Energy Storage (TES) | N/A | 1.4 | 84830 | 0.0018229 | 2.5101e-06 | -0.00052095
356 | 3 | Thermal Energy Storage (TES) | N/A | 1.04 | 28154 | 0.013711 | 2.0054e-05 | -0.003238
357 | 4 | Thermal Energy Storage (TES) | N/A | 1.08 | 57756 | 0.00025423 | 6.5343e-07 | -8.1614e-05
358 | 7 | Thermal Energy Storage (TES) | N/A | 1.42 | 97890 | 0.023231 | 7.7575e-05 | -0.0079662
359 | 10 | Thermal Energy Storage (TES) | N/A | 1.01 | 25675 | 0.0072359 | 2.0075e-05 | -0.0025246
360 | 1 | Variable Speed Drive Control | N/A | 2.0862 | 18319.0462 | 0.0064264 | 0.0058925 | 4.1479e-07
361 | 2 | Variable Speed Drive Control | N/A | 1.7262 | 27320.1614 | 1.3701e-08 | 7.96e-09 | 0.026479
362 | 3 | Variable Speed Drive Control | N/A | 1.6022 | 14056.3389 | 0.0020569 | 0.0016516 | 0.059426
363 | 4 | Variable Speed Drive Control | N/A | 3.1418 | 31101.1477 | 4.7603e-10 | 4.6804e-10 | 1.7252e-08
364 | 5 | Variable Speed Drive Control | N/A | 1.9101 | 17621.8897 | 0.00088443 | 0.0011742 | 0.030744
365 | 6 | Variable Speed Drive Control | N/A | 1.7931 | 19592.9169 | 0.0007823 | 0.000678 | 0.026479
366 | 8 | Variable Speed Drive Control | N/A | 2.3795 | 22597.9057 | 0.0073445 | 0.0073851 | 0.065242
367 | 10 | Variable Speed Drive Control | N/A | 1.4643 | 13585.8654 | 0.00015722 | 0.00024645 | 0.0063186
368 | 11 | Variable Speed Drive Control | N/A | 2.0761 | 12351.7757 | 0.0012962 | 0.0050112 | 0.044281
369 | 1 | VSD for Chiller Pumps and Towers | N/A | 3.5576 | 16417.6455 | 0.012775 | 0.00021458 | 0.056534
370 | 2 | VSD for Chiller Pumps and Towers | N/A | 9.649 | 43419.205 | 0.00084112 | 9.929e-06 | 0.0042305
371 | 3 | VSD for Chiller Pumps and Towers | N/A | 5.0283 | 17237.7396 | 0.0063262 | 7.9326e-05 | 0.026316
372 | 4 | VSD for Chiller Pumps and Towers | N/A | 6.8342 | 35575.8685 | 0.00011731 | 2.5847e-06 | 0.00066251
373 | 5 | VSD for Chiller Pumps and Towers | N/A | 3.4785 | 17672.8036 | 0.0036042 | 4.3755e-05 | 0.017757
374 | 6 | VSD for Chiller Pumps and Towers | N/A | 2.7447 | 12819.3873 | 0.0011992 | 3.4499e-05 | 0.0060683
375 | 7 | VSD for Chiller Pumps and Towers | N/A | 11.0731 | 55583.8725 | 0.010719 | 0.00030686 | 0.064653
376 | 8 | VSD for Chiller Pumps and Towers | N/A | 5.1473 | 26396.0694 | 0.0011888 | 3.4031e-05 | 0.0049799
377 | 10 | VSD for Chiller Pumps and Towers | N/A | 5.5844 | 22836.1072 | 0.0033388 | 7.9411e-05 | 0.020488
378 | 11 | VSD for Chiller Pumps and Towers | N/A | 2.3217 | 9660.9336 | 0.0014658 | 0.00016382 | 0.0078777
379 | 1 | Window Film (Standard) | N/A | 1.136 | 8992.628 | 0.0074969 | -0.00071963 | 0.03092
380 | 1 | Window Film (Standard) | N/A | 1.7458 | 13738.8239 | 0.01699 | -0.0068689 | 0.07219
381 | 1 | Window Film (Standard) | N/A | 1.9833 | 14044.2159 | 0.0037757 | -0.00010468 | 0.016044
382 | 2 | Window Film (Standard) | N/A | 3.5723 | 22978.4586 | 0.0033709 | -0.00022739 | 0.015801
383 | 2 | Window Film (Standard) | N/A | 5.9503 | 34992.1182 | 0.15832 | -0.044982 | 0.76454
384 | 2 | Window Film (Standard) | N/A | 6.671 | 35760.0518 | 0.011165 | -0.00021753 | 0.05392
385 | 3 | Window Film (Standard) | N/A | 1.1751 | 9005.3125 | 0.016426 | -0.001177 | 0.063679
386 | 3 | Window Film (Standard) | N/A | 1.8581 | 13779.9244 | 0.095516 | -0.028827 | 0.38149
387 | 3 | Window Film (Standard) | N/A | 2.0629 | 14085.9576 | 0.0027741 | -5.7413e-05 | 0.01108
388 | 4 | Window Film (Standard) | N/A | 2.5934 | 19253.4845 | 0.00025459 | -3.2056e-05 | 0.00134
389 | 4 | Window Film (Standard) | N/A | 3.9793 | 29327.8672 | 0.0046122 | -0.002446 | 0.025009
390 | 4 | Window Film (Standard) | N/A | 4.7226 | 29973.3756 | 0.00017048 | -6.1996e-06 | 0.00092448
391 | 5 | Window Film (Standard) | N/A | 1.1399 | 9308.393 | 0.012468 | -0.00086499 | 0.057249
392 | 5 | Window Film (Standard) | N/A | 1.7913 | 14249.8496 | 0.0084622 | -0.0024727 | 0.04003
393 | 5 | Window Film (Standard) | N/A | 1.9679 | 14566.0132 | 0.0021052 | -4.2183e-05 | 0.0099594
394 | 6 | Window Film (Standard) | N/A | 1.0782 | 10216.062 | 0.0040199 | -0.0027836 | 0.019531
395 | 6 | Window Film (Standard) | N/A | 1.2832 | 10444.9705 | 0.00025127 | -1.1931e-05 | 0.001221
396 | 7 | Window Film (Standard) | N/A | 4.5504 | 30441.9017 | 0.015966 | -0.0026118 | 0.089742
397 | 7 | Window Film (Standard) | N/A | 6.7954 | 46288.0725 | 0.0016709 | -0.0011513 | 0.009676
398 | 7 | Window Film (Standard) | N/A | 8.6465 | 47304.4156 | 0.00012342 | -5.8313e-06 | 0.00071477
399 | 8 | Window Film (Standard) | N/A | 2.0793 | 14452.826 | 0.0017706 | -0.00028966 | 0.0069123
400 | 8 | Window Film (Standard) | N/A | 3.0391 | 22002.1166 | 0.014045 | -0.0096775 | 0.056486
401 | 8 | Window Film (Standard) | N/A | 3.8645 | 22488.9101 | 0.00053786 | -2.5413e-05 | 0.0021634
402 | 10 | Window Film (Standard) | N/A | 1.409 | 12126.5701 | 0.0093609 | -0.0012723 | 0.053533
403 | 10 | Window Film (Standard) | N/A | 2.1004 | 18537.0303 | 0.023659 | -0.013544 | 0.13939
404 | 10 | Window Film (Standard) | N/A | 2.4432 | 18947.1477 | 0.00014332 | -5.626e-06 | 0.00084445
Industrial
405 | 2 | Aerosole Duct Sealing | N/A | 1.0539 | 4327.8982 | 0.0029954 | 0 | 0.0094606 | 0.0029954 | 0 | 0.0094606
406 | 2 | Aerosole Duct Sealing - Chiller | N/A | 1.18 | 4712.3277 | 0.0031804 | 0.00019284 | 0.010045 | 0.0031804 | 0.00019284 | 0.010045
407 | 12 | Aerosole Duct Sealing - Chiller | N/A | 1.0836 | 4528.1137 | 0.0017341 | 4.9264e-05 | 0.0061073 | 0.0017341 | 4.9264e-05 | 0.0061073
408 | 5 | CFL Hardwired, Modular 18W | N/A | 3.414 | 18204.623 | 0.00052723 | 0.00041576 | 0.0039588 | 0.00052723 | 0.00041576 | 0.0039588
409 | 1 | CFL Screw-in 18W | N/A | 4.2318 | 23216.9843 | 0.015121 | 0.013567 | 0.1112 | 0.015121 | 0.013567 | 0.1112
410 | 2 | CFL Screw-in 18W | N/A | 10.0605 | 29192.5379 | 0.001253 | 0.0015195 | 0.0049471 | 0.001253 | 0.0015195 | 0.0049471
411 | 3 | CFL Screw-in 18W | N/A | 5.2817 | 24468.1103 | 0.00086136 | 0.00089898 | 0.0052322 | 0.00086136 | 0.00089898 | 0.0052322
412 | 4 | CFL Screw-in 18W | N/A | 3.7512 | 23286.0245 | 0.001088 | 0.0017619 | 0.012771 | 0.001088 | 0.0017619 | 0.012771
413 | 6 | CFL Screw-in 18W | N/A | 3.2141 | 21758.5234 | 0.0030037 | 0.0023918 | 0.031888 | 0.0030037 | 0.0023918 | 0.031888
414 | 7 | CFL Screw-in 18W | N/A | 3.1693 | 21630.6936 | 0.00055451 | 0.00048066 | 0.006125 | 0.00055451 | 0.00048066 | 0.006125
415 | 8 | CFL Screw-in 18W | N/A | 4.3274 | 23348.9255 | 0.0044785 | 0.0039882 | 0.032045 | 0.0044785 | 0.0039882 | 0.032045
416 | 9 | CFL Screw-in 18W | N/A | 3.7952 | 22579.6371 | 0.0043659 | 0.0040817 | 0.037088 | 0.0043659 | 0.0040817 | 0.037088
417 | 10 | CFL Screw-in 18W | N/A | 5.4954 | 25736.6266 | 0.0011669 | 0.0018526 | 0.0089 | 0.0011669 | 0.0018526 | 0.0089
418 | 11 | CFL Screw-in 18W | N/A | 4.889 | 24595.6996 | 0.0041793 | 0.0056331 | 0.032102 | 0.0041793 | 0.0056331 | 0.032102
419 | 12 | CFL Screw-in 18W | N/A | 6.6853 | 26399.5183 | 0.0015742 | 0.00089447 | 0.0069304 | 0.0015742 | 0.00089447 | 0.0069304
420 | 13 | CFL Screw-in 18W | N/A | 4.0906 | 22992.274 | 0.0040068 | 0.003752 | 0.030932 | 0.0040068 | 0.003752 | 0.030932
421 | 14 | CFL Screw-in 18W | N/A | 4.879 | 23970.8034 | 0.0014485 | 0.0013701 | 0.0091927 | 0.0014485 | 0.0013701 | 0.0091927
422 | 15 | CFL Screw-in 18W | N/A | 4.0551 | 22955.3869 | 0.00082509 | 0.00076213 | 0.0064219 | 0.00082509 | 0.00076213 | 0.0064219
423 | 16 | CFL Screw-in 18W | N/A | 3.8358 | 22618.1797 | 0.00063341 | 0.00060766 | 0.0053308 | 0.00063341 | 0.00060766 | 0.0053308
424 | 6 | Clean Room - Controls | N/A | 1.13 | 3576.2086 | 0.012555 | 0.0099977 | 0.13329 | 0.012555 | 0.0099977 | 0.13329
425 | 13 | Clean Room - Controls | N/A | 1.1928 | 3730.6917 | 0.0060367 | 0.0056529 | 0.046602 | 0.0060367 | 0.0056529 | 0.046602
426 | 6 | Clean Room - New Designs | N/A | 1.9004 | 12606.2517 | 0.017805 | 0.014178 | 0.18903 | 0.017805 | 0.014178 | 0.18903
427 | 1 | Compressed Air - Controls | N/A | 1.2074 | 3353.8945 | 0.013584 | 0.012188 | 0.099903 | 0.013584 | 0.012188 | 0.099903
428 | 2 | Compressed Air - Controls | N/A | 1.8681 | 4215.4968 | 0.00082723 | 0.0010032 | 0.0032659 | 0.00082723 | 0.0010032 | 0.0032659
429 | 3 | Compressed Air - Controls | N/A | 1.3496 | 3534.2916 | 0.00067795 | 0.00070757 | 0.0041182 | 0.00067795 | 0.00070757 | 0.0041182
430 | 4 | Compressed Air - Controls | N/A | 1.1153 | 3363.8398 | 0.00087482 | 0.0014167 | 0.010269 | 0.00087482 | 0.0014167 | 0.010269
431 | 5 | Compressed Air - Controls | N/A | 1.1825 | 3339.8237 | 0.0010304 | 0.00081251 | 0.0077366 | 0.0010304 | 0.00081251 | 0.0077366
432 | 6 | Compressed Air - Controls | N/A | 1.0479 | 3143.6016 | 0.0022359 | 0.0017804 | 0.023737 | 0.0022359 | 0.0017804 | 0.023737
433 | 7 | Compressed Air - Controls | N/A | 1.0413 | 3125.17 | 0.0033299 | 0.0028865 | 0.036782 | 0.0033299 | 0.0028865 | 0.036782
434 | 8 | Compressed Air - Controls | N/A | 1.2205 | 3372.919 | 0.0014959 | 0.0013321 | 0.010703 | 0.0014959 | 0.0013321 | 0.010703
435 | 9 | Compressed Air - Controls | N/A | 1.144 | 3261.9964 | 0.0034739 | 0.0032478 | 0.029511 | 0.0034739 | 0.0032478 | 0.029511
436 | 10 | Compressed Air - Controls | N/A | 1.3428 | 3717.1842 | 0.00062957 | 0.0009995 | 0.0048017 | 0.00062957 | 0.0009995 | 0.0048017
437 | 11 | Compressed Air - Controls | N/A | 1.2789 | 3552.6813 | 0.005462 | 0.007362 | 0.041955 | 0.005462 | 0.007362 | 0.041955
438 | 12 | Compressed Air - Controls | N/A | 1.5025 | 3812.7818 | 0.0025723 | 0.0014616 | 0.011325 | 0.0025723 | 0.0014616 | 0.011325
439 | 13 | Compressed Air - Controls | N/A | 1.1879 | 3321.4938 | 0.0052538 | 0.0049198 | 0.040558 | 0.0052538 | 0.0049198 | 0.040558
440 | 14 | Compressed Air - Controls | N/A | 1.2984 | 3462.5867 | 0.0023992 | 0.0022694 | 0.015227 | 0.0023992 | 0.0022694 | 0.015227
441 | 15 | Compressed Air - Controls | N/A | 1.1826 | 3316.1752 | 0.00081748 | 0.0007551 | 0.0063626 | 0.00081748 | 0.0007551 | 0.0063626
442 | 16 | Compressed Air - Controls | N/A | 1.1506 | 3267.5538 | 0.00091088 | 0.00087385 | 0.007666 | 0.00091088 | 0.00087385 | 0.007666
443 | 8 | Direct drive Extruders | N/A | 3.1967 | 27818.6187 | 0.022206 | 0.019775 | 0.1589 | 0.022206 | 0.019775 | 0.1589
444 | 2 | Drying (UV/IR) | N/A | 4.6178 | 15077.6181 | 0.0031002 | 0.0065606 | 0.021359 | 0.0031002 | 0.0065606 | 0.021359
445 | 11 | Efficient Curing ovens | N/A | 1.98 | 8741.1822 | 0.020361 | 0.027443 | 0.1564 | 0.020361 | 0.027443 | 0.1564
446 | 12 | Efficient Curing ovens | N/A | 2.4519 | 9384.7893 | 0.0015163 | 0.00086155 | 0.0066754 | 0.0015163 | 0.00086155 | 0.0066754
447 | 13 | Efficient Curing ovens | N/A | 1.8365 | 8405.1724 | 0.0086104 | 0.0080629 | 0.06647 | 0.0086104 | 0.0080629 | 0.06647
448 | 14 | Efficient Curing ovens | N/A | 2.0245 | 8613.2616 | 0.0019871 | 0.0018796 | 0.012611 | 0.0019871 | 0.0018796 | 0.012611
449 | 15 | Efficient Curing ovens | N/A | 1.8256 | 8391.6358 | 0.0012444 | 0.0011494 | 0.0096852 | 0.0012444 | 0.0011494 | 0.0096852
450 | 16 | Efficient Curing ovens | N/A | 1.7606 | 8267.8883 | 0.0010317 | 0.00098979 | 0.0086832 | 0.0010317 | 0.00098979 | 0.0086832
451 | 7 | Efficient desalter | N/A | 2.0018 | 7418.2946 | 0.0002243 | 0.00019443 | 0.0024775 | 0.0002243 | 0.00019443 | 0.0024775
452 | 10 | Efficient electric melting | N/A | 1.3214 | 4300.8019 | 0.0055885 | 0.0088721 | 0.042622 | 0.0055885 | 0.0088721 | 0.042622
453 | 5 | Efficient Printing press (fewer cylinders) | N/A | 2.0047 | 8036.3617 | 0.017764 | 0.014008 | 0.13338 | 0.017764 | 0.014008 | 0.13338
454 | 13 | Efficient processes (welding, etc.) | N/A | 2.9097 | 10269.665 | 0.012407 | 0.011618 | 0.095776 | 0.012407 | 0.011618 | 0.095776
455 | 8 | Extruders/injection Moulding-multipump | N/A | 2.9059 | 13604.5625 | 0.043222 | 0.03849 | 0.30927 | 0.043222 | 0.03849 | 0.30927
456 | 1 | Fans - Controls | N/A | 2.6408 | 12243.312 | 0.054451 | 0.048853 | 0.40045 | 0.054451 | 0.048853 | 0.40045
457 | 2 | Fans - Controls | N/A | 5.2397 | 15398.7835 | 0.0057345 | 0.006954 | 0.02264 | 0.0057345 | 0.006954 | 0.02264
458 | 3 | Fans - Controls | N/A | 2.704 | 11456.4156 | 0.0041775 | 0.00436 | 0.025376 | 0.0041775 | 0.00436 | 0.025376
459 | 4 | Fans - Controls | N/A | 2.3874 | 12279.7188 | 0.01301 | 0.021067 | 0.15271 | 0.01301 | 0.021067 | 0.15271
460 | 5 | Fans - Controls | N/A | 2.5665 | 12191.7803 | 0.0071426 | 0.0056324 | 0.053631 | 0.0071426 | 0.0056324 | 0.053631
461 | 6 | Fans - Controls | N/A | 2.1412 | 11473.1491 | 0.02077 | 0.016539 | 0.22051 | 0.02077 | 0.016539 | 0.22051
462 | 7 | Fans - Controls | N/A | 2.0904 | 11259.6999 | 0.0072245 | 0.0062624 | 0.0798 | 0.0072245 | 0.0062624 | 0.0798
463 | 8 | Fans - Controls | N/A | 2.686 | 12312.986 | 0.01037 | 0.0092342 | 0.074198 | 0.01037 | 0.0092342 | 0.074198
464 | 9 | Fans - Controls | N/A | 2.4316 | 11906.7502 | 0.029898 | 0.027952 | 0.25398 | 0.029898 | 0.027952 | 0.25398
465 | 10 | Fans - Controls | N/A | 3.1965 | 13573.7777 | 0.0054183 | 0.008602 | 0.041325 | 0.0054183 | 0.008602 | 0.041325
466 | 11 | Fans - Controls | N/A | 2.931 | 12971.3224 | 0.011142 | 0.015017 | 0.085582 | 0.011142 | 0.015017 | 0.085582
467 | 12 | Fans - Controls | N/A | 3.7531 | 13923.9162 | 0.003411 | 0.0019381 | 0.015017 | 0.003411 | 0.0019381 | 0.015017
468 | 13 | Fans - Controls | N/A | 2.5745 | 12124.6498 | 0.0058304 | 0.0054597 | 0.045009 | 0.0058304 | 0.0054597 | 0.045009
469 | 14 | Fans - Controls | N/A | 2.9478 | 12641.3799 | 0.0039338 | 0.003721 | 0.024966 | 0.0039338 | 0.003721 | 0.024966
470 | 15 | Fans - Controls | N/A | 2.557 | 12105.1712 | 0.0013575 | 0.0012539 | 0.010566 | 0.0013575 | 0.0012539 | 0.010566
471 | 16 | Fans - Controls | N/A | 2.4521 | 11927.1034 | 0.0012389 | 0.0011886 | 0.010427 | 0.0012389 | 0.0011886 | 0.010427
472 | 1 | Fans - System Optimization | N/A | 1.8308 | 8322.9503 | 0.010706 | 0.020341 | 0.16674 | 0.010706 | 0.020341 | 0.16674
473 | 2 | Fans - System Optimization | N/A | 3.0806 | 10690.6678 | 0.0011274 | 0.0028952 | 0.0094259 | 0.0011274 | 0.0028952 | 0.0094259
474 | 3 | Fans - System Optimization | N/A | 1.8337 | 7955.5353 | 0.00082138 | 0.0018153 | 0.010566 | 0.00082138 | 0.0018153 | 0.010566
475 | 4 | Fans - System Optimization | N/A | 1.7831 | 8527.3172 | 0.0025581 | 0.0087721 | 0.063587 | 0.0025581 | 0.0087721 | 0.063587
476 | 5 | Fans - System Optimization | N/A | 1.763 | 8105.8393 | 0.0014044 | 0.0023452 | 0.022331 | 0.0014044 | 0.0023452 | 0.022331
477 | 6 | Fans - System Optimization | N/A | 1.5911 | 7722.0782 | 0.004084 | 0.0068867 | 0.091815 | 0.004084 | 0.0068867 | 0.091815
478 | 7 | Fans - System Optimization | N/A | 1.5738 | 7667.1482 | 0.0014205 | 0.0026076 | 0.033228 | 0.0014205 | 0.0026076 | 0.033228
479 | 8 | Fans - System Optimization | N/A | 1.8479 | 8354.3666 | 0.0020389 | 0.0038449 | 0.030894 | 0.0020389 | 0.0038449 | 0.030894
480 | 9 | Fans - System Optimization | N/A | 1.7503 | 8170.2994 | 0.0058786 | 0.011638 | 0.10575 | 0.0058786 | 0.011638 | 0.10575
481 | 10 | Fans - System Optimization | N/A | 2.1834 | 9425.0737 | 0.0010654 | 0.0035817 | 0.017207 | 0.0010654 | 0.0035817 | 0.017207
482 | 11 | Fans - System Optimization | N/A | 2.0343 | 9007.0013 | 0.0021907 | 0.0062528 | 0.035634 | 0.0021907 | 0.0062528 | 0.035634
483 | 12 | Fans - System Optimization | N/A | 2.0488 | 8412.8999 | 0.00067064 | 0.00080693 | 0.0062521 | 0.00067064 | 0.00080693 | 0.0062521
484 | 13 | Fans - System Optimization | N/A | 1.8148 | 8314.103 | 0.0011464 | 0.0022733 | 0.018741 | 0.0011464 | 0.0022733 | 0.018741
485 | 14 | Fans - System Optimization | N/A | 1.9843 | 8668.8334 | 0.00077347 | 0.0015493 | 0.010395 | 0.00077347 | 0.0015493 | 0.010395
486 | 15 | Fans - System Optimization | N/A | 1.8029 | 8280.5372 | 0.00026691 | 0.00052209 | 0.0043993 | 0.00026691 | 0.00052209 | 0.0043993
487 | 16 | Fans - System Optimization | N/A | 1.7663 | 8220.621 | 0.00024361 | 0.00049489 | 0.0043415 | 0.00024361 | 0.00049489 | 0.0043415
488 | 3 | Heat Pumps - Drying | N/A | 1.5132 | 10037.3522 | 0.0016935 | 0.0017675 | 0.010287 | 0.0016935 | 0.0017675 | 0.010287
489 | 1 | High Bay T5 | N/A | 1.3306 | 14088.0118 | 0.011237 | 0.010081 | 0.082637 | 0.011237 | 0.010081 | 0.082637
490 | 2 | High Bay T5 | N/A | 2.7723 | 17864.8718 | 0.0019303 | 0.0023409 | 0.007621 | 0.0019303 | 0.0023409 | 0.007621
491 | 3 | High Bay T5 | N/A | 1.6029 | 14907.2949 | 0.0011804 | 0.0012319 | 0.00717 | 0.0011804 | 0.0012319 | 0.00717
492 | 4 | High Bay T5 | N/A | 1.1925 | 14077.1209 | 0.00061994 | 0.0010039 | 0.0072771 | 0.00061994 | 0.0010039 | 0.0072771
493 | 6 | High Bay T5 | N/A | 1.0868 | 13443.5897 | 0.0073981 | 0.005891 | 0.078541 | 0.0073981 | 0.005891 | 0.078541
494 | 7 | High Bay T5 | N/A | 1.075 | 13362.9247 | 0.0013658 | 0.0011839 | 0.015086 | 0.0013658 | 0.0011839 | 0.015086
495 | 8 | High Bay T5 | N/A | 1.3373 | 14014.0001 | 0.0010367 | 0.00092316 | 0.0074177 | 0.0010367 | 0.00092316 | 0.0074177
496 | 9 | High Bay T5 | N/A | 1.2567 | 14068.6313 | 0.0081667 | 0.0076352 | 0.069376 | 0.0081667 | 0.0076352 | 0.069376
497 | 10 | High Bay T5 | N/A | 1.6268 | 15578.0539 | 0.00064484 | 0.0010237 | 0.0049181 | 0.00064484 | 0.0010237 | 0.0049181
498 | 11 | High Bay T5 | N/A | 1.4876 | 14921.4889 | 0.0033281 | 0.0044857 | 0.025564 | 0.0033281 | 0.0044857 | 0.025564
499 | 12 | High Bay T5 | N/A | 1.9381 | 16063.5619 | 0.0016358 | 0.00092945 | 0.0072015 | 0.0016358 | 0.00092945 | 0.0072015
500 | 13 | High Bay T5 | N/A | 1.2862 | 13869.9207 | 0.0020947 | 0.0019615 | 0.01617 | 0.0020947 | 0.0019615 | 0.01617
501 | 14 | High Bay T5 | N/A | 1.4932 | 14532.3763 | 0.0013997 | 0.001324 | 0.0088829 | 0.0013997 | 0.001324 | 0.0088829
502 | 15 | High Bay T5 | N/A | 1.2813 | 13887.2107 | 0.00074287 | 0.00068619 | 0.005782 | 0.00074287 | 0.00068619 | 0.005782
503 | 16 | High Bay T5 | N/A | 1.2166 | 13596.2236 | 0.000105 | 0.00010073 | 0.00088368 | 0.000105 | 0.00010073 | 0.00088368
504 | 8 | Injection Moulding - Direct drive | N/A | 1.3355 | 6845.0519 | 0.013716 | 0.012214 | 0.098142 | 0.013716 | 0.012214 | 0.098142
505 | 8 | Injection Moulding - Impulse Cooling | N/A | 1.8828 | 7896.6667 | 0.015711 | 0.013991 | 0.11242 | 0.015711 | 0.013991 | 0.11242
506 | 11 | Machinery | N/A | 1.0437 | 2780.5583 | 0.0039526 | 0.0053275 | 0.030361 | 0.0039526 | 0.0053275 | 0.030361
507 | 12 | Machinery | N/A | 1.2146 | 2984.0278 | 0.0012812 | 0.00072797 | 0.0056404 | 0.0012812 | 0.00072797 | 0.0056404
508 | 14 | Machinery | N/A | 1.6197 | 4355.3338 | 0.0011632 | 0.0011003 | 0.0073823 | 0.0011632 | 0.0011003 | 0.0073823
509 | 2 | Membranes for wastewater | N/A | 1.8629 | 4962.7189 | 0.00042036 | 0.00050976 | 0.0016596 | 0.00042036 | 0.00050976 | 0.0016596
510 | 11 | New transformers welding | N/A | 3.2782 | 10984.1763 | 0.0025275 | 0.0034066 | 0.019414 | 0.0025275 | 0.0034066 | 0.019414
511 | 12 | New transformers welding | N/A | 4.1338 | 11787.9856 | 0.00074552 | 0.0004236 | 0.0032821 | 0.00074552 | 0.0004236 | 0.0032821
512 | 14 | New transformers welding | N/A | 3.3027 | 10705.7129 | 0.0023655 | 0.0022376 | 0.015013 | 0.0023655 | 0.0022376 | 0.015013
513 | 15 | New transformers welding | N/A | 2.8911 | 10253.2277 | 0.00064885 | 0.00059934 | 0.0050502 | 0.00064885 | 0.00059934 | 0.0050502
514 | 2 | O&M/drives spinning machines | N/A | 3.5211 | 8071.8177 | 0.013178 | 0.01598 | 0.052027 | 0.013178 | 0.01598 | 0.052027
515 | 5 | Occupancy Sensor | N/A | 1.2255 | 5157.9463 | 0.00080031 | 0.0031555 | 0.030046 | 0.00080031 | 0.0031555 | 0.030046
516 | 1 | Optimization Refrigeration | N/A | 2.4863 | 12280.8277 | 0.11051 | 0.05949 | 0.65019 | 0.11051 | 0.05949 | 0.65019
517 | 3 | Optimize drying process | N/A | 2.3069 | 7713.308 | 0.0056134 | 0.0058586 | 0.034098 | 0.0056134 | 0.0058586 | 0.034098
518 | 9 | Process optimization | N/A | 1.1353 | 3721.5724 | 0.0033648 | 0.0031458 | 0.028584 | 0.0033648 | 0.0031458 | 0.028584
519 | 1 | Pumps - System Optimization | N/A | 2.9916 | 11648.6032 | 0.10912 | 0.097904 | 0.80252 | 0.10912 | 0.097904 | 0.80252
520 | 2 | Pumps - System Optimization | N/A | 5.8567 | 14643.2683 | 0.0087392 | 0.010598 | 0.034502 | 0.0087392 | 0.010598 | 0.034502
521 | 3 | Pumps - System Optimization | N/A | 3.5373 | 12275.6082 | 0.0070186 | 0.0073252 | 0.042634 | 0.0070186 | 0.0073252 | 0.042634
522 | 4 | Pumps - System Optimization | N/A | 2.7084 | 11683.1701 | 0.024657 | 0.039928 | 0.28943 | 0.024657 | 0.039928 | 0.28943
523 | 5 | Pumps - System Optimization | N/A | 2.9089 | 11599.6976 | 0.010667 | 0.0084116 | 0.080094 | 0.010667 | 0.0084116 | 0.080094
524 | 6 | Pumps - System Optimization | N/A | 2.4359 | 10917.6896 | 0.095983 | 0.07643 | 1.019 | 0.095983 | 0.07643 | 1.019
525 | 7 | Pumps - System Optimization | N/A | 2.3789 | 10715.1158 | 0.054851 | 0.047547 | 0.60588 | 0.054851 | 0.047547 | 0.60588
526 | 8 | Pumps - System Optimization | N/A | 3.042 | 11714.7263 | 0.015486 | 0.013791 | 0.11081 | 0.015486 | 0.013791 | 0.11081
527 | 9 | Pumps - System Optimization | N/A | 2.7597 | 11329.1935 | 0.043226 | 0.040412 | 0.3672 | 0.043226 | 0.040412 | 0.3672
528 | 10 | Pumps - System Optimization | N/A | 3.6034 | 12911.2867 | 0.0078338 | 0.012437 | 0.059747 | 0.0078338 | 0.012437 | 0.059747
529 | 11 | Pumps - System Optimization | N/A | 3.3114 | 12339.5251 | 0.016639 | 0.022427 | 0.12781 | 0.016639 | 0.022427 | 0.12781
530 | 12 | Pumps - System Optimization | N/A | 4.2193 | 13243.5544 | 0.005094 | 0.0028944 | 0.022426 | 0.005094 | 0.0028944 | 0.022426
531 | 13 | Pumps - System Optimization | N/A | 2.9183 | 11535.9883 | 0.0087072 | 0.0081536 | 0.067218 | 0.0087072 | 0.0081536 | 0.067218
532 | 14 | Pumps - System Optimization | N/A | 3.3319 | 12026.384 | 0.0058748 | 0.005557 | 0.037284 | 0.0058748 | 0.005557 | 0.037284
533 | 15 | Pumps - System Optimization | N/A | 2.8987 | 11517.5025 | 0.0020273 | 0.0018726 | 0.015779 | 0.0020273 | 0.0018726 | 0.015779
534 | 16 | Pumps - System Optimization | N/A | 2.7825 | 11348.5094 | 0.0018502 | 0.001775 | 0.015572 | 0.0018502 | 0.001775 | 0.015572
535 | 1 | LED High Bay 83 W | N/A | 1.7441 | 4436.352 | 0.16573 | 0.15909 | 1.2439 | 0.16573 | 0.15909 | 1.2439
536 | 1 | Run Time Optimizer | N/A | 4.6585 | 38280.6852 | 0.004396 | 0.0042856 | 0.010148 | 0.004396 | 0.0042856 | 0.010148
537 | 1 | Dehumidification Hybrid Desiccant Heat Pump | N/A | 8.9422 | 32188.9207 | 0.0021163 | 0.002007 | 0.0082314 | 0.0021163 | 0.002007 | 0.0082314