## RIM Lost Rev
RIM Measures Eliminated at Lost Revenue Evaluation
Residential
Building | Measure | RIM Value
1 | Base 13 SEER Split-System Air Conditioner & Strip Heater | 0
1 | 14 SEER Split-System Air Conditioner | 0
1 | 15 SEER Split-System Air Conditioner | 0.5251
1 | 13 EER Geothermal Heat Pump | 0
1 | HVAC Proper Sizing | 0
1 | Attic Venting | 0
1 | AC Maintenance (Outdoor Coil Cleaning) | 0.50307
1 | AC Maintenance (Indoor Coil Cleaning) | 0.49839
1 | Proper Refrigerant Charging and Air Flow | 0.64123
1 | Electronically Commutated Motors (ECM) on an Air Handler Unit | 0.43631
1 | Duct Repair | 0.86321
1 | Reflective Roof | 0.81635
1 | Window Film | 0.15443
1 | Window Tinting | 0.20172
1 | Default Window With Sunscreen | 0.51645
1 | Ceiling R-19 to R-38 Insulation | 0.072871
1 | Wall 2x4 R-0 to Blow-In R-13 Insulation | 0.17271
1 | Weather Strip/Caulk w/Blower Door | 0.098212
1 | Base 13 SEER Split-System Heat Pump | 0
1 | 14 SEER Split-System Heat Pump | 0
1 | 15 SEER Split-System Heat Pump | 0.54949
1 | 13 EER Geothermal Heat Pump | 0
1 | HVAC Proper Sizing | 0
1 | Attic Venting | 0
1 | AC Maintenance (Outdoor Coil Cleaning) | 0.46801
1 | AC Maintenance (Indoor Coil Cleaning) | 0.4633
1 | Proper Refrigerant Charging and Air Flow | 0.59987
1 | Duct Repair | 0.89126
1 | Reflective Roof | 0.74388
1 | Window Film | 0.13986
1 | Window Tinting | 0.19553
1 | Default Window With Sunscreen | 0.45854
1 | Single Pane Clear Windows to Double Pane Low-E Windows | 0.97985
1 | Ceiling R-19 to R-38 Insulation | 0.085042
1 | Wall 2x4 R-0 to Blow-In R-13 Insulation | 0.19894
1 | Weather Strip/Caulk w/Blower Door | 0.087582
1 | Base 13 SEER Split-System Air Conditioner & Gas Heat | 0
1 | 14 SEER Split-System Air Conditioner | 0
1 | 15 SEER Split-System Air Conditioner | 0
1 | 17 SEER Split-System Air Conditioner | 0
1 | 19 SEER Split-System Air Conditioner | 0
1 | HVAC Proper Sizing | 0
1 | Attic Venting | 0
1 | Sealed Attic w/Sprayed Foam Insulated Roof Deck | 0
1 | AC Maintenance (Outdoor Coil Cleaning) | 0
1 | AC Maintenance (Indoor Coil Cleaning) | 0
1 | Proper Refrigerant Charging and Air Flow | 0
1 | Electronically Commutated Motors (ECM) on an Air Handler Unit | 0
1 | Duct Repair | 0
1 | Reflective Roof | 0
1 | Radient Barrier | 0
1 | Window Film | 0
1 | Window Tinting | 0
1 | Default Window With Sunscreen | 0
1 | Single Pane Clear Windows to Double Pane Low-E Windows | 0
1 | Ceiling R-0 to R-19 Insulation | 0
1 | Ceiling R-19 to R-38 Insulation | 0
1 | Wall 2x4 R-0 to Blow-In R-13 Insulation | 0
1 | Weather Strip/Caulk w/Blower Door | 0
1 | Base 9 EER Room Air Conditioner & Strip Heater | 0
1 | HE Room Air Conditioner - EER 11 | 0.37828
1 | HE Room Air Conditioner - EER 12 | 0.6153
1 | Reflective Roof | 0.44163
1 | Window Film | 0.066888
1 | Window Tinting | 0.092375
1 | Default Window With Sunscreen | 0.23936
1 | Single Pane Clear Windows to Double Pane Low-E Windows | 0.59378
1 | Ceiling R-0 to R-19 Insulation | 0.73287
1 | Ceiling R-19 to R-38 Insulation | 0.047753
1 | Wall 2x4 R-0 to Blow-In R-13 Insulation | 0.051681
1 | Weather Strip/Caulk w/Blower Door | 0.046164
1 | Base Lighting (60-Watt incandescent), 0.5 hr/hday | 0
1 | CFL (18-Watt integral ballast), 0.5 hr/day | 0.0577
1 | Base Lighting (60-Watt incandescent), 2.5 hr/hday | 0
1 | CFL (18-Watt integral ballast), 2.5 hr/day | 0.30154
1 | Base Lighting (60-Watt incandescent), 6.0 hr/hday | 0
1 | CFL (18-Watt integral ballast), 6.0 hr/day | 0.1986
1 | Base Fluorescent Fixture, 2L4'T12, 40W, 1EEMAG | 0
1 | ROB 2L4'T8, 1EB | 0.019689
1 | RET 2L4'T8, 1EB | 0.019689
1 | Base Outdoor Lighting | 0
1 | CFL - medium screw based <30 Watts | 0
1 | Photocell/timeclock | 0
1 | Base Refrigerator (18 cf w/top-mount freezer, no through-door ice) | 0
1 | HE Refrigerator - Energy Star version of above | 0.23337
1 | Base Freezer | 0
1 | HE Freezer | 0.074656
1 | Base 40 gal. Water Heating (EF=0.92) | 0
1 | Heat Pump Water Heater (EF=2.9) | 0.74366
1 | HE Water Heater (EF=0.93) | 0
1 | Solar Water Heat | 0.56798
1 | AC Heat Recovery Units | 0.36798
1 | Low Flow Showerhead | 0.20027
1 | Pipe Wrap | 0.061747
1 | Faucet Aerators | 0.090065
1 | Water Heater Blanket | 0.24899
1 | Water Heater Temperature Check and Adjustment | 0.032164
1 | Water Heater Timeclock | 0.14065
1 | Heat Trap | 0.22638
1 | Base Clotheswasher (MEF=1.6) | 0
1 | Energy Star CW CEE Tier 1 (MEF=1.8) | 0
1 | Energy Star CW CEE Tier 2 (MEF=2.0) | 0.20433
1 | Energy Star CW CEE Tier 3 (MEF=2.2) | 0.25542
1 | Base Clothes Dryer (EF=3.01) | 0
1 | High Efficiency CD (EF=3.01 w/moisture sensor) | 0
1 | Base Dishwasher (EF=0.46) | 0
1 | Energy Star DW (EF=0.68) | 0.2137
1 | Base Pool Pump and Motor (1.5 hp) | 0
1 | Two Speed Pool Pump (1.5 hp) | 0.7513
1 | High Efficiency One Speed Pool Pump (1.5 hp) | 0.55404
1 | Variable-Speed Pool Pump (<1 hp) | 0.88637
1 | PV-Powered Pool Pumps | 0.99807
1 | Base CRT TV | 0
1 | Energy Star TV | 0.016577
1 | Base Large-screen TV | 0
1 | Energy Star TV | 0.060481
1 | Base Set-Top Box | 0
1 | Energy Star Set-Top Box | 0.06733
1 | Base DVD Player | 0
1 | Energy Star DVD Player | 0.03819
1 | Base VCR | 0
1 | Energy Star VCR | 0.075231
1 | Base Desktop PC | 0
1 | Energy Star Desktop PC | 0.04387
1 | Base Laptop PC | 0
1 | Energy Star Laptop PC | 0.018486
2 | Base 13 SEER Split-System Air Conditioner & Strip Heater | 0
2 | 14 SEER Split-System Air Conditioner | 0
2 | 15 SEER Split-System Air Conditioner | 0.33354
2 | 17 SEER Split-System Air Conditioner | 0.7165
2 | 19 SEER Split-System Air Conditioner | 0.94745
2 | 14 SEER Split-System Heat Pump | 0.82778
2 | 13 EER Geothermal Heat Pump | 0
2 | HVAC Proper Sizing | 0
2 | Attic Venting | 0
2 | Sealed Attic w/Sprayed Foam Insulated Roof Deck | 0.79967
2 | AC Maintenance (Outdoor Coil Cleaning) | 0.35411
2 | AC Maintenance (Indoor Coil Cleaning) | 0.35042
2 | Proper Refrigerant Charging and Air Flow | 0.46394
2 | Electronically Commutated Motors (ECM) on an Air Handler Unit | 0.3076
2 | Duct Repair | 0.39936
2 | Reflective Roof | 0.6332
2 | Radient Barrier | 0.61441
2 | Window Film | 0.15097
2 | Window Tinting | 0.19581
2 | Default Window With Sunscreen | 0.34531
2 | Single Pane Clear Windows to Double Pane Low-E Windows | 0.77852
2 | Ceiling R-0 to R-19 Insulation | 0.74395
2 | Ceiling R-19 to R-38 Insulation | 0.039993
2 | Wall 2x4 R-0 to Blow-In R-13 Insulation | 0.10186
2 | Weather Strip/Caulk w/Blower Door | 0.06341
2 | Base 13 SEER Split-System Heat Pump | 0
2 | 14 SEER Split-System Heat Pump | 0
2 | 15 SEER Split-System Heat Pump | 0.35444
2 | 17 SEER Split-System Heat Pump | 0.73851
2 | 13 EER Geothermal Heat Pump | 0
2 | HVAC Proper Sizing | 0
2 | Attic Venting | 0
2 | AC Maintenance (Outdoor Coil Cleaning) | 0.32358
2 | AC Maintenance (Indoor Coil Cleaning) | 0.32025
2 | Proper Refrigerant Charging and Air Flow | 0.42687
2 | Electronically Commutated Motors (ECM) on an Air Handler Unit | 0.70329
2 | Duct Repair | 0.38215
2 | Reflective Roof | 0.5678
2 | Radient Barrier | 0.54325
2 | Window Film | 0.13457
2 | Window Tinting | 0.18777
2 | Default Window With Sunscreen | 0.30136
2 | Single Pane Clear Windows to Double Pane Low-E Windows | 0.70101
2 | Ceiling R-0 to R-19 Insulation | 0.95547
2 | Ceiling R-19 to R-38 Insulation | 0.044849
2 | Wall 2x4 R-0 to Blow-In R-13 Insulation | 0.11226
2 | Weather Strip/Caulk w/Blower Door | 0.055614
2 | Base 13 SEER Split-System Air Conditioner & Gas Heat | 0
2 | 14 SEER Split-System Air Conditioner | 0
2 | 15 SEER Split-System Air Conditioner | 0
2 | 17 SEER Split-System Air Conditioner | 0
2 | 19 SEER Split-System Air Conditioner | 0
2 | HVAC Proper Sizing | 0
2 | Attic Venting | 0
2 | Sealed Attic w/Sprayed Foam Insulated Roof Deck | 0
2 | AC Maintenance (Outdoor Coil Cleaning) | 0
2 | AC Maintenance (Indoor Coil Cleaning) | 0
2 | Proper Refrigerant Charging and Air Flow | 0
2 | Electronically Commutated Motors (ECM) on an Air Handler Unit | 0
2 | Duct Repair | 0
2 | Reflective Roof | 0
2 | Radient Barrier | 0
2 | Window Film | 0
2 | Window Tinting | 0
2 | Default Window With Sunscreen | 0
2 | Single Pane Clear Windows to Double Pane Low-E Windows | 0
2 | Ceiling R-0 to R-19 Insulation | 0
2 | Ceiling R-19 to R-38 Insulation | 0
2 | Wall 2x4 R-0 to Blow-In R-13 Insulation | 0
2 | Weather Strip/Caulk w/Blower Door | 0
2 | Base 9 EER Room Air Conditioner & Strip Heater | 0
2 | HE Room Air Conditioner - EER 11 | 0.34952
2 | HE Room Air Conditioner - EER 12 | 0.57681
2 | Reflective Roof | 0.4339
2 | Window Film | 0.091147
2 | Window Tinting | 0.12615
2 | Default Window With Sunscreen | 0.22036
2 | Single Pane Clear Windows to Double Pane Low-E Windows | 0.54603
2 | Ceiling R-0 to R-19 Insulation | 0.45034
2 | Ceiling R-19 to R-38 Insulation | 0.026972
2 | Wall 2x4 R-0 to Blow-In R-13 Insulation | 0.045398
2 | Weather Strip/Caulk w/Blower Door | 0.040935
2 | Base Lighting (60-Watt incandescent), 0.5 hr/hday | 0
2 | CFL (18-Watt integral ballast), 0.5 hr/day | 0.056703
2 | Base Lighting (60-Watt incandescent), 2.5 hr/hday | 0
2 | CFL (18-Watt integral ballast), 2.5 hr/day | 0.29931
2 | Base Lighting (60-Watt incandescent), 6.0 hr/hday | 0
2 | CFL (18-Watt integral ballast), 6.0 hr/day | 0.19659
2 | Base Fluorescent Fixture, 2L4'T12, 40W, 1EEMAG | 0
2 | ROB 2L4'T8, 1EB | 0.019689
2 | RET 2L4'T8, 1EB | 0.019689
2 | Base Outdoor Lighting | 0
2 | CFL - medium screw based <30 Watts | 0
2 | Photocell/timeclock | 0
2 | Base Refrigerator (18 cf w/top-mount freezer, no through-door ice) | 0
2 | HE Refrigerator - Energy Star version of above | 0.23337
2 | Base Freezer | 0
2 | HE Freezer | 0.074656
2 | Base 40 gal. Water Heating (EF=0.92) | 0
2 | Heat Pump Water Heater (EF=2.9) | 0.64654
2 | HE Water Heater (EF=0.93) | 0
2 | Solar Water Heat | 0.51483
2 | AC Heat Recovery Units | 0.29149
2 | Low Flow Showerhead | 0.14464
2 | Pipe Wrap | 0.042913
2 | Faucet Aerators | 0.063075
2 | Water Heater Blanket | 0.18593
2 | Water Heater Temperature Check and Adjustment | 0.021997
2 | Water Heater Timeclock | 0.10064
2 | Heat Trap | 0.16765
2 | Base Clotheswasher (MEF=1.6) | 0
2 | Energy Star CW CEE Tier 1 (MEF=1.8) | 0
2 | Energy Star CW CEE Tier 2 (MEF=2.0) | 0.20433
2 | Energy Star CW CEE Tier 3 (MEF=2.2) | 0.25542
2 | Base Clothes Dryer (EF=3.01) | 0
2 | High Efficiency CD (EF=3.01 w/moisture sensor) | 0
2 | Base Dishwasher (EF=0.46) | 0
2 | Energy Star DW (EF=0.68) | 0.17604
2 | Base Pool Pump and Motor (1.5 hp) | 0
2 | Two Speed Pool Pump (1.5 hp) | 0.7513
2 | High Efficiency One Speed Pool Pump (1.5 hp) | 0.55404
2 | Variable-Speed Pool Pump (<1 hp) | 0.88637
2 | PV-Powered Pool Pumps | 0.99807
2 | Base CRT TV | 0
2 | Energy Star TV | 0.016599
2 | Base Large-screen TV | 0
2 | Energy Star TV | 0.060877
2 | Base Set-Top Box | 0
2 | Energy Star Set-Top Box | 0.067734
2 | Base DVD Player | 0
2 | Energy Star DVD Player | 0.038241
2 | Base VCR | 0
2 | Energy Star VCR | 0.075333
2 | Base Desktop PC | 0
2 | Energy Star Desktop PC | 0.043929
2 | Base Laptop PC | 0
2 | Energy Star Laptop PC | 0.01851
3 | Base 13 SEER Split-System Air Conditioner & Strip Heater | 0
3 | 14 SEER Split-System Air Conditioner | 0
3 | 15 SEER Split-System Air Conditioner | 0.41773
3 | 17 SEER Split-System Air Conditioner | 0.90769
3 | 13 EER Geothermal Heat Pump | 0
3 | HVAC Proper Sizing | 0
3 | Attic Venting | 0
3 | AC Maintenance (Outdoor Coil Cleaning) | 0.43317
3 | AC Maintenance (Indoor Coil Cleaning) | 0.42875
3 | Proper Refrigerant Charging and Air Flow | 0.56645
3 | Electronically Commutated Motors (ECM) on an Air Handler Unit | 0.37245
3 | Duct Repair | 0.64772
3 | Reflective Roof | 0.73986
3 | Radient Barrier | 0.95031
3 | Window Film | 0.20206
3 | Window Tinting | 0.27131
3 | Default Window With Sunscreen | 0.43573
3 | Single Pane Clear Windows to Double Pane Low-E Windows | 0.98248
3 | Ceiling R-0 to R-19 Insulation | 0.90654
3 | Ceiling R-19 to R-38 Insulation | 0.046891
3 | Wall 2x4 R-0 to Blow-In R-13 Insulation | 0.13769
3 | Weather Strip/Caulk w/Blower Door | 0.073279
3 | Base 13 SEER Split-System Heat Pump | 0
3 | 14 SEER Split-System Heat Pump | 0
3 | 15 SEER Split-System Heat Pump | 0.44315
3 | 17 SEER Split-System Heat Pump | 0.93206
3 | 13 EER Geothermal Heat Pump | 0
3 | HVAC Proper Sizing | 0
3 | Attic Venting | 0
3 | AC Maintenance (Outdoor Coil Cleaning) | 0.39989
3 | AC Maintenance (Indoor Coil Cleaning) | 0.3955
3 | Proper Refrigerant Charging and Air Flow | 0.52569
3 | Electronically Commutated Motors (ECM) on an Air Handler Unit | 0.96056
3 | Duct Repair | 0.58908
3 | Reflective Roof | 0.66869
3 | Radient Barrier | 0.84891
3 | Window Film | 0.18283
3 | Window Tinting | 0.26508
3 | Default Window With Sunscreen | 0.38414
3 | Single Pane Clear Windows to Double Pane Low-E Windows | 0.88962
3 | Ceiling R-19 to R-38 Insulation | 0.055448
3 | Wall 2x4 R-0 to Blow-In R-13 Insulation | 0.15821
3 | Weather Strip/Caulk w/Blower Door | 0.065115
3 | Base 13 SEER Split-System Air Conditioner & Gas Heat | 0
3 | 14 SEER Split-System Air Conditioner | 0
3 | 15 SEER Split-System Air Conditioner | 0
3 | 17 SEER Split-System Air Conditioner | 0
3 | 19 SEER Split-System Air Conditioner | 0
3 | HVAC Proper Sizing | 0
3 | Attic Venting | 0
3 | Sealed Attic w/Sprayed Foam Insulated Roof Deck | 0
3 | AC Maintenance (Outdoor Coil Cleaning) | 0
3 | AC Maintenance (Indoor Coil Cleaning) | 0
3 | Proper Refrigerant Charging and Air Flow | 0
3 | Electronically Commutated Motors (ECM) on an Air Handler Unit | 0
3 | Duct Repair | 0
3 | Reflective Roof | 0
3 | Radient Barrier | 0
3 | Window Film | 0
3 | Window Tinting | 0
3 | Default Window With Sunscreen | 0
3 | Single Pane Clear Windows to Double Pane Low-E Windows | 0
3 | Ceiling R-0 to R-19 Insulation | 0
3 | Ceiling R-19 to R-38 Insulation | 0
3 | Wall 2x4 R-0 to Blow-In R-13 Insulation | 0
3 | Weather Strip/Caulk w/Blower Door | 0
3 | Base 9 EER Room Air Conditioner & Strip Heater | 0
3 | HE Room Air Conditioner - EER 11 | 0.37272
3 | HE Room Air Conditioner - EER 12 | 0.62295
3 | Reflective Roof | 0.43762
3 | Window Film | 0.10434
3 | Window Tinting | 0.149
3 | Default Window With Sunscreen | 0.2339
3 | Single Pane Clear Windows to Double Pane Low-E Windows | 0.59676
3 | Ceiling R-0 to R-19 Insulation | 0.51174
3 | Ceiling R-19 to R-38 Insulation | 0.030557
3 | Wall 2x4 R-0 to Blow-In R-13 Insulation | 0.048622
3 | Weather Strip/Caulk w/Blower Door | 0.040109
3 | Base Lighting (60-Watt incandescent), 0.5 hr/hday | 0
3 | CFL (18-Watt integral ballast), 0.5 hr/day | 0.057937
3 | Base Lighting (60-Watt incandescent), 2.5 hr/hday | 0
3 | CFL (18-Watt integral ballast), 2.5 hr/day | 0.30244
3 | Base Lighting (60-Watt incandescent), 6.0 hr/hday | 0
3 | CFL (18-Watt integral ballast), 6.0 hr/day | 0.19946
3 | Base Fluorescent Fixture, 2L4'T12, 40W, 1EEMAG | 0
3 | ROB 2L4'T8, 1EB | 0.019689
3 | RET 2L4'T8, 1EB | 0.019689
3 | Base Outdoor Lighting | 0
3 | CFL - medium screw based <30 Watts | 0
3 | Photocell/timeclock | 0
3 | Base Refrigerator (18 cf w/top-mount freezer, no through-door ice) | 0
3 | HE Refrigerator - Energy Star version of above | 0.23337
3 | Base Freezer | 0
3 | HE Freezer | 0.074656
3 | Base 40 gal. Water Heating (EF=0.92) | 0
3 | Heat Pump Water Heater (EF=2.9) | 0.63595
3 | HE Water Heater (EF=0.93) | 0
3 | Solar Water Heat | 0.5168
3 | AC Heat Recovery Units | 0.30032
3 | Low Flow Showerhead | 0.15707
3 | Pipe Wrap | 0.04688
3 | Faucet Aerators | 0.068766
3 | Water Heater Blanket | 0.19749
3 | Water Heater Temperature Check and Adjustment | 0.024106
3 | Water Heater Timeclock | 0.10863
3 | Heat Trap | 0.17868
3 | Base Clotheswasher (MEF=1.6) | 0
3 | Energy Star CW CEE Tier 1 (MEF=1.8) | 0
3 | Energy Star CW CEE Tier 2 (MEF=2.0) | 0.20433
3 | Energy Star CW CEE Tier 3 (MEF=2.2) | 0.25542
3 | Base Clothes Dryer (EF=3.01) | 0
3 | High Efficiency CD (EF=3.01 w/moisture sensor) | 0
3 | Base Dishwasher (EF=0.46) | 0
3 | Energy Star DW (EF=0.68) | 0.17604
3 | Base Pool Pump and Motor (1.5 hp) | 0
3 | Two Speed Pool Pump (1.5 hp) | 0.7513
3 | High Efficiency One Speed Pool Pump (1.5 hp) | 0.55404
3 | Variable-Speed Pool Pump (<1 hp) | 0.88637
3 | PV-Powered Pool Pumps | 0.99807
3 | Base CRT TV | 0
3 | Energy Star TV | 0.016577
3 | Base Large-screen TV | 0
3 | Energy Star TV | 0.060481
3 | Base Set-Top Box | 0
3 | Energy Star Set-Top Box | 0.06733
3 | Base DVD Player | 0
3 | Energy Star DVD Player | 0.03819
3 | Base VCR | 0
3 | Energy Star VCR | 0.075231
3 | Base Desktop PC | 0
3 | Energy Star Desktop PC | 0.04387
3 | Base Laptop PC | 0
3 | Energy Star Laptop PC | 0.018486
3 | LED (12-Watt integral ballast), 0.5 hr/day | 0.10618
| Freezer recycling | 0.41284
| Refrigerator recycling | 0.41038
| LED (12-Watt integral ballast), 2.5 hr/day | 0.12326
| LED (12-Watt integral ballast), 6.0 hr/day | 0.15007
| LED 13W Outdoor | 0.19667
| Smart Plug | 0.17046
Commercial
Building | Measure | RIM Value
1 | Base Fluorescent Fixture, T12, 34W, EB | 0
1 | Lighting Control Tuneup | 0.9306
1 | Base T8, EB | 0
1 | Lighting Control Tuneup | 0.75656
1 | Base Incandescent Flood, 75W to Screw-in CFL | 0
1 | Base Incandescent Flood, 75W to Hardwired CFL | 0
1 | Base CFL | 0
1 | Base High Bay Mercury Vapor, 400W | 0
1 | PSMH, 250 W, electronic ballast | 0
1 | Base Exit Sign | 0
1 | LED Exit Sign | 0.1133
1 | Base Outdoor Mercury Vapor 400W Lamp | 0
1 | High Pressure Sodium 250W Lamp | 0.54828
1 | Outdoor Lighting Controls (Photocell/Timeclock) | 0.49463
1 | Base Outdoor HID Lamp | 0
1 | Outdoor Lighting Controls (Photocell/Timeclock) | 0.5024
1 | Base Centrifugal Chiller, 0.58 kW/ton, 500 tons | 0
1 | High Efficiency Chiller Motors | 0.71673
1 | EMS Optimization | 0.60651
1 | Duct/Pipe Insulation | 0.57048
1 | Window Film (Standard) | 0.91341
1 | Base DX Packaged System, EER=10.3, 10 tons | 0
1 | DX Packaged System, EER=10.9, 10 tons | 0.9379
1 | Optimize Controls | 0.67947
1 | Duct/Pipe Insulation | 0.7069
1 | Window Film (Standard) | 0.99291
1 | Base Packaged HP System, EER=10.3, 10 tons | 0
1 | Duct/Pipe Insulation | 0.71586
1 | Base PTAC, EER=8.3, 1 ton | 0
1 | Occupancy Sensor (hotels) | 0.85025
1 | Base Fan Motor, 15hp, 1800rpm, 91.0% | 0
1 | High Efficiency Fan Motor, 15hp, 1800rpm, 92.4% | 0.26562
1 | Variable Speed Drive Control | 0.7395
1 | Air Handler Optimization | 0.56559
1 | Electronically Commutated Motors (ECM) on an Air Handler Unit | 0.73859
1 | Separate Makeup Air / Exhaust Hoods AC | 0
1 | Base Refrigeration System | 0
1 | High-efficiency fan motors | 0
1 | Strip curtains for walk-ins | 0
1 | Night covers for display cases | 0
1 | Evaporator fan controller for MT walk-ins | 0
1 | Efficient compressor motor | 0
1 | Compressor VSD retrofit | 0
1 | Floating head pressure controls | 0
1 | Refrigeration Commissioning | 0
1 | Demand Hot Gas Defrost | 0
1 | Demand Defrost Electric | 0
1 | Anti-sweat (humidistat) controls | 0
1 | High R-Value Glass Doors | 0
1 | Multiplex Compressor System | 0
1 | Oversized Air Cooled Condenser | 0
1 | Freezer-Cooler Replacement Gaskets | 0
1 | LED Display Lighting | 0
1 | Base Water Heating | 0
1 | High Efficiency Water Heater (electric) | 0
1 | Heat Pump Water Heater (air source) | 0.81974
1 | Solar Water Heater | 0.81882
1 | Demand controlled circulating systems | 0.17613
1 | Heat Recovery Unit | 0.84852
1 | Heat Trap | 0.27865
1 | Hot Water Pipe Insulation | 0.077902
1 | Base Desktop PC | 0
1 | PC Manual Power Management Enabling | 0.94331
1 | PC Network Power Management Enabling | 0.94331
1 | Base Monitor, CRT | 0
1 | Monitor Power Management Enabling | 0.92272
1 | Base Monitor, LCD | 0
1 | Energy Star or Better Monitor | 0.00058074
1 | Monitor Power Management Enabling | 0.0088064
1 | Base Copier | 0
1 | Energy Star or Better Copier | 0.50186
1 | Copier Power Management Enabling | 0.41956
1 | Base Laser Printer | 0
1 | Printer Power Management Enabling | 0.87031
1 | Base Commercial Ovens | 0
1 | Convection Oven | 0.068974
1 | Base Commercial Fryers | 0
1 | Efficient Fryer | 0.014772
1 | Base Vending Machines | 0
1 | Vending Misers (cooled machines only) | 0.59128
2 | Base Fluorescent Fixture, T12, 34W, EB | 0
2 | Lighting Control Tuneup | 0.94296
2 | Base T8, EB | 0
2 | Lighting Control Tuneup | 0.77068
2 | Base Incandescent Flood, 75W to Screw-in CFL | 0
2 | Base Incandescent Flood, 75W to Hardwired CFL | 0
2 | Base CFL | 0
2 | Base High Bay Mercury Vapor, 400W | 0
2 | PSMH, 250 W, electronic ballast | 0
2 | Base Exit Sign | 0
2 | LED Exit Sign | 0.24876
2 | Base Outdoor Mercury Vapor 400W Lamp | 0
2 | High Pressure Sodium 250W Lamp | 0.82658
2 | Outdoor Lighting Controls (Photocell/Timeclock) | 0.78214
2 | Base Outdoor HID Lamp | 0
2 | Outdoor Lighting Controls (Photocell/Timeclock) | 0.81083
2 | Base Centrifugal Chiller, 0.58 kW/ton, 500 tons | 0
2 | EMS Optimization | 0.73369
2 | Duct/Pipe Insulation | 0.8352
2 | Base DX Packaged System, EER=10.3, 10 tons | 0
2 | Optimize Controls | 0.78697
2 | Duct/Pipe Insulation | 0.99934
2 | Base Packaged HP System, EER=10.3, 10 tons | 0
2 | Base PTAC, EER=8.3, 1 ton | 0
2 | Occupancy Sensor (hotels) | 0.98866
2 | Base Fan Motor, 15hp, 1800rpm, 91.0% | 0
2 | High Efficiency Fan Motor, 15hp, 1800rpm, 92.4% | 0.37704
2 | Variable Speed Drive Control | 0.76263
2 | Air Handler Optimization | 0.64746
2 | Electronically Commutated Motors (ECM) on an Air Handler Unit | 0.86804
2 | Base Refrigeration System | 0
2 | High-efficiency fan motors | 0
2 | Strip curtains for walk-ins | 0
2 | Night covers for display cases | 0
2 | Evaporator fan controller for MT walk-ins | 0
2 | Efficient compressor motor | 0
2 | Compressor VSD retrofit | 0
2 | Floating head pressure controls | 0
2 | Refrigeration Commissioning | 0
2 | Demand Hot Gas Defrost | 0
2 | Demand Defrost Electric | 0
2 | Anti-sweat (humidistat) controls | 0
2 | High R-Value Glass Doors | 0
2 | Multiplex Compressor System | 0
2 | Oversized Air Cooled Condenser | 0
2 | Freezer-Cooler Replacement Gaskets | 0
2 | LED Display Lighting | 0
2 | Base Water Heating | 0
2 | High Efficiency Water Heater (electric) | 0
2 | Demand controlled circulating systems | 0.64482
2 | Heat Trap | 0.81029
2 | Hot Water Pipe Insulation | 0.40502
2 | Base Desktop PC | 0
2 | PC Manual Power Management Enabling | 0.36554
2 | PC Network Power Management Enabling | 0.36554
2 | Base Monitor, CRT | 0
2 | Energy Star or Better Monitor | 0.48315
2 | Monitor Power Management Enabling | 0.35148
2 | Base Monitor, LCD | 0
2 | Energy Star or Better Monitor | 6.3763e-05
2 | Monitor Power Management Enabling | 0.00085227
2 | Base Copier | 0
2 | Energy Star or Better Copier | 0.18246
2 | Copier Power Management Enabling | 0.14383
2 | Base Laser Printer | 0
2 | Printer Power Management Enabling | 0.39706
2 | Base Commercial Ovens | 0
2 | Convection Oven | 0.87623
2 | Base Commercial Fryers | 0
2 | Base Vending Machines | 0
2 | Vending Misers (cooled machines only) | 0.65694
3 | Base Fluorescent Fixture, T12, 34W, EB | 0
3 | Base T8, EB | 0
3 | Lighting Control Tuneup | 0.82148
3 | Base Incandescent Flood, 75W to Screw-in CFL | 0
3 | Base Incandescent Flood, 75W to Hardwired CFL | 0
3 | Base CFL | 0
3 | Base High Bay Mercury Vapor, 400W | 0
3 | PSMH, 250 W, electronic ballast | 0
3 | Base Exit Sign | 0
3 | LED Exit Sign | 0.098906
3 | Base Outdoor Mercury Vapor 400W Lamp | 0
3 | High Pressure Sodium 250W Lamp | 0.52671
3 | Outdoor Lighting Controls (Photocell/Timeclock) | 0.47537
3 | Base Outdoor HID Lamp | 0
3 | Outdoor Lighting Controls (Photocell/Timeclock) | 0.74538
3 | Base Centrifugal Chiller, 0.58 kW/ton, 500 tons | 0
3 | High Efficiency Chiller Motors | 0.74595
3 | EMS Optimization | 0.61499
3 | Duct/Pipe Insulation | 0.59174
3 | Window Film (Standard) | 0.94361
3 | Base DX Packaged System, EER=10.3, 10 tons | 0
3 | DX Packaged System, EER=10.9, 10 tons | 0.97812
3 | Optimize Controls | 0.68839
3 | Duct/Pipe Insulation | 0.73478
3 | Base Packaged HP System, EER=10.3, 10 tons | 0
3 | Duct/Pipe Insulation | 0.74357
3 | Base PTAC, EER=8.3, 1 ton | 0
3 | Occupancy Sensor (hotels) | 0.86829
3 | Base Fan Motor, 15hp, 1800rpm, 91.0% | 0
3 | High Efficiency Fan Motor, 15hp, 1800rpm, 92.4% | 0.23663
3 | Variable Speed Drive Control | 0.7076
3 | Air Handler Optimization | 0.53844
3 | Electronically Commutated Motors (ECM) on an Air Handler Unit | 0.70572
3 | Separate Makeup Air / Exhaust Hoods AC | 0
3 | Base Refrigeration System | 0
3 | High-efficiency fan motors | 0
3 | Strip curtains for walk-ins | 0
3 | Night covers for display cases | 0
3 | Evaporator fan controller for MT walk-ins | 0
3 | Efficient compressor motor | 0
3 | Compressor VSD retrofit | 0
3 | Floating head pressure controls | 0
3 | Refrigeration Commissioning | 0
3 | Demand Hot Gas Defrost | 0
3 | Demand Defrost Electric | 0
3 | Anti-sweat (humidistat) controls | 0
3 | High R-Value Glass Doors | 0
3 | Multiplex Compressor System | 0
3 | Oversized Air Cooled Condenser | 0
3 | Freezer-Cooler Replacement Gaskets | 0
3 | LED Display Lighting | 0
3 | Base Water Heating | 0
3 | High Efficiency Water Heater (electric) | 0
3 | Heat Pump Water Heater (air source) | 0.5562
3 | Solar Water Heater | 0.55532
3 | Demand controlled circulating systems | 0.080074
3 | Heat Recovery Unit | 0.5814
3 | Heat Trap | 0.13589
3 | Hot Water Pipe Insulation | 0.033409
3 | Base Desktop PC | 0
3 | PC Manual Power Management Enabling | 0.39752
3 | PC Network Power Management Enabling | 0.39752
3 | Base Monitor, CRT | 0
3 | Energy Star or Better Monitor | 0.52578
3 | Monitor Power Management Enabling | 0.3828
3 | Base Monitor, LCD | 0
3 | Energy Star or Better Monitor | 7.1661e-05
3 | Monitor Power Management Enabling | 0.00096096
3 | Base Copier | 0
3 | Energy Star or Better Copier | 0.17502
3 | Copier Power Management Enabling | 0.13762
3 | Base Laser Printer | 0
3 | Printer Power Management Enabling | 0.49586
3 | Base Commercial Ovens | 0
3 | Convection Oven | 0.05579
3 | Base Commercial Fryers | 0
3 | Efficient Fryer | 0.032273
3 | Base Vending Machines | 0
3 | Vending Misers (cooled machines only) | 0.20584
4 | Base Fluorescent Fixture, T12, 34W, EB | 0
4 | Base T8, EB | 0
4 | Base Incandescent Flood, 75W to Screw-in CFL | 0
4 | Base Incandescent Flood, 75W to Hardwired CFL | 0
4 | Base CFL | 0
4 | Base High Bay Mercury Vapor, 400W | 0
4 | PSMH, 250 W, electronic ballast | 0
4 | Base Exit Sign | 0
4 | LED Exit Sign | 0.051621
4 | Base Outdoor Mercury Vapor 400W Lamp | 0
4 | High Pressure Sodium 250W Lamp | 0.70554
4 | Outdoor Lighting Controls (Photocell/Timeclock) | 0.65745
4 | Base Outdoor HID Lamp | 0
4 | Outdoor Lighting Controls (Photocell/Timeclock) | 0.74785
4 | Base Centrifugal Chiller, 0.58 kW/ton, 500 tons | 0
4 | High Efficiency Chiller Motors | 0.89842
4 | EMS Optimization | 0.70568
4 | Duct/Pipe Insulation | 0.7478
4 | Base DX Packaged System, EER=10.3, 10 tons | 0
4 | Optimize Controls | 0.75652
4 | Duct/Pipe Insulation | 0.88285
4 | Base Packaged HP System, EER=10.3, 10 tons | 0
4 | Duct/Pipe Insulation | 0.8934
4 | Base PTAC, EER=8.3, 1 ton | 0
4 | Occupancy Sensor (hotels) | 0.91453
4 | Base Fan Motor, 15hp, 1800rpm, 91.0% | 0
4 | High Efficiency Fan Motor, 15hp, 1800rpm, 92.4% | 0.38916
4 | Variable Speed Drive Control | 0.76894
4 | Air Handler Optimization | 0.65543
4 | Electronically Commutated Motors (ECM) on an Air Handler Unit | 0.82909
4 | Base Refrigeration System | 0
4 | Night covers for display cases | 0.90424
4 | Evaporator fan controller for MT walk-ins | 0.70806
4 | LED Display Lighting | 0.81478
4 | Base Water Heating | 0
4 | High Efficiency Water Heater (electric) | 0
4 | Heat Pump Water Heater (air source) | 0.89873
4 | Solar Water Heater | 0.89803
4 | Demand controlled circulating systems | 0.24851
4 | Heat Recovery Unit | 0.92671
4 | Heat Trap | 0.37135
4 | Hot Water Pipe Insulation | 0.11701
4 | Base Desktop PC | 0
4 | PC Manual Power Management Enabling | 0.275
4 | PC Network Power Management Enabling | 0.275
4 | Base Monitor, CRT | 0
4 | Energy Star or Better Monitor | 0.37598
4 | Monitor Power Management Enabling | 0.2629
4 | Base Monitor, LCD | 0
4 | Energy Star or Better Monitor | 4.0793e-05
4 | Monitor Power Management Enabling | 0.00055237
4 | Base Copier | 0
4 | Energy Star or Better Copier | 0.14429
4 | Copier Power Management Enabling | 0.11393
4 | Base Laser Printer | 0
4 | Printer Power Management Enabling | 0.33127
4 | Base Commercial Ovens | 0
4 | Convection Oven | 0.74191
4 | Base Commercial Fryers | 0
4 | Efficient Fryer | 0.50667
4 | Base Vending Machines | 0
4 | Vending Misers (cooled machines only) | 0.29121
5 | Base Fluorescent Fixture, T12, 34W, EB | 0
5 | Lighting Control Tuneup | 0.77979
5 | Base T8, EB | 0
5 | Lighting Control Tuneup | 0.63115
5 | Base Incandescent Flood, 75W to Screw-in CFL | 0
5 | Base Incandescent Flood, 75W to Hardwired CFL | 0
5 | Base CFL | 0
5 | Base High Bay Mercury Vapor, 400W | 0
5 | PSMH, 250 W, electronic ballast | 0
5 | Base Exit Sign | 0
5 | LED Exit Sign | 0.13267
5 | Base Outdoor Mercury Vapor 400W Lamp | 0
5 | High Pressure Sodium 250W Lamp | 0.42422
5 | Outdoor Lighting Controls (Photocell/Timeclock) | 0.37596
5 | Base Outdoor HID Lamp | 0
5 | Outdoor Lighting Controls (Photocell/Timeclock) | 0.47916
5 | Base Centrifugal Chiller, 0.58 kW/ton, 500 tons | 0
5 | High Efficiency Chiller Motors | 0.71669
5 | EMS Optimization | 0.61545
5 | Duct/Pipe Insulation | 0.57676
5 | Window Film (Standard) | 0.89222
5 | Base DX Packaged System, EER=10.3, 10 tons | 0
5 | DX Packaged System, EER=10.9, 10 tons | 0.92249
5 | Optimize Controls | 0.68364
5 | Duct/Pipe Insulation | 0.70745
5 | Window Film (Standard) | 0.98802
5 | Base Packaged HP System, EER=10.3, 10 tons | 0
5 | Duct/Pipe Insulation | 0.71533
5 | Base PTAC, EER=8.3, 1 ton | 0
5 | Occupancy Sensor (hotels) | 0.83922
5 | Base Fan Motor, 15hp, 1800rpm, 91.0% | 0
5 | High Efficiency Fan Motor, 15hp, 1800rpm, 92.4% | 0.25932
5 | Variable Speed Drive Control | 0.7286
5 | Air Handler Optimization | 0.56003
5 | Electronically Commutated Motors (ECM) on an Air Handler Unit | 0.70071
5 | Separate Makeup Air / Exhaust Hoods AC | 0
5 | Base Refrigeration System | 0
5 | High-efficiency fan motors | 0
5 | Strip curtains for walk-ins | 0
5 | Night covers for display cases | 0
5 | Evaporator fan controller for MT walk-ins | 0
5 | Efficient compressor motor | 0
5 | Compressor VSD retrofit | 0
5 | Floating head pressure controls | 0
5 | Refrigeration Commissioning | 0
5 | Demand Hot Gas Defrost | 0
5 | Demand Defrost Electric | 0
5 | Anti-sweat (humidistat) controls | 0
5 | High R-Value Glass Doors | 0
5 | Multiplex Compressor System | 0
5 | Oversized Air Cooled Condenser | 0
5 | Freezer-Cooler Replacement Gaskets | 0
5 | LED Display Lighting | 0
5 | Base Water Heating | 0
5 | High Efficiency Water Heater (electric) | 0
5 | Demand controlled circulating systems | 0.36315
5 | Heat Trap | 0.50561
5 | Hot Water Pipe Insulation | 0.18663
5 | Base Desktop PC | 0
5 | PC Manual Power Management Enabling | 0.7667
5 | PC Network Power Management Enabling | 0.7667
5 | Base Monitor, CRT | 0
5 | Energy Star or Better Monitor | 0.93838
5 | Monitor Power Management Enabling | 0.75035
5 | Base Monitor, LCD | 0
5 | Energy Star or Better Monitor | 0.00035284
5 | Monitor Power Management Enabling | 0.0054902
5 | Base Copier | 0
5 | Energy Star or Better Copier | 0.21017
5 | Copier Power Management Enabling | 0.17214
5 | Base Laser Printer | 0
5 | Printer Power Management Enabling | 0.6439
5 | Base Commercial Ovens | 0
5 | Convection Oven | 0.22617
5 | Base Commercial Fryers | 0
5 | Efficient Fryer | 0.067131
5 | Base Vending Machines | 0
5 | Vending Misers (cooled machines only) | 0.51638
6 | Base Fluorescent Fixture, T12, 34W, EB | 0
6 | Lighting Control Tuneup | 0.85873
6 | Base T8, EB | 0
6 | Lighting Control Tuneup | 0.68777
6 | Base Incandescent Flood, 75W to Screw-in CFL | 0
6 | Base Incandescent Flood, 75W to Hardwired CFL | 0
6 | Base CFL | 0
6 | Base High Bay Mercury Vapor, 400W | 0
6 | PSMH, 250 W, electronic ballast | 0
6 | Base Exit Sign | 0
6 | LED Exit Sign | 0.090339
6 | Base Outdoor Mercury Vapor 400W Lamp | 0
6 | High Pressure Sodium 250W Lamp | 0.54403
6 | Outdoor Lighting Controls (Photocell/Timeclock) | 0.50419
6 | Base Outdoor HID Lamp | 0
6 | Outdoor Lighting Controls (Photocell/Timeclock) | 0.57694
6 | Base Centrifugal Chiller, 0.58 kW/ton, 500 tons | 0
6 | High Efficiency Chiller Motors | 0.61824
6 | VSD for Chiller Pumps and Towers | 0.98613
6 | EMS Optimization | 0.56373
6 | Aerosole Duct Sealing | 0.98479
6 | Duct/Pipe Insulation | 0.48988
6 | Window Film (Standard) | 0.76095
6 | Base DX Packaged System, EER=10.3, 10 tons | 0
6 | DX Packaged System, EER=10.9, 10 tons | 0.82458
6 | Optimize Controls | 0.64051
6 | Duct/Pipe Insulation | 0.61213
6 | Window Film (Standard) | 0.78372
6 | Base Packaged HP System, EER=10.3, 10 tons | 0
6 | Duct/Pipe Insulation | 0.62105
6 | Window Film (Standard) | 0.91626
6 | Base PTAC, EER=8.3, 1 ton | 0
6 | Occupancy Sensor (hotels) | 0.80054
6 | Base Fan Motor, 15hp, 1800rpm, 91.0% | 0
6 | High Efficiency Fan Motor, 15hp, 1800rpm, 92.4% | 0.27446
6 | Variable Speed Drive Control | 0.73222
6 | Air Handler Optimization | 0.57678
6 | Electronically Commutated Motors (ECM) on an Air Handler Unit | 0.73051
6 | Separate Makeup Air / Exhaust Hoods AC | 0
6 | Base Refrigeration System | 0
6 | High-efficiency fan motors | 0
6 | Strip curtains for walk-ins | 0
6 | Night covers for display cases | 0
6 | Evaporator fan controller for MT walk-ins | 0
6 | Efficient compressor motor | 0
6 | Compressor VSD retrofit | 0
6 | Floating head pressure controls | 0
6 | Refrigeration Commissioning | 0
6 | Demand Hot Gas Defrost | 0
6 | Demand Defrost Electric | 0
6 | Anti-sweat (humidistat) controls | 0
6 | High R-Value Glass Doors | 0
6 | Multiplex Compressor System | 0
6 | Oversized Air Cooled Condenser | 0
6 | Freezer-Cooler Replacement Gaskets | 0
6 | LED Display Lighting | 0
6 | Base Water Heating | 0
6 | High Efficiency Water Heater (electric) | 0
6 | Heat Pump Water Heater (air source) | 0.89019
6 | Solar Water Heater | 0.88931
6 | Demand controlled circulating systems | 0.23215
6 | Heat Recovery Unit | 0.91817
6 | Heat Trap | 0.3523
6 | Hot Water Pipe Insulation | 0.10746
6 | Base Desktop PC | 0
6 | Base Monitor, CRT | 0
6 | Monitor Power Management Enabling | 0.9847
6 | Base Monitor, LCD | 0
6 | Energy Star or Better Monitor | 0.00084638
6 | Monitor Power Management Enabling | 0.012567
6 | Base Copier | 0
6 | Energy Star or Better Copier | 0.30747
6 | Copier Power Management Enabling | 0.24893
6 | Base Laser Printer | 0
6 | Printer Power Management Enabling | 0.8695
6 | Base Commercial Ovens | 0
6 | Convection Oven | 0.12649
6 | Base Commercial Fryers | 0
6 | Efficient Fryer | 0.029874
6 | Base Vending Machines | 0
6 | Vending Misers (cooled machines only) | 0.38474
7 | Base Fluorescent Fixture, T12, 34W, EB | 0
7 | Lighting Control Tuneup | 0.96455
7 | Base T8, EB | 0
7 | Lighting Control Tuneup | 0.80063
7 | Base Incandescent Flood, 75W to Screw-in CFL | 0
7 | Base Incandescent Flood, 75W to Hardwired CFL | 0
7 | Base CFL | 0
7 | Base High Bay Mercury Vapor, 400W | 0
7 | PSMH, 250 W, electronic ballast | 0
7 | Base Exit Sign | 0
7 | LED Exit Sign | 0.024874
7 | Base Outdoor Mercury Vapor 400W Lamp | 0
7 | High Pressure Sodium 250W Lamp | 0.16806
7 | Outdoor Lighting Controls (Photocell/Timeclock) | 0.1387
7 | Base Outdoor HID Lamp | 0
7 | Outdoor Lighting Controls (Photocell/Timeclock) | 0.46207
7 | Base Centrifugal Chiller, 0.58 kW/ton, 500 tons | 0
7 | EMS Optimization | 0.74946
7 | Duct/Pipe Insulation | 0.85952
7 | Base DX Packaged System, EER=10.3, 10 tons | 0
7 | Optimize Controls | 0.79561
7 | Base Packaged HP System, EER=10.3, 10 tons | 0
7 | Base PTAC, EER=8.3, 1 ton | 0
7 | Occupancy Sensor (hotels) | 0.98264
7 | Base Fan Motor, 15hp, 1800rpm, 91.0% | 0
7 | High Efficiency Fan Motor, 15hp, 1800rpm, 92.4% | 0.62641
7 | Variable Speed Drive Control | 0.85715
7 | Air Handler Optimization | 0.75539
7 | Separate Makeup Air / Exhaust Hoods AC | 0
7 | Base Refrigeration System | 0
7 | High-efficiency fan motors | 0
7 | Strip curtains for walk-ins | 0
7 | Night covers for display cases | 0
7 | Evaporator fan controller for MT walk-ins | 0
7 | Efficient compressor motor | 0
7 | Compressor VSD retrofit | 0
7 | Floating head pressure controls | 0
7 | Refrigeration Commissioning | 0
7 | Demand Hot Gas Defrost | 0
7 | Demand Defrost Electric | 0
7 | Anti-sweat (humidistat) controls | 0
7 | High R-Value Glass Doors | 0
7 | Multiplex Compressor System | 0
7 | Oversized Air Cooled Condenser | 0
7 | Freezer-Cooler Replacement Gaskets | 0
7 | LED Display Lighting | 0
7 | Base Water Heating | 0
7 | High Efficiency Water Heater (electric) | 0
7 | Demand controlled circulating systems | 0.62201
7 | Heat Trap | 0.78499
7 | Hot Water Pipe Insulation | 0.38228
7 | Base Desktop PC | 0
7 | PC Manual Power Management Enabling | 0.72235
7 | PC Network Power Management Enabling | 0.72235
7 | Base Monitor, CRT | 0
7 | Energy Star or Better Monitor | 0.89156
7 | Monitor Power Management Enabling | 0.70684
7 | Base Monitor, LCD | 0
7 | Energy Star or Better Monitor | 0.00028616
7 | Monitor Power Management Enabling | 0.0042199
7 | Base Copier | 0
7 | Energy Star or Better Copier | 0.2103
7 | Copier Power Management Enabling | 0.1699
7 | Base Laser Printer | 0
7 | Printer Power Management Enabling | 0.7129
7 | Base Commercial Ovens | 0
7 | Convection Oven | 0.44394
7 | Base Commercial Fryers | 0
7 | Efficient Fryer | 0.1175
7 | Base Vending Machines | 0
7 | Vending Misers (cooled machines only) | 0.32709
8 | Base Fluorescent Fixture, T12, 34W, EB | 0
8 | Base T8, EB | 0
8 | Base Incandescent Flood, 75W to Screw-in CFL | 0
8 | Base Incandescent Flood, 75W to Hardwired CFL | 0
8 | Base CFL | 0
8 | Base High Bay Mercury Vapor, 400W | 0
8 | PSMH, 250 W, electronic ballast | 0
8 | Base Exit Sign | 0
8 | LED Exit Sign | 0.11343
8 | Base Outdoor Mercury Vapor 400W Lamp | 0
8 | High Pressure Sodium 250W Lamp | 0.43423
8 | Outdoor Lighting Controls (Photocell/Timeclock) | 0.38637
8 | Base Outdoor HID Lamp | 0
8 | Outdoor Lighting Controls (Photocell/Timeclock) | 0.39335
8 | Base Centrifugal Chiller, 0.58 kW/ton, 500 tons | 0
8 | High Efficiency Chiller Motors | 0.8998
8 | EMS Optimization | 0.68445
8 | Duct/Pipe Insulation | 0.72525
8 | Base DX Packaged System, EER=10.3, 10 tons | 0
8 | Optimize Controls | 0.75001
8 | Duct/Pipe Insulation | 0.8826
8 | Base Packaged HP System, EER=10.3, 10 tons | 0
8 | Duct/Pipe Insulation | 0.89641
8 | Base PTAC, EER=8.3, 1 ton | 0
8 | Occupancy Sensor (hotels) | 0.95239
8 | Base Fan Motor, 15hp, 1800rpm, 91.0% | 0
8 | High Efficiency Fan Motor, 15hp, 1800rpm, 92.4% | 0.53811
8 | Air Handler Optimization | 0.75962
8 | Separate Makeup Air / Exhaust Hoods AC | 0
8 | Base Refrigeration System | 0
8 | High-efficiency fan motors | 0
8 | Strip curtains for walk-ins | 0
8 | Night covers for display cases | 0
8 | Evaporator fan controller for MT walk-ins | 0
8 | Efficient compressor motor | 0
8 | Compressor VSD retrofit | 0
8 | Floating head pressure controls | 0
8 | Refrigeration Commissioning | 0
8 | Demand Hot Gas Defrost | 0
8 | Demand Defrost Electric | 0
8 | Anti-sweat (humidistat) controls | 0
8 | High R-Value Glass Doors | 0
8 | Multiplex Compressor System | 0
8 | Oversized Air Cooled Condenser | 0
8 | Freezer-Cooler Replacement Gaskets | 0
8 | LED Display Lighting | 0
8 | Base Water Heating | 0
8 | High Efficiency Water Heater (electric) | 0
8 | Heat Pump Water Heater (air source) | 0.79625
8 | Solar Water Heater | 0.79609
8 | Demand controlled circulating systems | 0.56034
8 | Heat Recovery Unit | 0.80187
8 | Heat Trap | 0.64376
8 | Hot Water Pipe Insulation | 0.38966
8 | Base Desktop PC | 0
8 | PC Manual Power Management Enabling | 0.69095
8 | PC Network Power Management Enabling | 0.69095
8 | Base Monitor, CRT | 0
8 | Monitor Power Management Enabling | 0.66164
8 | Base Monitor, LCD | 0
8 | Energy Star or Better Monitor | 0.00010901
8 | Monitor Power Management Enabling | 0.0017257
8 | Base Copier | 0
8 | Energy Star or Better Copier | 0.30927
8 | Copier Power Management Enabling | 0.22819
8 | Base Laser Printer | 0
8 | Printer Power Management Enabling | 0.85859
8 | Base Commercial Ovens | 0
8 | Convection Oven | 0.15473
8 | Base Commercial Fryers | 0
8 | Efficient Fryer | 0.008705
8 | Base Vending Machines | 0
8 | Vending Misers (cooled machines only) | 0.3107
9 | Base Fluorescent Fixture, T12, 34W, EB | 0
9 | Premium T8, Elecctronic Ballast | 0.96214
9 | Occupancy Sensor | 0.92067
9 | Lighting Control Tuneup | 0.50203
9 | Base T8, EB | 0
9 | ROB Premium T8, 1EB | 0.68194
9 | Occupancy Sensor | 0.75679
9 | Lighting Control Tuneup | 0.3754
9 | Base Incandescent Flood, 75W to Screw-in CFL | 0
9 | Base Incandescent Flood, 75W to Hardwired CFL | 0
9 | Base CFL | 0
9 | Base High Bay Mercury Vapor, 400W | 0
9 | PSMH, 250 W, electronic ballast | 0
9 | Base Exit Sign | 0
9 | LED Exit Sign | 0.020674
9 | Base Outdoor Mercury Vapor 400W Lamp | 0
9 | High Pressure Sodium 250W Lamp | 0.34228
9 | Outdoor Lighting Controls (Photocell/Timeclock) | 0.29558
9 | Base Outdoor HID Lamp | 0
9 | Outdoor Lighting Controls (Photocell/Timeclock) | 0.36195
9 | Base Centrifugal Chiller, 0.58 kW/ton, 500 tons | 0
9 | Centrifugal Chiller, 0.51 kW/ton, 500 tons | 0.63122
9 | High Efficiency Chiller Motors | 0.23073
9 | EMS - Chiller | 0.54566
9 | Chiller Tune Up/Diagnostics | 0.51913
9 | VSD for Chiller Pumps and Towers | 0.50184
9 | EMS Optimization | 0.25257
9 | Aerosole Duct Sealing | 0.5008
9 | Duct/Pipe Insulation | 0.16086
9 | Window Film (Standard) | 0.31354
9 | Roof Insulation | 0.47667
9 | Base DX Packaged System, EER=10.3, 10 tons | 0
9 | DX Packaged System, EER=10.9, 10 tons | 0.43142
9 | Hybrid Dessicant-DX System (Trane CDQ) | 0.91273
9 | Geothermal Heat Pump, EER=13, 10 tons | 0.65197
9 | DX Tune Up/ Advanced Diagnostics | 0.50012
9 | DX Coil Cleaning | 0.48815
9 | Optimize Controls | 0.34207
9 | Aerosole Duct Sealing | 0.61929
9 | Duct/Pipe Insulation | 0.22978
9 | Window Film (Standard) | 0.24836
9 | Base Packaged HP System, EER=10.3, 10 tons | 0
9 | Packaged HP System, EER=10.9, 10 tons | 0.537
9 | Aerosole Duct Sealing | 0.63764
9 | Duct/Pipe Insulation | 0.23739
9 | Window Film (Standard) | 0.44095
9 | Roof Insulation | 0.67484
9 | Base PTAC, EER=8.3, 1 ton | 0
9 | HE PTAC, EER=9.6, 1 ton | 0.68358
9 | Occupancy Sensor (hotels) | 0.59959
9 | Base Fan Motor, 15hp, 1800rpm, 91.0% | 0
9 | High Efficiency Fan Motor, 15hp, 1800rpm, 92.4% | 0.074739
9 | Variable Speed Drive Control | 0.45479
9 | Air Handler Optimization | 0.22847
9 | Electronically Commutated Motors (ECM) on an Air Handler Unit | 0.28765
9 | Separate Makeup Air / Exhaust Hoods AC | 0
9 | Base Refrigeration System | 0
9 | High-efficiency fan motors | 0
9 | Strip curtains for walk-ins | 0
9 | Night covers for display cases | 0
9 | Evaporator fan controller for MT walk-ins | 0
9 | Efficient compressor motor | 0
9 | Compressor VSD retrofit | 0
9 | Floating head pressure controls | 0
9 | Refrigeration Commissioning | 0
9 | Demand Hot Gas Defrost | 0
9 | Demand Defrost Electric | 0
9 | Anti-sweat (humidistat) controls | 0
9 | High R-Value Glass Doors | 0
9 | Multiplex Compressor System | 0
9 | Oversized Air Cooled Condenser | 0
9 | Freezer-Cooler Replacement Gaskets | 0
9 | LED Display Lighting | 0
9 | Base Water Heating | 0
9 | High Efficiency Water Heater (electric) | 0
9 | Heat Pump Water Heater (air source) | 0.12816
9 | Solar Water Heater | 0.1279
9 | Demand controlled circulating systems | 0.010142
9 | Heat Recovery Unit | 0.13919
9 | Heat Trap | 0.018452
9 | Hot Water Pipe Insulation | 0.0041737
9 | Base Desktop PC | 0
9 | PC Manual Power Management Enabling | 0.41774
9 | PC Network Power Management Enabling | 0.41774
9 | Base Monitor, CRT | 0
9 | Energy Star or Better Monitor | 0.54571
9 | Monitor Power Management Enabling | 0.40294
9 | Base Monitor, LCD | 0
9 | Energy Star or Better Monitor | 7.9007e-05
9 | Monitor Power Management Enabling | 0.0010669
9 | Base Copier | 0
9 | Energy Star or Better Copier | 0.1522
9 | Copier Power Management Enabling | 0.12009
9 | Base Laser Printer | 0
9 | Printer Power Management Enabling | 0.44954
9 | Base Commercial Ovens | 0
9 | Convection Oven | 0.0009285
9 | Base Commercial Fryers | 0
9 | Efficient Fryer | 0.0010597
9 | Base Vending Machines | 0
9 | Vending Misers (cooled machines only) | 0.45981
10 | Base Fluorescent Fixture, T12, 34W, EB | 0
10 | Occupancy Sensor | 0.98422
10 | Lighting Control Tuneup | 0.56641
10 | Base T8, EB | 0
10 | ROB Premium T8, 1EB | 0.74607
10 | Occupancy Sensor | 0.82032
10 | Lighting Control Tuneup | 0.43509
10 | Base Incandescent Flood, 75W to Screw-in CFL | 0
10 | Base Incandescent Flood, 75W to Hardwired CFL | 0
10 | Base CFL | 0
10 | Base High Bay Mercury Vapor, 400W | 0
10 | PSMH, 250 W, electronic ballast | 0
10 | Base Exit Sign | 0
10 | LED Exit Sign | 0.061419
10 | Base Outdoor Mercury Vapor 400W Lamp | 0
10 | High Pressure Sodium 250W Lamp | 0.62512
10 | Outdoor Lighting Controls (Photocell/Timeclock) | 0.57794
10 | Base Outdoor HID Lamp | 0
10 | Outdoor Lighting Controls (Photocell/Timeclock) | 0.41429
10 | Base Centrifugal Chiller, 0.58 kW/ton, 500 tons | 0
10 | High Efficiency Chiller Motors | 0.74266
10 | EMS Optimization | 0.6481
10 | Duct/Pipe Insulation | 0.61621
10 | Window Film (Standard) | 0.89063
10 | Base DX Packaged System, EER=10.3, 10 tons | 0
10 | DX Packaged System, EER=10.9, 10 tons | 0.91845
10 | Optimize Controls | 0.70523
10 | Duct/Pipe Insulation | 0.73376
10 | Window Film (Standard) | 0.92282
10 | Base Packaged HP System, EER=10.3, 10 tons | 0
10 | Duct/Pipe Insulation | 0.74223
10 | Base PTAC, EER=8.3, 1 ton | 0
10 | Occupancy Sensor (hotels) | 0.83569
10 | Base Fan Motor, 15hp, 1800rpm, 91.0% | 0
10 | High Efficiency Fan Motor, 15hp, 1800rpm, 92.4% | 0.22277
10 | Variable Speed Drive Control | 0.69375
10 | Air Handler Optimization | 0.52471
10 | Electronically Commutated Motors (ECM) on an Air Handler Unit | 0.64483
10 | Separate Makeup Air / Exhaust Hoods AC | 0
10 | Base Refrigeration System | 0
10 | High-efficiency fan motors | 0
10 | Strip curtains for walk-ins | 0
10 | Night covers for display cases | 0
10 | Evaporator fan controller for MT walk-ins | 0
10 | Efficient compressor motor | 0
10 | Compressor VSD retrofit | 0
10 | Floating head pressure controls | 0
10 | Refrigeration Commissioning | 0
10 | Demand Hot Gas Defrost | 0
10 | Demand Defrost Electric | 0
10 | Anti-sweat (humidistat) controls | 0
10 | High R-Value Glass Doors | 0
10 | Multiplex Compressor System | 0
10 | Oversized Air Cooled Condenser | 0
10 | Freezer-Cooler Replacement Gaskets | 0
10 | LED Display Lighting | 0
10 | Base Water Heating | 0
10 | High Efficiency Water Heater (electric) | 0
10 | Demand controlled circulating systems | 0.51787
10 | Heat Trap | 0.67519
10 | Hot Water Pipe Insulation | 0.29673
10 | Base Desktop PC | 0
10 | PC Manual Power Management Enabling | 0.26602
10 | PC Network Power Management Enabling | 0.26602
10 | Base Monitor, CRT | 0
10 | Energy Star or Better Monitor | 0.36531
10 | Monitor Power Management Enabling | 0.2544
10 | Base Monitor, LCD | 0
10 | Energy Star or Better Monitor | 3.8645e-05
10 | Monitor Power Management Enabling | 0.00052432
10 | Base Copier | 0
10 | Energy Star or Better Copier | 0.091345
10 | Copier Power Management Enabling | 0.071689
10 | Base Laser Printer | 0
10 | Printer Power Management Enabling | 0.33768
10 | Base Commercial Ovens | 0
10 | Convection Oven | 0.27646
10 | Base Commercial Fryers | 0
10 | Efficient Fryer | 0.021239
10 | Base Vending Machines | 0
10 | Vending Misers (cooled machines only) | 0.52887
11 | Base Fluorescent Fixture, T12, 34W, EB | 0
11 | Lighting Control Tuneup | 0.72475
11 | Base T8, EB | 0
11 | ROB Premium T8, 1EB | 0.92789
11 | Lighting Control Tuneup | 0.58226
11 | Base Incandescent Flood, 75W to Screw-in CFL | 0
11 | Base Incandescent Flood, 75W to Hardwired CFL | 0
11 | Base CFL | 0
11 | Base High Bay Mercury Vapor, 400W | 0
11 | PSMH, 250 W, electronic ballast | 0
11 | Base Exit Sign | 0
11 | LED Exit Sign | 0.051427
11 | Base Outdoor Mercury Vapor 400W Lamp | 0
11 | High Pressure Sodium 250W Lamp | 0.79004
11 | Outdoor Lighting Controls (Photocell/Timeclock) | 0.74722
11 | Base Outdoor HID Lamp | 0
11 | Outdoor Lighting Controls (Photocell/Timeclock) | 0.60626
11 | Base Centrifugal Chiller, 0.58 kW/ton, 500 tons | 0
11 | High Efficiency Chiller Motors | 0.53335
11 | EMS - Chiller | 0.95359
11 | Chiller Tune Up/Diagnostics | 0.99226
11 | VSD for Chiller Pumps and Towers | 0.87686
11 | EMS Optimization | 0.5199
11 | Aerosole Duct Sealing | 0.87577
11 | Duct/Pipe Insulation | 0.41905
11 | Window Film (Standard) | 0.6111
11 | Base DX Packaged System, EER=10.3, 10 tons | 0
11 | DX Packaged System, EER=10.9, 10 tons | 0.74198
11 | Geothermal Heat Pump, EER=13, 10 tons | 0.99697
11 | DX Tune Up/ Advanced Diagnostics | 0.95282
11 | DX Coil Cleaning | 0.93508
11 | Optimize Controls | 0.60509
11 | Duct/Pipe Insulation | 0.52932
11 | Window Film (Standard) | 0.39696
11 | Base Packaged HP System, EER=10.3, 10 tons | 0
11 | Packaged HP System, EER=10.9, 10 tons | 0.99764
11 | Duct/Pipe Insulation | 0.54406
11 | Window Film (Standard) | 0.78383
11 | Base PTAC, EER=8.3, 1 ton | 0
11 | Occupancy Sensor (hotels) | 0.77904
11 | Base Fan Motor, 15hp, 1800rpm, 91.0% | 0
11 | High Efficiency Fan Motor, 15hp, 1800rpm, 92.4% | 0.23685
11 | Variable Speed Drive Control | 0.72661
11 | Air Handler Optimization | 0.51284
11 | Electronically Commutated Motors (ECM) on an Air Handler Unit | 0.62434
11 | Separate Makeup Air / Exhaust Hoods AC | 0
11 | Base Refrigeration System | 0
11 | High-efficiency fan motors | 0
11 | Strip curtains for walk-ins | 0
11 | Night covers for display cases | 0
11 | Evaporator fan controller for MT walk-ins | 0
11 | Efficient compressor motor | 0
11 | Compressor VSD retrofit | 0
11 | Floating head pressure controls | 0
11 | Refrigeration Commissioning | 0
11 | Demand Hot Gas Defrost | 0
11 | Demand Defrost Electric | 0
11 | Anti-sweat (humidistat) controls | 0
11 | High R-Value Glass Doors | 0
11 | Multiplex Compressor System | 0
11 | Oversized Air Cooled Condenser | 0
11 | Freezer-Cooler Replacement Gaskets | 0
11 | LED Display Lighting | 0
11 | Base Water Heating | 0
11 | High Efficiency Water Heater (electric) | 0
11 | Heat Pump Water Heater (air source) | 0.80305
11 | Solar Water Heater | 0.80221
11 | Demand controlled circulating systems | 0.19717
11 | Heat Recovery Unit | 0.82861
11 | Heat Trap | 0.30376
11 | Hot Water Pipe Insulation | 0.089697
11 | Base Desktop PC | 0
11 | PC Manual Power Management Enabling | 0.78341
11 | PC Network Power Management Enabling | 0.78341
11 | Base Monitor, CRT | 0
11 | Monitor Power Management Enabling | 0.75264
11 | Base Monitor, LCD | 0
11 | Energy Star or Better Monitor | 0.00015704
11 | Monitor Power Management Enabling | 0.002834
11 | Base Copier | 0
11 | Energy Star or Better Copier | 0.28849
11 | Copier Power Management Enabling | 0.2391
11 | Base Laser Printer | 0
11 | Printer Power Management Enabling | 0.78923
11 | Base Commercial Ovens | 0
11 | Convection Oven | 0.096939
11 | Base Commercial Fryers | 0
11 | Efficient Fryer | 0
11 | Base Vending Machines | 0
11 | Vending Misers (cooled machines only) | 0.26108
| 0.5 Faucet Aerator (DI) - Commercial Public Use | 0.49482
| 0.5 Faucet Aerator (DI) - Commercial Private Use | 0.20401
| 0.5 Faucet Aerator (DI) - Commercial School Use | 0.44831
| 1.0 Faucet Aerator (DI) - Commercial Public Use | 0.42886
| 1.0 Faucet Aerator (DI) - Commercial Private Use | 0.15406
| 1.0 Faucet Aerator (DI) - Commercial School Use | 0.37985
| 1.5 Faucet Aerator (DI) - Commercial Public Use | 0.38016
| 1.5 Faucet Aerator (DI) - Commercial Private Use | 0.27396
| Outdoor LED 104W | 0.81301
| Flood LED 14W | 0.21523
| LED High Bay 83W (400W equivalent) | 0.83919
| LED (12-Watt) | 0.043613
| LED Linear Tube 22W | 0.21694
| Ice Machine | 0.719
Industrial
Building | Measure | RIM Value
1 | Base Compressed Air | 0
1 | Comp Air - ASD (6-100 hp) | 0.40597
1 | Compressed Air- Sizing | 0.61346
1 | Compressed Air-O&M | 0.77669
1 | Compressed Air - System Optimization | 0.80455
1 | Comp Air - ASD (100+ hp) | 0.34098
1 | Compressed Air - Controls | 0.61146
1 | Comp Air - Motor practices-1 (100+ HP) | 0.13729
1 | Comp Air - Motor practices-1 (6-100 HP) | 0.20171
1 | Comp Air - Motor practices-1 (1-5 HP) | 0.33523
1 | Comp Air - Replace 100+ HP motor | 0.24786
1 | Comp Air - Replace 1-5 HP motor | 0.2376
1 | Comp Air - Replace 6-100 HP motor | 0.26859
1 | Comp Air - ASD (1-5 hp) | 0.32156
1 | Base Fans | 0
1 | Fans - ASD (6-100 hp) | 0.40636
1 | Fans - O&M | 0.23696
1 | Fans- Improve components | 0.44705
1 | Fans - ASD (100+ hp) | 0.39748
1 | Fans - Motor practices-1 (100+ HP) | 0.17862
1 | Fans - Motor practices-1 (6-100 HP) | 0.25678
1 | Fans - System Optimization | 0.75312
1 | Fans - Controls | 1.0004
1 | Fans - Motor practices-1 (1-5 HP) | 0.37519
1 | Fans - Replace 100+ HP motor | 0.28125
1 | Fans - Replace 1-5 HP motor | 0.27015
1 | Fans - Replace 6-100 HP motor | 0.30381
1 | Fans - ASD (1-5 hp) | 0.35596
1 | Base Pumps | 0
1 | Pumps - ASD (6-100 hp) | 0.40621
1 | Pumps - O&M | 0.64493
1 | Pumps - Sizing | 0.82407
1 | Pumps - ASD (100+ hp) | 0.35412
1 | Pumps - System Optimization | 0.98247
1 | Pumps - Motor practices-1 (100+ HP) | 0.13291
1 | Pumps - Motor practices-1 (6-100 HP) | 0.1955
1 | Pumps - Motor practices-1 (1-5 HP) | 0.32669
1 | Pumps - Replace 100+ HP motor | 0.24068
1 | Pumps - Replace 1-5 HP motor | 0.23056
1 | Pumps - Replace 6-100 HP motor | 0.26089
1 | Pumps - ASD (1-5 hp) | 0.31451
1 | Base Drives | 0
1 | Bakery - Process (Mixing) - O&M | 0.64192
1 | Base Heating | 0
1 | Base Refrigeration | 0
1 | Efficient Refrigeration - Operations | 0.73477
1 | Base Other Process | 0
1 | Base Centrifugal Chiller, 0.58 kW/ton, 500 tons | 0
1 | Aerosole Duct Sealing - Chiller | 0.61574
1 | Centrifugal Chiller, 0.51 kW/ton, 500 tons | 0.51602
1 | VSD for Chiller Pumps and Towers | 0.45871
1 | High Efficiency Chiller Motors | 0.27377
1 | EMS Optimization - Chiller | 0.37113
1 | EMS - Chiller | 0.4504
1 | Chiller Tune Up/Diagnostics | 0.48366
1 | Window Film (Standard) - Chiller | 0.37684
1 | Roof Insulation - Chiller | 0.33381
1 | Cool Roof - Chiller | 0.77359
1 | Duct/Pipe Insulation - Chiller | 0.49934
1 | Base DX Packaged System, EER=10.3, 10 tons | 0
1 | Aerosole Duct Sealing | 0.58952
1 | DX Coil Cleaning | 0.39012
1 | DX Packaged System, EER=10.9, 10 tons | 0.37691
1 | Hybrid Dessicant-DX System (Trane CDQ) | 0.91159
1 | Optimize Controls | 0.33619
1 | Roof Insulation | 0.31331
1 | DX Tune Up/ Advanced Diagnostics | 0.33023
1 | Window Film (Standard) | 0.33399
1 | Cool Roof - DX | 0.73391
1 | Geothermal Heat Pump, EER=13, 10 tons | 0.4966
1 | Duct/Pipe Insulation | 0.45517
1 | Base Lighting | 0
1 | Premium T8, Elecctronic Ballast | 0.8757
1 | Occupancy Sensor | 0.5842
1 | Base Other | 0
1 | Replace V-belts | 0.0093969
2 | Base Compressed Air | 0
2 | Comp Air - ASD (6-100 hp) | 0.46396
2 | Compressed Air- Sizing | 0.82096
2 | Comp Air - ASD (100+ hp) | 0.39059
2 | Compressed Air - Controls | 0.81796
2 | Comp Air - Motor practices-1 (100+ HP) | 0.18086
2 | Comp Air - Motor practices-1 (6-100 HP) | 0.2641
2 | Comp Air - Motor practices-1 (1-5 HP) | 0.4361
2 | Comp Air - Replace 100+ HP motor | 0.32347
2 | Comp Air - Replace 1-5 HP motor | 0.31041
2 | Comp Air - Replace 6-100 HP motor | 0.34995
2 | Comp Air - ASD (1-5 hp) | 0.36906
2 | Base Fans | 0
2 | Fans - ASD (6-100 hp) | 0.46455
2 | Fans - O&M | 0.30942
2 | Fans- Improve components | 0.58299
2 | Fans - ASD (100+ hp) | 0.45448
2 | Fans - Motor practices-1 (100+ HP) | 0.23455
2 | Fans - Motor practices-1 (6-100 HP) | 0.33505
2 | Fans - Motor practices-1 (1-5 HP) | 0.48784
2 | Fans - Replace 100+ HP motor | 0.36654
2 | Fans - Replace 1-5 HP motor | 0.35219
2 | Fans - Replace 6-100 HP motor | 0.39543
2 | Fans - ASD (1-5 hp) | 0.4073
2 | Base Pumps | 0
2 | Pumps - ASD (6-100 hp) | 0.46442
2 | Pumps - O&M | 0.87077
2 | Pumps - ASD (100+ hp) | 0.40535
2 | Pumps - Motor practices-1 (100+ HP) | 0.17499
2 | Pumps - Motor practices-1 (6-100 HP) | 0.25611
2 | Pumps - Motor practices-1 (1-5 HP) | 0.4247
2 | Pumps - Replace 100+ HP motor | 0.31431
2 | Pumps - Replace 1-5 HP motor | 0.30136
2 | Pumps - Replace 6-100 HP motor | 0.34031
2 | Pumps - ASD (1-5 hp) | 0.36114
2 | Base Drives | 0
2 | Base Heating | 0
2 | Base Refrigeration | 0
2 | Base Other Process | 0
2 | Base Centrifugal Chiller, 0.58 kW/ton, 500 tons | 0
2 | Aerosole Duct Sealing - Chiller | 0.78236
2 | Centrifugal Chiller, 0.51 kW/ton, 500 tons | 0.54612
2 | VSD for Chiller Pumps and Towers | 0.48571
2 | High Efficiency Chiller Motors | 0.33757
2 | EMS Optimization - Chiller | 0.45714
2 | EMS - Chiller | 0.47693
2 | Chiller Tune Up/Diagnostics | 0.60005
2 | Window Film (Standard) - Chiller | 0.46453
2 | Roof Insulation - Chiller | 0.41124
2 | Duct/Pipe Insulation - Chiller | 0.62055
2 | Base DX Packaged System, EER=10.3, 10 tons | 0
2 | Aerosole Duct Sealing | 0.73929
2 | DX Coil Cleaning | 0.47948
2 | DX Packaged System, EER=10.9, 10 tons | 0.4244
2 | Optimize Controls | 0.413
2 | Roof Insulation | 0.38544
2 | DX Tune Up/ Advanced Diagnostics | 0.40663
2 | Window Film (Standard) | 0.41129
2 | Cool Roof - DX | 0.9692
2 | Geothermal Heat Pump, EER=13, 10 tons | 0.62052
2 | Duct/Pipe Insulation | 0.56643
2 | Base Lighting | 0
2 | Occupancy Sensor | 0.71578
2 | Base Other | 0
2 | Replace V-belts | 0.012602
2 | Membranes for wastewater | 0.89268
3 | Base Compressed Air | 0
3 | Comp Air - ASD (6-100 hp) | 0.4201
3 | Compressed Air- Sizing | 0.66401
3 | Compressed Air-O&M | 0.85191
3 | Compressed Air - System Optimization | 0.88544
3 | Comp Air - ASD (100+ hp) | 0.35343
3 | Compressed Air - Controls | 0.6618
3 | Comp Air - Motor practices-1 (100+ HP) | 0.14849
3 | Comp Air - Motor practices-1 (6-100 HP) | 0.21784
3 | Comp Air - Motor practices-1 (1-5 HP) | 0.36115
3 | Comp Air - Replace 100+ HP motor | 0.26738
3 | Comp Air - Replace 1-5 HP motor | 0.25633
3 | Comp Air - Replace 6-100 HP motor | 0.28966
3 | Comp Air - ASD (1-5 hp) | 0.3337
3 | Base Fans | 0
3 | Fans - ASD (6-100 hp) | 0.42047
3 | Fans - O&M | 0.25539
3 | Fans- Improve components | 0.48171
3 | Fans - ASD (100+ hp) | 0.41142
3 | Fans - Motor practices-1 (100+ HP) | 0.19293
3 | Fans - Motor practices-1 (6-100 HP) | 0.27705
3 | Optimize drying process | 0.92402
3 | Fans - System Optimization | 0.78057
3 | Fans - Motor practices-1 (1-5 HP) | 0.37425
3 | Fans - Replace 100+ HP motor | 0.27818
3 | Fans - Replace 1-5 HP motor | 0.26696
3 | Fans - Replace 6-100 HP motor | 0.30104
3 | Fans - ASD (1-5 hp) | 0.34472
3 | Base Pumps | 0
3 | Pumps - ASD (6-100 hp) | 0.42033
3 | Pumps - O&M | 0.69946
3 | Pumps - Sizing | 0.90923
3 | Pumps - ASD (100+ hp) | 0.36696
3 | Pumps - Motor practices-1 (100+ HP) | 0.14365
3 | Pumps - Motor practices-1 (6-100 HP) | 0.21117
3 | Pumps - Motor practices-1 (1-5 HP) | 0.35196
3 | Pumps - Replace 100+ HP motor | 0.25976
3 | Pumps - Replace 1-5 HP motor | 0.24885
3 | Pumps - Replace 6-100 HP motor | 0.28153
3 | Pumps - ASD (1-5 hp) | 0.32656
3 | Base Drives | 0
3 | Replace V-Belts | 0.52648
3 | Drives - EE motor | 0.37187
3 | Base Heating | 0
3 | Base Refrigeration | 0
3 | Base Other Process | 0
3 | Base Centrifugal Chiller, 0.58 kW/ton, 500 tons | 0
3 | Aerosole Duct Sealing - Chiller | 0.65413
3 | Centrifugal Chiller, 0.51 kW/ton, 500 tons | 0.52318
3 | VSD for Chiller Pumps and Towers | 0.4653
3 | High Efficiency Chiller Motors | 0.28936
3 | EMS Optimization - Chiller | 0.39181
3 | EMS - Chiller | 0.45688
3 | Chiller Tune Up/Diagnostics | 0.51139
3 | Window Film (Standard) - Chiller | 0.39805
3 | Roof Insulation - Chiller | 0.35253
3 | Cool Roof - Chiller | 0.83283
3 | Duct/Pipe Insulation - Chiller | 0.52796
3 | Base DX Packaged System, EER=10.3, 10 tons | 0
3 | Aerosole Duct Sealing | 0.62395
3 | DX Coil Cleaning | 0.41097
3 | DX Packaged System, EER=10.9, 10 tons | 0.38767
3 | Hybrid Dessicant-DX System (Trane CDQ) | 0.99712
3 | Optimize Controls | 0.35411
3 | Roof Insulation | 0.33002
3 | DX Tune Up/ Advanced Diagnostics | 0.34779
3 | Window Film (Standard) | 0.35182
3 | Cool Roof - DX | 0.78456
3 | Geothermal Heat Pump, EER=13, 10 tons | 0.5231
3 | Duct/Pipe Insulation | 0.47895
3 | Base Lighting | 0
3 | Premium T8, Elecctronic Ballast | 0.9841
3 | Occupancy Sensor | 0.61875
3 | Base Other | 0
3 | Replace V-belts | 0.010195
4 | Base Compressed Air | 0
4 | Comp Air - ASD (6-100 hp) | 0.40548
4 | Compressed Air- Sizing | 0.56561
4 | Compressed Air-O&M | 0.71092
4 | Compressed Air - System Optimization | 0.7353
4 | Comp Air - ASD (100+ hp) | 0.34106
4 | Compressed Air - Controls | 0.56382
4 | Comp Air - Motor practices-1 (100+ HP) | 0.12797
4 | Comp Air - Motor practices-1 (6-100 HP) | 0.18764
4 | Comp Air - Motor practices-1 (1-5 HP) | 0.31131
4 | Comp Air - Replace 100+ HP motor | 0.23066
4 | Comp Air - Replace 1-5 HP motor | 0.22099
4 | Comp Air - Replace 6-100 HP motor | 0.24969
4 | Comp Air - ASD (1-5 hp) | 0.32184
4 | Base Fans | 0
4 | Fans - ASD (6-100 hp) | 0.40609
4 | Fans - O&M | 0.22038
4 | Fans- Improve components | 0.41421
4 | Fans - ASD (100+ hp) | 0.39733
4 | Fans - Motor practices-1 (100+ HP) | 0.16645
4 | Fans - Motor practices-1 (6-100 HP) | 0.23876
4 | Fans - System Optimization | 0.71942
4 | Fans - Controls | 0.90213
4 | Fans - Motor practices-1 (1-5 HP) | 0.34825
4 | Fans - Replace 100+ HP motor | 0.26144
4 | Fans - Replace 1-5 HP motor | 0.2512
4 | Fans - Replace 6-100 HP motor | 0.2823
4 | Fans - ASD (1-5 hp) | 0.35586
4 | Base Pumps | 0
4 | Pumps - ASD (6-100 hp) | 0.40594
4 | Pumps - O&M | 0.59401
4 | Pumps - Controls | 0.91131
4 | Pumps - Sizing | 0.75235
4 | Pumps - ASD (100+ hp) | 0.35405
4 | Pumps - System Optimization | 0.88723
4 | Pumps - Motor practices-1 (100+ HP) | 0.12374
4 | Pumps - Motor practices-1 (6-100 HP) | 0.18191
4 | Pumps - Motor practices-1 (1-5 HP) | 0.30325
4 | Pumps - Replace 100+ HP motor | 0.22398
4 | Pumps - Replace 1-5 HP motor | 0.21472
4 | Pumps - Replace 6-100 HP motor | 0.24275
4 | Pumps - ASD (1-5 hp) | 0.31488
4 | Base Drives | 0
4 | High Consistency forming | 0.53229
4 | Gap Forming papermachine | 0.54065
4 | Drives - EE motor | 0.30432
4 | Optimization control PM | 0
4 | Base Heating | 0
4 | Base Refrigeration | 0
4 | Base Other Process | 0
4 | Base Centrifugal Chiller, 0.58 kW/ton, 500 tons | 0
4 | Aerosole Duct Sealing - Chiller | 0.55605
4 | Centrifugal Chiller, 0.51 kW/ton, 500 tons | 0.50675
4 | VSD for Chiller Pumps and Towers | 0.45025
4 | High Efficiency Chiller Motors | 0.24747
4 | EMS Optimization - Chiller | 0.33645
4 | EMS - Chiller | 0.44197
4 | Chiller Tune Up/Diagnostics | 0.43916
4 | Window Film (Standard) - Chiller | 0.34193
4 | Roof Insulation - Chiller | 0.30247
4 | Cool Roof - Chiller | 0.68536
4 | Duct/Pipe Insulation - Chiller | 0.45331
4 | Base DX Packaged System, EER=10.3, 10 tons | 0
4 | Aerosole Duct Sealing | 0.53249
4 | DX Coil Cleaning | 0.35227
4 | DX Packaged System, EER=10.9, 10 tons | 0.35654
4 | Hybrid Dessicant-DX System (Trane CDQ) | 0.7802
4 | Optimize Controls | 0.30308
4 | Roof Insulation | 0.28196
4 | DX Tune Up/ Advanced Diagnostics | 0.29724
4 | Window Film (Standard) | 0.30072
4 | Cool Roof - DX | 0.65068
4 | Geothermal Heat Pump, EER=13, 10 tons | 0.44577
4 | Duct/Pipe Insulation | 0.40836
4 | Base Lighting | 0
4 | Premium T8, Elecctronic Ballast | 0.79812
4 | High Bay T5 | 0.94851
4 | Occupancy Sensor | 0.57785
4 | Base Other | 0
4 | Replace V-belts | 0.0087204
5 | Base Compressed Air | 0
5 | Comp Air - ASD (6-100 hp) | 0.4019
5 | Compressed Air- Sizing | 0.60241
5 | Compressed Air-O&M | 0.76112
5 | Compressed Air - System Optimization | 0.78816
5 | Comp Air - ASD (100+ hp) | 0.33731
5 | Compressed Air - Controls | 0.60041
5 | Comp Air - Motor practices-1 (100+ HP) | 0.13514
5 | Comp Air - Motor practices-1 (6-100 HP) | 0.19821
5 | Comp Air - Motor practices-1 (1-5 HP) | 0.32961
5 | Comp Air - Replace 100+ HP motor | 0.24378
5 | Comp Air - Replace 1-5 HP motor | 0.23358
5 | Comp Air - Replace 6-100 HP motor | 0.26411
5 | Comp Air - ASD (1-5 hp) | 0.31794
5 | Base Fans | 0
5 | Fans - ASD (6-100 hp) | 0.4023
5 | Fans - O&M | 0.23295
5 | Fans- Improve components | 0.43952
5 | Fans - ASD (100+ hp) | 0.39353
5 | Fans - Motor practices-1 (100+ HP) | 0.17557
5 | Fans - Motor practices-1 (6-100 HP) | 0.25264
5 | Fans - System Optimization | 0.74061
5 | Fans - Controls | 0.97578
5 | Fans - Motor practices-1 (1-5 HP) | 0.36888
5 | Fans - Replace 100+ HP motor | 0.2767
5 | Fans - Replace 1-5 HP motor | 0.26567
5 | Fans - Replace 6-100 HP motor | 0.2986
5 | Fans - ASD (1-5 hp) | 0.3522
5 | Base Pumps | 0
5 | Pumps - ASD (6-100 hp) | 0.40215
5 | Pumps - O&M | 0.63328
5 | Pumps - Controls | 0.98632
5 | Pumps - Sizing | 0.80704
5 | Pumps - ASD (100+ hp) | 0.35034
5 | Pumps - System Optimization | 0.95871
5 | Pumps - Motor practices-1 (100+ HP) | 0.13049
5 | Pumps - Motor practices-1 (6-100 HP) | 0.19233
5 | Pumps - Motor practices-1 (1-5 HP) | 0.3211
5 | Pumps - Replace 100+ HP motor | 0.23664
5 | Pumps - Replace 1-5 HP motor | 0.22687
5 | Pumps - Replace 6-100 HP motor | 0.25673
5 | Pumps - ASD (1-5 hp) | 0.31084
5 | Base Drives | 0
5 | Efficient practices printing press | 0.63607
5 | Efficient drives | 0.34346
5 | Efficient Printing press (fewer cylinders) | 0.84733
5 | Light cylinders | 0.61369
5 | Base Heating | 0
5 | Base Refrigeration | 0
5 | Base Other Process | 0
5 | Base Centrifugal Chiller, 0.58 kW/ton, 500 tons | 0
5 | Aerosole Duct Sealing - Chiller | 0.61176
5 | Centrifugal Chiller, 0.51 kW/ton, 500 tons | 0.51483
5 | VSD for Chiller Pumps and Towers | 0.45778
5 | High Efficiency Chiller Motors | 0.27215
5 | EMS Optimization - Chiller | 0.36891
5 | EMS - Chiller | 0.44946
5 | Chiller Tune Up/Diagnostics | 0.48072
5 | Window Film (Standard) - Chiller | 0.37462
5 | Roof Insulation - Chiller | 0.33186
5 | Cool Roof - Chiller | 0.76759
5 | Duct/Pipe Insulation - Chiller | 0.4964
5 | Base DX Packaged System, EER=10.3, 10 tons | 0
5 | Aerosole Duct Sealing | 0.58618
5 | DX Coil Cleaning | 0.39478
5 | DX Packaged System, EER=10.9, 10 tons | 0.38193
5 | Hybrid Dessicant-DX System (Trane CDQ) | 0.91267
5 | Optimize Controls | 0.34052
5 | Roof Insulation | 0.31926
5 | DX Tune Up/ Advanced Diagnostics | 0.33784
5 | Window Film (Standard) | 0.34162
5 | Cool Roof - DX | 0.74423
5 | Geothermal Heat Pump, EER=13, 10 tons | 0.52116
5 | Duct/Pipe Insulation | 0.47939
5 | Base Lighting | 0
5 | Premium T8, Elecctronic Ballast | 0.87011
5 | Occupancy Sensor | 0.59095
5 | Base Other | 0
5 | Replace V-belts | 0.0093083
6 | Base Compressed Air | 0
6 | Comp Air - ASD (6-100 hp) | 0.39249
6 | Compressed Air- Sizing | 0.5534
6 | Compressed Air-O&M | 0.69149
6 | Compressed Air - System Optimization | 0.7139
6 | Comp Air - ASD (100+ hp) | 0.32875
6 | Compressed Air - Controls | 0.55177
6 | Comp Air - Motor practices-1 (100+ HP) | 0.12344
6 | Comp Air - Motor practices-1 (6-100 HP) | 0.18185
6 | Comp Air - Motor practices-1 (1-5 HP) | 0.30337
6 | Comp Air - Replace 100+ HP motor | 0.22376
6 | Comp Air - Replace 1-5 HP motor | 0.21435
6 | Comp Air - Replace 6-100 HP motor | 0.24258
6 | Comp Air - ASD (1-5 hp) | 0.30979
6 | Base Fans | 0
6 | Fans - ASD (6-100 hp) | 0.3929
6 | Fans - O&M | 0.21373
6 | Fans- Improve components | 0.4049
6 | Fans - ASD (100+ hp) | 0.38433
6 | Fans - Motor practices-1 (100+ HP) | 0.16104
6 | Fans - Motor practices-1 (6-100 HP) | 0.23188
6 | Fans - System Optimization | 0.69449
6 | Fans - Controls | 0.85719
6 | Fans - Motor practices-1 (1-5 HP) | 0.33951
6 | Fans - Replace 100+ HP motor | 0.25413
6 | Fans - Replace 1-5 HP motor | 0.2441
6 | Fans - Replace 6-100 HP motor | 0.2746
6 | Fans - ASD (1-5 hp) | 0.34345
6 | Base Pumps | 0
6 | Pumps - ASD (6-100 hp) | 0.39274
6 | Pumps - O&M | 0.58093
6 | Pumps - Controls | 0.86456
6 | Pumps - Sizing | 0.72916
6 | Pumps - ASD (100+ hp) | 0.34156
6 | Pumps - System Optimization | 0.84498
6 | Pumps - Motor practices-1 (100+ HP) | 0.11955
6 | Pumps - Motor practices-1 (6-100 HP) | 0.17615
6 | Pumps - Motor practices-1 (1-5 HP) | 0.29548
6 | Pumps - Replace 100+ HP motor | 0.21734
6 | Pumps - Replace 1-5 HP motor | 0.20807
6 | Pumps - Replace 6-100 HP motor | 0.23562
6 | Pumps - ASD (1-5 hp) | 0.30283
6 | Base Drives | 0
6 | Clean Room - Controls | 0.58355
6 | Drives - Process Controls (batch + site) | 0.52219
6 | Process Drives - ASD | 0.071231
6 | Clean Room - New Designs | 0.88011
6 | Base Heating | 0
6 | Base Refrigeration | 0
6 | Base Other Process | 0
6 | Other Process Controls (batch + site) | 0.52621
6 | Base Centrifugal Chiller, 0.58 kW/ton, 500 tons | 0
6 | Aerosole Duct Sealing - Chiller | 0.56426
6 | Centrifugal Chiller, 0.51 kW/ton, 500 tons | 0.50645
6 | VSD for Chiller Pumps and Towers | 0.44999
6 | High Efficiency Chiller Motors | 0.25117
6 | EMS Optimization - Chiller | 0.34142
6 | EMS - Chiller | 0.44173
6 | Chiller Tune Up/Diagnostics | 0.44541
6 | Window Film (Standard) - Chiller | 0.34689
6 | Roof Insulation - Chiller | 0.30698
6 | Cool Roof - Chiller | 0.69715
6 | Duct/Pipe Insulation - Chiller | 0.4597
6 | Base DX Packaged System, EER=10.3, 10 tons | 0
6 | Aerosole Duct Sealing | 0.54208
6 | DX Coil Cleaning | 0.36641
6 | DX Packaged System, EER=10.9, 10 tons | 0.36702
6 | Hybrid Dessicant-DX System (Trane CDQ) | 0.80902
6 | Optimize Controls | 0.31583
6 | Roof Insulation | 0.29598
6 | DX Tune Up/ Advanced Diagnostics | 0.31352
6 | Window Film (Standard) | 0.31704
6 | Cool Roof - DX | 0.67927
6 | Geothermal Heat Pump, EER=13, 10 tons | 0.48431
6 | Duct/Pipe Insulation | 0.44579
6 | Base Lighting | 0
6 | Premium T8, Elecctronic Ballast | 0.77362
6 | High Bay T5 | 0.8994
6 | CFL Hardwired, Modular 18W | 0.94738
6 | Occupancy Sensor | 0.56207
6 | Base Other | 0
7 | Base Compressed Air | 0
7 | Comp Air - ASD (6-100 hp) | 0.39299
7 | Compressed Air- Sizing | 0.55206
7 | Compressed Air-O&M | 0.68945
7 | Compressed Air - System Optimization | 0.7117
7 | Comp Air - ASD (100+ hp) | 0.32923
7 | Compressed Air - Controls | 0.55024
7 | Refinery Controls | 0.19048
7 | Comp Air - Motor practices-1 (100+ HP) | 0.12169
7 | Comp Air - Motor practices-1 (6-100 HP) | 0.17935
7 | Power recovery | 0.084012
7 | Comp Air - Motor practices-1 (1-5 HP) | 0.29936
7 | Comp Air - Replace 100+ HP motor | 0.22036
7 | Comp Air - Replace 1-5 HP motor | 0.21128
7 | Comp Air - Replace 6-100 HP motor | 0.23907
7 | Comp Air - ASD (1-5 hp) | 0.30739
7 | Base Fans | 0
7 | Fans - ASD (6-100 hp) | 0.3934
7 | Fans - O&M | 0.21311
7 | Fans- Improve components | 0.40369
7 | Fans - ASD (100+ hp) | 0.38466
7 | Refinery Controls | 0.24238
7 | Fans - Motor practices-1 (100+ HP) | 0.15868
7 | Fans - Motor practices-1 (6-100 HP) | 0.22908
7 | Fans - System Optimization | 0.69065
7 | Fans - Controls | 0.85006
7 | Power recovery | 0.097986
7 | Fans - Motor practices-1 (1-5 HP) | 0.3352
7 | Fans - Replace 100+ HP motor | 0.25056
7 | Fans - Replace 1-5 HP motor | 0.24059
7 | Fans - Replace 6-100 HP motor | 0.27068
7 | Fans - ASD (1-5 hp) | 0.3409
7 | Base Pumps | 0
7 | Pumps - ASD (6-100 hp) | 0.39325
7 | Pumps - O&M | 0.57945
7 | Pumps - Controls | 0.8601
7 | Pumps - Sizing | 0.72679
7 | Pumps - ASD (100+ hp) | 0.34201
7 | Refinery Controls | 0.20594
7 | Pumps - System Optimization | 0.83811
7 | Pumps - Motor practices-1 (100+ HP) | 0.11754
7 | Pumps - Motor practices-1 (6-100 HP) | 0.17396
7 | Power recovery | 0.081124
7 | Pumps - Motor practices-1 (1-5 HP) | 0.29149
7 | Pumps - Replace 100+ HP motor | 0.21398
7 | Pumps - Replace 1-5 HP motor | 0.20505
7 | Pumps - Replace 6-100 HP motor | 0.23215
7 | Pumps - ASD (1-5 hp) | 0.30023
7 | Base Drives | 0
7 | Base Heating | 0
7 | Base Refrigeration | 0
7 | Base Other Process | 0
7 | Refinery Controls | 0.25634
7 | Efficient desalter | 0.75483
7 | Power recovery | 0.10883
7 | Base Centrifugal Chiller, 0.58 kW/ton, 500 tons | 0
7 | Aerosole Duct Sealing - Chiller | 0.5602
7 | Centrifugal Chiller, 0.51 kW/ton, 500 tons | 0.50588
7 | VSD for Chiller Pumps and Towers | 0.44949
7 | High Efficiency Chiller Motors | 0.24948
7 | EMS Optimization - Chiller | 0.33916
7 | EMS - Chiller | 0.44123
7 | Chiller Tune Up/Diagnostics | 0.44232
7 | Window Film (Standard) - Chiller | 0.34439
7 | Roof Insulation - Chiller | 0.30472
7 | Cool Roof - Chiller | 0.6914
7 | Duct/Pipe Insulation - Chiller | 0.45643
7 | Base DX Packaged System, EER=10.3, 10 tons | 0
7 | Aerosole Duct Sealing | 0.53813
7 | DX Coil Cleaning | 0.36205
7 | DX Packaged System, EER=10.9, 10 tons | 0.36417
7 | Hybrid Dessicant-DX System (Trane CDQ) | 0.79843
7 | Optimize Controls | 0.31198
7 | Roof Insulation | 0.29185
7 | DX Tune Up/ Advanced Diagnostics | 0.30875
7 | Window Film (Standard) | 0.31226
7 | Cool Roof - DX | 0.67037
7 | Geothermal Heat Pump, EER=13, 10 tons | 0.47414
7 | Duct/Pipe Insulation | 0.43601
7 | Base Lighting | 0
7 | Premium T8, Elecctronic Ballast | 0.77073
7 | High Bay T5 | 0.89423
7 | CFL Hardwired, Modular 18W | 0.94091
7 | Occupancy Sensor | 0.56179
7 | Base Other | 0
7 | Replace V-belts | 0.0081398
8 | Base Compressed Air | 0
8 | Comp Air - ASD (6-100 hp) | 0.40681
8 | Compressed Air- Sizing | 0.61799
8 | Compressed Air-O&M | 0.78356
8 | Compressed Air - System Optimization | 0.81198
8 | Comp Air - ASD (100+ hp) | 0.34169
8 | Compressed Air - Controls | 0.61599
8 | Comp Air - Motor practices-1 (100+ HP) | 0.13847
8 | Comp Air - Motor practices-1 (6-100 HP) | 0.20308
8 | Comp Air - Motor practices-1 (1-5 HP) | 0.33766
8 | Comp Air - Replace 100+ HP motor | 0.24961
8 | Comp Air - Replace 1-5 HP motor | 0.23934
8 | Comp Air - Replace 6-100 HP motor | 0.27039
8 | Comp Air - ASD (1-5 hp) | 0.32228
8 | Base Fans | 0
8 | Fans - ASD (6-100 hp) | 0.4072
8 | Fans - O&M | 0.2387
8 | Fans- Improve components | 0.45029
8 | Fans - ASD (100+ hp) | 0.39834
8 | Fans - Motor practices-1 (100+ HP) | 0.17993
8 | Fans - Motor practices-1 (6-100 HP) | 0.25883
8 | Fans - System Optimization | 0.75787
8 | Fans - Motor practices-1 (1-5 HP) | 0.37792
8 | Fans - Replace 100+ HP motor | 0.28335
8 | Fans - Replace 1-5 HP motor | 0.27223
8 | Fans - Replace 6-100 HP motor | 0.30594
8 | Fans - ASD (1-5 hp) | 0.35665
8 | Base Pumps | 0
8 | Pumps - ASD (6-100 hp) | 0.40705
8 | Pumps - O&M | 0.65005
8 | Pumps - Sizing | 0.83189
8 | Pumps - ASD (100+ hp) | 0.35481
8 | Pumps - System Optimization | 0.99421
8 | Pumps - Motor practices-1 (100+ HP) | 0.13377
8 | Pumps - Motor practices-1 (6-100 HP) | 0.19714
8 | Pumps - Motor practices-1 (1-5 HP) | 0.32885
8 | Pumps - Replace 100+ HP motor | 0.24242
8 | Pumps - Replace 1-5 HP motor | 0.23228
8 | Pumps - Replace 6-100 HP motor | 0.26295
8 | Pumps - ASD (1-5 hp) | 0.31525
8 | Base Drives | 0
8 | O&M - Extruders/Injection Moulding | 0.65303
8 | Injection Moulding - Impulse Cooling | 0.86659
8 | Injection Moulding - Direct drive | 0.82521
8 | Base Heating | 0
8 | Base Refrigeration | 0
8 | Base Other Process | 0
8 | Base Centrifugal Chiller, 0.58 kW/ton, 500 tons | 0
8 | Aerosole Duct Sealing - Chiller | 0.62054
8 | Centrifugal Chiller, 0.51 kW/ton, 500 tons | 0.51672
8 | VSD for Chiller Pumps and Towers | 0.45949
8 | High Efficiency Chiller Motors | 0.27581
8 | EMS Optimization - Chiller | 0.37376
8 | EMS - Chiller | 0.45118
8 | Chiller Tune Up/Diagnostics | 0.48723
8 | Window Film (Standard) - Chiller | 0.37973
8 | Roof Insulation - Chiller | 0.33617
8 | Cool Roof - Chiller | 0.78105
8 | Duct/Pipe Insulation - Chiller | 0.50312
8 | Base DX Packaged System, EER=10.3, 10 tons | 0
8 | Aerosole Duct Sealing | 0.59407
8 | DX Coil Cleaning | 0.3952
8 | DX Packaged System, EER=10.9, 10 tons | 0.38041
8 | Hybrid Dessicant-DX System (Trane CDQ) | 0.92582
8 | Optimize Controls | 0.34072
8 | Roof Insulation | 0.3182
8 | DX Tune Up/ Advanced Diagnostics | 0.33588
8 | Window Film (Standard) | 0.33964
8 | Cool Roof - DX | 0.74577
8 | Geothermal Heat Pump, EER=13, 10 tons | 0.50982
8 | Duct/Pipe Insulation | 0.46776
8 | Base Lighting | 0
8 | Premium T8, Elecctronic Ballast | 0.88429
8 | Occupancy Sensor | 0.58787
8 | Base Other | 0
8 | Replace V-belts | 0.0094419
9 | Base Compressed Air | 0
9 | Comp Air - ASD (6-100 hp) | 0.40182
9 | Compressed Air- Sizing | 0.591
9 | Compressed Air-O&M | 0.74412
9 | Compressed Air - System Optimization | 0.76978
9 | Comp Air - ASD (100+ hp) | 0.33727
9 | Compressed Air - Controls | 0.58919
9 | Comp Air - Motor practices-1 (100+ HP) | 0.13206
9 | Comp Air - Motor practices-1 (6-100 HP) | 0.19441
9 | Comp Air - Motor practices-1 (1-5 HP) | 0.32353
9 | Comp Air - Replace 100+ HP motor | 0.23893
9 | Comp Air - Replace 1-5 HP motor | 0.22905
9 | Comp Air - Replace 6-100 HP motor | 0.25893
9 | Comp Air - ASD (1-5 hp) | 0.31821
9 | Base Fans | 0
9 | Fans - ASD (6-100 hp) | 0.40221
9 | Fans - O&M | 0.22814
9 | Fans- Improve components | 0.43139
9 | Fans - ASD (100+ hp) | 0.39348
9 | Fans - Motor practices-1 (100+ HP) | 0.17191
9 | Fans - Motor practices-1 (6-100 HP) | 0.24776
9 | Fans - System Optimization | 0.73067
9 | Fans - Controls | 0.94329
9 | Fans - Motor practices-1 (1-5 HP) | 0.36206
9 | Fans - Replace 100+ HP motor | 0.27122
9 | Fans - Replace 1-5 HP motor | 0.26048
9 | Fans - Replace 6-100 HP motor | 0.29281
9 | Fans - ASD (1-5 hp) | 0.3521
9 | Base Pumps | 0
9 | Pumps - ASD (6-100 hp) | 0.40206
9 | Pumps - O&M | 0.62097
9 | Pumps - Controls | 0.95276
9 | Pumps - Sizing | 0.78749
9 | Pumps - ASD (100+ hp) | 0.35048
9 | Pumps - System Optimization | 0.92791
9 | Pumps - Motor practices-1 (100+ HP) | 0.12775
9 | Pumps - Motor practices-1 (6-100 HP) | 0.18828
9 | Pumps - Motor practices-1 (1-5 HP) | 0.31503
9 | Pumps - Replace 100+ HP motor | 0.2321
9 | Pumps - Replace 1-5 HP motor | 0.22236
9 | Pumps - Replace 6-100 HP motor | 0.25157
9 | Pumps - ASD (1-5 hp) | 0.31113
9 | Base Drives | 0
9 | Process control | 0.23201
9 | Drives - EE motor | 0.34699
9 | Process optimization | 0.62542
9 | Efficient grinding | 0.85146
9 | Drives - Process Controls (batch + site) | 0.21799
9 | Base Heating | 0
9 | Top-heating (glass) | 0.37946
9 | Base Refrigeration | 0
9 | Base Other Process | 0
9 | Base Centrifugal Chiller, 0.58 kW/ton, 500 tons | 0
9 | Aerosole Duct Sealing - Chiller | 0.59308
9 | Centrifugal Chiller, 0.51 kW/ton, 500 tons | 0.51212
9 | VSD for Chiller Pumps and Towers | 0.45508
9 | High Efficiency Chiller Motors | 0.26401
9 | EMS Optimization - Chiller | 0.35821
9 | EMS - Chiller | 0.44689
9 | Chiller Tune Up/Diagnostics | 0.4669
9 | Window Film (Standard) - Chiller | 0.36392
9 | Roof Insulation - Chiller | 0.32222
9 | Cool Roof - Chiller | 0.73927
9 | Duct/Pipe Insulation - Chiller | 0.48196
9 | Base DX Packaged System, EER=10.3, 10 tons | 0
9 | Aerosole Duct Sealing | 0.56841
9 | DX Coil Cleaning | 0.37774
9 | DX Packaged System, EER=10.9, 10 tons | 0.37059
9 | Hybrid Dessicant-DX System (Trane CDQ) | 0.86241
9 | Optimize Controls | 0.32533
9 | Roof Insulation | 0.30343
9 | DX Tune Up/ Advanced Diagnostics | 0.31998
9 | Window Film (Standard) | 0.32373
9 | Cool Roof - DX | 0.70513
9 | Geothermal Heat Pump, EER=13, 10 tons | 0.4832
9 | Duct/Pipe Insulation | 0.44308
9 | Base Lighting | 0
9 | Premium T8, Elecctronic Ballast | 0.83153
9 | High Bay T5 | 1.0006
9 | Occupancy Sensor | 0.56721
9 | Base Other | 0
9 | Replace V-belts | 0.0088469
10 | Base Compressed Air | 0
10 | Comp Air - ASD (6-100 hp) | 0.4266
10 | Compressed Air- Sizing | 0.6401
10 | Compressed Air-O&M | 0.82295
10 | Compressed Air - System Optimization | 0.85612
10 | Comp Air - ASD (100+ hp) | 0.35947
10 | Compressed Air - Controls | 0.6379
10 | Comp Air - Motor practices-1 (100+ HP) | 0.14476
10 | Comp Air - Motor practices-1 (6-100 HP) | 0.21194
10 | Comp Air - Motor practices-1 (1-5 HP) | 0.34991
10 | Comp Air - Replace 100+ HP motor | 0.25988
10 | Comp Air - Replace 1-5 HP motor | 0.24906
10 | Comp Air - Replace 6-100 HP motor | 0.28111
10 | Comp Air - ASD (1-5 hp) | 0.33956
10 | Base Fans | 0
10 | Fans - ASD (6-100 hp) | 0.42696
10 | Fans - O&M | 0.24843
10 | Fans- Improve components | 0.46505
10 | Fans - ASD (100+ hp) | 0.41785
10 | Fans - Motor practices-1 (100+ HP) | 0.1881
10 | Fans - Motor practices-1 (6-100 HP) | 0.26905
10 | Fans - System Optimization | 0.81239
10 | Fans - Motor practices-1 (1-5 HP) | 0.3909
10 | Fans - Replace 100+ HP motor | 0.29426
10 | Fans - Replace 1-5 HP motor | 0.28266
10 | Fans - Replace 6-100 HP motor | 0.31747
10 | Fans - ASD (1-5 hp) | 0.37502
10 | Base Pumps | 0
10 | Pumps - ASD (6-100 hp) | 0.42682
10 | Pumps - O&M | 0.67411
10 | Pumps - Sizing | 0.87972
10 | Pumps - ASD (100+ hp) | 0.37302
10 | Pumps - Motor practices-1 (100+ HP) | 0.1403
10 | Pumps - Motor practices-1 (6-100 HP) | 0.2054
10 | Pumps - Motor practices-1 (1-5 HP) | 0.34093
10 | Pumps - Replace 100+ HP motor | 0.25243
10 | Pumps - Replace 1-5 HP motor | 0.24202
10 | Pumps - Replace 6-100 HP motor | 0.27316
10 | Pumps - ASD (1-5 hp) | 0.33228
10 | Base Drives | 0
10 | Efficient drives - rolling | 0.51115
10 | Drives - Process Control | 0.46115
10 | Drives - Process Controls (batch + site) | 0.45405
10 | Base Heating | 0
10 | Near Net Shape Casting | 0.74841
10 | Efficient electric melting | 0.6836
10 | Heating - Process Control | 0.46074
10 | Intelligent extruder (DOE) | 0.24241
10 | Base Refrigeration | 0
10 | Base Other Process | 0
10 | Base Centrifugal Chiller, 0.58 kW/ton, 500 tons | 0
10 | Aerosole Duct Sealing - Chiller | 0.61263
10 | Centrifugal Chiller, 0.51 kW/ton, 500 tons | 0.51779
10 | VSD for Chiller Pumps and Towers | 0.4604
10 | High Efficiency Chiller Motors | 0.27233
10 | EMS Optimization - Chiller | 0.36924
10 | EMS - Chiller | 0.45189
10 | Chiller Tune Up/Diagnostics | 0.48146
10 | Window Film (Standard) - Chiller | 0.37521
10 | Roof Insulation - Chiller | 0.33214
10 | Cool Roof - Chiller | 0.76851
10 | Duct/Pipe Insulation - Chiller | 0.49716
10 | Base DX Packaged System, EER=10.3, 10 tons | 0
10 | Aerosole Duct Sealing | 0.58375
10 | DX Coil Cleaning | 0.39293
10 | DX Packaged System, EER=10.9, 10 tons | 0.38069
10 | Hybrid Dessicant-DX System (Trane CDQ) | 0.90636
10 | Optimize Controls | 0.33893
10 | Roof Insulation | 0.31762
10 | DX Tune Up/ Advanced Diagnostics | 0.33612
10 | Window Film (Standard) | 0.3399
10 | Cool Roof - DX | 0.73977
10 | Geothermal Heat Pump, EER=13, 10 tons | 0.51781
10 | Duct/Pipe Insulation | 0.4762
10 | Base Lighting | 0
10 | Premium T8, Elecctronic Ballast | 0.93229
10 | Occupancy Sensor | 0.60796
10 | Base Other | 0
10 | Replace V-belts | 0.0097842
11 | Base Compressed Air | 0
11 | Comp Air - ASD (6-100 hp) | 0.41826
11 | Compressed Air- Sizing | 0.62729
11 | Compressed Air-O&M | 0.80058
11 | Compressed Air - System Optimization | 0.83135
11 | Comp Air - ASD (100+ hp) | 0.35205
11 | Compressed Air - Controls | 0.62509
11 | Comp Air - Motor practices-1 (100+ HP) | 0.14135
11 | Comp Air - Motor practices-1 (6-100 HP) | 0.20732
11 | Comp Air - Motor practices-1 (1-5 HP) | 0.34297
11 | Comp Air - Replace 100+ HP motor | 0.25434
11 | Comp Air - Replace 1-5 HP motor | 0.24381
11 | Comp Air - Replace 6-100 HP motor | 0.27532
11 | Comp Air - ASD (1-5 hp) | 0.33239
11 | Base Fans | 0
11 | Fans - ASD (6-100 hp) | 0.41864
11 | Fans - O&M | 0.24289
11 | Fans- Improve components | 0.45652
11 | Fans - ASD (100+ hp) | 0.40961
11 | Fans - Motor practices-1 (100+ HP) | 0.18356
11 | Fans - Motor practices-1 (6-100 HP) | 0.26353
11 | Fans - System Optimization | 0.78537
11 | Fans - Motor practices-1 (1-5 HP) | 0.38365
11 | Fans - Replace 100+ HP motor | 0.28821
11 | Fans - Replace 1-5 HP motor | 0.27688
11 | Fans - Replace 6-100 HP motor | 0.31094
11 | Fans - ASD (1-5 hp) | 0.36732
11 | Base Pumps | 0
11 | Pumps - ASD (6-100 hp) | 0.41849
11 | Pumps - O&M | 0.66015
11 | Pumps - Sizing | 0.8529
11 | Pumps - ASD (100+ hp) | 0.36554
11 | Pumps - Motor practices-1 (100+ HP) | 0.13693
11 | Pumps - Motor practices-1 (6-100 HP) | 0.2008
11 | Pumps - Motor practices-1 (1-5 HP) | 0.33422
11 | Pumps - Replace 100+ HP motor | 0.24689
11 | Pumps - Replace 1-5 HP motor | 0.23677
11 | Pumps - Replace 6-100 HP motor | 0.26763
11 | Pumps - ASD (1-5 hp) | 0.32527
11 | Base Drives | 0
11 | Drives - Optimization process (M&T) | 0.66314
11 | Machinery | 0.55493
11 | Drives - Scheduling | 0.39516
11 | Base Heating | 0
11 | Heating - Optimization process (M&T) | 0.66314
11 | Heating - Scheduling | 0.39721
11 | Efficient Curing ovens | 0.90859
11 | Base Refrigeration | 0
11 | Base Other Process | 0
11 | New transformers welding | 0.98932
11 | Base Centrifugal Chiller, 0.58 kW/ton, 500 tons | 0
11 | Aerosole Duct Sealing - Chiller | 0.61038
11 | Centrifugal Chiller, 0.51 kW/ton, 500 tons | 0.51659
11 | VSD for Chiller Pumps and Towers | 0.45917
11 | High Efficiency Chiller Motors | 0.27134
11 | EMS Optimization - Chiller | 0.36792
11 | EMS - Chiller | 0.45084
11 | Chiller Tune Up/Diagnostics | 0.47986
11 | Window Film (Standard) - Chiller | 0.37389
11 | Roof Insulation - Chiller | 0.3311
11 | Cool Roof - Chiller | 0.76531
11 | Duct/Pipe Insulation - Chiller | 0.49534
11 | Base DX Packaged System, EER=10.3, 10 tons | 0
11 | Aerosole Duct Sealing | 0.58279
11 | DX Coil Cleaning | 0.39107
11 | DX Packaged System, EER=10.9, 10 tons | 0.37943
11 | Hybrid Dessicant-DX System (Trane CDQ) | 0.90219
11 | Optimize Controls | 0.33733
11 | Roof Insulation | 0.31557
11 | DX Tune Up/ Advanced Diagnostics | 0.33384
11 | Window Film (Standard) | 0.33761
11 | Cool Roof - DX | 0.73555
11 | Geothermal Heat Pump, EER=13, 10 tons | 0.51224
11 | Duct/Pipe Insulation | 0.47069
11 | Base Lighting | 0
11 | Premium T8, Elecctronic Ballast | 0.9179
11 | Occupancy Sensor | 0.6085
11 | Base Other | 0
11 | Replace V-belts | 0.0096071
12 | Base Compressed Air | 0
12 | Comp Air - ASD (6-100 hp) | 0.41479
12 | Compressed Air- Sizing | 0.70478
12 | Compressed Air-O&M | 0.91882
12 | Compressed Air - System Optimization | 0.95875
12 | Comp Air - ASD (100+ hp) | 0.34824
12 | Compressed Air - Controls | 0.70234
12 | Comp Air - Motor practices-1 (100+ HP) | 0.15778
12 | Comp Air - Motor practices-1 (6-100 HP) | 0.23079
12 | Comp Air - Motor practices-1 (1-5 HP) | 0.38133
12 | Comp Air - Replace 100+ HP motor | 0.28294
12 | Comp Air - Replace 1-5 HP motor | 0.2715
12 | Comp Air - Replace 6-100 HP motor | 0.30624
12 | Comp Air - ASD (1-5 hp) | 0.32855
12 | Base Fans | 0
12 | Fans - ASD (6-100 hp) | 0.41519
12 | Fans - O&M | 0.27055
12 | Fans- Improve components | 0.50847
12 | Fans - ASD (100+ hp) | 0.4061
12 | Fans - Motor practices-1 (100+ HP) | 0.20461
12 | Fans - Motor practices-1 (6-100 HP) | 0.29326
12 | Fans - System Optimization | 0.83557
12 | Fans - Motor practices-1 (1-5 HP) | 0.42648
12 | Fans - Replace 100+ HP motor | 0.32062
12 | Fans - Replace 1-5 HP motor | 0.30813
12 | Fans - Replace 6-100 HP motor | 0.34587
12 | Fans - ASD (1-5 hp) | 0.3637
12 | Base Pumps | 0
12 | Pumps - ASD (6-100 hp) | 0.41503
12 | Pumps - O&M | 0.74417
12 | Pumps - Sizing | 0.98738
12 | Pumps - ASD (100+ hp) | 0.36186
12 | Pumps - Motor practices-1 (100+ HP) | 0.15252
12 | Pumps - Motor practices-1 (6-100 HP) | 0.22373
12 | Pumps - Motor practices-1 (1-5 HP) | 0.37159
12 | Pumps - Replace 100+ HP motor | 0.27496
12 | Pumps - Replace 1-5 HP motor | 0.26364
12 | Pumps - Replace 6-100 HP motor | 0.29777
12 | Pumps - ASD (1-5 hp) | 0.32125
12 | Base Drives | 0
12 | Drives - Optimization process (M&T) | 0.74785
12 | Machinery | 0.62022
12 | Drives - Scheduling | 0.39866
12 | Base Heating | 0
12 | Heating - Optimization process (M&T) | 0.74785
12 | Heating - Scheduling | 0.40076
12 | Base Refrigeration | 0
12 | Base Other Process | 0
12 | Base Centrifugal Chiller, 0.58 kW/ton, 500 tons | 0
12 | Aerosole Duct Sealing - Chiller | 0.73808
12 | Centrifugal Chiller, 0.51 kW/ton, 500 tons | 0.53465
12 | VSD for Chiller Pumps and Towers | 0.47554
12 | High Efficiency Chiller Motors | 0.32173
12 | EMS Optimization - Chiller | 0.4353
12 | EMS - Chiller | 0.46708
12 | Chiller Tune Up/Diagnostics | 0.56973
12 | Window Film (Standard) - Chiller | 0.4421
12 | Roof Insulation - Chiller | 0.39164
12 | Cool Roof - Chiller | 0.9682
12 | Duct/Pipe Insulation - Chiller | 0.58907
12 | Base DX Packaged System, EER=10.3, 10 tons | 0
12 | Aerosole Duct Sealing | 0.70418
12 | DX Coil Cleaning | 0.46102
12 | DX Packaged System, EER=10.9, 10 tons | 0.41518
12 | Optimize Controls | 0.3973
12 | Roof Insulation | 0.37121
12 | DX Tune Up/ Advanced Diagnostics | 0.39197
12 | Window Film (Standard) | 0.39633
12 | Cool Roof - DX | 0.91746
12 | Geothermal Heat Pump, EER=13, 10 tons | 0.5994
12 | Duct/Pipe Insulation | 0.54834
12 | Base Lighting | 0
12 | Occupancy Sensor | 0.6192
12 | Base Other | 0
12 | Replace V-belts | 0.010956
13 | Base Compressed Air | 0
13 | Comp Air - ASD (6-100 hp) | 0.40527
13 | Compressed Air- Sizing | 0.60714
13 | Compressed Air-O&M | 0.76748
13 | Compressed Air - System Optimization | 0.79473
13 | Comp Air - ASD (100+ hp) | 0.34051
13 | Compressed Air - Controls | 0.60514
13 | Comp Air - Motor practices-1 (100+ HP) | 0.13588
13 | Comp Air - Motor practices-1 (6-100 HP) | 0.19948
13 | Comp Air - Motor practices-1 (1-5 HP) | 0.33193
13 | Comp Air - Replace 100+ HP motor | 0.2455
13 | Comp Air - Replace 1-5 HP motor | 0.23527
13 | Comp Air - Replace 6-100 HP motor | 0.26592
13 | Comp Air - ASD (1-5 hp) | 0.32108
13 | Base Fans | 0
13 | Fans - ASD (6-100 hp) | 0.40567
13 | Fans - O&M | 0.23435
13 | Fans- Improve components | 0.44275
13 | Fans - ASD (100+ hp) | 0.39679
13 | Fans - Motor practices-1 (100+ HP) | 0.17676
13 | Fans - Motor practices-1 (6-100 HP) | 0.2544
13 | Fans - System Optimization | 0.74717
13 | Fans - Controls | 0.98345
13 | Fans - Motor practices-1 (1-5 HP) | 0.37161
13 | Fans - Replace 100+ HP motor | 0.27855
13 | Fans - Replace 1-5 HP motor | 0.26748
13 | Fans - Replace 6-100 HP motor | 0.30081
13 | Fans - ASD (1-5 hp) | 0.35548
13 | Base Pumps | 0
13 | Pumps - ASD (6-100 hp) | 0.40552
13 | Pumps - O&M | 0.63823
13 | Pumps - Controls | 0.99399
13 | Pumps - Sizing | 0.81366
13 | Pumps - ASD (100+ hp) | 0.35364
13 | Pumps - System Optimization | 0.96632
13 | Pumps - Motor practices-1 (100+ HP) | 0.13122
13 | Pumps - Motor practices-1 (6-100 HP) | 0.19358
13 | Pumps - Motor practices-1 (1-5 HP) | 0.32339
13 | Pumps - Replace 100+ HP motor | 0.23834
13 | Pumps - Replace 1-5 HP motor | 0.22825
13 | Pumps - Replace 6-100 HP motor | 0.25823
13 | Pumps - ASD (1-5 hp) | 0.31404
13 | Base Drives | 0
13 | Machinery | 0.3589
13 | Drives - Scheduling | 0.36885
13 | Clean Room - Controls | 0.63818
13 | Base Heating | 0
13 | Efficient Curing ovens | 0.8699
13 | Base Refrigeration | 0
13 | Base Other Process | 0
13 | Efficient processes (welding, etc.) | 0.92892
13 | Base Centrifugal Chiller, 0.58 kW/ton, 500 tons | 0
13 | Aerosole Duct Sealing - Chiller | 0.60775
13 | Centrifugal Chiller, 0.51 kW/ton, 500 tons | 0.51475
13 | VSD for Chiller Pumps and Towers | 0.45747
13 | High Efficiency Chiller Motors | 0.27027
13 | EMS Optimization - Chiller | 0.36649
13 | EMS - Chiller | 0.44931
13 | Chiller Tune Up/Diagnostics | 0.47789
13 | Window Film (Standard) - Chiller | 0.37245
13 | Roof Insulation - Chiller | 0.3297
13 | Cool Roof - Chiller | 0.76155
13 | Duct/Pipe Insulation - Chiller | 0.49336
13 | Base DX Packaged System, EER=10.3, 10 tons | 0
13 | Aerosole Duct Sealing | 0.58193
13 | DX Coil Cleaning | 0.38909
13 | DX Packaged System, EER=10.9, 10 tons | 0.3778
13 | Hybrid Dessicant-DX System (Trane CDQ) | 0.89854
13 | Optimize Controls | 0.33563
13 | Roof Insulation | 0.31364
13 | DX Tune Up/ Advanced Diagnostics | 0.33161
13 | Window Film (Standard) | 0.33537
13 | Cool Roof - DX | 0.73141
13 | Geothermal Heat Pump, EER=13, 10 tons | 0.50602
13 | Duct/Pipe Insulation | 0.46476
13 | Base Lighting | 0
13 | Premium T8, Elecctronic Ballast | 0.87242
13 | Occupancy Sensor | 0.59139
13 | Base Other | 0
13 | Replace V-belts | 0.009333
14 | Base Compressed Air | 0
14 | Comp Air - ASD (6-100 hp) | 0.414
14 | Compressed Air- Sizing | 0.647
14 | Compressed Air-O&M | 0.82593
14 | Compressed Air - System Optimization | 0.85746
14 | Comp Air - ASD (100+ hp) | 0.34819
14 | Compressed Air - Controls | 0.6448
14 | Comp Air - Motor practices-1 (100+ HP) | 0.14462
14 | Comp Air - Motor practices-1 (6-100 HP) | 0.21244
14 | Comp Air - Motor practices-1 (1-5 HP) | 0.35246
14 | Comp Air - Replace 100+ HP motor | 0.26077
14 | Comp Air - Replace 1-5 HP motor | 0.25008
14 | Comp Air - Replace 6-100 HP motor | 0.28236
14 | Comp Air - ASD (1-5 hp) | 0.32852
14 | Base Fans | 0
14 | Fans - ASD (6-100 hp) | 0.41438
14 | Fans - O&M | 0.24915
14 | Fans- Improve components | 0.47
14 | Fans - ASD (100+ hp) | 0.40544
14 | Fans - Motor practices-1 (100+ HP) | 0.18804
14 | Fans - Motor practices-1 (6-100 HP) | 0.27038
14 | Fans - System Optimization | 0.79009
14 | Fans - Motor practices-1 (1-5 HP) | 0.39431
14 | Fans - Replace 100+ HP motor | 0.29602
14 | Fans - Replace 1-5 HP motor | 0.28422
14 | Fans - Replace 6-100 HP motor | 0.31939
14 | Fans - ASD (1-5 hp) | 0.3632
14 | Base Pumps | 0
14 | Pumps - ASD (6-100 hp) | 0.41424
14 | Pumps - O&M | 0.68093
14 | Pumps - Sizing | 0.87952
14 | Pumps - ASD (100+ hp) | 0.36139
14 | Pumps - Motor practices-1 (100+ HP) | 0.13983
14 | Pumps - Motor practices-1 (6-100 HP) | 0.20582
14 | Pumps - Motor practices-1 (1-5 HP) | 0.34331
14 | Pumps - Replace 100+ HP motor | 0.25321
14 | Pumps - Replace 1-5 HP motor | 0.24264
14 | Pumps - Replace 6-100 HP motor | 0.27456
14 | Pumps - ASD (1-5 hp) | 0.32132
14 | Base Drives | 0
14 | Drives - Optimization process (M&T) | 0.68752
14 | Machinery | 0.71457
14 | Drives - Scheduling | 0.39343
14 | Base Heating | 0
14 | Heating - Optimization process (M&T) | 0.68752
14 | Efficient Curing ovens | 0.9402
14 | Base Refrigeration | 0
14 | Base Other Process | 0
14 | Base Centrifugal Chiller, 0.58 kW/ton, 500 tons | 0
14 | Aerosole Duct Sealing - Chiller | 0.64411
14 | Centrifugal Chiller, 0.51 kW/ton, 500 tons | 0.52102
14 | VSD for Chiller Pumps and Towers | 0.46333
14 | High Efficiency Chiller Motors | 0.28555
14 | EMS Optimization - Chiller | 0.3865
14 | EMS - Chiller | 0.45506
14 | Chiller Tune Up/Diagnostics | 0.50408
14 | Window Film (Standard) - Chiller | 0.39273
14 | Roof Insulation - Chiller | 0.34779
14 | Cool Roof - Chiller | 0.81736
14 | Duct/Pipe Insulation - Chiller | 0.52065
14 | Base DX Packaged System, EER=10.3, 10 tons | 0
14 | Aerosole Duct Sealing | 0.61535
14 | DX Coil Cleaning | 0.41033
14 | DX Packaged System, EER=10.9, 10 tons | 0.38903
14 | Hybrid Dessicant-DX System (Trane CDQ) | 0.98237
14 | Optimize Controls | 0.35399
14 | Roof Insulation | 0.33091
14 | DX Tune Up/ Advanced Diagnostics | 0.3498
14 | Window Film (Standard) | 0.35358
14 | Cool Roof - DX | 0.7826
14 | Geothermal Heat Pump, EER=13, 10 tons | 0.53479
14 | Duct/Pipe Insulation | 0.49096
14 | Base Lighting | 0
14 | Premium T8, Elecctronic Ballast | 0.94979
14 | Occupancy Sensor | 0.60878
14 | Base Other | 0
14 | Replace V-belts | 0.0097015
15 | Base Compressed Air | 0
15 | Comp Air - ASD (6-100 hp) | 0.40453
15 | Compressed Air- Sizing | 0.60504
15 | Compressed Air-O&M | 0.76411
15 | Compressed Air - System Optimization | 0.79119
15 | Comp Air - ASD (100+ hp) | 0.33988
15 | Compressed Air - Controls | 0.60304
15 | Comp Air - Motor practices-1 (100+ HP) | 0.13531
15 | Comp Air - Motor practices-1 (6-100 HP) | 0.19882
15 | Comp Air - Motor practices-1 (1-5 HP) | 0.33085
15 | Comp Air - Replace 100+ HP motor | 0.2445
15 | Comp Air - Replace 1-5 HP motor | 0.23428
15 | Comp Air - Replace 6-100 HP motor | 0.2649
15 | Comp Air - ASD (1-5 hp) | 0.32043
15 | Base Fans | 0
15 | Fans - ASD (6-100 hp) | 0.40514
15 | Fans - O&M | 0.23364
15 | Fans- Improve components | 0.44111
15 | Fans - ASD (100+ hp) | 0.39625
15 | Fans - Motor practices-1 (100+ HP) | 0.17613
15 | Fans - Motor practices-1 (6-100 HP) | 0.25339
15 | Fans - System Optimization | 0.74466
15 | Fans - Controls | 0.9781
15 | Fans - Motor practices-1 (1-5 HP) | 0.37025
15 | Fans - Replace 100+ HP motor | 0.27752
15 | Fans - Replace 1-5 HP motor | 0.26645
15 | Fans - Replace 6-100 HP motor | 0.29975
15 | Fans - ASD (1-5 hp) | 0.35465
15 | Base Pumps | 0
15 | Pumps - ASD (6-100 hp) | 0.40478
15 | Pumps - O&M | 0.63593
15 | Pumps - Controls | 0.98848
15 | Pumps - Sizing | 0.81012
15 | Pumps - ASD (100+ hp) | 0.35281
15 | Pumps - System Optimization | 0.96113
15 | Pumps - Motor practices-1 (100+ HP) | 0.13096
15 | Pumps - Motor practices-1 (6-100 HP) | 0.19293
15 | Pumps - Motor practices-1 (1-5 HP) | 0.32232
15 | Pumps - Replace 100+ HP motor | 0.23735
15 | Pumps - Replace 1-5 HP motor | 0.22755
15 | Pumps - Replace 6-100 HP motor | 0.25749
15 | Pumps - ASD (1-5 hp) | 0.31338
15 | Base Drives | 0
15 | Drives - Optimization process (M&T) | 0.63872
15 | Machinery | 0.53599
15 | Drives - Scheduling | 0.38222
15 | Base Heating | 0
15 | Efficient Curing ovens | 0.86585
15 | Base Refrigeration | 0
15 | Base Other Process | 0
15 | New transformers welding | 0.92421
15 | Base Centrifugal Chiller, 0.58 kW/ton, 500 tons | 0
15 | Aerosole Duct Sealing - Chiller | 0.60649
15 | Centrifugal Chiller, 0.51 kW/ton, 500 tons | 0.51435
15 | VSD for Chiller Pumps and Towers | 0.45737
15 | High Efficiency Chiller Motors | 0.26972
15 | EMS Optimization - Chiller | 0.36591
15 | EMS - Chiller | 0.44903
15 | Chiller Tune Up/Diagnostics | 0.47683
15 | Window Film (Standard) - Chiller | 0.37162
15 | Roof Insulation - Chiller | 0.32913
15 | Cool Roof - Chiller | 0.75933
15 | Duct/Pipe Insulation - Chiller | 0.4923
15 | Base DX Packaged System, EER=10.3, 10 tons | 0
15 | Aerosole Duct Sealing | 0.58072
15 | DX Coil Cleaning | 0.3891
15 | DX Packaged System, EER=10.9, 10 tons | 0.37823
15 | Hybrid Dessicant-DX System (Trane CDQ) | 0.89652
15 | Optimize Controls | 0.33562
15 | Roof Insulation | 0.31402
15 | DX Tune Up/ Advanced Diagnostics | 0.33189
15 | Window Film (Standard) | 0.33566
15 | Cool Roof - DX | 0.73121
15 | Geothermal Heat Pump, EER=13, 10 tons | 0.50794
15 | Duct/Pipe Insulation | 0.46675
15 | Base Lighting | 0
15 | Premium T8, Elecctronic Ballast | 0.86944
15 | Occupancy Sensor | 0.59067
15 | Base Other | 0
15 | Replace V-belts | 0.0093134
16 | Base Compressed Air | 0
16 | Comp Air - ASD (6-100 hp) | 0.40279
16 | Compressed Air- Sizing | 0.59398
16 | Compressed Air-O&M | 0.7483
16 | Compressed Air - System Optimization | 0.77412
16 | Comp Air - ASD (100+ hp) | 0.33818
16 | Compressed Air - Controls | 0.59198
16 | Comp Air - Motor practices-1 (100+ HP) | 0.1327
16 | Comp Air - Motor practices-1 (6-100 HP) | 0.19519
16 | Comp Air - Motor practices-1 (1-5 HP) | 0.32505
16 | Comp Air - Replace 100+ HP motor | 0.24006
16 | Comp Air - Replace 1-5 HP motor | 0.23017
16 | Comp Air - Replace 6-100 HP motor | 0.26009
16 | Comp Air - ASD (1-5 hp) | 0.31893
16 | Base Fans | 0
16 | Fans - ASD (6-100 hp) | 0.40318
16 | Fans - O&M | 0.22926
16 | Fans- Improve components | 0.43349
16 | Fans - ASD (100+ hp) | 0.39447
16 | Fans - Motor practices-1 (100+ HP) | 0.17293
16 | Fans - Motor practices-1 (6-100 HP) | 0.24891
16 | Fans - System Optimization | 0.73376
16 | Fans - Controls | 0.94987
16 | Fans - Motor practices-1 (1-5 HP) | 0.36363
16 | Fans - Replace 100+ HP motor | 0.27267
16 | Fans - Replace 1-5 HP motor | 0.26165
16 | Fans - Replace 6-100 HP motor | 0.29429
16 | Fans - ASD (1-5 hp) | 0.35321
16 | Base Pumps | 0
16 | Pumps - ASD (6-100 hp) | 0.40303
16 | Pumps - O&M | 0.62413
16 | Pumps - Controls | 0.95948
16 | Pumps - Sizing | 0.79214
16 | Pumps - ASD (100+ hp) | 0.35137
16 | Pumps - System Optimization | 0.93421
16 | Pumps - Motor practices-1 (100+ HP) | 0.12838
16 | Pumps - Motor practices-1 (6-100 HP) | 0.18933
16 | Pumps - Motor practices-1 (1-5 HP) | 0.31654
16 | Pumps - Replace 100+ HP motor | 0.23322
16 | Pumps - Replace 1-5 HP motor | 0.22347
16 | Pumps - Replace 6-100 HP motor | 0.25272
16 | Pumps - ASD (1-5 hp) | 0.31187
16 | Base Drives | 0
16 | Efficient Machinery | 0.35119
16 | Drives - Scheduling | 0.36576
16 | Process Drives - ASD | 0.079708
16 | Base Heating | 0
16 | Efficient Curing ovens | 0.84493
16 | Base Refrigeration | 0
16 | Base Other Process | 0
16 | Process control | 0.38367
16 | Base Centrifugal Chiller, 0.58 kW/ton, 500 tons | 0
16 | Aerosole Duct Sealing - Chiller | 0.59454
16 | Centrifugal Chiller, 0.51 kW/ton, 500 tons | 0.5124
16 | VSD for Chiller Pumps and Towers | 0.45537
16 | High Efficiency Chiller Motors | 0.26458
16 | EMS Optimization - Chiller | 0.35906
16 | EMS - Chiller | 0.44718
16 | Chiller Tune Up/Diagnostics | 0.46798
16 | Window Film (Standard) - Chiller | 0.36478
16 | Roof Insulation - Chiller | 0.32307
16 | Cool Roof - Chiller | 0.74146
16 | Duct/Pipe Insulation - Chiller | 0.48326
16 | Base DX Packaged System, EER=10.3, 10 tons | 0
16 | Aerosole Duct Sealing | 0.56962
16 | DX Coil Cleaning | 0.38114
16 | DX Packaged System, EER=10.9, 10 tons | 0.37361
16 | Hybrid Dessicant-DX System (Trane CDQ) | 0.86869
16 | Optimize Controls | 0.32868
16 | Roof Insulation | 0.30723
16 | DX Tune Up/ Advanced Diagnostics | 0.32462
16 | Window Film (Standard) | 0.32838
16 | Cool Roof - DX | 0.71273
16 | Geothermal Heat Pump, EER=13, 10 tons | 0.495
16 | Duct/Pipe Insulation | 0.45473
16 | Base Lighting | 0
16 | Premium T8, Elecctronic Ballast | 0.84875
16 | High Bay T5 | 0.99677
16 | Occupancy Sensor | 0.58778
16 | Base Other | 0
16 | Replace V-belts | 0.0088718
| LED Linear Tube 22 W | 0.065172
| Flood LED 14 W | 0.29906
| LED High Bay 83 W | 0.83428

## RIM Admin Costs
RIM Measures Eliminated at Administrative Costs Evaluation
Residential
Building | Measure | RIM Value
No Measures Eliminated
Commercial
Building | Measure | RIM Value
No Measures Eliminated
Industrial
Building | Measure | RIM Value
No Measures Eliminated

## RIM Two - Year No Incentive
RIM Measures Eliminated at Two-Year Payback Evaluation
Residential
Building | Measure | RIM Value
No Measures Eliminated
Commercial
Building | Measure | RIM Value
1 | ROB Premium T8, EB, Reflector | 2.6544
1 | CFL Screw-in 18W | 9.5558
1 | PSMH, 250W, magnetic ballast | 2.7281
1 | Chiller Tune Up/Diagnostics | 1.4096
1 | Aerosole Duct Sealing | 1.1682
1 | Aerosole Duct Sealing | 1.461
1 | Aerosole Duct Sealing | 1.4849
1 | Energy Star or Better Monitor | 1.2172
2 | ROB Premium T8, EB, Reflector | 2.7267
2 | CFL Screw-in 18W | 9.9584
2 | PSMH, 250W, magnetic ballast | 2.8039
2 | High Bay T5 | 3.4637
2 | Chiller Tune Up/Diagnostics | 2.3078
2 | Aerosole Duct Sealing | 1.7481
2 | Ceiling Insulation | 8.5196
2 | DX Tune Up/ Advanced Diagnostics | 2.2792
2 | DX Coil Cleaning | 2.2171
2 | Aerosole Duct Sealing | 2.3314
2 | Ceiling Insulation | 12.9351
2 | Aerosole Duct Sealing | 2.375
2 | Ceiling Insulation | 12.0908
2 | Separate Makeup Air / Exhaust Hoods AC | 1.076
2 | Heat Recovery Unit | 2.1112
3 | Lighting Control Tuneup | 1.0154
3 | ROB Premium T8, EB, Reflector | 3.2201
3 | CFL Screw-in 18W | 12.3368
3 | PSMH, 250W, magnetic ballast | 3.3171
3 | High Bay T5 | 4.1474
3 | Chiller Tune Up/Diagnostics | 1.5079
3 | Aerosole Duct Sealing | 1.236
3 | DX Coil Cleaning | 1.4558
3 | Aerosole Duct Sealing | 1.5672
3 | Aerosole Duct Sealing | 1.592
4 | Lighting Control Tuneup | 1.2823
4 | ROB Premium T8, EB, Reflector | 4.6327
4 | Lighting Control Tuneup | 1.0462
4 | CFL Screw-in 18W | 19.0326
4 | CFL Hardwired, Modular 18W | 19.0326
4 | PSMH, 250W, magnetic ballast | 4.7853
4 | High Bay T5 | 6.0924
4 | Chiller Tune Up/Diagnostics | 1.8338
4 | Aerosole Duct Sealing | 1.4367
4 | Ceiling Insulation | 6.3692
4 | DX Tune Up/ Advanced Diagnostics | 1.8051
4 | DX Coil Cleaning | 1.7614
4 | Aerosole Duct Sealing | 1.8395
4 | Ceiling Insulation | 10.0688
4 | Aerosole Duct Sealing | 1.8759
4 | Ceiling Insulation | 8.7979
4 | Separate Makeup Air / Exhaust Hoods AC | 1.0148
4 | Strip curtains for walk-ins | 1.4358
4 | Efficient compressor motor | 1.8904
4 | Floating head pressure controls | 1.9252
4 | Refrigeration Commissioning | 1.6035
4 | Demand Hot Gas Defrost | 1.1828
4 | Demand Defrost Electric | 2.017
4 | Anti-sweat (humidistat) controls | 1.1868
4 | Freezer-Cooler Replacement Gaskets | 1.8683
5 | CFL Screw-in 18W | 6.5389
5 | PSMH, 250W, magnetic ballast | 2.0402
5 | Chiller Tune Up/Diagnostics | 1.3622
5 | Aerosole Duct Sealing | 1.1352
5 | Aerosole Duct Sealing | 1.4056
5 | Aerosole Duct Sealing | 1.4257
5 | Heat Pump Water Heater (air source) | 1.0703
5 | Heat Recovery Unit | 1.1061
6 | CFL Screw-in 18W | 8.5682
6 | PSMH, 250W, magnetic ballast | 2.4978
6 | Aerosole Duct Sealing | 1.1878
6 | Aerosole Duct Sealing | 1.2078
6 | PC Manual Power Management Enabling | 1.0045
6 | PC Network Power Management Enabling | 1.0045
6 | Energy Star or Better Monitor | 1.35
7 | ROB Premium T8, EB, Reflector | 2.6943
7 | CFL Screw-in 18W | 9.7584
7 | CFL Hardwired, Modular 18W | 9.7584
7 | PSMH, 250W, magnetic ballast | 2.7696
7 | High Bay T5 | 3.4136
7 | Chiller Tune Up/Diagnostics | 2.3012
7 | Aerosole Duct Sealing | 1.7276
7 | Ceiling Insulation | 8.9027
7 | DX Tune Up/ Advanced Diagnostics | 2.2555
7 | DX Coil Cleaning | 2.1951
7 | Aerosole Duct Sealing | 2.2788
7 | Ceiling Insulation | 14.6829
7 | Aerosole Duct Sealing | 2.3338
7 | Ceiling Insulation | 12.2848
7 | Heat Pump Water Heater (air source) | 1.7946
7 | Solar Water Heater | 1.7918
7 | Heat Recovery Unit | 1.8909
8 | Lighting Control Tuneup | 1.5164
8 | ROB Premium T8, EB, Reflector | 6.3224
8 | Lighting Control Tuneup | 1.1931
8 | CFL Screw-in 18W | 27.0924
8 | PSMH, 250W, magnetic ballast | 6.5423
8 | High Bay T5 | 8.4269
8 | Chiller Tune Up/Diagnostics | 1.971
8 | Aerosole Duct Sealing | 1.5404
8 | Aerosole Duct Sealing | 2.0108
8 | Ceiling Insulation | 11.362
8 | Aerosole Duct Sealing | 2.058
8 | Ceiling Insulation | 9.5124
8 | Energy Star or Better Monitor | 1.0396
9 | ROB Premium T8, EB, Reflector | 1.2039
9 | CFL Screw-in 18W | 2.9511
9 | PSMH, 250W, magnetic ballast | 1.2249
10 | ROB Premium T8, EB, Reflector | 1.278
10 | CFL Screw-in 18W | 3.1753
10 | PSMH, 250W, magnetic ballast | 1.3003
10 | Chiller Tune Up/Diagnostics | 1.3427
10 | Aerosole Duct Sealing | 1.1183
10 | DX Coil Cleaning | 1.2974
10 | Aerosole Duct Sealing | 1.3592
10 | Ceiling Insulation | 6.1877
10 | Aerosole Duct Sealing | 1.3815
10 | Ceiling Insulation | 5.3711
10 | Heat Recovery Unit | 1.5285
11 | ROB Premium T8, EB, Reflector | 1.7398
11 | CFL Screw-in 18W | 5.3206
11 | PSMH, 250W, magnetic ballast | 1.7788
11 | Aerosole Duct Sealing | 1.0226
11 | Aerosole Duct Sealing | 1.0565
11 | Energy Star or Better Monitor | 1.0419
| Steamer | 10.5826
Industrial
Building | Measure | RIM Value
1 | Pumps - Controls | 1.0114
1 | Bakery - Process | 1.149
2 | Compressed Air-O&M | 1.1036
2 | Compressed Air - System Optimization | 1.1596
2 | Pumps - Controls | 1.6571
2 | Pumps - Sizing | 1.2002
3 | Pumps - Controls | 1.1494
3 | Air conveying systems | 1.0078
5 | CFL Screw-in 18W | 1.2256
5 | High Bay T5 | 1.0286
8 | Pumps - Controls | 1.024
10 | Pumps - Controls | 1.1232
11 | Pumps - Controls | 1.07
12 | Pumps - Controls | 1.292
14 | Pumps - Controls | 1.0999

## RIM Maximum Incentive
RIM Measures Eliminated at Maximum RIM Incentive
Residential
Building | Measure | RIM Value
1 | 17 SEER Split-System Air Conditioner | 0.91474
1 | 19 SEER Split-System Air Conditioner | 0.821
1 | Sealed Attic w/Sprayed Foam Insulated Roof Deck | 1.0067
1 | Radient Barrier | 0.82352
1 | Single Pane Clear Windows to Double Pane Low-E Windows | 0.99437
1 | 17 SEER Split-System Heat Pump | 0.66391
1 | Radient Barrier | 0.67855
2 | 17 SEER Split-System Heat Pump | 0.91707
2 | Sealed Attics | 0.82523
3 | 19 SEER Split-System Air Conditioner | 0.5196
3 | Sealed Attic w/Sprayed Foam Insulated Roof Deck | 1.0063
Commercial
Building | Measure | RIM Value
1 | Geothermal Heat Pump, EER=13, 10 tons | 0.64835
2 | Duct/Pipe Insulation | 0.10397
2 | Efficient Fryer | 1.008
3 | Geothermal Heat Pump, EER=13, 10 tons | 1.0068
3 | Demand Control Ventilation (DCV) | 0.89232
4 | Geothermal Heat Pump, EER=13, 10 tons | 1.0061
5 | Premium T8, Elecctronic Ballast | 1.0068
5 | Occupancy Sensor | 1.0071
5 | Continuous Dimming | 1.0061
5 | Occupancy Sensor | 0.82336
5 | Geothermal Heat Pump, EER=13, 10 tons | 0.61337
6 | Premium T8, Elecctronic Ballast | 1.0053
6 | Occupancy Sensor | 1.0054
6 | Continuous Dimming | 1.0066
6 | Occupancy Sensor | 0.77168
6 | Roof Insulation | 0.8549
6 | Geothermal Heat Pump, EER=13, 10 tons | 0.52545
6 | Demand Control Ventilation (DCV) | 1.006
7 | Duct/Pipe Insulation | 0.12742
7 | Duct/Pipe Insulation | 0.13184
8 | Geothermal Heat Pump, EER=13, 10 tons | 0.84382
9 | Continuous Dimming | 0.92415
9 | Ceiling Insulation | 1.0053
9 | Cool Roof - Chiller | 0.29675
9 | Roof Insulation | 0.40372
9 | Cool Roof - DX | 0.4762
9 | Geothermal Heat Pump, EER=13, 10 tons | 1.0072
9 | Cool Roof - DX | 0.49248
9 | Demand Control Ventilation (DCV) | 0.57759
10 | Premium T8, Elecctronic Ballast | 1.0057
10 | Continuous Dimming | 0.99283
10 | Geothermal Heat Pump, EER=13, 10 tons | 1.0062
10 | Demand Control Ventilation (DCV) | 1.0054
11 | Premium T8, Elecctronic Ballast | 1.0064
11 | Occupancy Sensor | 1.0072
11 | Occupancy Sensor | 1.0062
11 | Roof Insulation | 0.5387
11 | Roof Insulation | 1.0053
Industrial
Building | Measure | RIM Value
1 | CFL Hardwired, Modular 18W | 0.48602
2 | Cool Roof - Chiller | 0.26687
2 | Hybrid Dessicant-DX System (Trane CDQ) | 0.38931
2 | CFL Screw-in 18W | 2.0852
2 | Premium T8, Elecctronic Ballast | 0.37005
2 | CFL Hardwired, Modular 18W | 1.0058
3 | CFL Hardwired, Modular 18W | 0.60781
4 | CFL Hardwired, Modular 18W | 0.43826
8 | CFL Hardwired, Modular 18W | 0.50344
9 | CFL Hardwired, Modular 18W | 0.41952
10 | CFL Hardwired, Modular 18W | 0.61991
11 | CFL Hardwired, Modular 18W | 0.56671
12 | Hybrid Dessicant-DX System (Trane CDQ) | 0.34865
12 | Premium T8, Elecctronic Ballast | 0.27058
12 | CFL Hardwired, Modular 18W | 0.97029
13 | CFL Hardwired, Modular 18W | 0.48057
14 | CFL Hardwired, Modular 18W | 0.56662
15 | CFL Hardwired, Modular 18W | 0.47568
16 | CFL Hardwired, Modular 18W | 0.45432