## TRC Measure Costs
TRC Measures Eliminated at Measure Cost Evaluation
Residential
Building | Measure | TRC Value
1 | Base 13 SEER Split-System Air Conditioner & Strip Heater | 0
1 | 14 SEER Split-System Air Conditioner | 0
1 | 15 SEER Split-System Air Conditioner | 0.41277
1 | 17 SEER Split-System Air Conditioner | 0.73657
1 | 19 SEER Split-System Air Conditioner | 0.68201
1 | 13 EER Geothermal Heat Pump | 0
1 | HVAC Proper Sizing | 0
1 | Attic Venting | 0
1 | Sealed Attic w/Sprayed Foam Insulated Roof Deck | 0.906
1 | AC Maintenance (Outdoor Coil Cleaning) | 0.7636
1 | AC Maintenance (Indoor Coil Cleaning) | 0.72848
1 | Electronically Commutated Motors (ECM) on an Air Handler Unit | 0.50791
1 | Reflective Roof | 0.91872
1 | Radient Barrier | 0.6882
1 | Window Film | 0.16215
1 | Window Tinting | 0.21182
1 | Default Window With Sunscreen | 0.58794
1 | Single Pane Clear Windows to Double Pane Low-E Windows | 0.77362
1 | Ceiling R-19 to R-38 Insulation | 0.037879
1 | Wall 2x4 R-0 to Blow-In R-13 Insulation | 0.026382
1 | Weather Strip/Caulk w/Blower Door | 0.10648
1 | Base 13 SEER Split-System Heat Pump | 0
1 | 14 SEER Split-System Heat Pump | 0
1 | 15 SEER Split-System Heat Pump | 0.45333
1 | 17 SEER Split-System Heat Pump | 0.55638
1 | 13 EER Geothermal Heat Pump | 0
1 | HVAC Proper Sizing | 0
1 | Attic Venting | 0
1 | AC Maintenance (Outdoor Coil Cleaning) | 0.68464
1 | AC Maintenance (Indoor Coil Cleaning) | 0.65272
1 | Proper Refrigerant Charging and Air Flow | 0.9296
1 | Duct Repair | 0.99078
1 | Reflective Roof | 0.79334
1 | Radient Barrier | 0.57903
1 | Window Film | 0.14605
1 | Window Tinting | 0.2042
1 | Default Window With Sunscreen | 0.50418
1 | Single Pane Clear Windows to Double Pane Low-E Windows | 0.65393
1 | Ceiling R-19 to R-38 Insulation | 0.044045
1 | Wall 2x4 R-0 to Blow-In R-13 Insulation | 0.030049
1 | Weather Strip/Caulk w/Blower Door | 0.092983
1 | Base 13 SEER Split-System Air Conditioner & Gas Heat | 0
1 | 14 SEER Split-System Air Conditioner | 0
1 | 15 SEER Split-System Air Conditioner | 0
1 | 17 SEER Split-System Air Conditioner | 0
1 | 19 SEER Split-System Air Conditioner | 0
1 | HVAC Proper Sizing | 0
1 | Attic Venting | 0
1 | Sealed Attic w/Sprayed Foam Insulated Roof Deck | 0
1 | AC Maintenance (Outdoor Coil Cleaning) | 0
1 | AC Maintenance (Indoor Coil Cleaning) | 0
1 | Proper Refrigerant Charging and Air Flow | 0
1 | Electronically Commutated Motors (ECM) on an Air Handler Unit | 0
1 | Duct Repair | 0
1 | Reflective Roof | 0
1 | Radient Barrier | 0
1 | Window Film | 0
1 | Window Tinting | 0
1 | Default Window With Sunscreen | 0
1 | Single Pane Clear Windows to Double Pane Low-E Windows | 0
1 | Ceiling R-0 to R-19 Insulation | 0
1 | Ceiling R-19 to R-38 Insulation | 0
1 | Wall 2x4 R-0 to Blow-In R-13 Insulation | 0
1 | Weather Strip/Caulk w/Blower Door | 0
1 | Base 9 EER Room Air Conditioner & Strip Heater | 0
1 | HE Room Air Conditioner - EER 11 | 0.16776
1 | HE Room Air Conditioner - EER 12 | 0.26536
1 | Reflective Roof | 0.3386
1 | Window Film | 0.064016
1 | Window Tinting | 0.088411
1 | Default Window With Sunscreen | 0.23029
1 | Single Pane Clear Windows to Double Pane Low-E Windows | 0.2822
1 | Ceiling R-0 to R-19 Insulation | 0.70349
1 | Ceiling R-19 to R-38 Insulation | 0.024773
1 | Wall 2x4 R-0 to Blow-In R-13 Insulation | 0.0074932
1 | Weather Strip/Caulk w/Blower Door | 0.045336
1 | Base Lighting (60-Watt incandescent), 0.5 hr/hday | 0
1 | CFL (18-Watt integral ballast), 0.5 hr/day | 0.062711
1 | Base Lighting (60-Watt incandescent), 2.5 hr/hday | 0
1 | CFL (18-Watt integral ballast), 2.5 hr/day | 0.54822
1 | Base Lighting (60-Watt incandescent), 6.0 hr/hday | 0
1 | CFL (18-Watt integral ballast), 6.0 hr/day | 0.28416
1 | Base Fluorescent Fixture, 2L4'T12, 40W, 1EEMAG | 0
1 | ROB 2L4'T8, 1EB | 0.020056
1 | RET 2L4'T8, 1EB | 0.020056
1 | Base Outdoor Lighting | 0
1 | CFL - medium screw based <30 Watts | 0
1 | Photocell/timeclock | 0
1 | Base Refrigerator (18 cf w/top-mount freezer, no through-door ice) | 0
1 | HE Refrigerator - Energy Star version of above | 0.28564
1 | Base Freezer | 0
1 | HE Freezer | 0.076516
1 | Base 40 gal. Water Heating (EF=0.92) | 0
1 | HE Water Heater (EF=0.93) | 0
1 | Solar Water Heat | 0.2526
1 | AC Heat Recovery Units | 0.3168
1 | Low Flow Showerhead | 0.25895
1 | Pipe Wrap | 0.064208
1 | Faucet Aerators | 0.099587
1 | Water Heater Blanket | 0.34126
1 | Water Heater Temperature Check and Adjustment | 0.033206
1 | Water Heater Timeclock | 0.15437
1 | Heat Trap | 0.29818
1 | Base Clotheswasher (MEF=1.6) | 0
1 | Energy Star CW CEE Tier 1 (MEF=1.8) | 0
1 | Energy Star CW CEE Tier 2 (MEF=2.0) | 0.1858
1 | Energy Star CW CEE Tier 3 (MEF=2.2) | 0.22368
1 | Base Clothes Dryer (EF=3.01) | 0
1 | High Efficiency CD (EF=3.01 w/moisture sensor) | 0
1 | Base Dishwasher (EF=0.46) | 0
1 | Energy Star DW (EF=0.68) | 0.23481
1 | Base Pool Pump and Motor (1.5 hp) | 0
1 | Base CRT TV | 0
1 | Energy Star TV | 0.016945
1 | Base Large-screen TV | 0
1 | Energy Star TV | 0.065652
1 | Base Set-Top Box | 0
1 | Energy Star Set-Top Box | 0.073797
1 | Base DVD Player | 0
1 | Energy Star DVD Player | 0.040185
1 | Base VCR | 0
1 | Energy Star VCR | 0.083372
1 | Base Desktop PC | 0
1 | Energy Star Desktop PC | 0.046531
1 | Base Laptop PC | 0
1 | Energy Star Laptop PC | 0.018942
2 | Base 13 SEER Split-System Air Conditioner & Strip Heater | 0
2 | 14 SEER Split-System Air Conditioner | 0
2 | 15 SEER Split-System Air Conditioner | 0.22284
2 | 17 SEER Split-System Air Conditioner | 0.37251
2 | 19 SEER Split-System Air Conditioner | 0.33252
2 | 17 SEER Split-System Heat Pump | 0.74062
2 | 13 EER Geothermal Heat Pump | 0
2 | HVAC Proper Sizing | 0
2 | Attic Venting | 0
2 | Sealed Attic w/Sprayed Foam Insulated Roof Deck | 0.6061
2 | AC Maintenance (Outdoor Coil Cleaning) | 0.45528
2 | AC Maintenance (Indoor Coil Cleaning) | 0.43446
2 | Proper Refrigerant Charging and Air Flow | 0.61068
2 | Electronically Commutated Motors (ECM) on an Air Handler Unit | 0.25048
2 | Duct Repair | 0.36348
2 | Reflective Roof | 0.72447
2 | Radient Barrier | 0.3394
2 | Window Film | 0.17177
2 | Window Tinting | 0.22279
2 | Default Window With Sunscreen | 0.40374
2 | Single Pane Clear Windows to Double Pane Low-E Windows | 0.94765
2 | Ceiling R-0 to R-19 Insulation | 0.70011
2 | Ceiling R-19 to R-38 Insulation | 0.025884
2 | Wall 2x4 R-0 to Blow-In R-13 Insulation | 0.044942
2 | Weather Strip/Caulk w/Blower Door | 0.064259
2 | Base 13 SEER Split-System Heat Pump | 0
2 | 14 SEER Split-System Heat Pump | 0
2 | 15 SEER Split-System Heat Pump | 0.24618
2 | 17 SEER Split-System Heat Pump | 0.28474
2 | 13 EER Geothermal Heat Pump | 0
2 | HVAC Proper Sizing | 0
2 | Attic Venting | 0
2 | Sealed Attics | 0.72521
2 | AC Maintenance (Outdoor Coil Cleaning) | 0.40407
2 | AC Maintenance (Indoor Coil Cleaning) | 0.38571
2 | Proper Refrigerant Charging and Air Flow | 0.54139
2 | Electronically Commutated Motors (ECM) on an Air Handler Unit | 0.69438
2 | Duct Repair | 0.33172
2 | Reflective Roof | 0.61765
2 | Radient Barrier | 0.28699
2 | Window Film | 0.15208
2 | Window Tinting | 0.21222
2 | Default Window With Sunscreen | 0.34355
2 | Single Pane Clear Windows to Double Pane Low-E Windows | 0.79837
2 | Ceiling R-0 to R-19 Insulation | 0.86726
2 | Ceiling R-19 to R-38 Insulation | 0.028955
2 | Wall 2x4 R-0 to Blow-In R-13 Insulation | 0.049158
2 | Weather Strip/Caulk w/Blower Door | 0.055543
2 | Base 13 SEER Split-System Air Conditioner & Gas Heat | 0
2 | 14 SEER Split-System Air Conditioner | 0
2 | 15 SEER Split-System Air Conditioner | 0
2 | 17 SEER Split-System Air Conditioner | 0
2 | 19 SEER Split-System Air Conditioner | 0
2 | HVAC Proper Sizing | 0
2 | Attic Venting | 0
2 | Sealed Attic w/Sprayed Foam Insulated Roof Deck | 0
2 | AC Maintenance (Outdoor Coil Cleaning) | 0
2 | AC Maintenance (Indoor Coil Cleaning) | 0
2 | Proper Refrigerant Charging and Air Flow | 0
2 | Electronically Commutated Motors (ECM) on an Air Handler Unit | 0
2 | Duct Repair | 0
2 | Reflective Roof | 0
2 | Radient Barrier | 0
2 | Window Film | 0
2 | Window Tinting | 0
2 | Default Window With Sunscreen | 0
2 | Single Pane Clear Windows to Double Pane Low-E Windows | 0
2 | Ceiling R-0 to R-19 Insulation | 0
2 | Ceiling R-19 to R-38 Insulation | 0
2 | Wall 2x4 R-0 to Blow-In R-13 Insulation | 0
2 | Weather Strip/Caulk w/Blower Door | 0
2 | Base 9 EER Room Air Conditioner & Strip Heater | 0
2 | HE Room Air Conditioner - EER 11 | 0.14989
2 | HE Room Air Conditioner - EER 12 | 0.23633
2 | Reflective Roof | 0.41149
2 | Window Film | 0.097923
2 | Window Tinting | 0.13553
2 | Default Window With Sunscreen | 0.23964
2 | Single Pane Clear Windows to Double Pane Low-E Windows | 0.54491
2 | Ceiling R-0 to R-19 Insulation | 0.41941
2 | Ceiling R-19 to R-38 Insulation | 0.01743
2 | Wall 2x4 R-0 to Blow-In R-13 Insulation | 0.019606
2 | Weather Strip/Caulk w/Blower Door | 0.0398
2 | Base Lighting (60-Watt incandescent), 0.5 hr/hday | 0
2 | CFL (18-Watt integral ballast), 0.5 hr/day | 0.061551
2 | Base Lighting (60-Watt incandescent), 2.5 hr/hday | 0
2 | CFL (18-Watt integral ballast), 2.5 hr/day | 0.54062
2 | Base Lighting (60-Watt incandescent), 6.0 hr/hday | 0
2 | CFL (18-Watt integral ballast), 6.0 hr/day | 0.28007
2 | Base Fluorescent Fixture, 2L4'T12, 40W, 1EEMAG | 0
2 | ROB 2L4'T8, 1EB | 0.020056
2 | RET 2L4'T8, 1EB | 0.020056
2 | Base Outdoor Lighting | 0
2 | CFL - medium screw based <30 Watts | 0
2 | Photocell/timeclock | 0
2 | Base Refrigerator (18 cf w/top-mount freezer, no through-door ice) | 0
2 | HE Refrigerator - Energy Star version of above | 0.29353
2 | Base Freezer | 0
2 | HE Freezer | 0.077638
2 | Base 40 gal. Water Heating (EF=0.92) | 0
2 | Heat Pump Water Heater (EF=2.9) | 0.65996
2 | HE Water Heater (EF=0.93) | 0
2 | Solar Water Heat | 0.16827
2 | AC Heat Recovery Units | 0.22338
2 | Low Flow Showerhead | 0.17127
2 | Pipe Wrap | 0.043473
2 | Faucet Aerators | 0.067118
2 | Water Heater Blanket | 0.22908
2 | Water Heater Temperature Check and Adjustment | 0.022406
2 | Water Heater Timeclock | 0.10406
2 | Heat Trap | 0.20045
2 | Base Clotheswasher (MEF=1.6) | 0
2 | Energy Star CW CEE Tier 1 (MEF=1.8) | 0
2 | Energy Star CW CEE Tier 2 (MEF=2.0) | 0.1858
2 | Energy Star CW CEE Tier 3 (MEF=2.2) | 0.22368
2 | Base Clothes Dryer (EF=3.01) | 0
2 | High Efficiency CD (EF=3.01 w/moisture sensor) | 0
2 | Base Dishwasher (EF=0.46) | 0
2 | Energy Star DW (EF=0.68) | 0.18002
2 | Base Pool Pump and Motor (1.5 hp) | 0
2 | Base CRT TV | 0
2 | Energy Star TV | 0.016968
2 | Base Large-screen TV | 0
2 | Energy Star TV | 0.066082
2 | Base Set-Top Box | 0
2 | Energy Star Set-Top Box | 0.07424
2 | Base DVD Player | 0
2 | Energy Star DVD Player | 0.040239
2 | Base VCR | 0
2 | Energy Star VCR | 0.083485
2 | Base Desktop PC | 0
2 | Energy Star Desktop PC | 0.046593
2 | Base Laptop PC | 0
2 | Energy Star Laptop PC | 0.018967
3 | Base 13 SEER Split-System Air Conditioner & Strip Heater | 0
3 | 14 SEER Split-System Air Conditioner | 0
3 | 15 SEER Split-System Air Conditioner | 0.28898
3 | 17 SEER Split-System Air Conditioner | 0.50235
3 | 19 SEER Split-System Air Conditioner | 0.45804
3 | 13 EER Geothermal Heat Pump | 0
3 | HVAC Proper Sizing | 0
3 | Attic Venting | 0
3 | Sealed Attic w/Sprayed Foam Insulated Roof Deck | 0.94694
3 | AC Maintenance (Outdoor Coil Cleaning) | 0.58073
3 | AC Maintenance (Indoor Coil Cleaning) | 0.55408
3 | Proper Refrigerant Charging and Air Flow | 0.78648
3 | Electronically Commutated Motors (ECM) on an Air Handler Unit | 0.31581
3 | Duct Repair | 0.64951
3 | Reflective Roof | 0.90335
3 | Radient Barrier | 0.63128
3 | Window Film | 0.23165
3 | Window Tinting | 0.31106
3 | Default Window With Sunscreen | 0.49449
3 | Single Pane Clear Windows to Double Pane Low-E Windows | 0.86809
3 | Ceiling R-0 to R-19 Insulation | 0.87463
3 | Ceiling R-19 to R-38 Insulation | 0.03127
3 | Wall 2x4 R-0 to Blow-In R-13 Insulation | 0.034228
3 | Weather Strip/Caulk w/Blower Door | 0.075488
3 | Base 13 SEER Split-System Heat Pump | 0
3 | 14 SEER Split-System Heat Pump | 0
3 | 15 SEER Split-System Heat Pump | 0.319
3 | 17 SEER Split-System Heat Pump | 0.38257
3 | 13 EER Geothermal Heat Pump | 0
3 | HVAC Proper Sizing | 0
3 | Attic Venting | 0
3 | AC Maintenance (Outdoor Coil Cleaning) | 0.52068
3 | AC Maintenance (Indoor Coil Cleaning) | 0.49645
3 | Proper Refrigerant Charging and Air Flow | 0.70351
3 | Duct Repair | 0.54345
3 | Reflective Roof | 0.78035
3 | Radient Barrier | 0.53494
3 | Window Film | 0.20862
3 | Window Tinting | 0.30248
3 | Default Window With Sunscreen | 0.42457
3 | Single Pane Clear Windows to Double Pane Low-E Windows | 0.7354
3 | Ceiling R-19 to R-38 Insulation | 0.03691
3 | Wall 2x4 R-0 to Blow-In R-13 Insulation | 0.039011
3 | Weather Strip/Caulk w/Blower Door | 0.06605
3 | Base 13 SEER Split-System Air Conditioner & Gas Heat | 0
3 | 14 SEER Split-System Air Conditioner | 0
3 | 15 SEER Split-System Air Conditioner | 0
3 | 17 SEER Split-System Air Conditioner | 0
3 | 19 SEER Split-System Air Conditioner | 0
3 | HVAC Proper Sizing | 0
3 | Attic Venting | 0
3 | Sealed Attic w/Sprayed Foam Insulated Roof Deck | 0
3 | AC Maintenance (Outdoor Coil Cleaning) | 0
3 | AC Maintenance (Indoor Coil Cleaning) | 0
3 | Proper Refrigerant Charging and Air Flow | 0
3 | Electronically Commutated Motors (ECM) on an Air Handler Unit | 0
3 | Duct Repair | 0
3 | Reflective Roof | 0
3 | Radient Barrier | 0
3 | Window Film | 0
3 | Window Tinting | 0
3 | Default Window With Sunscreen | 0
3 | Single Pane Clear Windows to Double Pane Low-E Windows | 0
3 | Ceiling R-0 to R-19 Insulation | 0
3 | Ceiling R-19 to R-38 Insulation | 0
3 | Wall 2x4 R-0 to Blow-In R-13 Insulation | 0
3 | Weather Strip/Caulk w/Blower Door | 0
3 | Base 9 EER Room Air Conditioner & Strip Heater | 0
3 | HE Room Air Conditioner - EER 11 | 0.15862
3 | HE Room Air Conditioner - EER 12 | 0.25221
3 | Reflective Roof | 0.41382
3 | Window Film | 0.10904
3 | Window Tinting | 0.15572
3 | Default Window With Sunscreen | 0.2391
3 | Single Pane Clear Windows to Double Pane Low-E Windows | 0.39799
3 | Ceiling R-0 to R-19 Insulation | 0.49196
3 | Ceiling R-19 to R-38 Insulation | 0.020355
3 | Wall 2x4 R-0 to Blow-In R-13 Insulation | 0.011714
3 | Weather Strip/Caulk w/Blower Door | 0.038909
3 | Base Lighting (60-Watt incandescent), 0.5 hr/hday | 0
3 | CFL (18-Watt integral ballast), 0.5 hr/day | 0.062996
3 | Base Lighting (60-Watt incandescent), 2.5 hr/hday | 0
3 | CFL (18-Watt integral ballast), 2.5 hr/day | 0.55108
3 | Base Lighting (60-Watt incandescent), 6.0 hr/hday | 0
3 | CFL (18-Watt integral ballast), 6.0 hr/day | 0.28581
3 | Base Fluorescent Fixture, 2L4'T12, 40W, 1EEMAG | 0
3 | ROB 2L4'T8, 1EB | 0.020056
3 | RET 2L4'T8, 1EB | 0.020056
3 | Base Outdoor Lighting | 0
3 | CFL - medium screw based <30 Watts | 0
3 | Photocell/timeclock | 0
3 | Base Refrigerator (18 cf w/top-mount freezer, no through-door ice) | 0
3 | HE Refrigerator - Energy Star version of above | 0.28564
3 | Base Freezer | 0
3 | HE Freezer | 0.076516
3 | Base 40 gal. Water Heating (EF=0.92) | 0
3 | Heat Pump Water Heater (EF=2.9) | 0.7176
3 | HE Water Heater (EF=0.93) | 0
3 | Solar Water Heat | 0.18667
3 | AC Heat Recovery Units | 0.23879
3 | Low Flow Showerhead | 0.19152
3 | Pipe Wrap | 0.047876
3 | Faucet Aerators | 0.074058
3 | Water Heater Blanket | 0.25165
3 | Water Heater Temperature Check and Adjustment | 0.024656
3 | Water Heater Timeclock | 0.11442
3 | Heat Trap | 0.22024
3 | Base Clotheswasher (MEF=1.6) | 0
3 | Energy Star CW CEE Tier 1 (MEF=1.8) | 0
3 | Energy Star CW CEE Tier 2 (MEF=2.0) | 0.1858
3 | Energy Star CW CEE Tier 3 (MEF=2.2) | 0.22368
3 | Base Clothes Dryer (EF=3.01) | 0
3 | High Efficiency CD (EF=3.01 w/moisture sensor) | 0
3 | Base Dishwasher (EF=0.46) | 0
3 | Energy Star DW (EF=0.68) | 0.18002
3 | Base Pool Pump and Motor (1.5 hp) | 0
3 | Base CRT TV | 0
3 | Energy Star TV | 0.016945
3 | Base Large-screen TV | 0
3 | Energy Star TV | 0.065652
3 | Base Set-Top Box | 0
3 | Energy Star Set-Top Box | 0.073797
3 | Base DVD Player | 0
3 | Energy Star DVD Player | 0.040185
3 | Base VCR | 0
3 | Energy Star VCR | 0.083372
3 | Base Desktop PC | 0
3 | Energy Star Desktop PC | 0.046531
3 | Base Laptop PC | 0
3 | Energy Star Laptop PC | 0.018942
3 | LED (12-Watt integral ballast), 0.5 hr/day | 0.10441
| LED (12-Watt integral ballast), 2.5 hr/day | 0.12621
| LED (12-Watt integral ballast), 6.0 hr/day | 0.16436
| LED 13W Outdoor | 0.22005
| Smart Plug | 0.236
Commercial
Building | Measure | TRC Value
1 | Base Fluorescent Fixture, T12, 34W, EB | 0
1 | Base T8, EB | 0
1 | Base Incandescent Flood, 75W to Screw-in CFL | 0
1 | Base Incandescent Flood, 75W to Hardwired CFL | 0
1 | Base CFL | 0
1 | Base High Bay Mercury Vapor, 400W | 0
1 | PSMH, 250 W, electronic ballast | 0
1 | Base Exit Sign | 0
1 | LED Exit Sign | 0.09655
1 | Base Outdoor Mercury Vapor 400W Lamp | 0
1 | High Pressure Sodium 250W Lamp | 0.75979
1 | Outdoor Lighting Controls (Photocell/Timeclock) | 0.86577
1 | Base Outdoor HID Lamp | 0
1 | Outdoor Lighting Controls (Photocell/Timeclock) | 0.82172
1 | Base Centrifugal Chiller, 0.58 kW/ton, 500 tons | 0
1 | Duct/Pipe Insulation | 0.018517
1 | Base DX Packaged System, EER=10.3, 10 tons | 0
1 | Geothermal Heat Pump, EER=13, 10 tons | 0.52055
1 | Duct/Pipe Insulation | 0.031022
1 | Base Packaged HP System, EER=10.3, 10 tons | 0
1 | Duct/Pipe Insulation | 0.031892
1 | Base PTAC, EER=8.3, 1 ton | 0
1 | Base Fan Motor, 15hp, 1800rpm, 91.0% | 0
1 | High Efficiency Fan Motor, 15hp, 1800rpm, 92.4% | 0.21359
1 | Separate Makeup Air / Exhaust Hoods AC | 0
1 | Base Refrigeration System | 0
1 | High-efficiency fan motors | 0
1 | Strip curtains for walk-ins | 0
1 | Night covers for display cases | 0
1 | Evaporator fan controller for MT walk-ins | 0
1 | Efficient compressor motor | 0
1 | Compressor VSD retrofit | 0
1 | Floating head pressure controls | 0
1 | Refrigeration Commissioning | 0
1 | Demand Hot Gas Defrost | 0
1 | Demand Defrost Electric | 0
1 | Anti-sweat (humidistat) controls | 0
1 | High R-Value Glass Doors | 0
1 | Multiplex Compressor System | 0
1 | Oversized Air Cooled Condenser | 0
1 | Freezer-Cooler Replacement Gaskets | 0
1 | LED Display Lighting | 0
1 | Base Water Heating | 0
1 | High Efficiency Water Heater (electric) | 0
1 | Demand controlled circulating systems | 0.14576
1 | Heat Trap | 0.39568
1 | Hot Water Pipe Insulation | 0.079557
1 | Base Desktop PC | 0
1 | Base Monitor, CRT | 0
1 | Base Monitor, LCD | 0
1 | Energy Star or Better Monitor | 0.00058118
1 | Monitor Power Management Enabling | 0.0088115
1 | Base Copier | 0
1 | Copier Power Management Enabling | 0.68984
1 | Base Laser Printer | 0
1 | Base Commercial Ovens | 0
1 | Convection Oven | 0.00031546
1 | Base Commercial Fryers | 0
1 | Efficient Fryer | 0.00015814
1 | Base Vending Machines | 0
2 | Base Fluorescent Fixture, T12, 34W, EB | 0
2 | Base T8, EB | 0
2 | Base Incandescent Flood, 75W to Screw-in CFL | 0
2 | Base Incandescent Flood, 75W to Hardwired CFL | 0
2 | Base CFL | 0
2 | Base High Bay Mercury Vapor, 400W | 0
2 | PSMH, 250 W, electronic ballast | 0
2 | Base Exit Sign | 0
2 | LED Exit Sign | 0.18099
2 | Base Outdoor Mercury Vapor 400W Lamp | 0
2 | High Pressure Sodium 250W Lamp | 0.71739
2 | Base Outdoor HID Lamp | 0
2 | Outdoor Lighting Controls (Photocell/Timeclock) | 0.88552
2 | Base Centrifugal Chiller, 0.58 kW/ton, 500 tons | 0
2 | Duct/Pipe Insulation | 0.053324
2 | Base DX Packaged System, EER=10.3, 10 tons | 0
2 | Duct/Pipe Insulation | 0.093877
2 | Base Packaged HP System, EER=10.3, 10 tons | 0
2 | Duct/Pipe Insulation | 0.0967
2 | Base PTAC, EER=8.3, 1 ton | 0
2 | Base Fan Motor, 15hp, 1800rpm, 91.0% | 0
2 | High Efficiency Fan Motor, 15hp, 1800rpm, 92.4% | 0.24983
2 | Base Refrigeration System | 0
2 | High-efficiency fan motors | 0
2 | Strip curtains for walk-ins | 0
2 | Night covers for display cases | 0
2 | Evaporator fan controller for MT walk-ins | 0
2 | Efficient compressor motor | 0
2 | Compressor VSD retrofit | 0
2 | Floating head pressure controls | 0
2 | Refrigeration Commissioning | 0
2 | Demand Hot Gas Defrost | 0
2 | Demand Defrost Electric | 0
2 | Anti-sweat (humidistat) controls | 0
2 | High R-Value Glass Doors | 0
2 | Multiplex Compressor System | 0
2 | Oversized Air Cooled Condenser | 0
2 | Freezer-Cooler Replacement Gaskets | 0
2 | LED Display Lighting | 0
2 | Base Water Heating | 0
2 | High Efficiency Water Heater (electric) | 0
2 | Demand controlled circulating systems | 0.50866
2 | Hot Water Pipe Insulation | 0.52981
2 | Base Desktop PC | 0
2 | PC Manual Power Management Enabling | 0.60792
2 | PC Network Power Management Enabling | 0.6147
2 | Base Monitor, CRT | 0
2 | Monitor Power Management Enabling | 0.57033
2 | Base Monitor, LCD | 0
2 | Energy Star or Better Monitor | 6.3768e-05
2 | Monitor Power Management Enabling | 0.00085224
2 | Base Copier | 0
2 | Energy Star or Better Copier | 0.22852
2 | Copier Power Management Enabling | 0.16554
2 | Base Laser Printer | 0
2 | Printer Power Management Enabling | 0.66497
2 | Base Commercial Ovens | 0
2 | Base Commercial Fryers | 0
2 | Efficient Fryer | 0.91739
2 | Base Vending Machines | 0
3 | Base Fluorescent Fixture, T12, 34W, EB | 0
3 | Base T8, EB | 0
3 | Base Incandescent Flood, 75W to Screw-in CFL | 0
3 | Base Incandescent Flood, 75W to Hardwired CFL | 0
3 | Base CFL | 0
3 | Base High Bay Mercury Vapor, 400W | 0
3 | PSMH, 250 W, electronic ballast | 0
3 | Base Exit Sign | 0
3 | LED Exit Sign | 0.088398
3 | Base Outdoor Mercury Vapor 400W Lamp | 0
3 | High Pressure Sodium 250W Lamp | 0.84015
3 | Outdoor Lighting Controls (Photocell/Timeclock) | 0.88422
3 | Base Outdoor HID Lamp | 0
3 | Base Centrifugal Chiller, 0.58 kW/ton, 500 tons | 0
3 | Duct/Pipe Insulation | 0.019737
3 | Base DX Packaged System, EER=10.3, 10 tons | 0
3 | Geothermal Heat Pump, EER=13, 10 tons | 0.86539
3 | Duct/Pipe Insulation | 0.033296
3 | Base Packaged HP System, EER=10.3, 10 tons | 0
3 | Duct/Pipe Insulation | 0.034213
3 | Base PTAC, EER=8.3, 1 ton | 0
3 | Base Fan Motor, 15hp, 1800rpm, 91.0% | 0
3 | High Efficiency Fan Motor, 15hp, 1800rpm, 92.4% | 0.18441
3 | Demand Control Ventilation (DCV) | 0.76182
3 | Separate Makeup Air / Exhaust Hoods AC | 0
3 | Base Refrigeration System | 0
3 | High-efficiency fan motors | 0
3 | Strip curtains for walk-ins | 0
3 | Night covers for display cases | 0
3 | Evaporator fan controller for MT walk-ins | 0
3 | Efficient compressor motor | 0
3 | Compressor VSD retrofit | 0
3 | Floating head pressure controls | 0
3 | Refrigeration Commissioning | 0
3 | Demand Hot Gas Defrost | 0
3 | Demand Defrost Electric | 0
3 | Anti-sweat (humidistat) controls | 0
3 | High R-Value Glass Doors | 0
3 | Multiplex Compressor System | 0
3 | Oversized Air Cooled Condenser | 0
3 | Freezer-Cooler Replacement Gaskets | 0
3 | LED Display Lighting | 0
3 | Base Water Heating | 0
3 | High Efficiency Water Heater (electric) | 0
3 | Heat Pump Water Heater (air source) | 0.95378
3 | Solar Water Heater | 0.85924
3 | Demand controlled circulating systems | 0.078705
3 | Heat Recovery Unit | 0.67066
3 | Heat Trap | 0.15986
3 | Hot Water Pipe Insulation | 0.0337
3 | Base Desktop PC | 0
3 | PC Manual Power Management Enabling | 0.69887
3 | PC Network Power Management Enabling | 0.70741
3 | Base Monitor, CRT | 0
3 | Monitor Power Management Enabling | 0.65533
3 | Base Monitor, LCD | 0
3 | Energy Star or Better Monitor | 7.1668e-05
3 | Monitor Power Management Enabling | 0.00096097
3 | Base Copier | 0
3 | Energy Star or Better Copier | 0.21564
3 | Copier Power Management Enabling | 0.15759
3 | Base Laser Printer | 0
3 | Printer Power Management Enabling | 0.98494
3 | Base Commercial Ovens | 0
3 | Convection Oven | 0.00052444
3 | Base Commercial Fryers | 0
3 | Efficient Fryer | 0.00020527
3 | Base Vending Machines | 0
3 | Vending Misers (cooled machines only) | 0.26351
4 | Base Fluorescent Fixture, T12, 34W, EB | 0
4 | Base T8, EB | 0
4 | Base Incandescent Flood, 75W to Screw-in CFL | 0
4 | Base Incandescent Flood, 75W to Hardwired CFL | 0
4 | Base CFL | 0
4 | Base High Bay Mercury Vapor, 400W | 0
4 | PSMH, 250 W, electronic ballast | 0
4 | Base Exit Sign | 0
4 | LED Exit Sign | 0.045927
4 | Base Outdoor Mercury Vapor 400W Lamp | 0
4 | Base Outdoor HID Lamp | 0
4 | Base Centrifugal Chiller, 0.58 kW/ton, 500 tons | 0
4 | Duct/Pipe Insulation | 0.040922
4 | Base DX Packaged System, EER=10.3, 10 tons | 0
4 | Geothermal Heat Pump, EER=13, 10 tons | 0.92409
4 | Duct/Pipe Insulation | 0.070088
4 | Base Packaged HP System, EER=10.3, 10 tons | 0
4 | Duct/Pipe Insulation | 0.072211
4 | Base PTAC, EER=8.3, 1 ton | 0
4 | Base Fan Motor, 15hp, 1800rpm, 91.0% | 0
4 | High Efficiency Fan Motor, 15hp, 1800rpm, 92.4% | 0.36384
4 | Base Refrigeration System | 0
4 | Base Water Heating | 0
4 | High Efficiency Water Heater (electric) | 0
4 | Demand controlled circulating systems | 0.26532
4 | Heat Trap | 0.62809
4 | Hot Water Pipe Insulation | 0.12006
4 | Base Desktop PC | 0
4 | PC Manual Power Management Enabling | 0.39741
4 | PC Network Power Management Enabling | 0.40025
4 | Base Monitor, CRT | 0
4 | Energy Star or Better Monitor | 0.62966
4 | Monitor Power Management Enabling | 0.37274
4 | Base Monitor, LCD | 0
4 | Energy Star or Better Monitor | 4.0795e-05
4 | Monitor Power Management Enabling | 0.00055237
4 | Base Copier | 0
4 | Energy Star or Better Copier | 0.17127
4 | Copier Power Management Enabling | 0.12762
4 | Base Laser Printer | 0
4 | Printer Power Management Enabling | 0.50611
4 | Base Commercial Ovens | 0
4 | Base Commercial Fryers | 0
4 | Efficient Fryer | 0.37916
4 | Base Vending Machines | 0
4 | Vending Misers (cooled machines only) | 0.41899
5 | Base Fluorescent Fixture, T12, 34W, EB | 0
5 | Premium T8, Elecctronic Ballast | 0.82458
5 | Occupancy Sensor | 0.84629
5 | Continuous Dimming | 0.9475
5 | Base T8, EB | 0
5 | Occupancy Sensor | 0.61778
5 | Base Incandescent Flood, 75W to Screw-in CFL | 0
5 | Base Incandescent Flood, 75W to Hardwired CFL | 0
5 | Base CFL | 0
5 | Base High Bay Mercury Vapor, 400W | 0
5 | PSMH, 250 W, electronic ballast | 0
5 | Base Exit Sign | 0
5 | LED Exit Sign | 0.10854
5 | Base Outdoor Mercury Vapor 400W Lamp | 0
5 | High Pressure Sodium 250W Lamp | 0.60414
5 | Outdoor Lighting Controls (Photocell/Timeclock) | 0.60118
5 | Base Outdoor HID Lamp | 0
5 | Outdoor Lighting Controls (Photocell/Timeclock) | 0.76172
5 | Base Centrifugal Chiller, 0.58 kW/ton, 500 tons | 0
5 | Duct/Pipe Insulation | 0.019565
5 | Base DX Packaged System, EER=10.3, 10 tons | 0
5 | Geothermal Heat Pump, EER=13, 10 tons | 0.49412
5 | Duct/Pipe Insulation | 0.032697
5 | Base Packaged HP System, EER=10.3, 10 tons | 0
5 | Duct/Pipe Insulation | 0.033574
5 | Base PTAC, EER=8.3, 1 ton | 0
5 | Base Fan Motor, 15hp, 1800rpm, 91.0% | 0
5 | High Efficiency Fan Motor, 15hp, 1800rpm, 92.4% | 0.20429
5 | Separate Makeup Air / Exhaust Hoods AC | 0
5 | Base Refrigeration System | 0
5 | High-efficiency fan motors | 0
5 | Strip curtains for walk-ins | 0
5 | Night covers for display cases | 0
5 | Evaporator fan controller for MT walk-ins | 0
5 | Efficient compressor motor | 0
5 | Compressor VSD retrofit | 0
5 | Floating head pressure controls | 0
5 | Refrigeration Commissioning | 0
5 | Demand Hot Gas Defrost | 0
5 | Demand Defrost Electric | 0
5 | Anti-sweat (humidistat) controls | 0
5 | High R-Value Glass Doors | 0
5 | Multiplex Compressor System | 0
5 | Oversized Air Cooled Condenser | 0
5 | Freezer-Cooler Replacement Gaskets | 0
5 | LED Display Lighting | 0
5 | Base Water Heating | 0
5 | High Efficiency Water Heater (electric) | 0
5 | Demand controlled circulating systems | 0.52406
5 | Hot Water Pipe Insulation | 0.219
5 | Base Desktop PC | 0
5 | Base Monitor, CRT | 0
5 | Base Monitor, LCD | 0
5 | Energy Star or Better Monitor | 0.00035301
5 | Monitor Power Management Enabling | 0.0054929
5 | Base Copier | 0
5 | Energy Star or Better Copier | 0.2787
5 | Copier Power Management Enabling | 0.20842
5 | Base Laser Printer | 0
5 | Base Commercial Ovens | 0
5 | Convection Oven | 0.00044329
5 | Base Commercial Fryers | 0
5 | Efficient Fryer | 0.00014804
5 | Base Vending Machines | 0
6 | Base Fluorescent Fixture, T12, 34W, EB | 0
6 | Premium T8, Elecctronic Ballast | 0.82807
6 | Occupancy Sensor | 0.84505
6 | Continuous Dimming | 0.99452
6 | Base T8, EB | 0
6 | Occupancy Sensor | 0.60109
6 | Base Incandescent Flood, 75W to Screw-in CFL | 0
6 | Base Incandescent Flood, 75W to Hardwired CFL | 0
6 | Base CFL | 0
6 | Base High Bay Mercury Vapor, 400W | 0
6 | PSMH, 250 W, electronic ballast | 0
6 | Base Exit Sign | 0
6 | LED Exit Sign | 0.082707
6 | Base Outdoor Mercury Vapor 400W Lamp | 0
6 | Base Outdoor HID Lamp | 0
6 | Base Centrifugal Chiller, 0.58 kW/ton, 500 tons | 0
6 | Duct/Pipe Insulation | 0.013837
6 | Window Film (Standard) | 0.75249
6 | Roof Insulation | 0.65684
6 | Base DX Packaged System, EER=10.3, 10 tons | 0
6 | Geothermal Heat Pump, EER=13, 10 tons | 0.42632
6 | Duct/Pipe Insulation | 0.022751
6 | Base Packaged HP System, EER=10.3, 10 tons | 0
6 | Duct/Pipe Insulation | 0.023405
6 | Base PTAC, EER=8.3, 1 ton | 0
6 | Base Fan Motor, 15hp, 1800rpm, 91.0% | 0
6 | High Efficiency Fan Motor, 15hp, 1800rpm, 92.4% | 0.19912
6 | Demand Control Ventilation (DCV) | 0.99597
6 | Separate Makeup Air / Exhaust Hoods AC | 0
6 | Base Refrigeration System | 0
6 | High-efficiency fan motors | 0
6 | Strip curtains for walk-ins | 0
6 | Night covers for display cases | 0
6 | Evaporator fan controller for MT walk-ins | 0
6 | Efficient compressor motor | 0
6 | Compressor VSD retrofit | 0
6 | Floating head pressure controls | 0
6 | Refrigeration Commissioning | 0
6 | Demand Hot Gas Defrost | 0
6 | Demand Defrost Electric | 0
6 | Anti-sweat (humidistat) controls | 0
6 | High R-Value Glass Doors | 0
6 | Multiplex Compressor System | 0
6 | Oversized Air Cooled Condenser | 0
6 | Freezer-Cooler Replacement Gaskets | 0
6 | LED Display Lighting | 0
6 | Base Water Heating | 0
6 | High Efficiency Water Heater (electric) | 0
6 | Demand controlled circulating systems | 0.29931
6 | Heat Trap | 0.56854
6 | Hot Water Pipe Insulation | 0.11619
6 | Base Desktop PC | 0
6 | Base Monitor, CRT | 0
6 | Base Monitor, LCD | 0
6 | Energy Star or Better Monitor | 0.00084729
6 | Monitor Power Management Enabling | 0.012567
6 | Base Copier | 0
6 | Energy Star or Better Copier | 0.45948
6 | Copier Power Management Enabling | 0.32298
6 | Base Laser Printer | 0
6 | Base Commercial Ovens | 0
6 | Convection Oven | 0.00096023
6 | Base Commercial Fryers | 0
6 | Efficient Fryer | 0.00040688
6 | Base Vending Machines | 0
6 | Vending Misers (cooled machines only) | 0.65002
7 | Base Fluorescent Fixture, T12, 34W, EB | 0
7 | Base T8, EB | 0
7 | Base Incandescent Flood, 75W to Screw-in CFL | 0
7 | Base Incandescent Flood, 75W to Hardwired CFL | 0
7 | Base CFL | 0
7 | Base High Bay Mercury Vapor, 400W | 0
7 | PSMH, 250 W, electronic ballast | 0
7 | Base Exit Sign | 0
7 | LED Exit Sign | 0.023605
7 | Base Outdoor Mercury Vapor 400W Lamp | 0
7 | High Pressure Sodium 250W Lamp | 0.19685
7 | Outdoor Lighting Controls (Photocell/Timeclock) | 0.16282
7 | Base Outdoor HID Lamp | 0
7 | Outdoor Lighting Controls (Photocell/Timeclock) | 0.84954
7 | Base Centrifugal Chiller, 0.58 kW/ton, 500 tons | 0
7 | Duct/Pipe Insulation | 0.066992
7 | Base DX Packaged System, EER=10.3, 10 tons | 0
7 | Duct/Pipe Insulation | 0.11741
7 | Base Packaged HP System, EER=10.3, 10 tons | 0
7 | Duct/Pipe Insulation | 0.12135
7 | Base PTAC, EER=8.3, 1 ton | 0
7 | Base Fan Motor, 15hp, 1800rpm, 91.0% | 0
7 | High Efficiency Fan Motor, 15hp, 1800rpm, 92.4% | 0.78972
7 | Separate Makeup Air / Exhaust Hoods AC | 0
7 | Base Refrigeration System | 0
7 | High-efficiency fan motors | 0
7 | Strip curtains for walk-ins | 0
7 | Night covers for display cases | 0
7 | Evaporator fan controller for MT walk-ins | 0
7 | Efficient compressor motor | 0
7 | Compressor VSD retrofit | 0
7 | Floating head pressure controls | 0
7 | Refrigeration Commissioning | 0
7 | Demand Hot Gas Defrost | 0
7 | Demand Defrost Electric | 0
7 | Anti-sweat (humidistat) controls | 0
7 | High R-Value Glass Doors | 0
7 | Multiplex Compressor System | 0
7 | Oversized Air Cooled Condenser | 0
7 | Freezer-Cooler Replacement Gaskets | 0
7 | LED Display Lighting | 0
7 | Base Water Heating | 0
7 | High Efficiency Water Heater (electric) | 0
7 | Hot Water Pipe Insulation | 0.61118
7 | Base Desktop PC | 0
7 | Base Monitor, CRT | 0
7 | Base Monitor, LCD | 0
7 | Energy Star or Better Monitor | 0.00028627
7 | Monitor Power Management Enabling | 0.0042209
7 | Base Copier | 0
7 | Energy Star or Better Copier | 0.27515
7 | Copier Power Management Enabling | 0.20361
7 | Base Laser Printer | 0
7 | Base Commercial Ovens | 0
7 | Convection Oven | 0.0021456
7 | Base Commercial Fryers | 0
7 | Efficient Fryer | 0.0005324
7 | Base Vending Machines | 0
7 | Vending Misers (cooled machines only) | 0.50124
8 | Base Fluorescent Fixture, T12, 34W, EB | 0
8 | Base T8, EB | 0
8 | Base Incandescent Flood, 75W to Screw-in CFL | 0
8 | Base Incandescent Flood, 75W to Hardwired CFL | 0
8 | Base CFL | 0
8 | Base High Bay Mercury Vapor, 400W | 0
8 | PSMH, 250 W, electronic ballast | 0
8 | Base Exit Sign | 0
8 | LED Exit Sign | 0.095733
8 | Base Outdoor Mercury Vapor 400W Lamp | 0
8 | High Pressure Sodium 250W Lamp | 0.62445
8 | Outdoor Lighting Controls (Photocell/Timeclock) | 0.63017
8 | Base Outdoor HID Lamp | 0
8 | Outdoor Lighting Controls (Photocell/Timeclock) | 0.62815
8 | Base Centrifugal Chiller, 0.58 kW/ton, 500 tons | 0
8 | Duct/Pipe Insulation | 0.032017
8 | Base DX Packaged System, EER=10.3, 10 tons | 0
8 | Geothermal Heat Pump, EER=13, 10 tons | 0.67709
8 | Duct/Pipe Insulation | 0.055184
8 | Base Packaged HP System, EER=10.3, 10 tons | 0
8 | Duct/Pipe Insulation | 0.057007
8 | Base PTAC, EER=8.3, 1 ton | 0
8 | Base Fan Motor, 15hp, 1800rpm, 91.0% | 0
8 | High Efficiency Fan Motor, 15hp, 1800rpm, 92.4% | 0.39118
8 | Separate Makeup Air / Exhaust Hoods AC | 0
8 | Base Refrigeration System | 0
8 | High-efficiency fan motors | 0
8 | Strip curtains for walk-ins | 0
8 | Night covers for display cases | 0
8 | Evaporator fan controller for MT walk-ins | 0
8 | Efficient compressor motor | 0
8 | Compressor VSD retrofit | 0
8 | Floating head pressure controls | 0
8 | Refrigeration Commissioning | 0
8 | Demand Hot Gas Defrost | 0
8 | Demand Defrost Electric | 0
8 | Anti-sweat (humidistat) controls | 0
8 | High R-Value Glass Doors | 0
8 | Multiplex Compressor System | 0
8 | Oversized Air Cooled Condenser | 0
8 | Freezer-Cooler Replacement Gaskets | 0
8 | LED Display Lighting | 0
8 | Base Water Heating | 0
8 | High Efficiency Water Heater (electric) | 0
8 | Hot Water Pipe Insulation | 0.53857
8 | Base Desktop PC | 0
8 | Base Monitor, CRT | 0
8 | Base Monitor, LCD | 0
8 | Energy Star or Better Monitor | 0.00010902
8 | Monitor Power Management Enabling | 0.0017272
8 | Base Copier | 0
8 | Energy Star or Better Copier | 0.417
8 | Copier Power Management Enabling | 0.28507
8 | Base Laser Printer | 0
8 | Base Commercial Ovens | 0
8 | Convection Oven | 0.00063612
8 | Base Commercial Fryers | 0
8 | Efficient Fryer | 0.00043167
8 | Base Vending Machines | 0
8 | Vending Misers (cooled machines only) | 0.46949
9 | Base Fluorescent Fixture, T12, 34W, EB | 0
9 | Premium T8, Elecctronic Ballast | 0.69024
9 | Occupancy Sensor | 0.7128
9 | Continuous Dimming | 0.6985
9 | Lighting Control Tuneup | 0.90579
9 | Base T8, EB | 0
9 | Occupancy Sensor | 0.54629
9 | Lighting Control Tuneup | 0.54117
9 | Base Incandescent Flood, 75W to Screw-in CFL | 0
9 | Base Incandescent Flood, 75W to Hardwired CFL | 0
9 | Base CFL | 0
9 | Base High Bay Mercury Vapor, 400W | 0
9 | PSMH, 250 W, electronic ballast | 0
9 | Base Exit Sign | 0
9 | LED Exit Sign | 0.019773
9 | Base Outdoor Mercury Vapor 400W Lamp | 0
9 | High Pressure Sodium 250W Lamp | 0.47237
9 | Outdoor Lighting Controls (Photocell/Timeclock) | 0.42493
9 | Base Outdoor HID Lamp | 0
9 | Outdoor Lighting Controls (Photocell/Timeclock) | 0.57433
9 | Base Centrifugal Chiller, 0.58 kW/ton, 500 tons | 0
9 | High Efficiency Chiller Motors | 0.27953
9 | EMS - Chiller | 0.90598
9 | Chiller Tune Up/Diagnostics | 0.59946
9 | VSD for Chiller Pumps and Towers | 0.84201
9 | EMS Optimization | 0.25383
9 | Aerosole Duct Sealing | 0.96168
9 | Duct/Pipe Insulation | 0.0025977
9 | Window Film (Standard) | 0.12223
9 | Ceiling Insulation | 0.84848
9 | Roof Insulation | 0.091639
9 | Cool Roof - Chiller | 0.2621
9 | Base DX Packaged System, EER=10.3, 10 tons | 0
9 | DX Packaged System, EER=10.9, 10 tons | 0.59975
9 | Geothermal Heat Pump, EER=13, 10 tons | 0.30856
9 | DX Tune Up/ Advanced Diagnostics | 0.37992
9 | DX Coil Cleaning | 0.84479
9 | Optimize Controls | 0.37095
9 | Duct/Pipe Insulation | 0.0041078
9 | Window Film (Standard) | 0.11593
9 | Roof Insulation | 0.34525
9 | Cool Roof - DX | 0.40271
9 | Base Packaged HP System, EER=10.3, 10 tons | 0
9 | Packaged HP System, EER=10.9, 10 tons | 0.81446
9 | Geothermal Heat Pump, EER=13, 10 tons | 0.93544
9 | Duct/Pipe Insulation | 0.0042679
9 | Window Film (Standard) | 0.20805
9 | Roof Insulation | 0.16488
9 | Cool Roof - DX | 0.41516
9 | Base PTAC, EER=8.3, 1 ton | 0
9 | Base Fan Motor, 15hp, 1800rpm, 91.0% | 0
9 | High Efficiency Fan Motor, 15hp, 1800rpm, 92.4% | 0.072573
9 | Variable Speed Drive Control | 0.74015
9 | Air Handler Optimization | 0.22443
9 | Electronically Commutated Motors (ECM) on an Air Handler Unit | 0.35749
9 | Demand Control Ventilation (DCV) | 0.50087
9 | Separate Makeup Air / Exhaust Hoods AC | 0
9 | Base Refrigeration System | 0
9 | High-efficiency fan motors | 0
9 | Strip curtains for walk-ins | 0
9 | Night covers for display cases | 0
9 | Evaporator fan controller for MT walk-ins | 0
9 | Efficient compressor motor | 0
9 | Compressor VSD retrofit | 0
9 | Floating head pressure controls | 0
9 | Refrigeration Commissioning | 0
9 | Demand Hot Gas Defrost | 0
9 | Demand Defrost Electric | 0
9 | Anti-sweat (humidistat) controls | 0
9 | High R-Value Glass Doors | 0
9 | Multiplex Compressor System | 0
9 | Oversized Air Cooled Condenser | 0
9 | Freezer-Cooler Replacement Gaskets | 0
9 | LED Display Lighting | 0
9 | Base Water Heating | 0
9 | High Efficiency Water Heater (electric) | 0
9 | Heat Pump Water Heater (air source) | 0.12694
9 | Solar Water Heater | 0.12003
9 | Demand controlled circulating systems | 0.0099007
9 | Heat Recovery Unit | 0.074695
9 | Heat Trap | 0.018821
9 | Hot Water Pipe Insulation | 0.0041388
9 | Base Desktop PC | 0
9 | PC Manual Power Management Enabling | 0.77204
9 | PC Network Power Management Enabling | 0.78257
9 | Base Monitor, CRT | 0
9 | Monitor Power Management Enabling | 0.72392
9 | Base Monitor, LCD | 0
9 | Energy Star or Better Monitor | 7.9014e-05
9 | Monitor Power Management Enabling | 0.0010669
9 | Base Copier | 0
9 | Energy Star or Better Copier | 0.1823
9 | Copier Power Management Enabling | 0.13532
9 | Base Laser Printer | 0
9 | Printer Power Management Enabling | 0.83274
9 | Base Commercial Ovens | 0
9 | Convection Oven | 7.1353e-05
9 | Base Commercial Fryers | 0
9 | Efficient Fryer | 2.4491e-05
9 | Base Vending Machines | 0
9 | Vending Misers (cooled machines only) | 0.86984
10 | Base Fluorescent Fixture, T12, 34W, EB | 0
10 | Premium T8, Elecctronic Ballast | 0.73993
10 | Occupancy Sensor | 0.76628
10 | Continuous Dimming | 0.74712
10 | Base T8, EB | 0
10 | Occupancy Sensor | 0.59036
10 | Lighting Control Tuneup | 0.69383
10 | Base Incandescent Flood, 75W to Screw-in CFL | 0
10 | Base Incandescent Flood, 75W to Hardwired CFL | 0
10 | Base CFL | 0
10 | Base High Bay Mercury Vapor, 400W | 0
10 | PSMH, 250 W, electronic ballast | 0
10 | Base Exit Sign | 0
10 | LED Exit Sign | 0.055773
10 | Base Outdoor Mercury Vapor 400W Lamp | 0
10 | High Pressure Sodium 250W Lamp | 0.78707
10 | Base Outdoor HID Lamp | 0
10 | Outdoor Lighting Controls (Photocell/Timeclock) | 0.41458
10 | Base Centrifugal Chiller, 0.58 kW/ton, 500 tons | 0
10 | Duct/Pipe Insulation | 0.024539
10 | Base DX Packaged System, EER=10.3, 10 tons | 0
10 | Geothermal Heat Pump, EER=13, 10 tons | 0.9326
10 | Duct/Pipe Insulation | 0.040818
10 | Base Packaged HP System, EER=10.3, 10 tons | 0
10 | Duct/Pipe Insulation | 0.041973
10 | Base PTAC, EER=8.3, 1 ton | 0
10 | Base Fan Motor, 15hp, 1800rpm, 91.0% | 0
10 | High Efficiency Fan Motor, 15hp, 1800rpm, 92.4% | 0.16849
10 | Demand Control Ventilation (DCV) | 0.9518
10 | Separate Makeup Air / Exhaust Hoods AC | 0
10 | Base Refrigeration System | 0
10 | High-efficiency fan motors | 0
10 | Strip curtains for walk-ins | 0
10 | Night covers for display cases | 0
10 | Evaporator fan controller for MT walk-ins | 0
10 | Efficient compressor motor | 0
10 | Compressor VSD retrofit | 0
10 | Floating head pressure controls | 0
10 | Refrigeration Commissioning | 0
10 | Demand Hot Gas Defrost | 0
10 | Demand Defrost Electric | 0
10 | Anti-sweat (humidistat) controls | 0
10 | High R-Value Glass Doors | 0
10 | Multiplex Compressor System | 0
10 | Oversized Air Cooled Condenser | 0
10 | Freezer-Cooler Replacement Gaskets | 0
10 | LED Display Lighting | 0
10 | Base Water Heating | 0
10 | High Efficiency Water Heater (electric) | 0
10 | Demand controlled circulating systems | 0.89339
10 | Hot Water Pipe Insulation | 0.36366
10 | Base Desktop PC | 0
10 | PC Manual Power Management Enabling | 0.38006
10 | PC Network Power Management Enabling | 0.38261
10 | Base Monitor, CRT | 0
10 | Energy Star or Better Monitor | 0.60057
10 | Monitor Power Management Enabling | 0.35677
10 | Base Monitor, LCD | 0
10 | Energy Star or Better Monitor | 3.8647e-05
10 | Monitor Power Management Enabling | 0.00052433
10 | Base Copier | 0
10 | Energy Star or Better Copier | 0.10151
10 | Copier Power Management Enabling | 0.07695
10 | Base Laser Printer | 0
10 | Printer Power Management Enabling | 0.52309
10 | Base Commercial Ovens | 0
10 | Convection Oven | 0.12245
10 | Base Commercial Fryers | 0
10 | Efficient Fryer | 0.00014248
10 | Base Vending Machines | 0
11 | Base Fluorescent Fixture, T12, 34W, EB | 0
11 | Premium T8, Elecctronic Ballast | 0.95601
11 | Occupancy Sensor | 0.98329
11 | Base T8, EB | 0
11 | Occupancy Sensor | 0.7291
11 | Base Incandescent Flood, 75W to Screw-in CFL | 0
11 | Base Incandescent Flood, 75W to Hardwired CFL | 0
11 | Base CFL | 0
11 | Base High Bay Mercury Vapor, 400W | 0
11 | PSMH, 250 W, electronic ballast | 0
11 | Base Exit Sign | 0
11 | LED Exit Sign | 0.047785
11 | Base Outdoor Mercury Vapor 400W Lamp | 0
11 | High Pressure Sodium 250W Lamp | 0.89418
11 | Base Outdoor HID Lamp | 0
11 | Outdoor Lighting Controls (Photocell/Timeclock) | 0.86159
11 | Base Centrifugal Chiller, 0.58 kW/ton, 500 tons | 0
11 | High Efficiency Chiller Motors | 0.87466
11 | Duct/Pipe Insulation | 0.010284
11 | Window Film (Standard) | 0.4927
11 | Roof Insulation | 0.44234
11 | Base DX Packaged System, EER=10.3, 10 tons | 0
11 | Geothermal Heat Pump, EER=13, 10 tons | 0.41492
11 | Duct/Pipe Insulation | 0.016546
11 | Window Film (Standard) | 0.43613
11 | Base Packaged HP System, EER=10.3, 10 tons | 0
11 | Duct/Pipe Insulation | 0.01722
11 | Window Film (Standard) | 0.87605
11 | Roof Insulation | 0.89685
11 | Base PTAC, EER=8.3, 1 ton | 0
11 | Base Fan Motor, 15hp, 1800rpm, 91.0% | 0
11 | High Efficiency Fan Motor, 15hp, 1800rpm, 92.4% | 0.23029
11 | Air Handler Optimization | 0.9839
11 | Separate Makeup Air / Exhaust Hoods AC | 0
11 | Base Refrigeration System | 0
11 | High-efficiency fan motors | 0
11 | Strip curtains for walk-ins | 0
11 | Night covers for display cases | 0
11 | Evaporator fan controller for MT walk-ins | 0
11 | Efficient compressor motor | 0
11 | Compressor VSD retrofit | 0
11 | Floating head pressure controls | 0
11 | Refrigeration Commissioning | 0
11 | Demand Hot Gas Defrost | 0
11 | Demand Defrost Electric | 0
11 | Anti-sweat (humidistat) controls | 0
11 | High R-Value Glass Doors | 0
11 | Multiplex Compressor System | 0
11 | Oversized Air Cooled Condenser | 0
11 | Freezer-Cooler Replacement Gaskets | 0
11 | LED Display Lighting | 0
11 | Base Water Heating | 0
11 | High Efficiency Water Heater (electric) | 0
11 | Demand controlled circulating systems | 0.17763
11 | Heat Trap | 0.46612
11 | Hot Water Pipe Insulation | 0.093905
11 | Base Desktop PC | 0
11 | Base Monitor, CRT | 0
11 | Base Monitor, LCD | 0
11 | Energy Star or Better Monitor | 0.00015708
11 | Monitor Power Management Enabling | 0.0028393
11 | Base Copier | 0
11 | Energy Star or Better Copier | 0.43847
11 | Copier Power Management Enabling | 0.32815
11 | Base Laser Printer | 0
11 | Base Commercial Ovens | 0
11 | Convection Oven | 0.00031844
11 | Base Commercial Fryers | 0
11 | Efficient Fryer | 0
11 | Base Vending Machines | 0
11 | Vending Misers (cooled machines only) | 0.35837
| 0.5 Faucet Aerator (DI) - Commercial Private Use | 0.25837
| 1.0 Faucet Aerator (DI) - Commercial Public Use | 0.9332
| 1.0 Faucet Aerator (DI) - Commercial Private Use | 0.18259
| 1.0 Faucet Aerator (DI) - Commercial School Use | 0.71802
| 1.5 Faucet Aerator (DI) - Commercial Public Use | 0.68966
| 1.5 Faucet Aerator (DI) - Commercial Private Use | 0.38685
| Flood LED 14W | 0.25725
| LED (12-Watt) | 0.044454
| LED Linear Tube 22W | 0.25519
Industrial
Building | Measure | RIM Value
1 | Base Compressed Air | 0
1 | Comp Air - ASD (6-100 hp) | 0.79444
1 | Comp Air - ASD (100+ hp) | 0.54767
1 | Comp Air - Motor practices-1 (100+ HP) | 0.15496
1 | Comp Air - Motor practices-1 (6-100 HP) | 0.23528
1 | Comp Air - Motor practices-1 (1-5 HP) | 0.38192
1 | Comp Air - Replace 100+ HP motor | 0.29182
1 | Comp Air - Replace 1-5 HP motor | 0.16954
1 | Comp Air - Replace 6-100 HP motor | 0.2516
1 | Comp Air - ASD (1-5 hp) | 0.24239
1 | Base Fans | 0
1 | Fans - ASD (6-100 hp) | 0.79611
1 | Fans - O&M | 0.30909
1 | Fans- Improve components | 0.75775
1 | Fans - ASD (100+ hp) | 0.72664
1 | Fans - Motor practices-1 (100+ HP) | 0.21219
1 | Fans - Motor practices-1 (6-100 HP) | 0.32249
1 | Fans - Motor practices-1 (1-5 HP) | 0.45485
1 | Fans - Replace 100+ HP motor | 0.34696
1 | Fans - Replace 1-5 HP motor | 0.20161
1 | Fans - Replace 6-100 HP motor | 0.29929
1 | Fans - ASD (1-5 hp) | 0.28891
1 | Base Pumps | 0
1 | Pumps - ASD (6-100 hp) | 0.79547
1 | Pumps - ASD (100+ hp) | 0.58538
1 | Pumps - Motor practices-1 (100+ HP) | 0.1492
1 | Pumps - Motor practices-1 (6-100 HP) | 0.22623
1 | Pumps - Motor practices-1 (1-5 HP) | 0.36734
1 | Pumps - Replace 100+ HP motor | 0.28063
1 | Pumps - Replace 1-5 HP motor | 0.16299
1 | Pumps - Replace 6-100 HP motor | 0.24182
1 | Pumps - ASD (1-5 hp) | 0.2336
1 | Base Drives | 0
1 | Base Heating | 0
1 | Base Refrigeration | 0
1 | Base Other Process | 0
1 | Base Centrifugal Chiller, 0.58 kW/ton, 500 tons | 0
1 | Aerosole Duct Sealing - Chiller | 0.81772
1 | Centrifugal Chiller, 0.51 kW/ton, 500 tons | 0.24725
1 | VSD for Chiller Pumps and Towers | 0.26942
1 | High Efficiency Chiller Motors | 0.18207
1 | EMS Optimization - Chiller | 0.43224
1 | EMS - Chiller | 0.22577
1 | Chiller Tune Up/Diagnostics | 0.57799
1 | Window Film (Standard) - Chiller | 0.15401
1 | Roof Insulation - Chiller | 0.05928
1 | Cool Roof - Chiller | 0.15117
1 | Duct/Pipe Insulation - Chiller | 0.12727
1 | Base DX Packaged System, EER=10.3, 10 tons | 0
1 | Aerosole Duct Sealing | 0.74268
1 | DX Coil Cleaning | 0.28703
1 | DX Packaged System, EER=10.9, 10 tons | 0.12692
1 | Hybrid Dessicant-DX System (Trane CDQ) | 0.19761
1 | Optimize Controls | 0.33551
1 | Roof Insulation | 0.053954
1 | DX Tune Up/ Advanced Diagnostics | 0.19731
1 | Window Film (Standard) | 0.12721
1 | Cool Roof - DX | 0.13096
1 | Geothermal Heat Pump, EER=13, 10 tons | 0.017705
1 | Duct/Pipe Insulation | 0.10669
1 | Base Lighting | 0
1 | Premium T8, Elecctronic Ballast | 0.17176
1 | CFL Hardwired, Modular 18W | 0.40481
1 | Occupancy Sensor | 0.13313
1 | Base Other | 0
1 | Replace V-belts | 0.0094757
2 | Base Compressed Air | 0
2 | Comp Air - ASD (100+ hp) | 0.70468
2 | Comp Air - Motor practices-1 (100+ HP) | 0.21174
2 | Comp Air - Motor practices-1 (6-100 HP) | 0.32482
2 | Comp Air - Motor practices-1 (1-5 HP) | 0.54131
2 | Comp Air - Replace 100+ HP motor | 0.40624
2 | Comp Air - Replace 1-5 HP motor | 0.23567
2 | Comp Air - Replace 6-100 HP motor | 0.35145
2 | Comp Air - ASD (1-5 hp) | 0.31058
2 | Base Fans | 0
2 | Fans - O&M | 0.42934
2 | Fans - ASD (100+ hp) | 0.94974
2 | Fans - Motor practices-1 (100+ HP) | 0.29209
2 | Fans - Motor practices-1 (6-100 HP) | 0.44985
2 | Fans - Motor practices-1 (1-5 HP) | 0.6504
2 | Fans - Replace 100+ HP motor | 0.4863
2 | Fans - Replace 1-5 HP motor | 0.28189
2 | Fans - Replace 6-100 HP motor | 0.42123
2 | Fans - ASD (1-5 hp) | 0.37308
2 | Base Pumps | 0
2 | Pumps - ASD (100+ hp) | 0.75577
2 | Pumps - Motor practices-1 (100+ HP) | 0.20351
2 | Pumps - Motor practices-1 (6-100 HP) | 0.31202
2 | Pumps - Motor practices-1 (1-5 HP) | 0.51923
2 | Pumps - Replace 100+ HP motor | 0.39022
2 | Pumps - Replace 1-5 HP motor | 0.22628
2 | Pumps - Replace 6-100 HP motor | 0.33756
2 | Pumps - ASD (1-5 hp) | 0.29879
2 | Base Drives | 0
2 | Base Heating | 0
2 | Base Refrigeration | 0
2 | Base Other Process | 0
2 | Base Centrifugal Chiller, 0.58 kW/ton, 500 tons | 0
2 | Centrifugal Chiller, 0.51 kW/ton, 500 tons | 0.27011
2 | VSD for Chiller Pumps and Towers | 0.29347
2 | High Efficiency Chiller Motors | 0.23891
2 | EMS Optimization - Chiller | 0.57819
2 | EMS - Chiller | 0.2458
2 | Chiller Tune Up/Diagnostics | 0.79599
2 | Window Film (Standard) - Chiller | 0.20641
2 | Roof Insulation - Chiller | 0.078706
2 | Cool Roof - Chiller | 0.23584
2 | Duct/Pipe Insulation - Chiller | 0.17607
2 | Base DX Packaged System, EER=10.3, 10 tons | 0
2 | DX Coil Cleaning | 0.38584
2 | DX Packaged System, EER=10.9, 10 tons | 0.15086
2 | Hybrid Dessicant-DX System (Trane CDQ) | 0.33642
2 | Optimize Controls | 0.44569
2 | Roof Insulation | 0.071462
2 | DX Tune Up/ Advanced Diagnostics | 0.26271
2 | Window Film (Standard) | 0.16953
2 | Cool Roof - DX | 0.20169
2 | Geothermal Heat Pump, EER=13, 10 tons | 0.024951
2 | Duct/Pipe Insulation | 0.14844
2 | Base Lighting | 0
2 | Premium T8, Elecctronic Ballast | 0.32338
2 | CFL Hardwired, Modular 18W | 0.90134
2 | Occupancy Sensor | 0.20086
2 | Base Other | 0
2 | Replace V-belts | 0.01274
3 | Base Compressed Air | 0
3 | Comp Air - ASD (6-100 hp) | 0.85439
3 | Comp Air - ASD (100+ hp) | 0.58649
3 | Comp Air - Motor practices-1 (100+ HP) | 0.16891
3 | Comp Air - Motor practices-1 (6-100 HP) | 0.25698
3 | Comp Air - Motor practices-1 (1-5 HP) | 0.41916
3 | Comp Air - Replace 100+ HP motor | 0.3192
3 | Comp Air - Replace 1-5 HP motor | 0.18536
3 | Comp Air - Replace 6-100 HP motor | 0.27543
3 | Comp Air - ASD (1-5 hp) | 0.25942
3 | Base Fans | 0
3 | Fans - ASD (6-100 hp) | 0.85617
3 | Fans - O&M | 0.33758
3 | Fans- Improve components | 0.83663
3 | Fans - ASD (100+ hp) | 0.78109
3 | Fans - Motor practices-1 (100+ HP) | 0.23151
3 | Fans - Motor practices-1 (6-100 HP) | 0.35298
3 | Fans - Motor practices-1 (1-5 HP) | 0.44276
3 | Fans - Replace 100+ HP motor | 0.3369
3 | Fans - Replace 1-5 HP motor | 0.19572
3 | Fans - Replace 6-100 HP motor | 0.29072
3 | Fans - ASD (1-5 hp) | 0.27445
3 | Base Pumps | 0
3 | Pumps - ASD (6-100 hp) | 0.85549
3 | Pumps - ASD (100+ hp) | 0.62749
3 | Pumps - Motor practices-1 (100+ HP) | 0.16248
3 | Pumps - Motor practices-1 (6-100 HP) | 0.24706
3 | Pumps - Motor practices-1 (1-5 HP) | 0.403
3 | Pumps - Replace 100+ HP motor | 0.30699
3 | Pumps - Replace 1-5 HP motor | 0.17821
3 | Pumps - Replace 6-100 HP motor | 0.26478
3 | Pumps - ASD (1-5 hp) | 0.24998
3 | Base Drives | 0
3 | Replace V-Belts | 0.97221
3 | Drives - EE motor | 0.53345
3 | Base Heating | 0
3 | Base Refrigeration | 0
3 | Base Other Process | 0
3 | Base Centrifugal Chiller, 0.58 kW/ton, 500 tons | 0
3 | Aerosole Duct Sealing - Chiller | 0.89751
3 | Centrifugal Chiller, 0.51 kW/ton, 500 tons | 0.25266
3 | VSD for Chiller Pumps and Towers | 0.27521
3 | High Efficiency Chiller Motors | 0.19545
3 | EMS Optimization - Chiller | 0.46591
3 | EMS - Chiller | 0.23059
3 | Chiller Tune Up/Diagnostics | 0.62755
3 | Window Film (Standard) - Chiller | 0.16614
3 | Roof Insulation - Chiller | 0.063793
3 | Cool Roof - Chiller | 0.16914
3 | Duct/Pipe Insulation - Chiller | 0.13828
3 | Base DX Packaged System, EER=10.3, 10 tons | 0
3 | Aerosole Duct Sealing | 0.81133
3 | DX Coil Cleaning | 0.30895
3 | DX Packaged System, EER=10.9, 10 tons | 0.13217
3 | Hybrid Dessicant-DX System (Trane CDQ) | 0.22532
3 | Optimize Controls | 0.36006
3 | Roof Insulation | 0.057829
3 | DX Tune Up/ Advanced Diagnostics | 0.21161
3 | Window Film (Standard) | 0.13649
3 | Cool Roof - DX | 0.14514
3 | Geothermal Heat Pump, EER=13, 10 tons | 0.01913
3 | Duct/Pipe Insulation | 0.11493
3 | Base Lighting | 0
3 | Premium T8, Elecctronic Ballast | 0.20603
3 | CFL Hardwired, Modular 18W | 0.49919
3 | Occupancy Sensor | 0.15241
3 | Base Other | 0
3 | Replace V-belts | 0.010286
4 | Base Compressed Air | 0
4 | Comp Air - ASD (6-100 hp) | 0.8035
4 | Comp Air - ASD (100+ hp) | 0.55363
4 | Comp Air - Motor practices-1 (100+ HP) | 0.14451
4 | Comp Air - Motor practices-1 (6-100 HP) | 0.21899
4 | Comp Air - Motor practices-1 (1-5 HP) | 0.35503
4 | Comp Air - Replace 100+ HP motor | 0.27178
4 | Comp Air - Replace 1-5 HP motor | 0.15781
4 | Comp Air - Replace 6-100 HP motor | 0.23408
4 | Comp Air - ASD (1-5 hp) | 0.24504
4 | Base Fans | 0
4 | Fans - ASD (6-100 hp) | 0.80563
4 | Fans - O&M | 0.28767
4 | Fans- Improve components | 0.70303
4 | Fans - ASD (100+ hp) | 0.73534
4 | Fans - Motor practices-1 (100+ HP) | 0.19784
4 | Fans - Motor practices-1 (6-100 HP) | 0.3001
4 | Fans - Motor practices-1 (1-5 HP) | 0.42267
4 | Fans - Replace 100+ HP motor | 0.3228
4 | Fans - Replace 1-5 HP motor | 0.18762
4 | Fans - Replace 6-100 HP motor | 0.27836
4 | Fans - ASD (1-5 hp) | 0.29204
4 | Base Pumps | 0
4 | Pumps - ASD (6-100 hp) | 0.80498
4 | Pumps - ASD (100+ hp) | 0.59173
4 | Pumps - Motor practices-1 (100+ HP) | 0.13897
4 | Pumps - Motor practices-1 (6-100 HP) | 0.21063
4 | Pumps - Motor practices-1 (1-5 HP) | 0.34133
4 | Pumps - Replace 100+ HP motor | 0.26135
4 | Pumps - Replace 1-5 HP motor | 0.15191
4 | Pumps - Replace 6-100 HP motor | 0.22519
4 | Pumps - ASD (1-5 hp) | 0.23617
4 | Base Drives | 0
4 | Drives - EE motor | 0.4218
4 | Optimization control PM | 0
4 | Base Heating | 0
4 | Base Refrigeration | 0
4 | Base Other Process | 0
4 | Base Centrifugal Chiller, 0.58 kW/ton, 500 tons | 0
4 | Aerosole Duct Sealing - Chiller | 0.69505
4 | Centrifugal Chiller, 0.51 kW/ton, 500 tons | 0.23942
4 | VSD for Chiller Pumps and Towers | 0.26117
4 | High Efficiency Chiller Motors | 0.16001
4 | EMS Optimization - Chiller | 0.37727
4 | EMS - Chiller | 0.21884
4 | Chiller Tune Up/Diagnostics | 0.49981
4 | Window Film (Standard) - Chiller | 0.13446
4 | Roof Insulation - Chiller | 0.051906
4 | Cool Roof - Chiller | 0.12461
4 | Duct/Pipe Insulation - Chiller | 0.10987
4 | Base DX Packaged System, EER=10.3, 10 tons | 0
4 | Aerosole Duct Sealing | 0.63261
4 | DX Coil Cleaning | 0.24852
4 | DX Packaged System, EER=10.9, 10 tons | 0.11708
4 | Hybrid Dessicant-DX System (Trane CDQ) | 0.15555
4 | Optimize Controls | 0.29166
4 | Roof Insulation | 0.046916
4 | DX Tune Up/ Advanced Diagnostics | 0.17121
4 | Window Film (Standard) | 0.11038
4 | Cool Roof - DX | 0.10753
4 | Geothermal Heat Pump, EER=13, 10 tons | 0.01497
4 | Duct/Pipe Insulation | 0.090583
4 | Base Lighting | 0
4 | Premium T8, Elecctronic Ballast | 0.15757
4 | CFL Hardwired, Modular 18W | 0.36445
4 | Occupancy Sensor | 0.13495
4 | Base Other | 0
4 | Replace V-belts | 0.0087937
5 | Base Compressed Air | 0
5 | Comp Air - ASD (6-100 hp) | 0.77595
5 | Comp Air - ASD (100+ hp) | 0.53564
5 | Comp Air - Motor practices-1 (100+ HP) | 0.15244
5 | Comp Air - Motor practices-1 (6-100 HP) | 0.23099
5 | Comp Air - Motor practices-1 (1-5 HP) | 0.37497
5 | Comp Air - Replace 100+ HP motor | 0.2867
5 | Comp Air - Replace 1-5 HP motor | 0.1665
5 | Comp Air - Replace 6-100 HP motor | 0.24711
5 | Comp Air - ASD (1-5 hp) | 0.23711
5 | Base Fans | 0
5 | Fans - ASD (6-100 hp) | 0.77759
5 | Fans - O&M | 0.30354
5 | Fans- Improve components | 0.74354
5 | Fans - ASD (100+ hp) | 0.70997
5 | Fans - Motor practices-1 (100+ HP) | 0.2084
5 | Fans - Motor practices-1 (6-100 HP) | 0.31694
5 | Fans - Motor practices-1 (1-5 HP) | 0.44647
5 | Fans - Replace 100+ HP motor | 0.34092
5 | Fans - Replace 1-5 HP motor | 0.19802
5 | Fans - Replace 6-100 HP motor | 0.29377
5 | Fans - ASD (1-5 hp) | 0.28249
5 | Base Pumps | 0
5 | Pumps - ASD (6-100 hp) | 0.77696
5 | Pumps - ASD (100+ hp) | 0.57234
5 | Pumps - Motor practices-1 (100+ HP) | 0.1464
5 | Pumps - Motor practices-1 (6-100 HP) | 0.22237
5 | Pumps - Motor practices-1 (1-5 HP) | 0.36055
5 | Pumps - Replace 100+ HP motor | 0.27563
5 | Pumps - Replace 1-5 HP motor | 0.16022
5 | Pumps - Replace 6-100 HP motor | 0.23769
5 | Pumps - ASD (1-5 hp) | 0.22846
5 | Base Drives | 0
5 | Efficient drives | 0.49026
5 | Light cylinders | 0.74645
5 | Base Heating | 0
5 | Base Refrigeration | 0
5 | Base Other Process | 0
5 | Base Centrifugal Chiller, 0.58 kW/ton, 500 tons | 0
5 | Aerosole Duct Sealing - Chiller | 0.80982
5 | Centrifugal Chiller, 0.51 kW/ton, 500 tons | 0.24649
5 | VSD for Chiller Pumps and Towers | 0.26869
5 | High Efficiency Chiller Motors | 0.18072
5 | EMS Optimization - Chiller | 0.42877
5 | EMS - Chiller | 0.22514
5 | Chiller Tune Up/Diagnostics | 0.57297
5 | Window Film (Standard) - Chiller | 0.15278
5 | Roof Insulation - Chiller | 0.058825
5 | Cool Roof - Chiller | 0.14942
5 | Duct/Pipe Insulation - Chiller | 0.12617
5 | Base DX Packaged System, EER=10.3, 10 tons | 0
5 | Aerosole Duct Sealing | 0.73617
5 | DX Coil Cleaning | 0.29339
5 | DX Packaged System, EER=10.9, 10 tons | 0.13006
5 | Hybrid Dessicant-DX System (Trane CDQ) | 0.20173
5 | Optimize Controls | 0.3428
5 | Roof Insulation | 0.055564
5 | DX Tune Up/ Advanced Diagnostics | 0.2047
5 | Window Film (Standard) | 0.13197
5 | Cool Roof - DX | 0.13781
5 | Geothermal Heat Pump, EER=13, 10 tons | 0.019638
5 | Duct/Pipe Insulation | 0.11826
5 | Base Lighting | 0
5 | Base Other | 0
5 | Replace V-belts | 0.0093859
6 | Base Compressed Air | 0
6 | Comp Air - ASD (6-100 hp) | 0.7396
6 | Comp Air - ASD (100+ hp) | 0.51151
6 | Comp Air - Motor practices-1 (100+ HP) | 0.13806
6 | Comp Air - Motor practices-1 (6-100 HP) | 0.2093
6 | Comp Air - Motor practices-1 (1-5 HP) | 0.33807
6 | Comp Air - Replace 100+ HP motor | 0.25916
6 | Comp Air - Replace 1-5 HP motor | 0.15056
6 | Comp Air - Replace 6-100 HP motor | 0.22323
6 | Comp Air - ASD (1-5 hp) | 0.22662
6 | Base Fans | 0
6 | Fans - ASD (6-100 hp) | 0.74119
6 | Fans - O&M | 0.27445
6 | Fans- Improve components | 0.66657
6 | Fans - ASD (100+ hp) | 0.67709
6 | Fans - Motor practices-1 (100+ HP) | 0.18905
6 | Fans - Motor practices-1 (6-100 HP) | 0.28632
6 | Fans - Motor practices-1 (1-5 HP) | 0.40158
6 | Fans - Replace 100+ HP motor | 0.30772
6 | Fans - Replace 1-5 HP motor | 0.17894
6 | Fans - Replace 6-100 HP motor | 0.26514
6 | Fans - ASD (1-5 hp) | 0.26967
6 | Base Pumps | 0
6 | Pumps - ASD (6-100 hp) | 0.74058
6 | Pumps - ASD (100+ hp) | 0.5463
6 | Pumps - Motor practices-1 (100+ HP) | 0.13303
6 | Pumps - Motor practices-1 (6-100 HP) | 0.2012
6 | Pumps - Motor practices-1 (1-5 HP) | 0.32518
6 | Pumps - Replace 100+ HP motor | 0.2494
6 | Pumps - Replace 1-5 HP motor | 0.14486
6 | Pumps - Replace 6-100 HP motor | 0.21466
6 | Pumps - ASD (1-5 hp) | 0.21842
6 | Base Drives | 0
6 | Drives - Process Controls (batch + site) | 0.85235
6 | Process Drives - ASD | 0.075151
6 | Base Heating | 0
6 | Base Refrigeration | 0
6 | Base Other Process | 0
6 | Other Process Controls (batch + site) | 0.86661
6 | Base Centrifugal Chiller, 0.58 kW/ton, 500 tons | 0
6 | Aerosole Duct Sealing - Chiller | 0.71313
6 | Centrifugal Chiller, 0.51 kW/ton, 500 tons | 0.23988
6 | VSD for Chiller Pumps and Towers | 0.2616
6 | High Efficiency Chiller Motors | 0.16323
6 | EMS Optimization - Chiller | 0.38547
6 | EMS - Chiller | 0.2192
6 | Chiller Tune Up/Diagnostics | 0.51141
6 | Window Film (Standard) - Chiller | 0.13736
6 | Roof Insulation - Chiller | 0.053006
6 | Cool Roof - Chiller | 0.12843
6 | Duct/Pipe Insulation - Chiller | 0.11244
6 | Base DX Packaged System, EER=10.3, 10 tons | 0
6 | Aerosole Duct Sealing | 0.65092
6 | DX Coil Cleaning | 0.26409
6 | DX Packaged System, EER=10.9, 10 tons | 0.12283
6 | Hybrid Dessicant-DX System (Trane CDQ) | 0.1684
6 | Optimize Controls | 0.30961
6 | Roof Insulation | 0.050249
6 | DX Tune Up/ Advanced Diagnostics | 0.18507
6 | Window Film (Standard) | 0.11929
6 | Cool Roof - DX | 0.11937
6 | Geothermal Heat Pump, EER=13, 10 tons | 0.017573
6 | Duct/Pipe Insulation | 0.1062
6 | Base Lighting | 0
6 | Premium T8, Elecctronic Ballast | 0.14659
6 | CFL Hardwired, Modular 18W | 0.31283
6 | Occupancy Sensor | 0.12257
6 | Base Other | 0
7 | Base Compressed Air | 0
7 | Comp Air - ASD (6-100 hp) | 0.74265
7 | Comp Air - ASD (100+ hp) | 0.51348
7 | Refinery Controls | 0.22674
7 | Comp Air - Motor practices-1 (100+ HP) | 0.13576
7 | Comp Air - Motor practices-1 (6-100 HP) | 0.20565
7 | Power recovery | 0.088333
7 | Comp Air - Motor practices-1 (1-5 HP) | 0.33129
7 | Comp Air - Replace 100+ HP motor | 0.25391
7 | Comp Air - Replace 1-5 HP motor | 0.14768
7 | Comp Air - Replace 6-100 HP motor | 0.21878
7 | Comp Air - ASD (1-5 hp) | 0.22404
7 | Base Fans | 0
7 | Fans - ASD (6-100 hp) | 0.74425
7 | Fans - O&M | 0.27328
7 | Fans- Improve components | 0.66285
7 | Fans - ASD (100+ hp) | 0.67955
7 | Refinery Controls | 0.31051
7 | Fans - Motor practices-1 (100+ HP) | 0.18567
7 | Fans - Motor practices-1 (6-100 HP) | 0.28153
7 | Power recovery | 0.10479
7 | Fans - Motor practices-1 (1-5 HP) | 0.3934
7 | Fans - Replace 100+ HP motor | 0.30164
7 | Fans - Replace 1-5 HP motor | 0.17538
7 | Fans - Replace 6-100 HP motor | 0.25972
7 | Fans - ASD (1-5 hp) | 0.26658
7 | Base Pumps | 0
7 | Pumps - ASD (6-100 hp) | 0.74364
7 | Pumps - ASD (100+ hp) | 0.54837
7 | Refinery Controls | 0.25048
7 | Pumps - Motor practices-1 (100+ HP) | 0.13047
7 | Pumps - Motor practices-1 (6-100 HP) | 0.198
7 | Power recovery | 0.085
7 | Pumps - Motor practices-1 (1-5 HP) | 0.31863
7 | Pumps - Replace 100+ HP motor | 0.24432
7 | Pumps - Replace 1-5 HP motor | 0.14208
7 | Pumps - Replace 6-100 HP motor | 0.21036
7 | Pumps - ASD (1-5 hp) | 0.21577
7 | Base Drives | 0
7 | Base Heating | 0
7 | Base Refrigeration | 0
7 | Base Other Process | 0
7 | Refinery Controls | 0.33532
7 | Power recovery | 0.11795
7 | Base Centrifugal Chiller, 0.58 kW/ton, 500 tons | 0
7 | Aerosole Duct Sealing - Chiller | 0.70485
7 | Centrifugal Chiller, 0.51 kW/ton, 500 tons | 0.23937
7 | VSD for Chiller Pumps and Towers | 0.26107
7 | High Efficiency Chiller Motors | 0.16179
7 | EMS Optimization - Chiller | 0.38186
7 | EMS - Chiller | 0.21876
7 | Chiller Tune Up/Diagnostics | 0.50605
7 | Window Film (Standard) - Chiller | 0.13599
7 | Roof Insulation - Chiller | 0.052485
7 | Cool Roof - Chiller | 0.1267
7 | Duct/Pipe Insulation - Chiller | 0.11122
7 | Base DX Packaged System, EER=10.3, 10 tons | 0
7 | Aerosole Duct Sealing | 0.64338
7 | DX Coil Cleaning | 0.25936
7 | DX Packaged System, EER=10.9, 10 tons | 0.12127
7 | Hybrid Dessicant-DX System (Trane CDQ) | 0.16418
7 | Optimize Controls | 0.30423
7 | Roof Insulation | 0.049273
7 | DX Tune Up/ Advanced Diagnostics | 0.18105
7 | Window Film (Standard) | 0.1167
7 | Cool Roof - DX | 0.11593
7 | Geothermal Heat Pump, EER=13, 10 tons | 0.016878
7 | Duct/Pipe Insulation | 0.10205
7 | Base Lighting | 0
7 | Premium T8, Elecctronic Ballast | 0.14537
7 | CFL Hardwired, Modular 18W | 0.30907
7 | Occupancy Sensor | 0.12298
7 | Base Other | 0
7 | Replace V-belts | 0.0082025
8 | Base Compressed Air | 0
8 | Comp Air - ASD (6-100 hp) | 0.79763
8 | Comp Air - ASD (100+ hp) | 0.54971
8 | Comp Air - Motor practices-1 (100+ HP) | 0.15643
8 | Comp Air - Motor practices-1 (6-100 HP) | 0.23716
8 | Comp Air - Motor practices-1 (1-5 HP) | 0.38545
8 | Comp Air - Replace 100+ HP motor | 0.29432
8 | Comp Air - Replace 1-5 HP motor | 0.17102
8 | Comp Air - Replace 6-100 HP motor | 0.25369
8 | Comp Air - ASD (1-5 hp) | 0.24331
8 | Base Fans | 0
8 | Fans - ASD (6-100 hp) | 0.79931
8 | Fans - O&M | 0.31179
8 | Fans- Improve components | 0.76523
8 | Fans - ASD (100+ hp) | 0.72959
8 | Fans - Motor practices-1 (100+ HP) | 0.21397
8 | Fans - Motor practices-1 (6-100 HP) | 0.32556
8 | Fans - Motor practices-1 (1-5 HP) | 0.45916
8 | Fans - Replace 100+ HP motor | 0.35013
8 | Fans - Replace 1-5 HP motor | 0.20348
8 | Fans - Replace 6-100 HP motor | 0.30193
8 | Fans - ASD (1-5 hp) | 0.28997
8 | Base Pumps | 0
8 | Pumps - ASD (6-100 hp) | 0.79867
8 | Pumps - ASD (100+ hp) | 0.58752
8 | Pumps - Motor practices-1 (100+ HP) | 0.1503
8 | Pumps - Motor practices-1 (6-100 HP) | 0.22839
8 | Pumps - Motor practices-1 (1-5 HP) | 0.37049
8 | Pumps - Replace 100+ HP motor | 0.28306
8 | Pumps - Replace 1-5 HP motor | 0.16443
8 | Pumps - Replace 6-100 HP motor | 0.24411
8 | Pumps - ASD (1-5 hp) | 0.2345
8 | Base Drives | 0
8 | Base Heating | 0
8 | Base Refrigeration | 0
8 | Base Other Process | 0
8 | Base Centrifugal Chiller, 0.58 kW/ton, 500 tons | 0
8 | Aerosole Duct Sealing - Chiller | 0.82771
8 | Centrifugal Chiller, 0.51 kW/ton, 500 tons | 0.24785
8 | VSD for Chiller Pumps and Towers | 0.27013
8 | High Efficiency Chiller Motors | 0.18381
8 | EMS Optimization - Chiller | 0.43651
8 | EMS - Chiller | 0.22636
8 | Chiller Tune Up/Diagnostics | 0.58432
8 | Window Film (Standard) - Chiller | 0.15562
8 | Roof Insulation - Chiller | 0.059848
8 | Cool Roof - Chiller | 0.15342
8 | Duct/Pipe Insulation - Chiller | 0.1287
8 | Base DX Packaged System, EER=10.3, 10 tons | 0
8 | Aerosole Duct Sealing | 0.7516
8 | DX Coil Cleaning | 0.29285
8 | DX Packaged System, EER=10.9, 10 tons | 0.12887
8 | Hybrid Dessicant-DX System (Trane CDQ) | 0.2035
8 | Optimize Controls | 0.34215
8 | Roof Insulation | 0.05516
8 | DX Tune Up/ Advanced Diagnostics | 0.024984
8 | Window Film (Standard) | 0.13041
8 | Cool Roof - DX | 0.13563
8 | Geothermal Heat Pump, EER=13, 10 tons | 0.018609
8 | Duct/Pipe Insulation | 0.11205
8 | Base Lighting | 0
8 | Premium T8, Elecctronic Ballast | 0.17411
8 | CFL Hardwired, Modular 18W | 0.4181
8 | Occupancy Sensor | 0.13514
8 | Base Other | 0
8 | Replace V-belts | 0.0095216
9 | Base Compressed Air | 0
9 | Comp Air - ASD (6-100 hp) | 0.77891
9 | Comp Air - ASD (100+ hp) | 0.5374
9 | Comp Air - Motor practices-1 (100+ HP) | 0.14847
9 | Comp Air - Motor practices-1 (6-100 HP) | 0.22544
9 | Comp Air - Motor practices-1 (1-5 HP) | 0.36507
9 | Comp Air - Replace 100+ HP motor | 0.27931
9 | Comp Air - Replace 1-5 HP motor | 0.16233
9 | Comp Air - Replace 6-100 HP motor | 0.24068
9 | Comp Air - ASD (1-5 hp) | 0.23807
9 | Base Fans | 0
9 | Fans - ASD (6-100 hp) | 0.78057
9 | Fans - O&M | 0.29556
9 | Fans- Improve components | 0.72202
9 | Fans - ASD (100+ hp) | 0.71269
9 | Fans - Motor practices-1 (100+ HP) | 0.20316
9 | Fans - Motor practices-1 (6-100 HP) | 0.30888
9 | Fans - Motor practices-1 (1-5 HP) | 0.43426
9 | Fans - Replace 100+ HP motor | 0.33189
9 | Fans - Replace 1-5 HP motor | 0.19288
9 | Fans - Replace 6-100 HP motor | 0.28596
9 | Fans - ASD (1-5 hp) | 0.28342
9 | Base Pumps | 0
9 | Pumps - ASD (6-100 hp) | 0.77993
9 | Pumps - ASD (100+ hp) | 0.57459
9 | Pumps - Motor practices-1 (100+ HP) | 0.14286
9 | Pumps - Motor practices-1 (6-100 HP) | 0.21664
9 | Pumps - Motor practices-1 (1-5 HP) | 0.35094
9 | Pumps - Replace 100+ HP motor | 0.26875
9 | Pumps - Replace 1-5 HP motor | 0.15615
9 | Pumps - Replace 6-100 HP motor | 0.23144
9 | Pumps - ASD (1-5 hp) | 0.2294
9 | Base Drives | 0
9 | Process control | 0.29729
9 | Drives - EE motor | 0.50189
9 | Efficient grinding | 0.88792
9 | Drives - Process Controls (batch + site) | 0.20404
9 | Base Heating | 0
9 | Top-heating (glass) | 0.5896
9 | Base Refrigeration | 0
9 | Base Other Process | 0
9 | Base Centrifugal Chiller, 0.58 kW/ton, 500 tons | 0
9 | Aerosole Duct Sealing - Chiller | 0.771
9 | Centrifugal Chiller, 0.51 kW/ton, 500 tons | 0.24416
9 | VSD for Chiller Pumps and Towers | 0.26609
9 | High Efficiency Chiller Motors | 0.17383
9 | EMS Optimization - Chiller | 0.41161
9 | EMS - Chiller | 0.22302
9 | Chiller Tune Up/Diagnostics | 0.54841
9 | Window Film (Standard) - Chiller | 0.14671
9 | Roof Insulation - Chiller | 0.056529
9 | Cool Roof - Chiller | 0.14085
9 | Duct/Pipe Insulation - Chiller | 0.12067
9 | Base DX Packaged System, EER=10.3, 10 tons | 0
9 | Aerosole Duct Sealing | 0.70143
9 | DX Coil Cleaning | 0.27444
9 | DX Packaged System, EER=10.9, 10 tons | 0.12398
9 | Hybrid Dessicant-DX System (Trane CDQ) | 0.18238
9 | Optimize Controls | 0.32114
9 | Roof Insulation | 0.051738
9 | DX Tune Up/ Advanced Diagnostics | 0.18927
9 | Window Film (Standard) | 0.12206
9 | Cool Roof - DX | 0.12343
9 | Geothermal Heat Pump, EER=13, 10 tons | 0.017052
9 | Duct/Pipe Insulation | 0.10287
9 | Base Lighting | 0
9 | Premium T8, Elecctronic Ballast | 0.15838
9 | CFL Hardwired, Modular 18W | 0.35338
9 | Occupancy Sensor | 0.12407
9 | Base Other | 0
9 | Replace V-belts | 0.0089186
10 | Base Compressed Air | 0
10 | Comp Air - ASD (6-100 hp) | 0.89156
10 | Comp Air - ASD (100+ hp) | 0.6105
10 | Comp Air - Motor practices-1 (100+ HP) | 0.16595
10 | Comp Air - Motor practices-1 (6-100 HP) | 0.25288
10 | Comp Air - Motor practices-1 (1-5 HP) | 0.41369
10 | Comp Air - Replace 100+ HP motor | 0.31458
10 | Comp Air - Replace 1-5 HP motor | 0.18252
10 | Comp Air - Replace 6-100 HP motor | 0.27133
10 | Comp Air - ASD (1-5 hp) | 0.26984
10 | Base Fans | 0
10 | Fans - ASD (6-100 hp) | 0.8934
10 | Fans - O&M | 0.33276
10 | Fans- Improve components | 0.82741
10 | Fans - ASD (100+ hp) | 0.81478
10 | Fans - Motor practices-1 (100+ HP) | 0.228
10 | Fans - Motor practices-1 (6-100 HP) | 0.34775
10 | Fans - Motor practices-1 (1-5 HP) | 0.49382
10 | Fans - Replace 100+ HP motor | 0.37455
10 | Fans - Replace 1-5 HP motor | 0.2174
10 | Fans - Replace 6-100 HP motor | 0.32347
10 | Fans - ASD (1-5 hp) | 0.3226
10 | Base Pumps | 0
10 | Pumps - ASD (6-100 hp) | 0.89269
10 | Pumps - ASD (100+ hp) | 0.65335
10 | Pumps - Motor practices-1 (100+ HP) | 0.1599
10 | Pumps - Motor practices-1 (6-100 HP) | 0.24297
10 | Pumps - Motor practices-1 (1-5 HP) | 0.39747
10 | Pumps - Replace 100+ HP motor | 0.30236
10 | Pumps - Replace 1-5 HP motor | 0.17558
10 | Pumps - Replace 6-100 HP motor | 0.26068
10 | Pumps - ASD (1-5 hp) | 0.25989
10 | Base Drives | 0
10 | Efficient drives - rolling | 0.93017
10 | Drives - Process Control | 0.709
10 | Drives - Process Controls (batch + site) | 0.61698
10 | Base Heating | 0
10 | Heating - Process Control | 0.70806
10 | Intelligent extruder (DOE) | 0.26021
10 | Base Refrigeration | 0
10 | Base Other Process | 0
10 | Base Centrifugal Chiller, 0.58 kW/ton, 500 tons | 0
10 | Aerosole Duct Sealing - Chiller | 0.80901
10 | Centrifugal Chiller, 0.51 kW/ton, 500 tons | 0.24777
10 | VSD for Chiller Pumps and Towers | 0.27009
10 | High Efficiency Chiller Motors | 0.18064
10 | EMS Optimization - Chiller | 0.4285
10 | EMS - Chiller | 0.22625
10 | Chiller Tune Up/Diagnostics | 0.57273
10 | Window Film (Standard) - Chiller | 0.15278
10 | Roof Insulation - Chiller | 0.058792
10 | Cool Roof - Chiller | 0.14918
10 | Duct/Pipe Insulation - Chiller | 0.12611
10 | Base DX Packaged System, EER=10.3, 10 tons | 0
10 | Aerosole Duct Sealing | 0.7314
10 | DX Coil Cleaning | 0.29136
10 | DX Packaged System, EER=10.9, 10 tons | 0.12943
10 | Hybrid Dessicant-DX System (Trane CDQ) | 0.19947
10 | Optimize Controls | 0.34054
10 | Roof Insulation | 0.05517
10 | DX Tune Up/ Advanced Diagnostics | 0.20321
10 | Window Film (Standard) | 0.13102
10 | Cool Roof - DX | 0.13633
10 | Geothermal Heat Pump, EER=13, 10 tons | 0.019414
10 | Duct/Pipe Insulation | 0.11693
10 | Base Lighting | 0
10 | Premium T8, Elecctronic Ballast | 0.19408
10 | CFL Hardwired, Modular 18W | 0.50401
10 | Occupancy Sensor | 0.14732
10 | Base Other | 0
10 | Replace V-belts | 0.0098767
11 | Base Compressed Air | 0
11 | Comp Air - ASD (6-100 hp) | 0.85304
11 | Comp Air - ASD (100+ hp) | 0.58559
11 | Comp Air - Motor practices-1 (100+ HP) | 0.16091
11 | Comp Air - Motor practices-1 (6-100 HP) | 0.24485
11 | Comp Air - Motor practices-1 (1-5 HP) | 0.39881
11 | Comp Air - Replace 100+ HP motor | 0.30407
11 | Comp Air - Replace 1-5 HP motor | 0.17655
11 | Comp Air - Replace 6-100 HP motor | 0.26219
11 | Comp Air - ASD (1-5 hp) | 0.25898
11 | Base Fans | 0
11 | Fans - ASD (6-100 hp) | 0.85481
11 | Fans - O&M | 0.32149
11 | Fans- Improve components | 0.79483
11 | Fans - ASD (100+ hp) | 0.77979
11 | Fans - Motor practices-1 (100+ HP) | 0.22048
11 | Fans - Motor practices-1 (6-100 HP) | 0.33624
11 | Fans - Motor practices-1 (1-5 HP) | 0.47581
11 | Fans - Replace 100+ HP motor | 0.36174
11 | Fans - Replace 1-5 HP motor | 0.21008
11 | Fans - Replace 6-100 HP motor | 0.31207
11 | Fans - ASD (1-5 hp) | 0.30921
11 | Base Pumps | 0
11 | Pumps - ASD (6-100 hp) | 0.85413
11 | Pumps - ASD (100+ hp) | 0.62659
11 | Pumps - Motor practices-1 (100+ HP) | 0.15499
11 | Pumps - Motor practices-1 (6-100 HP) | 0.23518
11 | Pumps - Motor practices-1 (1-5 HP) | 0.38339
11 | Pumps - Replace 100+ HP motor | 0.29217
11 | Pumps - Replace 1-5 HP motor | 0.16978
11 | Pumps - Replace 6-100 HP motor | 0.25209
11 | Pumps - ASD (1-5 hp) | 0.24955
11 | Base Drives | 0
11 | Drives - Scheduling | 0.668
11 | Base Heating | 0
11 | Heating - Scheduling | 0.67453
11 | Base Refrigeration | 0
11 | Base Other Process | 0
11 | Base Centrifugal Chiller, 0.58 kW/ton, 500 tons | 0
11 | Aerosole Duct Sealing - Chiller | 0.80518
11 | Centrifugal Chiller, 0.51 kW/ton, 500 tons | 0.24713
11 | VSD for Chiller Pumps and Towers | 0.26931
11 | High Efficiency Chiller Motors | 0.17989
11 | EMS Optimization - Chiller | 0.42669
11 | EMS - Chiller | 0.22567
11 | Chiller Tune Up/Diagnostics | 0.57034
11 | Window Film (Standard) - Chiller | 0.15214
11 | Roof Insulation - Chiller | 0.058572
11 | Cool Roof - Chiller | 0.14837
11 | Duct/Pipe Insulation - Chiller | 0.12554
11 | Base DX Packaged System, EER=10.3, 10 tons | 0
11 | Aerosole Duct Sealing | 0.72944
11 | DX Coil Cleaning | 0.28917
11 | DX Packaged System, EER=10.9, 10 tons | 0.12868
11 | Hybrid Dessicant-DX System (Trane CDQ) | 0.19748
11 | Optimize Controls | 0.33811
11 | Roof Insulation | 0.054668
11 | DX Tune Up/ Advanced Diagnostics | 0.20116
11 | Window Film (Standard) | 0.1297
11 | Cool Roof - DX | 0.13444
11 | Geothermal Heat Pump, EER=13, 10 tons | 0.018996
11 | Duct/Pipe Insulation | 0.11442
11 | Base Lighting | 0
11 | Premium T8, Elecctronic Ballast | 0.19159
11 | CFL Hardwired, Modular 18W | 0.46474
11 | Occupancy Sensor | 0.1496
11 | Base Other | 0
11 | Replace V-belts | 0.0096933
12 | Base Compressed Air | 0
12 | Comp Air - ASD (6-100 hp) | 0.8162
12 | Comp Air - ASD (100+ hp) | 0.56195
12 | Comp Air - Motor practices-1 (100+ HP) | 0.18162
12 | Comp Air - Motor practices-1 (6-100 HP) | 0.277
12 | Comp Air - Motor practices-1 (1-5 HP) | 0.45515
12 | Comp Air - Replace 100+ HP motor | 0.34496
12 | Comp Air - Replace 1-5 HP motor | 0.20033
12 | Comp Air - Replace 6-100 HP motor | 0.29789
12 | Comp Air - ASD (1-5 hp) | 0.24875
12 | Base Fans | 0
12 | Fans - ASD (6-100 hp) | 0.81791
12 | Fans - O&M | 0.36488
12 | Fans- Improve components | 0.91593
12 | Fans - ASD (100+ hp) | 0.74643
12 | Fans - Motor practices-1 (100+ HP) | 0.24932
12 | Fans - Motor practices-1 (6-100 HP) | 0.38185
12 | Fans - Motor practices-1 (1-5 HP) | 0.54449
12 | Fans - Replace 100+ HP motor | 0.41142
12 | Fans - Replace 1-5 HP motor | 0.23883
12 | Fans - Replace 6-100 HP motor | 0.35549
12 | Fans - ASD (1-5 hp) | 0.29663
12 | Base Pumps | 0
12 | Pumps - ASD (6-100 hp) | 0.81726
12 | Pumps - ASD (100+ hp) | 0.60107
12 | Pumps - Motor practices-1 (100+ HP) | 0.17451
12 | Pumps - Motor practices-1 (6-100 HP) | 0.26618
12 | Pumps - Motor practices-1 (1-5 HP) | 0.43726
12 | Pumps - Replace 100+ HP motor | 0.33166
12 | Pumps - Replace 1-5 HP motor | 0.19255
12 | Pumps - Replace 6-100 HP motor | 0.28632
12 | Pumps - ASD (1-5 hp) | 0.23964
12 | Base Drives | 0
12 | Drives - Scheduling | 0.65195
12 | Base Heating | 0
12 | Heating - Scheduling | 0.76424
12 | Base Refrigeration | 0
12 | Base Other Process | 0
12 | Base Centrifugal Chiller, 0.58 kW/ton, 500 tons | 0
12 | Centrifugal Chiller, 0.51 kW/ton, 500 tons | 0.2626
12 | VSD for Chiller Pumps and Towers | 0.28554
12 | High Efficiency Chiller Motors | 0.22464
12 | EMS Optimization - Chiller | 0.54085
12 | EMS - Chiller | 0.23926
12 | Chiller Tune Up/Diagnostics | 0.73907
12 | Window Film (Standard) - Chiller | 0.19293
12 | Roof Insulation - Chiller | 0.073751
12 | Cool Roof - Chiller | 0.21285
12 | Duct/Pipe Insulation - Chiller | 0.16335
12 | Base DX Packaged System, EER=10.3, 10 tons | 0
12 | Aerosole Duct Sealing | 0.9779
12 | DX Coil Cleaning | 0.365
12 | DX Packaged System, EER=10.9, 10 tons | 0.14629
12 | Hybrid Dessicant-DX System (Trane CDQ) | 0.30294
12 | Optimize Controls | 0.42267
12 | Roof Insulation | 0.06794
12 | DX Tune Up/ Advanced Diagnostics | 0.24997
12 | Window Film (Standard) | 0.16124
12 | Cool Roof - DX | 0.18663
12 | Geothermal Heat Pump, EER=13, 10 tons | 0.023823
12 | Duct/Pipe Insulation | 0.14215
12 | Base Lighting | 0
12 | Premium T8, Elecctronic Ballast | 0.23976
12 | CFL Hardwired, Modular 18W | 0.74801
12 | Occupancy Sensor | 0.14572
12 | Base Other | 0
12 | Replace V-belts | 0.011063
13 | Base Compressed Air | 0
13 | Comp Air - ASD (6-100 hp) | 0.79265
13 | Comp Air - ASD (100+ hp) | 0.54666
13 | Comp Air - Motor practices-1 (100+ HP) | 0.15316
13 | Comp Air - Motor practices-1 (6-100 HP) | 0.2322
13 | Comp Air - Motor practices-1 (1-5 HP) | 0.37689
13 | Comp Air - Replace 100+ HP motor | 0.28832
13 | Comp Air - Replace 1-5 HP motor | 0.16748
13 | Comp Air - Replace 6-100 HP motor | 0.24842
13 | Comp Air - ASD (1-5 hp) | 0.24193
13 | Base Fans | 0
13 | Fans - ASD (6-100 hp) | 0.79433
13 | Fans - O&M | 0.30495
13 | Fans- Improve components | 0.74714
13 | Fans - ASD (100+ hp) | 0.72499
13 | Fans - Motor practices-1 (100+ HP) | 0.2096
13 | Fans - Motor practices-1 (6-100 HP) | 0.31867
13 | Fans - Motor practices-1 (1-5 HP) | 0.44882
13 | Fans - Replace 100+ HP motor | 0.34266
13 | Fans - Replace 1-5 HP motor | 0.19907
13 | Fans - Replace 6-100 HP motor | 0.29543
13 | Fans - ASD (1-5 hp) | 0.28839
13 | Base Pumps | 0
13 | Pumps - ASD (6-100 hp) | 0.79368
13 | Pumps - ASD (100+ hp) | 0.58432
13 | Pumps - Motor practices-1 (100+ HP) | 0.14711
13 | Pumps - Motor practices-1 (6-100 HP) | 0.22356
13 | Pumps - Motor practices-1 (1-5 HP) | 0.36245
13 | Pumps - Replace 100+ HP motor | 0.27722
13 | Pumps - Replace 1-5 HP motor | 0.16098
13 | Pumps - Replace 6-100 HP motor | 0.23873
13 | Pumps - ASD (1-5 hp) | 0.23315
13 | Base Drives | 0
13 | Machinery | 0.51683
13 | Drives - Scheduling | 0.58148
13 | Base Heating | 0
13 | Base Refrigeration | 0
13 | Base Other Process | 0
13 | Base Centrifugal Chiller, 0.58 kW/ton, 500 tons | 0
13 | Aerosole Duct Sealing - Chiller | 0.8011
13 | Centrifugal Chiller, 0.51 kW/ton, 500 tons | 0.24621
13 | VSD for Chiller Pumps and Towers | 0.26827
13 | High Efficiency Chiller Motors | 0.17911
13 | EMS Optimization - Chiller | 0.42483
13 | EMS - Chiller | 0.22487
13 | Chiller Tune Up/Diagnostics | 0.56764
13 | Window Film (Standard) - Chiller | 0.15149
13 | Roof Insulation - Chiller | 0.0583
13 | Cool Roof - Chiller | 0.14751
13 | Duct/Pipe Insulation - Chiller | 0.12496
13 | Base DX Packaged System, EER=10.3, 10 tons | 0
13 | Aerosole Duct Sealing | 0.72784
13 | DX Coil Cleaning | 0.28683
13 | DX Packaged System, EER=10.9, 10 tons | 0.12776
13 | Hybrid Dessicant-DX System (Trane CDQ) | 0.19552
13 | Optimize Controls | 0.33551
13 | Roof Insulation | 0.05417
13 | DX Tune Up/ Advanced Diagnostics | 0.19907
13 | Window Film (Standard) | 0.12835
13 | Cool Roof - DX | 0.13243
13 | Geothermal Heat Pump, EER=13, 10 tons | 0.018527
13 | Duct/Pipe Insulation | 0.11164
13 | Base Lighting | 0
13 | Premium T8, Elecctronic Ballast | 0.17383
13 | CFL Hardwired, Modular 18W | 0.40022
13 | Occupancy Sensor | 0.13893
13 | Base Other | 0
13 | Replace V-belts | 0.0094103
14 | Base Compressed Air | 0
14 | Comp Air - ASD (6-100 hp) | 0.82744
14 | Comp Air - ASD (100+ hp) | 0.56933
14 | Comp Air - Motor practices-1 (100+ HP) | 0.164
14 | Comp Air - Motor practices-1 (6-100 HP) | 0.24949
14 | Comp Air - Motor practices-1 (1-5 HP) | 0.40609
14 | Comp Air - Replace 100+ HP motor | 0.30961
14 | Comp Air - Replace 1-5 HP motor | 0.17989
14 | Comp Air - Replace 6-100 HP motor | 0.26691
14 | Comp Air - ASD (1-5 hp) | 0.25185
14 | Base Fans | 0
14 | Fans - ASD (6-100 hp) | 0.82917
14 | Fans - O&M | 0.3276
14 | Fans- Improve components | 0.80848
14 | Fans - ASD (100+ hp) | 0.75669
14 | Fans - Motor practices-1 (100+ HP) | 0.22474
14 | Fans - Motor practices-1 (6-100 HP) | 0.34253
14 | Fans - Motor practices-1 (1-5 HP) | 0.48404
14 | Fans - Replace 100+ HP motor | 0.36865
14 | Fans - Replace 1-5 HP motor | 0.21405
14 | Fans - Replace 6-100 HP motor | 0.31787
14 | Fans - ASD (1-5 hp) | 0.30033
14 | Base Pumps | 0
14 | Pumps - ASD (6-100 hp) | 0.82851
14 | Pumps - ASD (100+ hp) | 0.60856
14 | Pumps - Motor practices-1 (100+ HP) | 0.15769
14 | Pumps - Motor practices-1 (6-100 HP) | 0.23976
14 | Pumps - Motor practices-1 (1-5 HP) | 0.39029
14 | Pumps - Replace 100+ HP motor | 0.29765
14 | Pumps - Replace 1-5 HP motor | 0.17288
14 | Pumps - Replace 6-100 HP motor | 0.25674
14 | Pumps - ASD (1-5 hp) | 0.24263
14 | Base Drives | 0
14 | Drives - Scheduling | 0.65321
14 | Base Heating | 0
14 | Base Refrigeration | 0
14 | Base Other Process | 0
14 | Base Centrifugal Chiller, 0.58 kW/ton, 500 tons | 0
14 | Aerosole Duct Sealing - Chiller | 0.87677
14 | Centrifugal Chiller, 0.51 kW/ton, 500 tons | 0.25113
14 | VSD for Chiller Pumps and Towers | 0.27357
14 | High Efficiency Chiller Motors | 0.19215
14 | EMS Optimization - Chiller | 0.45727
14 | EMS - Chiller | 0.22929
14 | Chiller Tune Up/Diagnostics | 0.61459
14 | Window Film (Standard) - Chiller | 0.16308
14 | Roof Insulation - Chiller | 0.062646
14 | Cool Roof - Chiller | 0.16445
14 | Duct/Pipe Insulation - Chiller | 0.13546
14 | Base DX Packaged System, EER=10.3, 10 tons | 0
14 | Aerosole Duct Sealing | 0.79401
14 | DX Coil Cleaning | 0.30929
14 | DX Packaged System, EER=10.9, 10 tons | 0.1333
14 | Hybrid Dessicant-DX System (Trane CDQ) | 0.22313
14 | Optimize Controls | 0.36078
14 | Roof Insulation | 0.058206
14 | DX Tune Up/ Advanced Diagnostics | 0.21409
14 | Window Film (Standard) | 0.13799
14 | Cool Roof - DX | 0.14733
14 | Geothermal Heat Pump, EER=13, 10 tons | 0.020179
14 | Duct/Pipe Insulation | 0.12128
14 | Base Lighting | 0
14 | Premium T8, Elecctronic Ballast | 0.19586
14 | CFL Hardwired, Modular 18W | 0.4674
14 | Occupancy Sensor | 0.14711
14 | Base Other | 0
14 | Replace V-belts | 0.0097859
15 | Base Compressed Air | 0
15 | Comp Air - ASD (6-100 hp) | 0.78956
15 | Comp Air - ASD (100+ hp) | 0.5447
15 | Comp Air - Motor practices-1 (100+ HP) | 0.15248
15 | Comp Air - Motor practices-1 (6-100 HP) | 0.23135
15 | Comp Air - Motor practices-1 (1-5 HP) | 0.37545
15 | Comp Air - Replace 100+ HP motor | 0.28703
15 | Comp Air - Replace 1-5 HP motor | 0.16671
15 | Comp Air - Replace 6-100 HP motor | 0.24735
15 | Comp Air - ASD (1-5 hp) | 0.24104
15 | Base Fans | 0
15 | Fans - ASD (6-100 hp) | 0.79165
15 | Fans - O&M | 0.30391
15 | Fans- Improve components | 0.74383
15 | Fans - ASD (100+ hp) | 0.72253
15 | Fans - Motor practices-1 (100+ HP) | 0.20879
15 | Fans - Motor practices-1 (6-100 HP) | 0.31727
15 | Fans - Motor practices-1 (1-5 HP) | 0.4469
15 | Fans - Replace 100+ HP motor | 0.34122
15 | Fans - Replace 1-5 HP motor | 0.19822
15 | Fans - Replace 6-100 HP motor | 0.29424
15 | Fans - ASD (1-5 hp) | 0.28719
15 | Base Pumps | 0
15 | Pumps - ASD (6-100 hp) | 0.79059
15 | Pumps - ASD (100+ hp) | 0.58188
15 | Pumps - Motor practices-1 (100+ HP) | 0.14678
15 | Pumps - Motor practices-1 (6-100 HP) | 0.22273
15 | Pumps - Motor practices-1 (1-5 HP) | 0.36105
15 | Pumps - Replace 100+ HP motor | 0.27596
15 | Pumps - Replace 1-5 HP motor | 0.16042
15 | Pumps - Replace 6-100 HP motor | 0.23794
15 | Pumps - ASD (1-5 hp) | 0.23229
15 | Base Drives | 0
15 | Machinery | 0.97026
15 | Drives - Scheduling | 0.62039
15 | Base Heating | 0
15 | Base Refrigeration | 0
15 | Base Other Process | 0
15 | Base Centrifugal Chiller, 0.58 kW/ton, 500 tons | 0
15 | Aerosole Duct Sealing - Chiller | 0.79846
15 | Centrifugal Chiller, 0.51 kW/ton, 500 tons | 0.24595
15 | VSD for Chiller Pumps and Towers | 0.26814
15 | High Efficiency Chiller Motors | 0.17865
15 | EMS Optimization - Chiller | 0.42382
15 | EMS - Chiller | 0.22468
15 | Chiller Tune Up/Diagnostics | 0.56582
15 | Window Film (Standard) - Chiller | 0.15103
15 | Roof Insulation - Chiller | 0.058158
15 | Cool Roof - Chiller | 0.14686
15 | Duct/Pipe Insulation - Chiller | 0.12456
15 | Base DX Packaged System, EER=10.3, 10 tons | 0
15 | Aerosole Duct Sealing | 0.72545
15 | DX Coil Cleaning | 0.28699
15 | DX Packaged System, EER=10.9, 10 tons | 0.12802
15 | Hybrid Dessicant-DX System (Trane CDQ) | 0.19528
15 | Optimize Controls | 0.33566
15 | Roof Insulation | 0.054276
15 | DX Tune Up/ Advanced Diagnostics | 0.19945
15 | Window Film (Standard) | 0.1286
15 | Cool Roof - DX | 0.13281
15 | Geothermal Heat Pump, EER=13, 10 tons | 0.0187
15 | Duct/Pipe Insulation | 0.11269
15 | Base Lighting | 0
15 | Premium T8, Elecctronic Ballast | 0.17354
15 | CFL Hardwired, Modular 18W | 0.39638
15 | Occupancy Sensor | 0.1386
15 | Base Other | 0
15 | Replace V-belts | 0.0093904
16 | Base Compressed Air | 0
16 | Comp Air - ASD (6-100 hp) | 0.78324
16 | Comp Air - ASD (100+ hp) | 0.54028
16 | Comp Air - Motor practices-1 (100+ HP) | 0.14923
16 | Comp Air - Motor practices-1 (6-100 HP) | 0.22642
16 | Comp Air - Motor practices-1 (1-5 HP) | 0.367
16 | Comp Air - Replace 100+ HP motor | 0.28076
16 | Comp Air - Replace 1-5 HP motor | 0.16319
16 | Comp Air - Replace 6-100 HP motor | 0.24188
16 | Comp Air - ASD (1-5 hp) | 0.2392
16 | Base Fans | 0
16 | Fans - ASD (6-100 hp) | 0.7849
16 | Fans - O&M | 0.29713
16 | Fans- Improve components | 0.72609
16 | Fans - ASD (100+ hp) | 0.71668
16 | Fans - Motor practices-1 (100+ HP) | 0.20443
16 | Fans - Motor practices-1 (6-100 HP) | 0.31045
16 | Fans - Motor practices-1 (1-5 HP) | 0.43642
16 | Fans - Replace 100+ HP motor | 0.33383
16 | Fans - Replace 1-5 HP motor | 0.19384
16 | Fans - Replace 6-100 HP motor | 0.28756
16 | Fans - ASD (1-5 hp) | 0.28509
16 | Base Pumps | 0
16 | Pumps - ASD (6-100 hp) | 0.78426
16 | Pumps - ASD (100+ hp) | 0.57762
16 | Pumps - Motor practices-1 (100+ HP) | 0.1436
16 | Pumps - Motor practices-1 (6-100 HP) | 0.21792
16 | Pumps - Motor practices-1 (1-5 HP) | 0.35282
16 | Pumps - Replace 100+ HP motor | 0.27016
16 | Pumps - Replace 1-5 HP motor | 0.15699
16 | Pumps - Replace 6-100 HP motor | 0.23261
16 | Pumps - ASD (1-5 hp) | 0.2305
16 | Base Drives | 0
16 | Efficient Machinery | 0.50266
16 | Drives - Scheduling | 0.57364
16 | Process Drives - ASD | 0.084574
16 | Base Heating | 0
16 | Base Refrigeration | 0
16 | Base Other Process | 0
16 | Process control | 0.50671
16 | Base Centrifugal Chiller, 0.58 kW/ton, 500 tons | 0
16 | Aerosole Duct Sealing - Chiller | 0.77391
16 | Centrifugal Chiller, 0.51 kW/ton, 500 tons | 0.24436
16 | VSD for Chiller Pumps and Towers | 0.26634
16 | High Efficiency Chiller Motors | 0.17431
16 | EMS Optimization - Chiller | 0.41293
16 | EMS - Chiller | 0.22323
16 | Chiller Tune Up/Diagnostics | 0.55025
16 | Window Film (Standard) - Chiller | 0.14717
16 | Roof Insulation - Chiller | 0.05672
16 | Cool Roof - Chiller | 0.11928
16 | Duct/Pipe Insulation - Chiller | 0.12113
16 | Base DX Packaged System, EER=10.3, 10 tons | 0
16 | Aerosole Duct Sealing | 0.70381
16 | DX Coil Cleaning | 0.27854
16 | DX Packaged System, EER=10.9, 10 tons | 0.12569
16 | Hybrid Dessicant-DX System (Trane CDQ) | 0.18583
16 | Optimize Controls | 0.3261
16 | Roof Insulation | 0.052686
16 | DX Tune Up/ Advanced Diagnostics | 0.1934
16 | Window Film (Standard) | 0.12471
16 | Cool Roof - DX | 0.12707
16 | Geothermal Heat Pump, EER=13, 10 tons | 0.017907
16 | Duct/Pipe Insulation | 0.10802
16 | Base Lighting | 0
16 | Premium T8, Elecctronic Ballast | 0.16759
16 | CFL Hardwired, Modular 18W | 0.37957
16 | Occupancy Sensor | 0.13786
16 | Base Other | 0
16 | Replace V-belts | 0.0089438
| LED Linear Tube 22 W | 0.064794
| Flood LED 14 W | 0.39706

## TRC Admin Costs
TRC Measures Eliminated at Administrative Costs Evaluation
Residential
Building | Measure | TRC Value
No Measures Eliminated
Commercial
Building | Measure | TRC Value
No Measures Eliminated
Industrial
Building | Measure | TRC Value
No Measures Eliminated

## TRC Two - Year No Incentive
TRC Measures Eliminated at Two-Year Payback Evaluation
Residential
Building | Measure | TRC Value
1 | Two Speed Pool Pump (1.5 hp) | 2.33
1 | High Efficiency One Speed Pool Pump (1.5 hp) | 1.2474
2 | Two Speed Pool Pump (1.5 hp) | 2.33
2 | High Efficiency One Speed Pool Pump (1.5 hp) | 1.2474
3 | Two Speed Pool Pump (1.5 hp) | 2.33
3 | High Efficiency One Speed Pool Pump (1.5 hp) | 1.2474
| Freezer recycling | 1.0367
| Refrigerator recycling | 1.1795
Commercial
Building | Measure | TRC Value
1 | Lighting Control Tuneup | 3.86
1 | ROB Premium T8, EB, Reflector | 18.8052
1 | Lighting Control Tuneup | 2.1753
1 | CFL Screw-in 18W | 381.4992
1 | PSMH, 250W, magnetic ballast | 42.1875
1 | Chiller Tune Up/Diagnostics | 6.2616
1 | Aerosole Duct Sealing | 5.758
1 | Aerosole Duct Sealing | 10.9766
1 | Aerosole Duct Sealing | 11.3807
1 | PC Manual Power Management Enabling | 6.1436
1 | PC Network Power Management Enabling | 6.7023
1 | Energy Star or Better Monitor | 13.143
1 | Monitor Power Management Enabling | 5.7342
1 | Energy Star or Better Copier | 1.062
1 | Printer Power Management Enabling | 3.759
1 | Vending Misers (cooled machines only) | 1.4956
2 | Lighting Control Tuneup | 4.2878
2 | ROB Premium T8, EB, Reflector | 23.0747
2 | Lighting Control Tuneup | 2.4041
2 | CFL Screw-in 18W | 474.1731
2 | PSMH, 250W, magnetic ballast | 50.5904
2 | High Bay T5 | 28.1726
2 | Chiller Tune Up/Diagnostics | 24.5978
2 | EMS Optimization | 4.5523
2 | Aerosole Duct Sealing | 17.1522
2 | Ceiling Insulation | 74.7388
2 | DX Tune Up/ Advanced Diagnostics | 15.91
2 | DX Coil Cleaning | 16.517
2 | Optimize Controls | 6.8216
2 | Aerosole Duct Sealing | 35.8194
2 | Ceiling Insulation | 174.0943
2 | Aerosole Duct Sealing | 37.2577
2 | Ceiling Insulation | 166.1958
2 | Air Handler Optimization | 2.3271
2 | Separate Makeup Air / Exhaust Hoods AC | 12.7818
2 | Heat Recovery Unit | 31.0424
2 | Heat Trap | 3.7018
2 | Energy Star or Better Monitor | 1
2 | Vending Misers (cooled machines only) | 1.9362
3 | Lighting Control Tuneup | 4.9436
3 | ROB Premium T8, EB, Reflector | 25.8686
3 | Lighting Control Tuneup | 2.7242
3 | CFL Screw-in 18W | 563.5844
3 | PSMH, 250W, magnetic ballast | 59.522
3 | High Bay T5 | 31.6364
3 | Chiller Tune Up/Diagnostics | 7.002
3 | Aerosole Duct Sealing | 7.4047
3 | DX Coil Cleaning | 7.1093
3 | Aerosole Duct Sealing | 14.338
3 | Aerosole Duct Sealing | 14.8588
3 | Energy Star or Better Monitor | 1.1496
4 | Lighting Control Tuneup | 12.4767
4 | ROB Premium T8, EB, Reflector | 65.7132
4 | Lighting Control Tuneup | 6.5803
4 | CFL Screw-in 18W | 1572.3362
4 | CFL Hardwired, Modular 18W | 193.4943
4 | PSMH, 250W, magnetic ballast | 161.9842
4 | High Bay T5 | 81.022
4 | Chiller Tune Up/Diagnostics | 16.0774
4 | EMS Optimization | 3.7365
4 | Aerosole Duct Sealing | 12.0142
4 | Ceiling Insulation | 44.8024
4 | DX Tune Up/ Advanced Diagnostics | 10.366
4 | DX Coil Cleaning | 11.1451
4 | Optimize Controls | 5.5538
4 | Aerosole Duct Sealing | 23.9953
4 | Ceiling Insulation | 108.5932
4 | Aerosole Duct Sealing | 24.9815
4 | Ceiling Insulation | 96.8917
4 | Air Handler Optimization | 2.471
4 | Separate Makeup Air / Exhaust Hoods AC | 12.8951
4 | Strip curtains for walk-ins | 18.7215
4 | Night covers for display cases | 7.0091
4 | Efficient compressor motor | 27.9194
4 | Floating head pressure controls | 23.6567
4 | Refrigeration Commissioning | 11.254
4 | Demand Hot Gas Defrost | 10.4541
4 | Demand Defrost Electric | 51.6643
4 | Anti-sweat (humidistat) controls | 8.4707
4 | Freezer-Cooler Replacement Gaskets | 44.8434
5 | Lighting Control Tuneup | 2.6284
5 | Lighting Control Tuneup | 1.5146
5 | CFL Screw-in 18W | 201.2587
5 | PSMH, 250W, magnetic ballast | 24.4528
5 | Chiller Tune Up/Diagnostics | 6.4036
5 | Aerosole Duct Sealing | 5.7454
5 | Optimize Controls | 2.6671
5 | Aerosole Duct Sealing | 10.8759
5 | Aerosole Duct Sealing | 11.2534
5 | Heat Pump Water Heater (air source) | 5.5432
5 | Heat Recovery Unit | 5.7538
5 | Heat Trap | 1.1139
5 | PC Manual Power Management Enabling | 3.6427
5 | PC Network Power Management Enabling | 3.8573
5 | Energy Star or Better Monitor | 6.8008
5 | Monitor Power Management Enabling | 3.4052
5 | Printer Power Management Enabling | 1.9043
5 | Vending Misers (cooled machines only) | 1.1681
6 | Lighting Control Tuneup | 2.989
6 | Lighting Control Tuneup | 1.6968
6 | CFL Screw-in 18W | 236.1577
6 | PSMH, 250W, magnetic ballast | 27.9796
6 | Outdoor Lighting Controls (Photocell/Timeclock) | 1.2038
6 | Aerosole Duct Sealing | 4.2435
6 | Aerosole Duct Sealing | 7.716
6 | Aerosole Duct Sealing | 8.0001
6 | PC Manual Power Management Enabling | 8.1534
6 | PC Network Power Management Enabling | 9.2064
6 | Energy Star or Better Monitor | 20.3281
6 | Monitor Power Management Enabling | 7.6337
6 | Printer Power Management Enabling | 3.855
7 | Lighting Control Tuneup | 5.0417
7 | ROB Premium T8, EB, Reflector | 28.0353
7 | Lighting Control Tuneup | 2.8305
7 | CFL Screw-in 18W | 571.7764
7 | CFL Hardwired, Modular 18W | 79.0653
7 | PSMH, 250W, magnetic ballast | 60.5189
7 | High Bay T5 | 34.3361
7 | Chiller Tune Up/Diagnostics | 30.5902
7 | EMS Optimization | 5.953
7 | Aerosole Duct Sealing | 20.1567
7 | Ceiling Insulation | 95.0094
7 | DX Tune Up/ Advanced Diagnostics | 19.6342
7 | DX Coil Cleaning | 19.0407
7 | Optimize Controls | 8.9136
7 | Aerosole Duct Sealing | 41.7921
7 | Ceiling Insulation | 241.4788
7 | Aerosole Duct Sealing | 43.7099
7 | Ceiling Insulation | 206.3379
7 | Variable Speed Drive Control | 6.2514
7 | Air Handler Optimization | 6.4228
7 | Heat Pump Water Heater (air source) | 26.7194
7 | Solar Water Heater | 22.9892
7 | Demand controlled circulating systems | 1.6324
7 | Heat Recovery Unit | 24.1667
7 | Heat Trap | 3.2437
7 | PC Manual Power Management Enabling | 2.8881
7 | PC Network Power Management Enabling | 3.0264
7 | Energy Star or Better Monitor | 5.2497
7 | Monitor Power Management Enabling | 2.7038
7 | Printer Power Management Enabling | 2.3539
8 | Lighting Control Tuneup | 14.5878
8 | ROB Premium T8, EB, Reflector | 55.2781
8 | Lighting Control Tuneup | 7.4245
8 | CFL Screw-in 18W | 1405.8067
8 | PSMH, 250W, magnetic ballast | 201.1221
8 | High Bay T5 | 97.8001
8 | Chiller Tune Up/Diagnostics | 13.451
8 | EMS Optimization | 2.7043
8 | Aerosole Duct Sealing | 9.2534
8 | Optimize Controls | 4.036
8 | Aerosole Duct Sealing | 18.7089
8 | Ceiling Insulation | 98.6363
8 | Aerosole Duct Sealing | 19.5441
8 | Ceiling Insulation | 84.3105
8 | Heat Recovery Unit | 14.7253
8 | Heat Trap | 3.5238
8 | PC Manual Power Management Enabling | 1.5238
8 | PC Network Power Management Enabling | 1.54
8 | Energy Star or Better Monitor | 2.912
8 | Monitor Power Management Enabling | 1.4106
8 | Printer Power Management Enabling | 2.1547
9 | ROB Premium T8, EB, Reflector | 5.6656
9 | CFL Screw-in 18W | 68.3392
9 | PSMH, 250W, magnetic ballast | 8.2619
9 | Aerosole Duct Sealing | 1.5641
9 | Aerosole Duct Sealing | 1.633
9 | Energy Star or Better Monitor | 1.2579
10 | Lighting Control Tuneup | 1.1637
10 | ROB Premium T8, EB, Reflector | 6.6555
10 | CFL Screw-in 18W | 84.0227
10 | PSMH, 250W, magnetic ballast | 11.1745
10 | Chiller Tune Up/Diagnostics | 7.7773
10 | EMS Optimization | 2.3836
10 | Aerosole Duct Sealing | 8.3785
10 | DX Coil Cleaning | 7.6489
10 | Optimize Controls | 3.514
10 | Aerosole Duct Sealing | 15.7044
10 | Ceiling Insulation | 42.5078
10 | Aerosole Duct Sealing | 16.2897
10 | Ceiling Insulation | 37.668
10 | Heat Recovery Unit | 13.7492
10 | Heat Trap | 2.1284
10 | Vending Misers (cooled machines only) | 1.1977
11 | Lighting Control Tuneup | 2.1481
11 | ROB Premium T8, EB, Reflector | 11.089
11 | Lighting Control Tuneup | 1.2524
11 | CFL Screw-in 18W | 183.7267
11 | PSMH, 250W, magnetic ballast | 21.8303
11 | Aerosole Duct Sealing | 3.3311
11 | Aerosole Duct Sealing | 5.773
11 | Aerosole Duct Sealing | 6.0782
11 | PC Manual Power Management Enabling | 2.5829
11 | PC Network Power Management Enabling | 2.6305
11 | Energy Star or Better Monitor | 4.6676
11 | Monitor Power Management Enabling | 2.3774
11 | Printer Power Management Enabling | 2.4401
| 0.5 Faucet Aerator (DI) - Commercial Public Use | 1.3219
| 0.5 Faucet Aerator (DI) - Commercial School Use | 1.0149
| Steamer | 277.8803
Industrial
Building | Measure | TRC Value
1 | Compressed Air- Sizing | 1.4481
1 | Compressed Air-O&M | 2.4843
1 | Compressed Air - System Optimization | 2.5531
1 | Pumps - O&M | 1.6205
1 | Pumps - Controls | 4.7585
1 | Pumps - Sizing | 2.6126
1 | Bakery - Process (Mixing) - O&M | 1.6024
1 | Bakery - Process | 5.8653
1 | Efficient Refrigeration - Operations | 2.1675
2 | Comp Air - ASD (6-100 hp) | 1.0405
2 | Compressed Air- Sizing | 2.2423
2 | Compressed Air-O&M | 4.1998
2 | Compressed Air - System Optimization | 4.3955
2 | Fans - ASD (6-100 hp) | 1.0432
2 | Fans- Improve components | 1.1046
2 | Pumps - ASD (6-100 hp) | 1.0424
2 | Pumps - O&M | 2.5467
2 | Pumps - Controls | 9.5198
2 | Pumps - Sizing | 4.5573
3 | Compressed Air- Sizing | 1.619
3 | Compressed Air-O&M | 2.8331
3 | Compressed Air - System Optimization | 2.9242
3 | Pumps - O&M | 1.8179
3 | Pumps - Controls | 5.6579
3 | Pumps - Sizing | 3.0019
3 | Air conveying systems | 7.1066
4 | Compressed Air- Sizing | 1.3376
4 | Compressed Air-O&M | 2.2789
4 | Compressed Air - System Optimization | 2.3386
4 | Pumps - O&M | 1.4954
4 | Pumps - Controls | 4.2984
4 | Pumps - Sizing | 2.3906
4 | High Consistency forming | 1.1133
4 | Gap Forming papermachine | 1.1467
5 | Compressed Air- Sizing | 1.4184
5 | Compressed Air-O&M | 2.427
5 | Compressed Air - System Optimization | 2.4931
5 | Pumps - O&M | 1.587
5 | Pumps - Controls | 4.6236
5 | Pumps - Sizing | 2.5503
5 | Efficient practices printing press | 1.4933
5 | CFL Screw-in 18W | 10.9925
5 | Premium T8, Elecctronic Ballast | 3.0559
5 | High Bay T5 | 4.8001
6 | Compressed Air- Sizing | 1.2563
6 | Compressed Air-O&M | 2.1094
6 | Compressed Air - System Optimization | 2.1579
6 | Pumps - O&M | 1.4013
6 | Pumps - Controls | 3.8481
6 | Pumps - Sizing | 2.2002
7 | Compressed Air- Sizing | 1.2489
7 | Compressed Air-O&M | 2.0942
7 | Compressed Air - System Optimization | 2.1418
7 | Pumps - O&M | 1.3927
7 | Pumps - Controls | 3.8091
7 | Pumps - Sizing | 2.1833
8 | Compressed Air- Sizing | 1.4639
8 | Compressed Air-O&M | 2.5168
8 | Compressed Air - System Optimization | 2.5877
8 | Pumps - O&M | 1.6393
8 | Pumps - Controls | 4.8411
8 | Pumps - Sizing | 2.6489
8 | O&M - Extruders/Injection Moulding | 1.6578
9 | Compressed Air- Sizing | 1.3717
9 | Compressed Air-O&M | 2.332
9 | Compressed Air - System Optimization | 2.3921
9 | Pumps - O&M | 1.5331
9 | Pumps - Controls | 4.3768
9 | Pumps - Sizing | 2.444
10 | Compressed Air- Sizing | 1.6111
10 | Compressed Air-O&M | 2.8428
10 | Compressed Air - System Optimization | 2.9395
10 | Pumps - O&M | 1.811
10 | Pumps - Controls | 5.7771
10 | Pumps - Sizing | 3.0215
10 | Near Net Shape Casting | 2.1369
11 | Compressed Air- Sizing | 1.5344
11 | Compressed Air-O&M | 2.6728
11 | Compressed Air - System Optimization | 2.7565
11 | Pumps - O&M | 1.7215
11 | Pumps - Controls | 5.2907
11 | Pumps - Sizing | 2.8273
11 | Drives - Optimization process (M&T) | 1.6652
11 | Heating - Optimization process (M&T) | 1.6652
12 | Compressed Air- Sizing | 1.8029
12 | Compressed Air-O&M | 3.2359
12 | Compressed Air - System Optimization | 3.3575
12 | Pumps - O&M | 2.0332
12 | Pumps - Controls | 6.7941
12 | Pumps - Sizing | 3.4599
12 | Drives - Optimization process (M&T) | 1.9678
12 | Heating - Optimization process (M&T) | 1.9678
13 | Compressed Air- Sizing | 1.4247
13 | Compressed Air-O&M | 2.4373
13 | Compressed Air - System Optimization | 2.5035
13 | Pumps - O&M | 1.5938
13 | Pumps - Controls | 4.6376
13 | Pumps - Sizing | 2.5604
14 | Compressed Air- Sizing | 1.5576
14 | Compressed Air-O&M | 2.705
14 | Compressed Air - System Optimization | 2.7877
14 | Pumps - O&M | 1.7464
14 | Pumps - Controls | 5.319
14 | Pumps - Sizing | 2.8579
14 | Drives - Optimization process (M&T) | 1.7094
14 | Heating - Optimization process (M&T) | 1.7094
15 | Compressed Air- Sizing | 1.4184
15 | Compressed Air-O&M | 2.4238
15 | Compressed Air - System Optimization | 2.4893
15 | Pumps - O&M | 1.5865
15 | Pumps - Controls | 4.6055
15 | Pumps - Sizing | 2.5461
15 | Drives - Optimization process (M&T) | 1.5341
16 | Compressed Air- Sizing | 1.3801
16 | Compressed Air-O&M | 2.348
16 | Compressed Air - System Optimization | 2.4086
16 | Pumps - O&M | 1.5425
16 | Pumps - Controls | 4.4141
16 | Pumps - Sizing | 2.4616

## TRC Maximum Incentive
TRC Measures Eliminated at Maximum RIM Incentive
Residential
Building | Measure | TRC Value
No Measures Eliminated
Commercial
Building | Measure | TRC Value
No Measures Eliminated
Industrial
Building | Measure | TRC Value
No Measures Eliminated